3VA1180-6GD42-0AA0 |  | 3VA1180-6GD42-0AA0 | 1 | UN | 1 | 5 | B | D | EAR99 | N | 85362090 | 1 | 4042948831632 | 1.216 | KG | 353.4 | 343.6 | LP17 | LP17 | circuit breaker 3VA1 IEC frame 160 breaking capacity class H Icu=70kA @ 415V 4-pole, line protection TM210, FTFM, In=80A overload protection Ir=80A fixed short-circuit protection Ii=10 x In N conductor protection 100% nut keeper kit | Lista Papel 2020 SI | 0 | 0
3VA1180-6GD46-0AA0 |  | 3VA1180-6GD46-0AA0 | 1 | UN | 1 | 5 | B | D | EAR99 | N | 85362090 | 1 | 4042948825303 | 1.17 | KG | 381.3 | 370.6 | LP17 | LP17 | circuit breaker 3VA1 IEC frame 160 breaking capacity class H Icu=70kA @ 415V 4-pole, line protection TM210, FTFM, In=80A overload protection Ir=80A fixed short-circuit protection Ii=10 x In N conductor protection 100% clamp connection | Lista Papel 2020 SI | 0 | 0
3VA1180-6GE42-0AA0 |  | 3VA1180-6GE42-0AA0 | 1 | UN | 1 | 5 | B | D | EAR99 | N | 85362090 | 1 | 4042948831625 | 1.2 | KG | 360 | 350.1 | LP17 | LP17 | circuit breaker 3VA1 IEC frame 160 breaking capacity class H Icu=70kA @ 415V 4-pole, line protection TM220, ATFM, In=80A overload protection Ir=56A...80A short-circuit protection Ii=10 x In N conductor protection 100% nut keeper kit | Lista Papel 2020 SI | 0 | 0
3VA1180-6GE46-0AA0 |  | 3VA1180-6GE46-0AA0 | 1 | UN | 1 | 5 | B | D | EAR99 | N | 85362090 | 1 | 4042948825310 | 1.299 | KG | 389.5 | 378.8 | LP17 | LP17 | circuit breaker 3VA1 IEC frame 160 breaking capacity class H Icu=70kA @ 415V 4-pole, line protection TM220, ATFM, In=80A overload protection Ir=56A...80A short-circuit protection Ii=10 x In N conductor protection 100% clamp connection | Lista Papel 2020 SI | 0 | 0
3VA1180-6GF42-0AA0 |  | 3VA1180-6GF42-0AA0 | 1 | UN | 1 | 5 | B | D | EAR99 | N | 85362090 | 1 | 4042948831618 | 1.224 | KG | 379.7 | 369 | LP17 | LP17 | circuit breaker 3VA1 IEC frame 160 breaking capacity class H Icu=70kA @ 415V 4-pole, line protection TM240, ATAM, In=80A overload protection Ir=56A...80A short-circuit protection Ii=5...10 x In N conductor protection 100% nut keeper kit | Lista Papel 2020 SI | 0 | 0
3VA1180-6GF46-0AA0 |  | 3VA1180-6GF46-0AA0 | 1 | UN | 1 | 5 | B | D | EAR99 | N | 85362090 | 1 | 4042948824559 | 1.319 | KG | 407.5 | 396.1 | LP17 | LP17 | circuit breaker 3VA1 IEC frame 160 breaking capacity class H Icu=70kA @ 415V 4-pole, line protection TM240, ATAM, In=80A overload protection Ir=56A...80A short-circuit protection Ii=5...10 x In N conductor protection 100% clamp connection | Lista Papel 2020 SI | 0 | 0
3VA1180-6GF46-0KF0 |  | 3VA1180-6GF46-0KF0 | 1 | UN | 1 | 10 | C | D | EAR99 | N | 85362090 | 1 | 4042949323860 | 1.301 | KG | 552.5 | 552.5 | LP17 | LP17 | circuit breaker 3VA1 IEC frame 160 breaking capacity class H Icu=70kA @ 415V 4-pole, line protection TM240, ATAM, In=80A overload protection Ir=56A...80A short-circuit protection Ii=5...10 x In N conductor protection 100% clamp connection shunt trip (STL) 220-250V DC; 208-277V AC 1 auxiliary switch HQ 1 trip alarm switch HQ | - | 0 | 0
3VA1180-6MH32-0AA0 |  | 3VA1180-6MH32-0AA0 | 1 | UN | 1 | 5 | B | D | EAR99 | N | 85362090 | 1 | 4042948828151 | 959 | G | 291.9 | 283.7 | LP17 | LP17 | circuit breaker 3VA1 IEC frame 160 breaking capacity class H Icu=70kA @ 415V 3-pole, starter protection TM120M, AM, In=80A without overload protection short-circuit protection Ii=7...16 x In nut keeper kit | Lista Papel 2020 SI | 0 | 0
3VA1180-6MH36-0AA0 |  | 3VA1180-6MH36-0AA0 | 1 | UN | 1 | 5 | B | D | EAR99 | N | 85362090 | 1 | 4042948828144 | 0.9 | KG | 313.2 | 304.2 | LP17 | LP17 | circuit breaker 3VA1 IEC frame 160 breaking capacity class H Icu=70kA @ 415V 3-pole, starter protection TM120M, AM, In=80A without overload protection short-circuit protection Ii=7...16 x In clamp connection | Lista Papel 2020 SI | 0 | 0
3VA1181-5MG32-0AA0 |  | 3VA1181-5MG32-0AA0 | 1 | UN | 1 | 5 | B | D | EAR99 | N | 85362010 | 1 | 4042948828137 | 0.9 | KG | 252.45 | 252.45 | LP17 | LP17 | circuit breaker 3VA1 IEC frame 160 breaking capacity class M Icu=55kA @ 415V 3-pole, starter protection TM110M, FM, In=1A without overload protection short-circuit protection Ii=15 x In nut keeper kit | - | 0 | 0
3VA1181-5MG36-0AA0 |  | 3VA1181-5MG36-0AA0 | 1 | UN | 1 | 5 | B | D | EAR99 | N | 85362010 | 1 | 4042948828120 | 0.9 | KG | 274.55 | 274.55 | LP17 | LP17 | circuit breaker 3VA1 IEC frame 160 breaking capacity class M Icu=55kA @ 415V 3-pole, starter protection TM110M, FM, In=1A without overload protection short-circuit protection Ii=15 x In clamp connection | - | 0 | 0
3VA1181-6MG32-0AA0 |  | 3VA1181-6MG32-0AA0 | 1 | UN | 1 | 5 | B | D | EAR99 | N | 85362010 | 1 | 4042948828113 | 0.9 | KG | 275.4 | 275.4 | LP17 | LP17 | circuit breaker 3VA1 IEC frame 160 breaking capacity class H Icu=70kA @ 415V 3-pole, starter protection TM110M, FM, In=1A without overload protection short-circuit protection Ii=15 x In nut keeper kit | - | 0 | 0
3VA1181-6MG36-0AA0 |  | 3VA1181-6MG36-0AA0 | 1 | UN | 1 | 5 | B | D | EAR99 | N | 85362010 | 1 | 4042948828106 | 0.9 | KG | 298.35 | 298.35 | LP17 | LP17 | circuit breaker 3VA1 IEC frame 160 breaking capacity class H Icu=70kA @ 415V 3-pole, starter protection TM110M, FM, In=1A without overload protection short-circuit protection Ii=15 x In clamp connection | - | 0 | 0
3VA1192-5MG32-0AA0 |  | 3VA1192-5MG32-0AA0 | 1 | UN | 1 | 5 | B | D | EAR99 | N | 85362010 | 1 | 4042948828014 | 1 | KG | 252.45 | 252.45 | LP17 | LP17 | circuit breaker 3VA1 IEC frame 160 breaking capacity class M Icu=55kA @ 415V 3-pole, starter protection TM110M, FM, In=12.5A without overload protection short-circuit protection Ii=15 x In nut keeper kit | - | 0 | 0
3VA1192-5MG36-0AA0 |  | 3VA1192-5MG36-0AA0 | 1 | UN | 1 | 5 | B | D | EAR99 | N | 85362010 | 1 | 4042948828007 | 1.011 | KG | 274.55 | 274.55 | LP17 | LP17 | circuit breaker 3VA1 IEC frame 160 breaking capacity class M Icu=55kA @ 415V 3-pole, starter protection TM110M, FM, In=12.5A without overload protection short-circuit protection Ii=15 x In clamp connection | - | 0 | 0
3VA1192-6MG32-0AA0 |  | 3VA1192-6MG32-0AA0 | 1 | UN | 1 | 5 | B | D | EAR99 | N | 85362010 | 1 | 4042948827994 | 1 | KG | 275.4 | 275.4 | LP17 | LP17 | circuit breaker 3VA1 IEC frame 160 breaking capacity class H Icu=70kA @ 415V 3-pole, starter protection TM110M, FM, In=12.5A without overload protection short-circuit protection Ii=15 x In nut keeper kit | - | 0 | 0
3VA1192-6MG36-0AA0 |  | 3VA1192-6MG36-0AA0 | 1 | UN | 1 | 5 | B | D | EAR99 | N | 85362010 | 1 | 4042948827987 | 1 | KG | 298.35 | 298.35 | LP17 | LP17 | circuit breaker 3VA1 IEC frame 160 breaking capacity class H Icu=70kA @ 415V 3-pole, starter protection TM110M, FM, In=12.5A without overload protection short-circuit protection Ii=15 x In clamp connection | - | 0 | 0
3VA1196-3ED12-0AA0 |  | 3VA1196-3ED12-0AA0 | 1 | UN | 1 | 5 | B | D | EAR99 | N | 85362010 | 1 | 4042948829257 | 379 | G | 95.1 | 92.7 | LP17 | LP17 | circuit breaker 3VA1 IEC frame 160 breaking capacity class N Icu=25kA @ 240V 1-pole, line protection TM210, FTFM, In=16A overload protection Ir=16A fixed short-circuit protection Ii=20 x In nut keeper kit | Lista Papel 2020 SI | 0 | 0
3VA1196-3ED16-0AA0 |  | 3VA1196-3ED16-0AA0 | 1 | UN | 1 | 5 | B | D | EAR99 | N | 85362010 | 1 | 4042948829240 | 0.402 | KG | 102.5 | 99.2 | LP17 | LP17 | circuit breaker 3VA1 IEC frame 160 breaking capacity class N Icu=25kA @ 240V 1-pole, line protection TM210, FTFM, In=16A overload protection Ir=16A fixed short-circuit protection Ii=20 x In clamp connection | Lista Papel 2020 SI | 0 | 0
3VA1196-3ED22-0AA0 |  | 3VA1196-3ED22-0AA0 | 1 | UN | 1 | 5 | B | D | EAR99 | N | 85362010 | 1 | 4042948829233 | 659 | G | 171.4 | 166.5 | LP17 | LP17 | circuit breaker 3VA1 IEC frame 160 breaking capacity class N Icu=25kA @ 415V 2-pole, line protection TM210, FTFM, In=16A overload protection Ir=16A fixed short-circuit protection Ii=20 x In nut keeper kit | Lista Papel 2020 SI | 0 | 0
3VA1196-3ED26-0AA0 |  | 3VA1196-3ED26-0AA0 | 1 | UN | 1 | 5 | B | D | EAR99 | N | 85362010 | 1 | 4042948829226 | 680 | G | 184.5 | 179.6 | LP17 | LP17 | circuit breaker 3VA1 IEC frame 160 breaking capacity class N Icu=25kA @ 415V 2-pole, line protection TM210, FTFM, In=16A overload protection Ir=16A fixed short-circuit protection Ii=20 x In clamp connection | Lista Papel 2020 SI | 0 | 0
3VA1196-3ED26-0BA0 |  | 3VA1196-3ED26-0BA0 | 1 | UN | 1 | 10 | C | D | EAR99 | N | 85362010 | 1 | 4042949322696 | 0.777 | KG | 300.9 | 300.9 | LP17 | LP17 | circuit breaker 3VA1 IEC frame 160 breaking capacity class N Icu=25kA @ 415V 2-pole, line protection TM210, FTFM, In=16A overload protection Ir=16A fixed short-circuit protection Ii=20 x In clamp connection undervoltage release (UVR) 24V DC | - | 0 | 0
3VA1196-3ED32-0AA0 |  | 3VA1196-3ED32-0AA0 | 1 | UN | 1 | 5 | B | D | EAR99 | N | 85362010 | 1 | 4042948812082 | 965 | G | 190.2 | 184.5 | LP17 | LP17 | circuit breaker 3VA1 IEC frame 160 breaking capacity class N Icu=25kA @ 415V 3-pole, line protection TM210, FTFM, In=16A overload protection Ir=16A fixed short-circuit protection Ii=20 x In nut keeper kit | Lista Papel 2020 SI | 0 | 0
3VA1196-3ED36-0AA0 |  | 3VA1196-3ED36-0AA0 | 1 | UN | 1 | 5 | B | D | EAR99 | N | 85362010 | 1 | 4042948821169 | 1.002 | KG | 209.9 | 204.2 | LP17 | LP17 | circuit breaker 3VA1 IEC frame 160 breaking capacity class N Icu=25kA @ 415V 3-pole, line protection TM210, FTFM, In=16A overload protection Ir=16A fixed short-circuit protection Ii=20 x In clamp connection | Lista Papel 2020 SI | 0 | 0
3VA1196-3ED42-0AA0 |  | 3VA1196-3ED42-0AA0 | 1 | UN | 1 | 5 | B | D | EAR99 | N | 85362010 | 1 | 4042948812969 | 1.197 | KG | 248.5 | 241.1 | LP17 | LP17 | circuit breaker 3VA1 IEC frame 160 breaking capacity class N Icu=25kA @ 415V 4-pole, line protection TM210, FTFM, In=16A overload protection Ir=16A fixed short-circuit protection Ii=20 x In N conductor unprotected nut keeper kit | Lista Papel 2020 SI | 0 | 0
3VA1196-3ED46-0AA0 |  | 3VA1196-3ED46-0AA0 | 1 | UN | 1 | 5 | B | D | EAR99 | N | 85362010 | 1 | 4042948822043 | 1.262 | KG | 273.9 | 266.5 | LP17 | LP17 | circuit breaker 3VA1 IEC frame 160 breaking capacity class N Icu=25kA @ 415V 4-pole, line protection TM210, FTFM, In=16A overload protection Ir=16A fixed short-circuit protection Ii=20 x In N conductor unprotected clamp connection | Lista Papel 2020 SI | 0 | 0
3VA1196-3EE32-0AA0 |  | 3VA1196-3EE32-0AA0 | 1 | UN | 1 | 5 | B | D | EAR99 | N | 85362010 | 1 | 4042948812099 | 958 | G | 193.5 | 187.8 | LP17 | LP17 | circuit breaker 3VA1 IEC frame 160 breaking capacity class N Icu=25kA @ 415V 3-pole, line protection TM220, ATFM, In=16A overload protection Ir=11A...16A short-circuit protection Ii=20 x In nut keeper kit | Lista Papel 2020 SI | 0 | 0
3VA1196-3EE32-0AB0 |  | 3VA1196-3EE32-0AB0 | 1 | UN | 1 | 10 | C | D | EAR99 | N | 85362010 | 1 | 4042949322443 | 0.854 | KG | 270.3 | 270.3 | LP17 | LP17 | circuit breaker 3VA1 IEC frame 160 breaking capacity class N Icu=25kA @ 415V 3-pole, line protection TM220, ATFM, In=16A overload protection Ir=11A...16A short-circuit protection Ii=20 x In nut keeper kit 2 auxiliary switches HP | - | 0 | 0
3VA1196-3EE36-0AA0 |  | 3VA1196-3EE36-0AA0 | 1 | UN | 1 | 2 | A | D | EAR99 | N | 85362010 | 1 | 4042948821176 | 1.041 | KG | 214.8 | 209.1 | LP17 | LP17 | circuit breaker 3VA1 IEC frame 160 breaking capacity class N Icu=25kA @ 415V 3-pole, line protection TM220, ATFM, In=16A overload protection Ir=11A...16A short-circuit protection Ii=20 x In clamp connection | Lista Papel 2020 SI | 0 | 0
3VA1196-3EE42-0AA0 |  | 3VA1196-3EE42-0AA0 | 1 | UN | 1 | 5 | B | D | EAR99 | N | 85362010 | 1 | 4042948812976 | 1.209 | KG | 252.6 | 245.2 | LP17 | LP17 | circuit breaker 3VA1 IEC frame 160 breaking capacity class N Icu=25kA @ 415V 4-pole, line protection TM220, ATFM, In=16A overload protection Ir=11A...16A short-circuit protection Ii=20 x In N conductor unprotected nut keeper kit | Lista Papel 2020 SI | 0 | 0
3VA1196-3EE46-0AA0 |  | 3VA1196-3EE46-0AA0 | 1 | UN | 1 | 5 | B | D | EAR99 | N | 85362010 | 1 | 4042948822050 | 1.276 | KG | 281.3 | 273.1 | LP17 | LP17 | circuit breaker 3VA1 IEC frame 160 breaking capacity class N Icu=25kA @ 415V 4-pole, line protection TM220, ATFM, In=16A overload protection Ir=11A...16A short-circuit protection Ii=20 x In N conductor unprotected clamp connection | Lista Papel 2020 SI | 0 | 0
3VA1196-3EF32-0AA0 |  | 3VA1196-3EF32-0AA0 | 1 | UN | 1 | 5 | B | D | EAR99 | N | 85362010 | 1 | 4042948808504 | 966 | G | 204.2 | 198.4 | LP17 | LP17 | circuit breaker 3VA1 IEC frame 160 breaking capacity class N Icu=25kA @ 415V 3-pole, line protection TM240, ATAM, In=16A overload protection Ir=11A...16A short-circuit protection Ii=10...20 x In nut keeper kit | Lista Papel 2020 SI | 0 | 0
3VA1196-3EF32-0AB0 |  | 3VA1196-3EF32-0AB0 | 1 | UN | 1 | 10 | C | D | EAR99 | N | 85362010 | 1 | 4042949053316 | 0.96 | KG | 281.35 | 281.35 | LP17 | LP17 | circuit breaker 3VA1 IEC frame 160 breaking capacity class N Icu=25kA @ 415V 3-pole, line protection TM240, ATAM, In=16A overload protection Ir=11A...16A short-circuit protection Ii=10...20 x In nut keeper kit 2 auxiliary switches HP | - | 0 | 0
3VA1196-3EF32-0AC0 |  | 3VA1196-3EF32-0AC0 | 1 | UN | 1 | 10 | C | D | EAR99 | N | 85362010 | 1 | 4042949055402 | 0.96 | KG | 259.25 | 259.25 | LP17 | LP17 | circuit breaker 3VA1 IEC frame 160 breaking capacity class N Icu=25kA @ 415V 3-pole, line protection TM240, ATAM, In=16A overload protection Ir=11A...16A short-circuit protection Ii=10...20 x In nut keeper kit 2 auxiliary switches HQ | - | 0 | 0
3VA1196-3EF32-0AD0 |  | 3VA1196-3EF32-0AD0 | 1 | UN | 1 | 10 | C | D | EAR99 | N | 85362010 | 1 | 4042949057499 | 0.99 | KG | 281.35 | 281.35 | LP17 | LP17 | circuit breaker 3VA1 IEC frame 160 breaking capacity class N Icu=25kA @ 415V 3-pole, line protection TM240, ATAM, In=16A overload protection Ir=11A...16A short-circuit protection Ii=10...20 x In nut keeper kit 3 auxiliary switches HQ | - | 0 | 0
3VA1196-3EF32-0AE0 |  | 3VA1196-3EF32-0AE0 | 1 | UN | 1 | 10 | C | D | EAR99 | N | 85362010 | 1 | 4042949059585 | 1.02 | KG | 305.15 | 305.15 | LP17 | LP17 | circuit breaker 3VA1 IEC frame 160 breaking capacity class N Icu=25kA @ 415V 3-pole, line protection TM240, ATAM, In=16A overload protection Ir=11A...16A short-circuit protection Ii=10...20 x In nut keeper kit 4 auxiliary switches HQ | - | 0 | 0
3VA1196-3EF32-0AF0 |  | 3VA1196-3EF32-0AF0 | 1 | UN | 1 | 10 | C | D | EAR99 | N | 85362010 | 1 | 4042949061670 | 0.96 | KG | 259.25 | 259.25 | LP17 | LP17 | circuit breaker 3VA1 IEC frame 160 breaking capacity class N Icu=25kA @ 415V 3-pole, line protection TM240, ATAM, In=16A overload protection Ir=11A...16A short-circuit protection Ii=10...20 x In nut keeper kit 1 auxiliary switch HQ 1 trip alarm switch HQ | - | 0 | 0
3VA1196-3EF32-0AG0 |  | 3VA1196-3EF32-0AG0 | 1 | UN | 1 | 10 | C | D | EAR99 | N | 85362010 | 1 | 4042949063766 | 0.96 | KG | 281.35 | 281.35 | LP17 | LP17 | circuit breaker 3VA1 IEC frame 160 breaking capacity class N Icu=25kA @ 415V 3-pole, line protection TM240, ATAM, In=16A overload protection Ir=11A...16A short-circuit protection Ii=10...20 x In nut keeper kit 1 auxiliary switch HP 1 trip alarm switch HP | - | 0 | 0
3VA1196-3EF32-0AH0 |  | 3VA1196-3EF32-0AH0 | 1 | UN | 1 | 10 | C | D | EAR99 | N | 85362010 | 1 | 4042949065852 | 0.99 | KG | 281.35 | 281.35 | LP17 | LP17 | circuit breaker 3VA1 IEC frame 160 breaking capacity class N Icu=25kA @ 415V 3-pole, line protection TM240, ATAM, In=16A overload protection Ir=11A...16A short-circuit protection Ii=10...20 x In nut keeper kit 2 auxiliary switches HQ 1 trip alarm switch HQ | - | 0 | 0
3VA1196-3EF32-0BA0 |  | 3VA1196-3EF32-0BA0 | 1 | UN | 1 | 10 | C | D | EAR99 | N | 85362010 | 1 | 4042949040774 | 0.9 | KG | 319.6 | 319.6 | LP17 | LP17 | circuit breaker 3VA1 IEC frame 160 breaking capacity class N Icu=25kA @ 415V 3-pole, line protection TM240, ATAM, In=16A overload protection Ir=11A...16A short-circuit protection Ii=10...20 x In nut keeper kit undervoltage release (UVR) 24V DC | - | 0 | 0
3VA1196-3EF32-0BC0 |  | 3VA1196-3EF32-0BC0 | 1 | UN | 1 | 10 | C | D | EAR99 | N | 85362010 | 1 | 4042949068303 | 1.05 | KG | 367.2 | 367.2 | LP17 | LP17 | circuit breaker 3VA1 IEC frame 160 breaking capacity class N Icu=25kA @ 415V 3-pole, line protection TM240, ATAM, In=16A overload protection Ir=11A...16A short-circuit protection Ii=10...20 x In nut keeper kit undervoltage release (UVR) 24V DC 2 auxiliary switches HQ | - | 0 | 0
3VA1196-3EF32-0BH0 |  | 3VA1196-3EF32-0BH0 | 1 | UN | 1 | 10 | C | D | EAR99 | N | 85362010 | 1 | 4042949080848 | 1.05 | KG | 390.15 | 390.15 | LP17 | LP17 | circuit breaker 3VA1 IEC frame 160 breaking capacity class N Icu=25kA @ 415V 3-pole, line protection TM240, ATAM, In=16A overload protection Ir=11A...16A short-circuit protection Ii=10...20 x In nut keeper kit undervoltage release (UVR) 24V DC 2 auxiliary switches HQ 1 trip alarm switch HQ | - | 0 | 0
3VA1196-3EF32-0CA0 |  | 3VA1196-3EF32-0CA0 | 1 | UN | 1 | 10 | C | D | EAR99 | N | 85362010 | 1 | 4042949042860 | 0.9 | KG | 319.6 | 319.6 | LP17 | LP17 | circuit breaker 3VA1 IEC frame 160 breaking capacity class N Icu=25kA @ 415V 3-pole, line protection TM240, ATAM, In=16A overload protection Ir=11A...16A short-circuit protection Ii=10...20 x In nut keeper kit undervoltage release (UVR) 120-127V AC 50/60Hz | - | 0 | 0
3VA1196-3EF32-0CC0 |  | 3VA1196-3EF32-0CC0 | 1 | UN | 1 | 10 | C | D | EAR99 | N | 85362010 | 1 | 4042949070399 | 1.05 | KG | 367.2 | 367.2 | LP17 | LP17 | circuit breaker 3VA1 IEC frame 160 breaking capacity class N Icu=25kA @ 415V 3-pole, line protection TM240, ATAM, In=16A overload protection Ir=11A...16A short-circuit protection Ii=10...20 x In nut keeper kit undervoltage release (UVR) 120-127V AC 50/60Hz 2 auxiliary switches HQ | - | 0 | 0
3VA1196-3EF32-0CH0 |  | 3VA1196-3EF32-0CH0 | 1 | UN | 1 | 10 | C | D | EAR99 | N | 85362010 | 1 | 4042949082934 | 1.08 | KG | 390.15 | 390.15 | LP17 | LP17 | circuit breaker 3VA1 IEC frame 160 breaking capacity class N Icu=25kA @ 415V 3-pole, line protection TM240, ATAM, In=16A overload protection Ir=11A...16A short-circuit protection Ii=10...20 x In nut keeper kit undervoltage release (UVR) 120-127V AC 50/60Hz 2 auxiliary switches HQ 1 trip alarm switch HQ | - | 0 | 0
3VA1196-3EF32-0DA0 |  | 3VA1196-3EF32-0DA0 | 1 | UN | 1 | 10 | C | D | EAR99 | N | 85362010 | 1 | 4042949044956 | 0.9 | KG | 319.6 | 319.6 | LP17 | LP17 | circuit breaker 3VA1 IEC frame 160 breaking capacity class N Icu=25kA @ 415V 3-pole, line protection TM240, ATAM, In=16A overload protection Ir=11A...16A short-circuit protection Ii=10...20 x In nut keeper kit undervoltage release (UVR) 208-230V AC 50/60Hz | - | 0 | 0
3VA1196-3EF32-0DC0 |  | 3VA1196-3EF32-0DC0 | 1 | UN | 1 | 10 | C | D | EAR99 | N | 85362010 | 1 | 4042949072485 | 1.05 | KG | 367.2 | 367.2 | LP17 | LP17 | circuit breaker 3VA1 IEC frame 160 breaking capacity class N Icu=25kA @ 415V 3-pole, line protection TM240, ATAM, In=16A overload protection Ir=11A...16A short-circuit protection Ii=10...20 x In nut keeper kit undervoltage release (UVR) 208-230V AC 50/60Hz 2 auxiliary switches HQ | - | 0 | 0
3VA1196-3EF32-0DH0 |  | 3VA1196-3EF32-0DH0 | 1 | UN | 1 | 10 | C | D | EAR99 | N | 85362010 | 1 | 4042949085027 | 1.08 | KG | 390.15 | 390.15 | LP17 | LP17 | circuit breaker 3VA1 IEC frame 160 breaking capacity class N Icu=25kA @ 415V 3-pole, line protection TM240, ATAM, In=16A overload protection Ir=11A...16A short-circuit protection Ii=10...20 x In nut keeper kit undervoltage release (UVR) 208-230V AC 50/60Hz 2 auxiliary switches HQ 1 trip alarm switch HQ | - | 0 | 0
3VA1196-3EF32-0HA0 |  | 3VA1196-3EF32-0HA0 | 1 | UN | 1 | 10 | C | D | EAR99 | N | 85362010 | 1 | 4042949047049 | 0.9 | KG | 295.8 | 295.8 | LP17 | LP17 | circuit breaker 3VA1 IEC frame 160 breaking capacity class N Icu=25kA @ 415V 3-pole, line protection TM240, ATAM, In=16A overload protection Ir=11A...16A short-circuit protection Ii=10...20 x In nut keeper kit shunt trip (STL) 12-30V DC, 24V AC 50/60Hz | - | 0 | 0
3VA1196-3EF32-0HC0 |  | 3VA1196-3EF32-0HC0 | 1 | UN | 1 | 10 | C | D | EAR99 | N | 85362010 | 1 | 4042949074571 | 1.05 | KG | 341.7 | 341.7 | LP17 | LP17 | circuit breaker 3VA1 IEC frame 160 breaking capacity class N Icu=25kA @ 415V 3-pole, line protection TM240, ATAM, In=16A overload protection Ir=11A...16A short-circuit protection Ii=10...20 x In nut keeper kit shunt trip (STL) 12-30V DC, 24V AC 50/60Hz 2 auxiliary switches HQ | - | 0 | 0
3VA1196-3EF32-0HH0 |  | 3VA1196-3EF32-0HH0 | 1 | UN | 1 | 10 | C | D | EAR99 | N | 85362010 | 1 | 4042949087113 | 1.08 | KG | 366.35 | 366.35 | LP17 | LP17 | circuit breaker 3VA1 IEC frame 160 breaking capacity class N Icu=25kA @ 415V 3-pole, line protection TM240, ATAM, In=16A overload protection Ir=11A...16A short-circuit protection Ii=10...20 x In nut keeper kit shunt trip (STL) 12-30V DC, 24V AC 50/60Hz 2 auxiliary switches HQ 1 trip alarm switch HQ | - | 0 | 0
3VA1196-3EF32-0JA0 |  | 3VA1196-3EF32-0JA0 | 1 | UN | 1 | 10 | C | D | EAR99 | N | 85362010 | 1 | 4042949049135 | 0.9 | KG | 295.8 | 295.8 | LP17 | LP17 | circuit breaker 3VA1 IEC frame 160 breaking capacity class N Icu=25kA @ 415V 3-pole, line protection TM240, ATAM, In=16A overload protection Ir=11A...16A short-circuit protection Ii=10...20 x In nut keeper kit shunt trip (STL) 110-127V DC, AC 50/60Hz | - | 0 | 0
3VA1196-3EF32-0JC0 |  | 3VA1196-3EF32-0JC0 | 1 | UN | 1 | 10 | C | D | EAR99 | N | 85362010 | 1 | 4042949076667 | 1.05 | KG | 341.7 | 341.7 | LP17 | LP17 | circuit breaker 3VA1 IEC frame 160 breaking capacity class N Icu=25kA @ 415V 3-pole, line protection TM240, ATAM, In=16A overload protection Ir=11A...16A short-circuit protection Ii=10...20 x In nut keeper kit shunt trip (STL) 110-127V DC, AC 50/60Hz 2 auxiliary switches HQ | - | 0 | 0
3VA1196-3EF32-0JH0 |  | 3VA1196-3EF32-0JH0 | 1 | UN | 1 | 10 | C | D | EAR99 | N | 85362010 | 1 | 4042949089209 | 1.08 | KG | 366.35 | 366.35 | LP17 | LP17 | circuit breaker 3VA1 IEC frame 160 breaking capacity class N Icu=25kA @ 415V 3-pole, line protection TM240, ATAM, In=16A overload protection Ir=11A...16A short-circuit protection Ii=10...20 x In nut keeper kit shunt trip (STL) 110-127V DC, AC 50/60Hz 2 auxiliary switches HQ 1 trip alarm switch HQ | - | 0 | 0
3VA1196-3EF32-0KA0 |  | 3VA1196-3EF32-0KA0 | 1 | UN | 1 | 10 | C | D | EAR99 | N | 85362010 | 1 | 4042949051220 | 1.05 | KG | 295.8 | 295.8 | LP17 | LP17 | circuit breaker 3VA1 IEC frame 160 breaking capacity class N Icu=25kA @ 415V 3-pole, line protection TM240, ATAM, In=16A overload protection Ir=11A...16A short-circuit protection Ii=10...20 x In nut keeper kit shunt trip (STL) 220-250V DC, 208-277V AC | - | 0 | 0
3VA1196-3EF32-0KC0 |  | 3VA1196-3EF32-0KC0 | 1 | UN | 1 | 10 | C | D | EAR99 | N | 85362010 | 1 | 4042949078753 | 1.05 | KG | 341.7 | 341.7 | LP17 | LP17 | circuit breaker 3VA1 IEC frame 160 breaking capacity class N Icu=25kA @ 415V 3-pole, line protection TM240, ATAM, In=16A overload protection Ir=11A...16A short-circuit protection Ii=10...20 x In nut keeper kit shunt trip (STL) 220-250V DC, 208-277V AC 2 auxiliary switches HQ | - | 0 | 0
3VA1196-3EF32-0KH0 |  | 3VA1196-3EF32-0KH0 | 1 | UN | 1 | 10 | C | D | EAR99 | N | 85362010 | 1 | 4042949091295 | 1.08 | KG | 366.35 | 366.35 | LP17 | LP17 | circuit breaker 3VA1 IEC frame 160 breaking capacity class N Icu=25kA @ 415V 3-pole, line protection TM240, ATAM, In=16A overload protection Ir=11A...16A short-circuit protection Ii=10...20 x In nut keeper kit shunt trip (STL) 220-250V DC, 208-277V AC 2 auxiliary switches HQ 1 trip alarm switch HQ | - | 0 | 0
3VA1196-3EF36-0AA0 |  | 3VA1196-3EF36-0AA0 | 1 | UN | 1 | 5 | B | D | EAR99 | N | 85362010 | 1 | 4042948820285 | 1.02 | KG | 225.5 | 218.9 | LP17 | LP17 | circuit breaker 3VA1 IEC frame 160 breaking capacity class N Icu=25kA @ 415V 3-pole, line protection TM240, ATAM, In=16A overload protection Ir=11A...16A short-circuit protection Ii=10...20 x In clamp connection | Lista Papel 2020 SI | 0 | 0
3VA1196-3EF42-0AA0 |  | 3VA1196-3EF42-0AA0 | 1 | UN | 1 | 5 | B | D | EAR99 | N | 85362010 | 1 | 4042948808948 | 1.192 | KG | 264.9 | 257.5 | LP17 | LP17 | circuit breaker 3VA1 IEC frame 160 breaking capacity class N Icu=25kA @ 415V 4-pole, line protection TM240, ATAM, In=16A overload protection Ir=11A...16A short-circuit protection Ii=10...20 x In N conductor unprotected nut keeper kit | Lista Papel 2020 SI | 0 | 0
3VA1196-3EF46-0AA0 |  | 3VA1196-3EF46-0AA0 | 1 | UN | 1 | 5 | B | D | EAR99 | N | 85362010 | 1 | 4042948820728 | 1.3 | KG | 293.6 | 285.4 | LP17 | LP17 | circuit breaker 3VA1 IEC frame 160 breaking capacity class N Icu=25kA @ 415V 4-pole, line protection TM240, ATAM, In=16A overload protection Ir=11A...16A short-circuit protection Ii=10...20 x In N conductor unprotected clamp connection | Lista Papel 2020 SI | 0 | 0
3VA1196-3GD42-0AA0 |  | 3VA1196-3GD42-0AA0 | 1 | UN | 1 | 5 | B | D | EAR99 | N | 85362010 | 1 | 4042948831601 | 1.2 | KG | 248.5 | 241.1 | LP17 | LP17 | circuit breaker 3VA1 IEC frame 160 breaking capacity class N Icu=25kA @ 415V 4-pole, line protection TM210, FTFM, In=16A overload protection Ir=16A fixed short-circuit protection Ii=20 x In N conductor protection 100% nut keeper kit | Lista Papel 2020 SI | 0 | 0
3VA1196-3GD46-0AA0 |  | 3VA1196-3GD46-0AA0 | 1 | UN | 1 | 5 | B | D | EAR99 | N | 85362010 | 1 | 4042948824689 | 1.311 | KG | 273.9 | 266.5 | LP17 | LP17 | circuit breaker 3VA1 IEC frame 160 breaking capacity class N Icu=25kA @ 415V 4-pole, line protection TM210, FTFM, In=16A overload protection Ir=16A fixed short-circuit protection Ii=20 x In N conductor protection 100% clamp connection | Lista Papel 2020 SI | 0 | 0
3VA1196-3GE42-0AA0 |  | 3VA1196-3GE42-0AA0 | 1 | UN | 1 | 5 | B | D | EAR99 | N | 85362010 | 1 | 4042948831595 | 1.245 | KG | 252.6 | 245.2 | LP17 | LP17 | circuit breaker 3VA1 IEC frame 160 breaking capacity class N Icu=25kA @ 415V 4-pole, line protection TM220, ATFM, In=16A overload protection Ir=11A...16A short-circuit protection Ii=20 x In N conductor protection 100% nut keeper kit | Lista Papel 2020 SI | 0 | 0
3VA1196-3GE46-0AA0 |  | 3VA1196-3GE46-0AA0 | 1 | UN | 1 | 5 | B | D | EAR99 | N | 85362010 | 1 | 4042948824696 | 1.17 | KG | 281.3 | 273.1 | LP17 | LP17 | circuit breaker 3VA1 IEC frame 160 breaking capacity class N Icu=25kA @ 415V 4-pole, line protection TM220, ATFM, In=16A overload protection Ir=11A...16A short-circuit protection Ii=20 x In N conductor protection 100% clamp connection | Lista Papel 2020 SI | 0 | 0
3VA1196-3GF42-0AA0 |  | 3VA1196-3GF42-0AA0 | 1 | UN | 1 | 5 | B | D | EAR99 | N | 85362010 | 1 | 4042948831588 | 1.224 | KG | 264.9 | 257.5 | LP17 | LP17 | circuit breaker 3VA1 IEC frame 160 breaking capacity class N Icu=25kA @ 415V 4-pole, line protection TM240, ATAM, In=16A overload protection Ir=11A...16A short-circuit protection Ii=10...20 x In N conductor protection 100% nut keeper kit | Lista Papel 2020 SI | 0 | 0
3VA1196-3GF46-0AA0 |  | 3VA1196-3GF46-0AA0 | 1 | UN | 1 | 5 | B | D | EAR99 | N | 85362010 | 1 | 4042948824245 | 1.17 | KG | 293.6 | 285.4 | LP17 | LP17 | circuit breaker 3VA1 IEC frame 160 breaking capacity class N Icu=25kA @ 415V 4-pole, line protection TM240, ATAM, In=16A overload protection Ir=11A...16A short-circuit protection Ii=10...20 x In N conductor protection 100% clamp connection | Lista Papel 2020 SI | 0 | 0
3VA1196-4ED12-0AA0 |  | 3VA1196-4ED12-0AA0 | 1 | UN | 1 | 5 | B | D | EAR99 | N | 85362010 | 1 | 4042948829219 | 381 | G | 103.3 | 100 | LP17 | LP17 | circuit breaker 3VA1 IEC frame 160 breaking capacity class S Icu=36kA @ 240V 1-pole, line protection TM210, FTFM, In=16A overload protection Ir=16A fixed short-circuit protection Ii=20 x In nut keeper kit | Lista Papel 2020 SI | 0 | 0
3VA1196-4ED16-0AA0 |  | 3VA1196-4ED16-0AA0 | 1 | UN | 1 | 5 | B | D | EAR99 | N | 85362010 | 1 | 4042948829202 | 0.404 | KG | 109.9 | 106.6 | LP17 | LP17 | circuit breaker 3VA1 IEC frame 160 breaking capacity class S Icu=36kA @ 240V 1-pole, line protection TM210, FTFM, In=16A overload protection Ir=16A fixed short-circuit protection Ii=20 x In clamp connection | Lista Papel 2020 SI | 0 | 0
3VA1196-4ED22-0AA0 |  | 3VA1196-4ED22-0AA0 | 1 | UN | 1 | 5 | B | D | EAR99 | N | 85362010 | 1 | 4042948829196 | 659 | G | 185.3 | 180.4 | LP17 | LP17 | circuit breaker 3VA1 IEC frame 160 breaking capacity class S Icu=36kA @ 415V 2-pole, line protection TM210, FTFM, In=16A overload protection Ir=16A fixed short-circuit protection Ii=20 x In nut keeper kit | Lista Papel 2020 SI | 0 | 0
3VA1196-4ED26-0AA0 |  | 3VA1196-4ED26-0AA0 | 1 | UN | 1 | 5 | B | D | EAR99 | N | 85362010 | 1 | 4042948829189 | 0.697 | KG | 199.3 | 193.5 | LP17 | LP17 | circuit breaker 3VA1 IEC frame 160 breaking capacity class S Icu=36kA @ 415V 2-pole, line protection TM210, FTFM, In=16A overload protection Ir=16A fixed short-circuit protection Ii=20 x In clamp connection | Lista Papel 2020 SI | 0 | 0
3VA1196-4ED32-0AA0 |  | 3VA1196-4ED32-0AA0 | 1 | UN | 1 | 5 | B | D | EAR99 | N | 85362010 | 1 | 4042948812105 | 946 | G | 205.8 | 200.1 | LP17 | LP17 | circuit breaker 3VA1 IEC frame 160 breaking capacity class S Icu=36kA @ 415V 3-pole, line protection TM210, FTFM, In=16A overload protection Ir=16A fixed short-circuit protection Ii=20 x In nut keeper kit | Lista Papel 2020 SI | 0 | 0
3VA1196-4ED36-0AA0 |  | 3VA1196-4ED36-0AA0 | 1 | UN | 1 | 5 | B | D | EAR99 | N | 85362010 | 1 | 4042948821183 | 1.031 | KG | 227.1 | 220.6 | LP17 | LP17 | circuit breaker 3VA1 IEC frame 160 breaking capacity class S Icu=36kA @ 415V 3-pole, line protection TM210, FTFM, In=16A overload protection Ir=16A fixed short-circuit protection Ii=20 x In clamp connection | Lista Papel 2020 SI | 0 | 0
3VA1196-4ED42-0AA0 |  | 3VA1196-4ED42-0AA0 | 1 | UN | 1 | 5 | B | D | EAR99 | N | 85362010 | 1 | 4042948812983 | 1.195 | KG | 267.3 | 259.9 | LP17 | LP17 | circuit breaker 3VA1 IEC frame 160 breaking capacity class S Icu=36kA @ 415V 4-pole, line protection TM210, FTFM, In=16A overload protection Ir=16A fixed short-circuit protection Ii=20 x In N conductor unprotected nut keeper kit | Lista Papel 2020 SI | 0 | 0
3VA1196-4ED46-0AA0 |  | 3VA1196-4ED46-0AA0 | 1 | UN | 1 | 5 | B | D | EAR99 | N | 85362010 | 1 | 4042948822067 | 1.17 | KG | 296 | 287.8 | LP17 | LP17 | circuit breaker 3VA1 IEC frame 160 breaking capacity class S Icu=36kA @ 415V 4-pole, line protection TM210, FTFM, In=16A overload protection Ir=16A fixed short-circuit protection Ii=20 x In N conductor unprotected clamp connection | Lista Papel 2020 SI | 0 | 0
3VA1196-4EE32-0AA0 |  | 3VA1196-4EE32-0AA0 | 1 | UN | 1 | 5 | B | D | EAR99 | N | 85362010 | 1 | 4042948812112 | 0.952 | KG | 209.9 | 204.2 | LP17 | LP17 | circuit breaker 3VA1 IEC frame 160 breaking capacity class S Icu=36kA @ 415V 3-pole, line protection TM220, ATFM, In=16A overload protection Ir=11A...16A short-circuit protection Ii=20 x In nut keeper kit | Lista Papel 2020 SI | 0 | 0
3VA1196-4EE36-0AA0 |  | 3VA1196-4EE36-0AA0 | 1 | UN | 1 | 5 | B | D | EAR99 | N | 85362010 | 1 | 4042948821190 | 1.032 | KG | 231.2 | 224.7 | LP17 | LP17 | circuit breaker 3VA1 IEC frame 160 breaking capacity class S Icu=36kA @ 415V 3-pole, line protection TM220, ATFM, In=16A overload protection Ir=11A...16A short-circuit protection Ii=20 x In clamp connection | Lista Papel 2020 SI | 0 | 0
3VA1196-4EE42-0AA0 |  | 3VA1196-4EE42-0AA0 | 1 | UN | 1 | 5 | B | D | EAR99 | N | 85362010 | 1 | 4042948812990 | 1.194 | KG | 273.1 | 265.7 | LP17 | LP17 | circuit breaker 3VA1 IEC frame 160 breaking capacity class S Icu=36kA @ 415V 4-pole, line protection TM220, ATFM, In=16A overload protection Ir=11A...16A short-circuit protection Ii=20 x In N conductor unprotected nut keeper kit | Lista Papel 2020 SI | 0 | 0
3VA1196-4EE46-0AA0 |  | 3VA1196-4EE46-0AA0 | 1 | UN | 1 | 5 | B | D | EAR99 | N | 85362010 | 1 | 4042948822074 | 1.17 | KG | 301.8 | 293.6 | LP17 | LP17 | circuit breaker 3VA1 IEC frame 160 breaking capacity class S Icu=36kA @ 415V 4-pole, line protection TM220, ATFM, In=16A overload protection Ir=11A...16A short-circuit protection Ii=20 x In N conductor unprotected clamp connection | Lista Papel 2020 SI | 0 | 0
3VA1196-4EF32-0AA0 |  | 3VA1196-4EF32-0AA0 | 1 | UN | 1 | 5 | B | D | EAR99 | N | 85362010 | 1 | 4042948808511 | 980 | G | 222.2 | 215.7 | LP17 | LP17 | circuit breaker 3VA1 IEC frame 160 breaking capacity class S Icu=36kA @ 415V 3-pole, line protection TM240, ATAM, In=16A overload protection Ir=11A...16A short-circuit protection Ii=10...20 x In nut keeper kit | Lista Papel 2020 SI | 0 | 0
3VA1196-4EF32-0AB0 |  | 3VA1196-4EF32-0AB0 | 1 | UN | 1 | 10 | C | D | EAR99 | N | 85362010 | 1 | 4042949053309 | 0.96 | KG | 300.05 | 300.05 | LP17 | LP17 | circuit breaker 3VA1 IEC frame 160 breaking capacity class S Icu=36kA @ 415V 3-pole, line protection TM240, ATAM, In=16A overload protection Ir=11A...16A short-circuit protection Ii=10...20 x In nut keeper kit 2 auxiliary switches HP | - | 0 | 0
3VA1196-4EF32-0AC0 |  | 3VA1196-4EF32-0AC0 | 1 | UN | 1 | 10 | C | D | EAR99 | N | 85362010 | 1 | 4042949055396 | 0.96 | KG | 275.4 | 275.4 | LP17 | LP17 | circuit breaker 3VA1 IEC frame 160 breaking capacity class S Icu=36kA @ 415V 3-pole, line protection TM240, ATAM, In=16A overload protection Ir=11A...16A short-circuit protection Ii=10...20 x In nut keeper kit 2 auxiliary switches HQ | - | 0 | 0
3VA1196-4EF32-0AD0 |  | 3VA1196-4EF32-0AD0 | 1 | UN | 1 | 10 | C | D | EAR99 | N | 85362010 | 1 | 4042949057482 | 0.99 | KG | 300.05 | 300.05 | LP17 | LP17 | circuit breaker 3VA1 IEC frame 160 breaking capacity class S Icu=36kA @ 415V 3-pole, line protection TM240, ATAM, In=16A overload protection Ir=11A...16A short-circuit protection Ii=10...20 x In nut keeper kit 3 auxiliary switches HQ | - | 0 | 0
3VA1196-4EF32-0AE0 |  | 3VA1196-4EF32-0AE0 | 1 | UN | 1 | 10 | C | D | EAR99 | N | 85362010 | 1 | 4042949059578 | 1.02 | KG | 322.15 | 322.15 | LP17 | LP17 | circuit breaker 3VA1 IEC frame 160 breaking capacity class S Icu=36kA @ 415V 3-pole, line protection TM240, ATAM, In=16A overload protection Ir=11A...16A short-circuit protection Ii=10...20 x In nut keeper kit 4 auxiliary switches HQ | - | 0 | 0
3VA1196-4EF32-0AF0 |  | 3VA1196-4EF32-0AF0 | 1 | UN | 1 | 10 | C | D | EAR99 | N | 85362010 | 1 | 4042949061663 | 0.96 | KG | 275.4 | 275.4 | LP17 | LP17 | circuit breaker 3VA1 IEC frame 160 breaking capacity class S Icu=36kA @ 415V 3-pole, line protection TM240, ATAM, In=16A overload protection Ir=11A...16A short-circuit protection Ii=10...20 x In nut keeper kit 1 auxiliary switch HQ 1 trip alarm switch HQ | - | 0 | 0
3VA1196-4EF32-0AG0 |  | 3VA1196-4EF32-0AG0 | 1 | UN | 1 | 10 | C | D | EAR99 | N | 85362010 | 1 | 4042949063759 | 0.96 | KG | 300.05 | 300.05 | LP17 | LP17 | circuit breaker 3VA1 IEC frame 160 breaking capacity class S Icu=36kA @ 415V 3-pole, line protection TM240, ATAM, In=16A overload protection Ir=11A...16A short-circuit protection Ii=10...20 x In nut keeper kit 1 auxiliary switch HP 1 trip alarm switch HP | - | 0 | 0
3VA1196-4EF32-0AH0 |  | 3VA1196-4EF32-0AH0 | 1 | UN | 1 | 10 | C | D | EAR99 | N | 85362010 | 1 | 4042949065845 | 0.99 | KG | 300.05 | 300.05 | LP17 | LP17 | circuit breaker 3VA1 IEC frame 160 breaking capacity class S Icu=36kA @ 415V 3-pole, line protection TM240, ATAM, In=16A overload protection Ir=11A...16A short-circuit protection Ii=10...20 x In nut keeper kit 2 auxiliary switches HQ 1 trip alarm switch HQ | - | 0 | 0
3VA1196-4EF32-0BA0 |  | 3VA1196-4EF32-0BA0 | 1 | UN | 1 | 10 | C | D | EAR99 | N | 85362010 | 1 | 4042949040767 | 0.9 | KG | 338.3 | 338.3 | LP17 | LP17 | circuit breaker 3VA1 IEC frame 160 breaking capacity class S Icu=36kA @ 415V 3-pole, line protection TM240, ATAM, In=16A overload protection Ir=11A...16A short-circuit protection Ii=10...20 x In nut keeper kit undervoltage release (UVR) 24V DC | - | 0 | 0
3VA1196-4EF32-0BC0 |  | 3VA1196-4EF32-0BC0 | 1 | UN | 1 | 10 | C | D | EAR99 | N | 85362010 | 1 | 4042949068297 | 1.05 | KG | 384.2 | 384.2 | LP17 | LP17 | circuit breaker 3VA1 IEC frame 160 breaking capacity class S Icu=36kA @ 415V 3-pole, line protection TM240, ATAM, In=16A overload protection Ir=11A...16A short-circuit protection Ii=10...20 x In nut keeper kit undervoltage release (UVR) 24V DC 2 auxiliary switches HQ | - | 0 | 0
3VA1196-4EF32-0BH0 |  | 3VA1196-4EF32-0BH0 | 1 | UN | 1 | 10 | C | D | EAR99 | N | 85362010 | 1 | 4042949080831 | 1.05 | KG | 408.85 | 408.85 | LP17 | LP17 | circuit breaker 3VA1 IEC frame 160 breaking capacity class S Icu=36kA @ 415V 3-pole, line protection TM240, ATAM, In=16A overload protection Ir=11A...16A short-circuit protection Ii=10...20 x In nut keeper kit undervoltage release (UVR) 24V DC 2 auxiliary switches HQ 1 trip alarm switch HQ | - | 0 | 0
3VA1196-4EF32-0CA0 |  | 3VA1196-4EF32-0CA0 | 1 | UN | 1 | 10 | C | D | EAR99 | N | 85362010 | 1 | 4042949042853 | 0.9 | KG | 338.3 | 338.3 | LP17 | LP17 | circuit breaker 3VA1 IEC frame 160 breaking capacity class S Icu=36kA @ 415V 3-pole, line protection TM240, ATAM, In=16A overload protection Ir=11A...16A short-circuit protection Ii=10...20 x In nut keeper kit undervoltage release (UVR) 120-127V AC 50/60Hz | - | 0 | 0
3VA1196-4EF32-0CC0 |  | 3VA1196-4EF32-0CC0 | 1 | UN | 1 | 10 | C | D | EAR99 | N | 85362010 | 1 | 4042949070382 | 1.05 | KG | 384.2 | 384.2 | LP17 | LP17 | circuit breaker 3VA1 IEC frame 160 breaking capacity class S Icu=36kA @ 415V 3-pole, line protection TM240, ATAM, In=16A overload protection Ir=11A...16A short-circuit protection Ii=10...20 x In nut keeper kit undervoltage release (UVR) 120-127V AC 50/60Hz 2 auxiliary switches HQ | - | 0 | 0
3VA1196-4EF32-0CH0 |  | 3VA1196-4EF32-0CH0 | 1 | UN | 1 | 10 | C | D | EAR99 | N | 85362010 | 1 | 4042949082927 | 1.08 | KG | 408.85 | 408.85 | LP17 | LP17 | circuit breaker 3VA1 IEC frame 160 breaking capacity class S Icu=36kA @ 415V 3-pole, line protection TM240, ATAM, In=16A overload protection Ir=11A...16A short-circuit protection Ii=10...20 x In nut keeper kit undervoltage release (UVR) 120-127V AC 50/60Hz 2 auxiliary switches HQ 1 trip alarm switch HQ | - | 0 | 0
3VA1196-4EF32-0DA0 |  | 3VA1196-4EF32-0DA0 | 1 | UN | 1 | 10 | C | D | EAR99 | N | 85362010 | 1 | 4042949044949 | 0.9 | KG | 338.3 | 338.3 | LP17 | LP17 | circuit breaker 3VA1 IEC frame 160 breaking capacity class S Icu=36kA @ 415V 3-pole, line protection TM240, ATAM, In=16A overload protection Ir=11A...16A short-circuit protection Ii=10...20 x In nut keeper kit undervoltage release (UVR) 208-230V AC 50/60Hz | - | 0 | 0
3VA1196-4EF32-0DC0 |  | 3VA1196-4EF32-0DC0 | 1 | UN | 1 | 10 | C | D | EAR99 | N | 85362010 | 1 | 4042949072478 | 1.05 | KG | 384.2 | 384.2 | LP17 | LP17 | circuit breaker 3VA1 IEC frame 160 breaking capacity class S Icu=36kA @ 415V 3-pole, line protection TM240, ATAM, In=16A overload protection Ir=11A...16A short-circuit protection Ii=10...20 x In nut keeper kit undervoltage release (UVR) 208-230V AC 50/60Hz 2 auxiliary switches HQ | - | 0 | 0
3VA1196-4EF32-0DH0 |  | 3VA1196-4EF32-0DH0 | 1 | UN | 1 | 10 | C | D | EAR99 | N | 85362010 | 1 | 4042949085010 | 1.08 | KG | 408.85 | 408.85 | LP17 | LP17 | circuit breaker 3VA1 IEC frame 160 breaking capacity class S Icu=36kA @ 415V 3-pole, line protection TM240, ATAM, In=16A overload protection Ir=11A...16A short-circuit protection Ii=10...20 x In nut keeper kit undervoltage release (UVR) 208-230V AC 50/60Hz 2 auxiliary switches HQ 1 trip alarm switch HQ | - | 0 | 0
3VA1196-4EF32-0HA0 |  | 3VA1196-4EF32-0HA0 | 1 | UN | 1 | 10 | C | D | EAR99 | N | 85362010 | 1 | 4042949047032 | 0.9 | KG | 312.8 | 312.8 | LP17 | LP17 | circuit breaker 3VA1 IEC frame 160 breaking capacity class S Icu=36kA @ 415V 3-pole, line protection TM240, ATAM, In=16A overload protection Ir=11A...16A short-circuit protection Ii=10...20 x In nut keeper kit shunt trip (STL) 12-30V DC, 24V AC 50/60Hz | - | 0 | 0
3VA1196-4EF32-0HC0 |  | 3VA1196-4EF32-0HC0 | 1 | UN | 1 | 10 | C | D | EAR99 | N | 85362010 | 1 | 4042949074564 | 1.05 | KG | 359.55 | 359.55 | LP17 | LP17 | circuit breaker 3VA1 IEC frame 160 breaking capacity class S Icu=36kA @ 415V 3-pole, line protection TM240, ATAM, In=16A overload protection Ir=11A...16A short-circuit protection Ii=10...20 x In nut keeper kit shunt trip (STL) 12-30V DC, 24V AC 50/60Hz 2 auxiliary switches HQ | - | 0 | 0
3VA1196-4EF32-0HH0 |  | 3VA1196-4EF32-0HH0 | 1 | UN | 1 | 10 | C | D | EAR99 | N | 85362010 | 1 | 4042949087106 | 1.08 | KG | 383.35 | 383.35 | LP17 | LP17 | circuit breaker 3VA1 IEC frame 160 breaking capacity class S Icu=36kA @ 415V 3-pole, line protection TM240, ATAM, In=16A overload protection Ir=11A...16A short-circuit protection Ii=10...20 x In nut keeper kit shunt trip (STL) 12-30V DC, 24V AC 50/60Hz 2 auxiliary switches HQ 1 trip alarm switch HQ | - | 0 | 0
3VA1196-4EF32-0JA0 |  | 3VA1196-4EF32-0JA0 | 1 | UN | 1 | 10 | C | D | EAR99 | N | 85362010 | 1 | 4042949049128 | 0.9 | KG | 312.8 | 312.8 | LP17 | LP17 | circuit breaker 3VA1 IEC frame 160 breaking capacity class S Icu=36kA @ 415V 3-pole, line protection TM240, ATAM, In=16A overload protection Ir=11A...16A short-circuit protection Ii=10...20 x In nut keeper kit shunt trip (STL) 110-127V DC, AC 50/60Hz | - | 0 | 0
3VA1196-4EF32-0JC0 |  | 3VA1196-4EF32-0JC0 | 1 | UN | 1 | 10 | C | D | EAR99 | N | 85362010 | 1 | 4042949076650 | 1.05 | KG | 359.55 | 359.55 | LP17 | LP17 | circuit breaker 3VA1 IEC frame 160 breaking capacity class S Icu=36kA @ 415V 3-pole, line protection TM240, ATAM, In=16A overload protection Ir=11A...16A short-circuit protection Ii=10...20 x In nut keeper kit shunt trip (STL) 110-127V DC, AC 50/60Hz 2 auxiliary switches HQ | - | 0 | 0
3VA1196-4EF32-0JH0 |  | 3VA1196-4EF32-0JH0 | 1 | UN | 1 | 10 | C | D | EAR99 | N | 85362010 | 1 | 4042949089193 | 1.08 | KG | 383.35 | 383.35 | LP17 | LP17 | circuit breaker 3VA1 IEC frame 160 breaking capacity class S Icu=36kA @ 415V 3-pole, line protection TM240, ATAM, In=16A overload protection Ir=11A...16A short-circuit protection Ii=10...20 x In nut keeper kit shunt trip (STL) 110-127V DC, AC 50/60Hz 2 auxiliary switches HQ 1 trip alarm switch HQ | - | 0 | 0
3VA1196-4EF32-0KA0 |  | 3VA1196-4EF32-0KA0 | 1 | UN | 1 | 10 | C | D | EAR99 | N | 85362010 | 1 | 4042949051213 | 1.05 | KG | 312.8 | 312.8 | LP17 | LP17 | circuit breaker 3VA1 IEC frame 160 breaking capacity class S Icu=36kA @ 415V 3-pole, line protection TM240, ATAM, In=16A overload protection Ir=11A...16A short-circuit protection Ii=10...20 x In nut keeper kit shunt trip (STL) 220-250V DC, 208-277V AC | - | 0 | 0
3VA1196-4EF32-0KC0 |  | 3VA1196-4EF32-0KC0 | 1 | UN | 1 | 10 | C | D | EAR99 | N | 85362010 | 1 | 4042949078746 | 1.05 | KG | 359.55 | 359.55 | LP17 | LP17 | circuit breaker 3VA1 IEC frame 160 breaking capacity class S Icu=36kA @ 415V 3-pole, line protection TM240, ATAM, In=16A overload protection Ir=11A...16A short-circuit protection Ii=10...20 x In nut keeper kit shunt trip (STL) 220-250V DC, 208-277V AC 2 auxiliary switches HQ | - | 0 | 0
3VA1196-4EF32-0KH0 |  | 3VA1196-4EF32-0KH0 | 1 | UN | 1 | 10 | C | D | EAR99 | N | 85362010 | 1 | 4042949091288 | 1.08 | KG | 383.35 | 383.35 | LP17 | LP17 | circuit breaker 3VA1 IEC frame 160 breaking capacity class S Icu=36kA @ 415V 3-pole, line protection TM240, ATAM, In=16A overload protection Ir=11A...16A short-circuit protection Ii=10...20 x In nut keeper kit shunt trip (STL) 220-250V DC, 208-277V AC 2 auxiliary switches HQ 1 trip alarm switch HQ | - | 0 | 0
3VA1196-4EF36-0AA0 |  | 3VA1196-4EF36-0AA0 | 1 | UN | 1 | 5 | B | D | EAR99 | N | 85362010 | 1 | 4042948820292 | 1.034 | KG | 242.7 | 236.2 | LP17 | LP17 | circuit breaker 3VA1 IEC frame 160 breaking capacity class S Icu=36kA @ 415V 3-pole, line protection TM240, ATAM, In=16A overload protection Ir=11A...16A short-circuit protection Ii=10...20 x In clamp connection | Lista Papel 2020 SI | 0 | 0
3VA1196-4EF36-0AB0 |  | 3VA1196-4EF36-0AB0 | 1 | UN | 1 | 10 | C | D | EAR99 | N | 85362010 | 1 | 4042949053293 | 0.96 | KG | 321.3 | 321.3 | LP17 | LP17 | circuit breaker 3VA1 IEC frame 160 breaking capacity class S Icu=36kA @ 415V 3-pole, line protection TM240, ATAM, In=16A overload protection Ir=11A...16A short-circuit protection Ii=10...20 x In clamp connection 2 auxiliary switches HP | - | 0 | 0
3VA1196-4EF36-0AC0 |  | 3VA1196-4EF36-0AC0 | 1 | UN | 1 | 10 | C | D | EAR99 | N | 85362010 | 1 | 4042949055389 | 0.96 | KG | 299.2 | 299.2 | LP17 | LP17 | circuit breaker 3VA1 IEC frame 160 breaking capacity class S Icu=36kA @ 415V 3-pole, line protection TM240, ATAM, In=16A overload protection Ir=11A...16A short-circuit protection Ii=10...20 x In clamp connection 2 auxiliary switches HQ | - | 0 | 0
3VA1196-4EF36-0AD0 |  | 3VA1196-4EF36-0AD0 | 1 | UN | 1 | 10 | C | D | EAR99 | N | 85362010 | 1 | 4042949057475 | 0.99 | KG | 321.3 | 321.3 | LP17 | LP17 | circuit breaker 3VA1 IEC frame 160 breaking capacity class S Icu=36kA @ 415V 3-pole, line protection TM240, ATAM, In=16A overload protection Ir=11A...16A short-circuit protection Ii=10...20 x In clamp connection 3 auxiliary switches HQ | - | 0 | 0
3VA1196-4EF36-0AE0 |  | 3VA1196-4EF36-0AE0 | 1 | UN | 1 | 10 | C | D | EAR99 | N | 85362010 | 1 | 4042949059561 | 1.02 | KG | 345.1 | 345.1 | LP17 | LP17 | circuit breaker 3VA1 IEC frame 160 breaking capacity class S Icu=36kA @ 415V 3-pole, line protection TM240, ATAM, In=16A overload protection Ir=11A...16A short-circuit protection Ii=10...20 x In clamp connection 4 auxiliary switches HQ | - | 0 | 0
3VA1196-4EF36-0AF0 |  | 3VA1196-4EF36-0AF0 | 1 | UN | 1 | 10 | C | D | EAR99 | N | 85362010 | 1 | 4042949061656 | 0.96 | KG | 299.2 | 299.2 | LP17 | LP17 | circuit breaker 3VA1 IEC frame 160 breaking capacity class S Icu=36kA @ 415V 3-pole, line protection TM240, ATAM, In=16A overload protection Ir=11A...16A short-circuit protection Ii=10...20 x In clamp connection 1 auxiliary switch HQ 1 trip alarm switch HQ | - | 0 | 0
3VA1196-4EF36-0AG0 |  | 3VA1196-4EF36-0AG0 | 1 | UN | 1 | 10 | C | D | EAR99 | N | 85362010 | 1 | 4042949063742 | 0.96 | KG | 321.3 | 321.3 | LP17 | LP17 | circuit breaker 3VA1 IEC frame 160 breaking capacity class S Icu=36kA @ 415V 3-pole, line protection TM240, ATAM, In=16A overload protection Ir=11A...16A short-circuit protection Ii=10...20 x In clamp connection 1 auxiliary switch HP 1 trip alarm switch HP | - | 0 | 0
3VA1196-4EF36-0AH0 |  | 3VA1196-4EF36-0AH0 | 1 | UN | 1 | 10 | C | D | EAR99 | N | 85362010 | 1 | 4042949065838 | 0.99 | KG | 321.3 | 321.3 | LP17 | LP17 | circuit breaker 3VA1 IEC frame 160 breaking capacity class S Icu=36kA @ 415V 3-pole, line protection TM240, ATAM, In=16A overload protection Ir=11A...16A short-circuit protection Ii=10...20 x In clamp connection 2 auxiliary switches HQ 1 trip alarm switch HQ | - | 0 | 0
3VA1196-4EF36-0BA0 |  | 3VA1196-4EF36-0BA0 | 1 | UN | 1 | 10 | C | D | EAR99 | N | 85362010 | 1 | 4042949040750 | 0.9 | KG | 360.4 | 360.4 | LP17 | LP17 | circuit breaker 3VA1 IEC frame 160 breaking capacity class S Icu=36kA @ 415V 3-pole, line protection TM240, ATAM, In=16A overload protection Ir=11A...16A short-circuit protection Ii=10...20 x In clamp connection undervoltage release (UVR) 24V DC | - | 0 | 0
3VA1196-4EF36-0BC0 |  | 3VA1196-4EF36-0BC0 | 1 | UN | 1 | 10 | C | D | EAR99 | N | 85362010 | 1 | 4042949068280 | 1.05 | KG | 408 | 408 | LP17 | LP17 | circuit breaker 3VA1 IEC frame 160 breaking capacity class S Icu=36kA @ 415V 3-pole, line protection TM240, ATAM, In=16A overload protection Ir=11A...16A short-circuit protection Ii=10...20 x In clamp connection undervoltage release (UVR) 24V DC 2 auxiliary switches HQ | - | 0 | 0
3VA1196-4EF36-0BH0 |  | 3VA1196-4EF36-0BH0 | 1 | UN | 1 | 10 | C | D | EAR99 | N | 85362010 | 1 | 4042949080824 | 1.05 | KG | 430.95 | 430.95 | LP17 | LP17 | circuit breaker 3VA1 IEC frame 160 breaking capacity class S Icu=36kA @ 415V 3-pole, line protection TM240, ATAM, In=16A overload protection Ir=11A...16A short-circuit protection Ii=10...20 x In clamp connection undervoltage release (UVR) 24V DC 2 auxiliary switches HQ 1 trip alarm switch HQ | - | 0 | 0
3VA1196-4EF36-0CA0 |  | 3VA1196-4EF36-0CA0 | 1 | UN | 1 | 10 | C | D | EAR99 | N | 85362010 | 1 | 4042949042846 | 0.9 | KG | 360.4 | 360.4 | LP17 | LP17 | circuit breaker 3VA1 IEC frame 160 breaking capacity class S Icu=36kA @ 415V 3-pole, line protection TM240, ATAM, In=16A overload protection Ir=11A...16A short-circuit protection Ii=10...20 x In clamp connection undervoltage release (UVR) 120-127V AC 50/60Hz | - | 0 | 0
3VA1196-4EF36-0CC0 |  | 3VA1196-4EF36-0CC0 | 1 | UN | 1 | 10 | C | D | EAR99 | N | 85362010 | 1 | 4042949070375 | 1.05 | KG | 408 | 408 | LP17 | LP17 | circuit breaker 3VA1 IEC frame 160 breaking capacity class S Icu=36kA @ 415V 3-pole, line protection TM240, ATAM, In=16A overload protection Ir=11A...16A short-circuit protection Ii=10...20 x In clamp connection undervoltage release (UVR) 120-127V AC 50/60Hz 2 auxiliary switches HQ | - | 0 | 0
3VA1196-4EF36-0CH0 |  | 3VA1196-4EF36-0CH0 | 1 | UN | 1 | 10 | C | D | EAR99 | N | 85362010 | 1 | 4042949082910 | 1.08 | KG | 430.95 | 430.95 | LP17 | LP17 | circuit breaker 3VA1 IEC frame 160 breaking capacity class S Icu=36kA @ 415V 3-pole, line protection TM240, ATAM, In=16A overload protection Ir=11A...16A short-circuit protection Ii=10...20 x In clamp connection undervoltage release (UVR) 120-127V AC 50/60Hz 2 auxiliary switches HQ 1 trip alarm switch HQ | - | 0 | 0
3VA1196-4EF36-0DA0 |  | 3VA1196-4EF36-0DA0 | 1 | UN | 1 | 10 | C | D | EAR99 | N | 85362010 | 1 | 4042949044932 | 0.9 | KG | 360.4 | 360.4 | LP17 | LP17 | circuit breaker 3VA1 IEC frame 160 breaking capacity class S Icu=36kA @ 415V 3-pole, line protection TM240, ATAM, In=16A overload protection Ir=11A...16A short-circuit protection Ii=10...20 x In clamp connection undervoltage release (UVR) 208-230V AC 50/60Hz | - | 0 | 0
3VA1196-4EF36-0DC0 |  | 3VA1196-4EF36-0DC0 | 1 | UN | 1 | 10 | C | D | EAR99 | N | 85362010 | 1 | 4042949072461 | 1.05 | KG | 408 | 408 | LP17 | LP17 | circuit breaker 3VA1 IEC frame 160 breaking capacity class S Icu=36kA @ 415V 3-pole, line protection TM240, ATAM, In=16A overload protection Ir=11A...16A short-circuit protection Ii=10...20 x In clamp connection undervoltage release (UVR) 208-230V AC 50/60Hz 2 auxiliary switches HQ | - | 0 | 0
3VA1196-4EF36-0DH0 |  | 3VA1196-4EF36-0DH0 | 1 | UN | 1 | 10 | C | D | EAR99 | N | 85362010 | 1 | 4042949085003 | 1.08 | KG | 430.95 | 430.95 | LP17 | LP17 | circuit breaker 3VA1 IEC frame 160 breaking capacity class S Icu=36kA @ 415V 3-pole, line protection TM240, ATAM, In=16A overload protection Ir=11A...16A short-circuit protection Ii=10...20 x In clamp connection undervoltage release (UVR) 208-230V AC 50/60Hz 2 auxiliary switches HQ 1 trip alarm switch HQ | - | 0 | 0
3VA1196-4EF36-0HA0 |  | 3VA1196-4EF36-0HA0 | 1 | UN | 1 | 10 | C | D | EAR99 | N | 85362010 | 1 | 4042949047025 | 0.9 | KG | 336.6 | 336.6 | LP17 | LP17 | circuit breaker 3VA1 IEC frame 160 breaking capacity class S Icu=36kA @ 415V 3-pole, line protection TM240, ATAM, In=16A overload protection Ir=11A...16A short-circuit protection Ii=10...20 x In clamp connection shunt trip (STL) 12-30V DC, 24V AC 50/60Hz | - | 0 | 0
3VA1196-4EF36-0HC0 |  | 3VA1196-4EF36-0HC0 | 1 | UN | 1 | 10 | C | D | EAR99 | N | 85362010 | 1 | 4042949074557 | 1.05 | KG | 382.5 | 382.5 | LP17 | LP17 | circuit breaker 3VA1 IEC frame 160 breaking capacity class S Icu=36kA @ 415V 3-pole, line protection TM240, ATAM, In=16A overload protection Ir=11A...16A short-circuit protection Ii=10...20 x In clamp connection shunt trip (STL) 12-30V DC, 24V AC 50/60Hz 2 auxiliary switches HQ | - | 0 | 0
3VA1196-4EF36-0HH0 |  | 3VA1196-4EF36-0HH0 | 1 | UN | 1 | 10 | C | D | EAR99 | N | 85362010 | 1 | 4042949087090 | 1.08 | KG | 406.3 | 406.3 | LP17 | LP17 | circuit breaker 3VA1 IEC frame 160 breaking capacity class S Icu=36kA @ 415V 3-pole, line protection TM240, ATAM, In=16A overload protection Ir=11A...16A short-circuit protection Ii=10...20 x In clamp connection shunt trip (STL) 12-30V DC, 24V AC 50/60Hz 2 auxiliary switches HQ 1 trip alarm switch HQ | - | 0 | 0
3VA1196-4EF36-0JA0 |  | 3VA1196-4EF36-0JA0 | 1 | UN | 1 | 10 | C | D | EAR99 | N | 85362010 | 1 | 4042949049111 | 0.9 | KG | 336.6 | 336.6 | LP17 | LP17 | circuit breaker 3VA1 IEC frame 160 breaking capacity class S Icu=36kA @ 415V 3-pole, line protection TM240, ATAM, In=16A overload protection Ir=11A...16A short-circuit protection Ii=10...20 x In clamp connection shunt trip (STL) 110-127V DC, AC 50/60Hz | - | 0 | 0
3VA1196-4EF36-0JC0 |  | 3VA1196-4EF36-0JC0 | 1 | UN | 1 | 10 | C | D | EAR99 | N | 85362010 | 1 | 4042949076643 | 1.05 | KG | 382.5 | 382.5 | LP17 | LP17 | circuit breaker 3VA1 IEC frame 160 breaking capacity class S Icu=36kA @ 415V 3-pole, line protection TM240, ATAM, In=16A overload protection Ir=11A...16A short-circuit protection Ii=10...20 x In clamp connection shunt trip (STL) 110-127V DC, AC 50/60Hz 2 auxiliary switches HQ | - | 0 | 0
3VA1196-4EF36-0JH0 |  | 3VA1196-4EF36-0JH0 | 1 | UN | 1 | 10 | C | D | EAR99 | N | 85362010 | 1 | 4042949089186 | 1.08 | KG | 406.3 | 406.3 | LP17 | LP17 | circuit breaker 3VA1 IEC frame 160 breaking capacity class S Icu=36kA @ 415V 3-pole, line protection TM240, ATAM, In=16A overload protection Ir=11A...16A short-circuit protection Ii=10...20 x In clamp connection shunt trip (STL) 110-127V DC, AC 50/60Hz 2 auxiliary switches HQ 1 trip alarm switch HQ | - | 0 | 0
3VA1196-4EF36-0KA0 |  | 3VA1196-4EF36-0KA0 | 1 | UN | 1 | 10 | C | D | EAR99 | N | 85362010 | 1 | 4042949051206 | 1.05 | KG | 336.6 | 336.6 | LP17 | LP17 | circuit breaker 3VA1 IEC frame 160 breaking capacity class S Icu=36kA @ 415V 3-pole, line protection TM240, ATAM, In=16A overload protection Ir=11A...16A short-circuit protection Ii=10...20 x In clamp connection shunt trip (STL) 220-250V DC, 208-277V AC | - | 0 | 0
3VA1196-4EF36-0KC0 |  | 3VA1196-4EF36-0KC0 | 1 | UN | 1 | 10 | C | D | EAR99 | N | 85362010 | 1 | 4042949078739 | 1.05 | KG | 382.5 | 382.5 | LP17 | LP17 | circuit breaker 3VA1 IEC frame 160 breaking capacity class S Icu=36kA @ 415V 3-pole, line protection TM240, ATAM, In=16A overload protection Ir=11A...16A short-circuit protection Ii=10...20 x In clamp connection shunt trip (STL) 220-250V DC, 208-277V AC 2 auxiliary switches HQ | - | 0 | 0
3VA1196-4EF36-0KH0 |  | 3VA1196-4EF36-0KH0 | 1 | UN | 1 | 10 | C | D | EAR99 | N | 85362010 | 1 | 4042949091271 | 1.08 | KG | 406.3 | 406.3 | LP17 | LP17 | circuit breaker 3VA1 IEC frame 160 breaking capacity class S Icu=36kA @ 415V 3-pole, line protection TM240, ATAM, In=16A overload protection Ir=11A...16A short-circuit protection Ii=10...20 x In clamp connection shunt trip (STL) 220-250V DC, 208-277V AC 2 auxiliary switches HQ 1 trip alarm switch HQ | - | 0 | 0
3VA1196-4EF42-0AA0 |  | 3VA1196-4EF42-0AA0 | 1 | UN | 1 | 5 | B | D | EAR99 | N | 85362010 | 1 | 4042948808955 | 1.219 | KG | 288.6 | 280.4 | LP17 | LP17 | circuit breaker 3VA1 IEC frame 160 breaking capacity class S Icu=36kA @ 415V 4-pole, line protection TM240, ATAM, In=16A overload protection Ir=11A...16A short-circuit protection Ii=10...20 x In N conductor unprotected nut keeper kit | Lista Papel 2020 SI | 0 | 0
3VA1196-4EF46-0AA0 |  | 3VA1196-4EF46-0AA0 | 1 | UN | 1 | 5 | B | D | EAR99 | N | 85362010 | 1 | 4042948820735 | 1.287 | KG | 317.3 | 308.3 | LP17 | LP17 | circuit breaker 3VA1 IEC frame 160 breaking capacity class S Icu=36kA @ 415V 4-pole, line protection TM240, ATAM, In=16A overload protection Ir=11A...16A short-circuit protection Ii=10...20 x In N conductor unprotected clamp connection | Lista Papel 2020 SI | 0 | 0
3VA1196-4GD42-0AA0 |  | 3VA1196-4GD42-0AA0 | 1 | UN | 1 | 5 | B | D | EAR99 | N | 85362010 | 1 | 4042948831571 | 1.2 | KG | 267.3 | 259.9 | LP17 | LP17 | circuit breaker 3VA1 IEC frame 160 breaking capacity class S Icu=36kA @ 415V 4-pole, line protection TM210, FTFM, In=16A overload protection Ir=16A fixed short-circuit protection Ii=20 x In N conductor protection 100% nut keeper kit | Lista Papel 2020 SI | 0 | 0
3VA1196-4GD46-0AA0 |  | 3VA1196-4GD46-0AA0 | 1 | UN | 1 | 5 | B | D | EAR99 | N | 85362010 | 1 | 4042948824702 | 1.293 | KG | 296 | 287.8 | LP17 | LP17 | circuit breaker 3VA1 IEC frame 160 breaking capacity class S Icu=36kA @ 415V 4-pole, line protection TM210, FTFM, In=16A overload protection Ir=16A fixed short-circuit protection Ii=20 x In N conductor protection 100% clamp connection | Lista Papel 2020 SI | 0 | 0
3VA1196-4GE42-0AA0 |  | 3VA1196-4GE42-0AA0 | 1 | UN | 1 | 5 | B | D | EAR99 | N | 85362010 | 1 | 4042948831564 | 1.2 | KG | 273.1 | 265.7 | LP17 | LP17 | circuit breaker 3VA1 IEC frame 160 breaking capacity class S Icu=36kA @ 415V 4-pole, line protection TM220, ATFM, In=16A overload protection Ir=11A...16A short-circuit protection Ii=20 x In N conductor protection 100% nut keeper kit | Lista Papel 2020 SI | 0 | 0
3VA1196-4GE46-0AA0 |  | 3VA1196-4GE46-0AA0 | 1 | UN | 1 | 5 | B | D | EAR99 | N | 85362010 | 1 | 4042948824719 | 1.17 | KG | 301.8 | 293.6 | LP17 | LP17 | circuit breaker 3VA1 IEC frame 160 breaking capacity class S Icu=36kA @ 415V 4-pole, line protection TM220, ATFM, In=16A overload protection Ir=11A...16A short-circuit protection Ii=20 x In N conductor protection 100% clamp connection | Lista Papel 2020 SI | 0 | 0
3VA1196-4GF42-0AA0 |  | 3VA1196-4GF42-0AA0 | 1 | UN | 1 | 5 | B | D | EAR99 | N | 85362010 | 1 | 4042948831557 | 1.2 | KG | 288.6 | 280.4 | LP17 | LP17 | circuit breaker 3VA1 IEC frame 160 breaking capacity class S Icu=36kA @ 415V 4-pole, line protection TM240, ATAM, In=16A overload protection Ir=11A...16A short-circuit protection Ii=10...20 x In N conductor protection 100% nut keeper kit | Lista Papel 2020 SI | 0 | 0
3VA1196-4GF46-0AA0 |  | 3VA1196-4GF46-0AA0 | 1 | UN | 1 | 5 | B | D | EAR99 | N | 85362010 | 1 | 4042948824252 | 1.331 | KG | 317.3 | 308.3 | LP17 | LP17 | circuit breaker 3VA1 IEC frame 160 breaking capacity class S Icu=36kA @ 415V 4-pole, line protection TM240, ATAM, In=16A overload protection Ir=11A...16A short-circuit protection Ii=10...20 x In N conductor protection 100% clamp connection | Lista Papel 2020 SI | 0 | 0
3VA1196-5ED12-0AA0 |  | 3VA1196-5ED12-0AA0 | 1 | UN | 1 | 5 | B | D | EAR99 | N | 85362010 | 1 | 4042948867648 | 383 | G | 117.3 | 117.3 | LP17 | LP17 | circuit breaker 3VA1 IEC frame 160 breaking capacity class M Icu=55kA @ 240V 1-pole, line protection TM210, FTFM, In=16A overload protection Ir=16A fixed short-circuit protection Ii=20 x In nut keeper kit | - | 0 | 0
3VA1196-5ED16-0AA0 |  | 3VA1196-5ED16-0AA0 | 1 | UN | 1 | 5 | B | D | EAR99 | N | 85362010 | 1 | 4042948867631 | 0.352 | KG | 125.8 | 125.8 | LP17 | LP17 | circuit breaker 3VA1 IEC frame 160 breaking capacity class M Icu=55kA @ 240V 1-pole, line protection TM210, FTFM, In=16A overload protection Ir=16A fixed short-circuit protection Ii=20 x In clamp connection | - | 0 | 0
3VA1196-5ED22-0AA0 |  | 3VA1196-5ED22-0AA0 | 1 | UN | 1 | 5 | B | D | EAR99 | N | 85362010 | 1 | 4042948867624 | 0.669 | KG | 212.5 | 212.5 | LP17 | LP17 | circuit breaker 3VA1 IEC frame 160 breaking capacity class M Icu=55kA @ 415V 2-pole, line protection TM210, FTFM, In=16A overload protection Ir=16A fixed short-circuit protection Ii=20 x In nut keeper kit | - | 0 | 0
3VA1196-5ED26-0AA0 |  | 3VA1196-5ED26-0AA0 | 1 | UN | 1 | 5 | B | D | EAR99 | N | 85362010 | 1 | 4042948867617 | 0.669 | KG | 228.65 | 228.65 | LP17 | LP17 | circuit breaker 3VA1 IEC frame 160 breaking capacity class M Icu=55kA @ 415V 2-pole, line protection TM210, FTFM, In=16A overload protection Ir=16A fixed short-circuit protection Ii=20 x In clamp connection | - | 0 | 0
3VA1196-5ED32-0AA0 |  | 3VA1196-5ED32-0AA0 | 1 | UN | 1 | 5 | B | D | EAR99 | N | 85362010 | 1 | 4042948812129 | 951 | G | 227.1 | 220.6 | LP17 | LP17 | circuit breaker 3VA1 IEC frame 160 breaking capacity class M Icu=55kA @ 415V 3-pole, line protection TM210, FTFM, In=16A overload protection Ir=16A fixed short-circuit protection Ii=20 x In nut keeper kit | Lista Papel 2020 SI | 0 | 0
3VA1196-5ED36-0AA0 |  | 3VA1196-5ED36-0AA0 | 1 | UN | 1 | 5 | B | D | EAR99 | N | 85362010 | 1 | 4042948821206 | 1.03 | KG | 249.3 | 241.9 | LP17 | LP17 | circuit breaker 3VA1 IEC frame 160 breaking capacity class M Icu=55kA @ 415V 3-pole, line protection TM210, FTFM, In=16A overload protection Ir=16A fixed short-circuit protection Ii=20 x In clamp connection | Lista Papel 2020 SI | 0 | 0
3VA1196-5ED42-0AA0 |  | 3VA1196-5ED42-0AA0 | 1 | UN | 1 | 5 | B | D | EAR99 | N | 85362010 | 1 | 4042948813003 | 1.193 | KG | 294.4 | 286.2 | LP17 | LP17 | circuit breaker 3VA1 IEC frame 160 breaking capacity class M Icu=55kA @ 415V 4-pole, line protection TM210, FTFM, In=16A overload protection Ir=16A fixed short-circuit protection Ii=20 x In N conductor unprotected nut keeper kit | Lista Papel 2020 SI | 0 | 0
3VA1196-5ED46-0AA0 |  | 3VA1196-5ED46-0AA0 | 1 | UN | 1 | 5 | B | D | EAR99 | N | 85362010 | 1 | 4042948822081 | 1.278 | KG | 323.9 | 314.9 | LP17 | LP17 | circuit breaker 3VA1 IEC frame 160 breaking capacity class M Icu=55kA @ 415V 4-pole, line protection TM210, FTFM, In=16A overload protection Ir=16A fixed short-circuit protection Ii=20 x In N conductor unprotected clamp connection | Lista Papel 2020 SI | 0 | 0
3VA1196-5EE32-0AA0 |  | 3VA1196-5EE32-0AA0 | 1 | UN | 1 | 2 | A | D | EAR99 | N | 85362010 | 1 | 4042948812136 | 950 | G | 231.2 | 224.7 | LP17 | LP17 | circuit breaker 3VA1 IEC frame 160 breaking capacity class M Icu=55kA @ 415V 3-pole, line protection TM220, ATFM, In=16A overload protection Ir=11A...16A short-circuit protection Ii=20 x In nut keeper kit | Lista Papel 2020 SI | 0 | 0
3VA1196-5EE32-0AB0 |  | 3VA1196-5EE32-0AB0 | 1 | UN | 1 | 10 | C | D | EAR99 | N | 85362010 | 1 | 4042949324706 | 0.856 | KG | 310.25 | 310.25 | LP17 | LP17 | circuit breaker 3VA1 IEC frame 160 breaking capacity class M Icu=55kA @ 415V 3-pole, line protection TM220, ATFM, In=16A overload protection Ir=11A...16A short-circuit protection Ii=20 x In nut keeper kit 2 auxiliary switches | - | 0 | 0
3VA1196-5EE36-0AA0 |  | 3VA1196-5EE36-0AA0 | 1 | UN | 1 | 5 | B | D | EAR99 | N | 85362010 | 1 | 4042948821213 | 1.031 | KG | 253.4 | 246 | LP17 | LP17 | circuit breaker 3VA1 IEC frame 160 breaking capacity class M Icu=55kA @ 415V 3-pole, line protection TM220, ATFM, In=16A overload protection Ir=11A...16A short-circuit protection Ii=20 x In clamp connection | Lista Papel 2020 SI | 0 | 0
3VA1196-5EE42-0AA0 |  | 3VA1196-5EE42-0AA0 | 1 | UN | 1 | 5 | B | D | EAR99 | N | 85362010 | 1 | 4042948813010 | 1.189 | KG | 300.9 | 292.7 | LP17 | LP17 | circuit breaker 3VA1 IEC frame 160 breaking capacity class M Icu=55kA @ 415V 4-pole, line protection TM220, ATFM, In=16A overload protection Ir=11A...16A short-circuit protection Ii=20 x In N conductor unprotected nut keeper kit | Lista Papel 2020 SI | 0 | 0
3VA1196-5EE46-0AA0 |  | 3VA1196-5EE46-0AA0 | 1 | UN | 1 | 5 | B | D | EAR99 | N | 85362010 | 1 | 4042948822098 | 1.293 | KG | 328.8 | 319.8 | LP17 | LP17 | circuit breaker 3VA1 IEC frame 160 breaking capacity class M Icu=55kA @ 415V 4-pole, line protection TM220, ATFM, In=16A overload protection Ir=11A...16A short-circuit protection Ii=20 x In N conductor unprotected clamp connection | Lista Papel 2020 SI | 0 | 0
3VA1196-5EF32-0AA0 |  | 3VA1196-5EF32-0AA0 | 1 | UN | 1 | 5 | B | D | EAR99 | N | 85362010 | 1 | 4042948808528 | 966 | G | 243.5 | 237 | LP17 | LP17 | circuit breaker 3VA1 IEC frame 160 breaking capacity class M Icu=55kA @ 415V 3-pole, line protection TM240, ATAM, In=16A overload protection Ir=11A...16A short-circuit protection Ii=10...20 x In nut keeper kit | Lista Papel 2020 SI | 0 | 0
3VA1196-5EF32-0AB0 |  | 3VA1196-5EF32-0AB0 | 1 | UN | 1 | 10 | C | D | EAR99 | N | 85362010 | 1 | 4042949053286 | 0.96 | KG | 322.15 | 322.15 | LP17 | LP17 | circuit breaker 3VA1 IEC frame 160 breaking capacity class M Icu=55kA @ 415V 3-pole, line protection TM240, ATAM, In=16A overload protection Ir=11A...16A short-circuit protection Ii=10...20 x In nut keeper kit 2 auxiliary switches HP | - | 0 | 0
3VA1196-5EF32-0AC0 |  | 3VA1196-5EF32-0AC0 | 1 | UN | 1 | 10 | C | D | EAR99 | N | 85362010 | 1 | 4042949055372 | 0.96 | KG | 300.05 | 300.05 | LP17 | LP17 | circuit breaker 3VA1 IEC frame 160 breaking capacity class M Icu=55kA @ 415V 3-pole, line protection TM240, ATAM, In=16A overload protection Ir=11A...16A short-circuit protection Ii=10...20 x In nut keeper kit 2 auxiliary switches HQ | - | 0 | 0
3VA1196-5EF32-0AD0 |  | 3VA1196-5EF32-0AD0 | 1 | UN | 1 | 10 | C | D | EAR99 | N | 85362010 | 1 | 4042949057468 | 0.99 | KG | 322.15 | 322.15 | LP17 | LP17 | circuit breaker 3VA1 IEC frame 160 breaking capacity class M Icu=55kA @ 415V 3-pole, line protection TM240, ATAM, In=16A overload protection Ir=11A...16A short-circuit protection Ii=10...20 x In nut keeper kit 3 auxiliary switches HQ | - | 0 | 0
3VA1196-5EF32-0AE0 |  | 3VA1196-5EF32-0AE0 | 1 | UN | 1 | 10 | C | D | EAR99 | N | 85362010 | 1 | 4042949059554 | 1.02 | KG | 345.95 | 345.95 | LP17 | LP17 | circuit breaker 3VA1 IEC frame 160 breaking capacity class M Icu=55kA @ 415V 3-pole, line protection TM240, ATAM, In=16A overload protection Ir=11A...16A short-circuit protection Ii=10...20 x In nut keeper kit 4 auxiliary switches HQ | - | 0 | 0
3VA1196-5EF32-0AF0 |  | 3VA1196-5EF32-0AF0 | 1 | UN | 1 | 10 | C | D | EAR99 | N | 85362010 | 1 | 4042949061649 | 0.96 | KG | 300.05 | 300.05 | LP17 | LP17 | circuit breaker 3VA1 IEC frame 160 breaking capacity class M Icu=55kA @ 415V 3-pole, line protection TM240, ATAM, In=16A overload protection Ir=11A...16A short-circuit protection Ii=10...20 x In nut keeper kit 1 auxiliary switch HQ 1 trip alarm switch HQ | - | 0 | 0
3VA1196-5EF32-0AG0 |  | 3VA1196-5EF32-0AG0 | 1 | UN | 1 | 10 | C | D | EAR99 | N | 85362010 | 1 | 4042949063735 | 0.96 | KG | 322.15 | 322.15 | LP17 | LP17 | circuit breaker 3VA1 IEC frame 160 breaking capacity class M Icu=55kA @ 415V 3-pole, line protection TM240, ATAM, In=16A overload protection Ir=11A...16A short-circuit protection Ii=10...20 x In nut keeper kit 1 auxiliary switch HP 1 trip alarm switch HP | - | 0 | 0
3VA1196-5EF32-0AH0 |  | 3VA1196-5EF32-0AH0 | 1 | UN | 1 | 10 | C | D | EAR99 | N | 85362010 | 1 | 4042949065821 | 0.99 | KG | 322.15 | 322.15 | LP17 | LP17 | circuit breaker 3VA1 IEC frame 160 breaking capacity class M Icu=55kA @ 415V 3-pole, line protection TM240, ATAM, In=16A overload protection Ir=11A...16A short-circuit protection Ii=10...20 x In nut keeper kit 2 auxiliary switches HQ 1 trip alarm switch HQ | - | 0 | 0
3VA1196-5EF32-0BA0 |  | 3VA1196-5EF32-0BA0 | 1 | UN | 1 | 10 | C | D | EAR99 | N | 85362010 | 1 | 4042949040743 | 0.9 | KG | 362.1 | 362.1 | LP17 | LP17 | circuit breaker 3VA1 IEC frame 160 breaking capacity class M Icu=55kA @ 415V 3-pole, line protection TM240, ATAM, In=16A overload protection Ir=11A...16A short-circuit protection Ii=10...20 x In nut keeper kit undervoltage release (UVR) 24V DC | - | 0 | 0
3VA1196-5EF32-0BC0 |  | 3VA1196-5EF32-0BC0 | 1 | UN | 1 | 10 | C | D | EAR99 | N | 85362010 | 1 | 4042949068273 | 1.05 | KG | 408.85 | 408.85 | LP17 | LP17 | circuit breaker 3VA1 IEC frame 160 breaking capacity class M Icu=55kA @ 415V 3-pole, line protection TM240, ATAM, In=16A overload protection Ir=11A...16A short-circuit protection Ii=10...20 x In nut keeper kit undervoltage release (UVR) 24V DC 2 auxiliary switches HQ | - | 0 | 0
3VA1196-5EF32-0BH0 |  | 3VA1196-5EF32-0BH0 | 1 | UN | 1 | 10 | C | D | EAR99 | N | 85362010 | 1 | 4042949080817 | 1.05 | KG | 431.8 | 431.8 | LP17 | LP17 | circuit breaker 3VA1 IEC frame 160 breaking capacity class M Icu=55kA @ 415V 3-pole, line protection TM240, ATAM, In=16A overload protection Ir=11A...16A short-circuit protection Ii=10...20 x In nut keeper kit undervoltage release (UVR) 24V DC 2 auxiliary switches HQ 1 trip alarm switch HQ | - | 0 | 0
3VA1196-5EF32-0CA0 |  | 3VA1196-5EF32-0CA0 | 1 | UN | 1 | 10 | C | D | EAR99 | N | 85362010 | 1 | 4042949042839 | 0.9 | KG | 362.1 | 362.1 | LP17 | LP17 | circuit breaker 3VA1 IEC frame 160 breaking capacity class M Icu=55kA @ 415V 3-pole, line protection TM240, ATAM, In=16A overload protection Ir=11A...16A short-circuit protection Ii=10...20 x In nut keeper kit undervoltage release (UVR) 120-127V AC 50/60Hz | - | 0 | 0
3VA1196-5EF32-0CC0 |  | 3VA1196-5EF32-0CC0 | 1 | UN | 1 | 10 | C | D | EAR99 | N | 85362010 | 1 | 4042949070368 | 1.05 | KG | 408.85 | 408.85 | LP17 | LP17 | circuit breaker 3VA1 IEC frame 160 breaking capacity class M Icu=55kA @ 415V 3-pole, line protection TM240, ATAM, In=16A overload protection Ir=11A...16A short-circuit protection Ii=10...20 x In nut keeper kit undervoltage release (UVR) 120-127V AC 50/60Hz 2 auxiliary switches HQ | - | 0 | 0
3VA1196-5EF32-0CH0 |  | 3VA1196-5EF32-0CH0 | 1 | UN | 1 | 10 | C | D | EAR99 | N | 85362010 | 1 | 4042949082903 | 1.08 | KG | 431.8 | 431.8 | LP17 | LP17 | circuit breaker 3VA1 IEC frame 160 breaking capacity class M Icu=55kA @ 415V 3-pole, line protection TM240, ATAM, In=16A overload protection Ir=11A...16A short-circuit protection Ii=10...20 x In nut keeper kit undervoltage release (UVR) 120-127V AC 50/60Hz 2 auxiliary switches HQ 1 trip alarm switch HQ | - | 0 | 0
3VA1196-5EF32-0DA0 |  | 3VA1196-5EF32-0DA0 | 1 | UN | 1 | 10 | C | D | EAR99 | N | 85362010 | 1 | 4042949044925 | 0.9 | KG | 362.1 | 362.1 | LP17 | LP17 | circuit breaker 3VA1 IEC frame 160 breaking capacity class M Icu=55kA @ 415V 3-pole, line protection TM240, ATAM, In=16A overload protection Ir=11A...16A short-circuit protection Ii=10...20 x In nut keeper kit undervoltage release (UVR) 208-230V AC 50/60Hz | - | 0 | 0
3VA1196-5EF32-0DC0 |  | 3VA1196-5EF32-0DC0 | 1 | UN | 1 | 10 | C | D | EAR99 | N | 85362010 | 1 | 4042949072454 | 1.05 | KG | 408.85 | 408.85 | LP17 | LP17 | circuit breaker 3VA1 IEC frame 160 breaking capacity class M Icu=55kA @ 415V 3-pole, line protection TM240, ATAM, In=16A overload protection Ir=11A...16A short-circuit protection Ii=10...20 x In nut keeper kit undervoltage release (UVR) 208-230V AC 50/60Hz 2 auxiliary switches HQ | - | 0 | 0
3VA1196-5EF32-0DH0 |  | 3VA1196-5EF32-0DH0 | 1 | UN | 1 | 10 | C | D | EAR99 | N | 85362010 | 1 | 4042949084990 | 1.08 | KG | 431.8 | 431.8 | LP17 | LP17 | circuit breaker 3VA1 IEC frame 160 breaking capacity class M Icu=55kA @ 415V 3-pole, line protection TM240, ATAM, In=16A overload protection Ir=11A...16A short-circuit protection Ii=10...20 x In nut keeper kit undervoltage release (UVR) 208-230V AC 50/60Hz 2 auxiliary switches HQ 1 trip alarm switch HQ | - | 0 | 0
3VA1196-5EF32-0HA0 |  | 3VA1196-5EF32-0HA0 | 1 | UN | 1 | 10 | C | D | EAR99 | N | 85362010 | 1 | 4042949047018 | 0.9 | KG | 337.45 | 337.45 | LP17 | LP17 | circuit breaker 3VA1 IEC frame 160 breaking capacity class M Icu=55kA @ 415V 3-pole, line protection TM240, ATAM, In=16A overload protection Ir=11A...16A short-circuit protection Ii=10...20 x In nut keeper kit shunt trip (STL) 12-30V DC, 24V AC 50/60Hz | - | 0 | 0
3VA1196-5EF32-0HC0 |  | 3VA1196-5EF32-0HC0 | 1 | UN | 1 | 10 | C | D | EAR99 | N | 85362010 | 1 | 4042949074540 | 1.05 | KG | 383.35 | 383.35 | LP17 | LP17 | circuit breaker 3VA1 IEC frame 160 breaking capacity class M Icu=55kA @ 415V 3-pole, line protection TM240, ATAM, In=16A overload protection Ir=11A...16A short-circuit protection Ii=10...20 x In nut keeper kit shunt trip (STL) 12-30V DC, 24V AC 50/60Hz 2 auxiliary switches HQ | - | 0 | 0
3VA1196-5EF32-0HH0 |  | 3VA1196-5EF32-0HH0 | 1 | UN | 1 | 10 | C | D | EAR99 | N | 85362010 | 1 | 4042949087083 | 1.08 | KG | 408 | 408 | LP17 | LP17 | circuit breaker 3VA1 IEC frame 160 breaking capacity class M Icu=55kA @ 415V 3-pole, line protection TM240, ATAM, In=16A overload protection Ir=11A...16A short-circuit protection Ii=10...20 x In nut keeper kit shunt trip (STL) 12-30V DC, 24V AC 50/60Hz 2 auxiliary switches HQ 1 trip alarm switch HQ | - | 0 | 0
3VA1196-5EF32-0JA0 |  | 3VA1196-5EF32-0JA0 | 1 | UN | 1 | 10 | C | D | EAR99 | N | 85362010 | 1 | 4042949049104 | 0.9 | KG | 337.45 | 337.45 | LP17 | LP17 | circuit breaker 3VA1 IEC frame 160 breaking capacity class M Icu=55kA @ 415V 3-pole, line protection TM240, ATAM, In=16A overload protection Ir=11A...16A short-circuit protection Ii=10...20 x In nut keeper kit shunt trip (STL) 110-127V DC, AC 50/60Hz | - | 0 | 0
3VA1196-5EF32-0JC0 |  | 3VA1196-5EF32-0JC0 | 1 | UN | 1 | 10 | C | D | EAR99 | N | 85362010 | 1 | 4042949076636 | 1.05 | KG | 383.35 | 383.35 | LP17 | LP17 | circuit breaker 3VA1 IEC frame 160 breaking capacity class M Icu=55kA @ 415V 3-pole, line protection TM240, ATAM, In=16A overload protection Ir=11A...16A short-circuit protection Ii=10...20 x In nut keeper kit shunt trip (STL) 110-127V DC, AC 50/60Hz 2 auxiliary switches HQ | - | 0 | 0
3VA1196-5EF32-0JH0 |  | 3VA1196-5EF32-0JH0 | 1 | UN | 1 | 10 | C | D | EAR99 | N | 85362010 | 1 | 4042949089179 | 1.08 | KG | 408 | 408 | LP17 | LP17 | circuit breaker 3VA1 IEC frame 160 breaking capacity class M Icu=55kA @ 415V 3-pole, line protection TM240, ATAM, In=16A overload protection Ir=11A...16A short-circuit protection Ii=10...20 x In nut keeper kit shunt trip (STL) 110-127V DC, AC 50/60Hz 2 auxiliary switches HQ 1 trip alarm switch HQ | - | 0 | 0
3VA1196-5EF32-0KA0 |  | 3VA1196-5EF32-0KA0 | 1 | UN | 1 | 10 | C | D | EAR99 | N | 85362010 | 1 | 4042949051190 | 1.05 | KG | 337.45 | 337.45 | LP17 | LP17 | circuit breaker 3VA1 IEC frame 160 breaking capacity class M Icu=55kA @ 415V 3-pole, line protection TM240, ATAM, In=16A overload protection Ir=11A...16A short-circuit protection Ii=10...20 x In nut keeper kit shunt trip (STL) 220-250V DC, 208-277V AC | - | 0 | 0
3VA1196-5EF32-0KC0 |  | 3VA1196-5EF32-0KC0 | 1 | UN | 1 | 10 | C | D | EAR99 | N | 85362010 | 1 | 4042949078722 | 1.05 | KG | 383.35 | 383.35 | LP17 | LP17 | circuit breaker 3VA1 IEC frame 160 breaking capacity class M Icu=55kA @ 415V 3-pole, line protection TM240, ATAM, In=16A overload protection Ir=11A...16A short-circuit protection Ii=10...20 x In nut keeper kit shunt trip (STL) 220-250V DC, 208-277V AC 2 auxiliary switches HQ | - | 0 | 0
3VA1196-5EF32-0KH0 |  | 3VA1196-5EF32-0KH0 | 1 | UN | 1 | 10 | C | D | EAR99 | N | 85362010 | 1 | 4042949091264 | 1.08 | KG | 408 | 408 | LP17 | LP17 | circuit breaker 3VA1 IEC frame 160 breaking capacity class M Icu=55kA @ 415V 3-pole, line protection TM240, ATAM, In=16A overload protection Ir=11A...16A short-circuit protection Ii=10...20 x In nut keeper kit shunt trip (STL) 220-250V DC, 208-277V AC 2 auxiliary switches HQ 1 trip alarm switch HQ | - | 0 | 0
3VA1196-5EF36-0AA0 |  | 3VA1196-5EF36-0AA0 | 1 | UN | 1 | 5 | B | D | EAR99 | N | 85362010 | 1 | 4042948820308 | 1.032 | KG | 264.9 | 257.5 | LP17 | LP17 | circuit breaker 3VA1 IEC frame 160 breaking capacity class M Icu=55kA @ 415V 3-pole, line protection TM240, ATAM, In=16A overload protection Ir=11A...16A short-circuit protection Ii=10...20 x In clamp connection | Lista Papel 2020 SI | 0 | 0
3VA1196-5EF36-0AB0 |  | 3VA1196-5EF36-0AB0 | 1 | UN | 1 | 10 | C | D | EAR99 | N | 85362010 | 1 | 4042949053279 | 0.96 | KG | 344.25 | 344.25 | LP17 | LP17 | circuit breaker 3VA1 IEC frame 160 breaking capacity class M Icu=55kA @ 415V 3-pole, line protection TM240, ATAM, In=16A overload protection Ir=11A...16A short-circuit protection Ii=10...20 x In clamp connection 2 auxiliary switches HP | - | 0 | 0
3VA1196-5EF36-0AC0 |  | 3VA1196-5EF36-0AC0 | 1 | UN | 1 | 10 | C | D | EAR99 | N | 85362010 | 1 | 4042949055365 | 0.96 | KG | 320.45 | 320.45 | LP17 | LP17 | circuit breaker 3VA1 IEC frame 160 breaking capacity class M Icu=55kA @ 415V 3-pole, line protection TM240, ATAM, In=16A overload protection Ir=11A...16A short-circuit protection Ii=10...20 x In clamp connection 2 auxiliary switches HQ | - | 0 | 0
3VA1196-5EF36-0AD0 |  | 3VA1196-5EF36-0AD0 | 1 | UN | 1 | 10 | C | D | EAR99 | N | 85362010 | 1 | 4042949057451 | 0.99 | KG | 344.25 | 344.25 | LP17 | LP17 | circuit breaker 3VA1 IEC frame 160 breaking capacity class M Icu=55kA @ 415V 3-pole, line protection TM240, ATAM, In=16A overload protection Ir=11A...16A short-circuit protection Ii=10...20 x In clamp connection 3 auxiliary switches HQ | - | 0 | 0
3VA1196-5EF36-0AE0 |  | 3VA1196-5EF36-0AE0 | 1 | UN | 1 | 10 | C | D | EAR99 | N | 85362010 | 1 | 4042949059547 | 1.02 | KG | 368.9 | 368.9 | LP17 | LP17 | circuit breaker 3VA1 IEC frame 160 breaking capacity class M Icu=55kA @ 415V 3-pole, line protection TM240, ATAM, In=16A overload protection Ir=11A...16A short-circuit protection Ii=10...20 x In clamp connection 4 auxiliary switches HQ | - | 0 | 0
3VA1196-5EF36-0AF0 |  | 3VA1196-5EF36-0AF0 | 1 | UN | 1 | 10 | C | D | EAR99 | N | 85362010 | 1 | 4042949061632 | 0.96 | KG | 320.45 | 320.45 | LP17 | LP17 | circuit breaker 3VA1 IEC frame 160 breaking capacity class M Icu=55kA @ 415V 3-pole, line protection TM240, ATAM, In=16A overload protection Ir=11A...16A short-circuit protection Ii=10...20 x In clamp connection 1 auxiliary switch HQ 1 trip alarm switch HQ | - | 0 | 0
3VA1196-5EF36-0AG0 |  | 3VA1196-5EF36-0AG0 | 1 | UN | 1 | 10 | C | D | EAR99 | N | 85362010 | 1 | 4042949063728 | 0.96 | KG | 344.25 | 344.25 | LP17 | LP17 | circuit breaker 3VA1 IEC frame 160 breaking capacity class M Icu=55kA @ 415V 3-pole, line protection TM240, ATAM, In=16A overload protection Ir=11A...16A short-circuit protection Ii=10...20 x In clamp connection 1 auxiliary switch HP 1 trip alarm switch HP | - | 0 | 0
3VA1196-5EF36-0AH0 |  | 3VA1196-5EF36-0AH0 | 1 | UN | 1 | 10 | C | D | EAR99 | N | 85362010 | 1 | 4042949065814 | 0.99 | KG | 344.25 | 344.25 | LP17 | LP17 | circuit breaker 3VA1 IEC frame 160 breaking capacity class M Icu=55kA @ 415V 3-pole, line protection TM240, ATAM, In=16A overload protection Ir=11A...16A short-circuit protection Ii=10...20 x In clamp connection 2 auxiliary switches HQ 1 trip alarm switch HQ | - | 0 | 0
3VA1196-5EF36-0BA0 |  | 3VA1196-5EF36-0BA0 | 1 | UN | 1 | 10 | C | D | EAR99 | N | 85362010 | 1 | 4042949040736 | 0.9 | KG | 383.35 | 383.35 | LP17 | LP17 | circuit breaker 3VA1 IEC frame 160 breaking capacity class M Icu=55kA @ 415V 3-pole, line protection TM240, ATAM, In=16A overload protection Ir=11A...16A short-circuit protection Ii=10...20 x In clamp connection undervoltage release (UVR) 24V DC | - | 0 | 0
3VA1196-5EF36-0BC0 |  | 3VA1196-5EF36-0BC0 | 1 | UN | 1 | 10 | C | D | EAR99 | N | 85362010 | 1 | 4042949068266 | 1.05 | KG | 430.1 | 430.1 | LP17 | LP17 | circuit breaker 3VA1 IEC frame 160 breaking capacity class M Icu=55kA @ 415V 3-pole, line protection TM240, ATAM, In=16A overload protection Ir=11A...16A short-circuit protection Ii=10...20 x In clamp connection undervoltage release (UVR) 24V DC 2 auxiliary switches HQ | - | 0 | 0
3VA1196-5EF36-0BH0 |  | 3VA1196-5EF36-0BH0 | 1 | UN | 1 | 10 | C | D | EAR99 | N | 85362010 | 1 | 4042949080800 | 1.05 | KG | 453.9 | 453.9 | LP17 | LP17 | circuit breaker 3VA1 IEC frame 160 breaking capacity class M Icu=55kA @ 415V 3-pole, line protection TM240, ATAM, In=16A overload protection Ir=11A...16A short-circuit protection Ii=10...20 x In clamp connection undervoltage release (UVR) 24V DC 2 auxiliary switches HQ 1 trip alarm switch HQ | - | 0 | 0
3VA1196-5EF36-0CA0 |  | 3VA1196-5EF36-0CA0 | 1 | UN | 1 | 10 | C | D | EAR99 | N | 85362010 | 1 | 4042949042822 | 0.9 | KG | 383.35 | 383.35 | LP17 | LP17 | circuit breaker 3VA1 IEC frame 160 breaking capacity class M Icu=55kA @ 415V 3-pole, line protection TM240, ATAM, In=16A overload protection Ir=11A...16A short-circuit protection Ii=10...20 x In clamp connection undervoltage release (UVR) 120-127V AC 50/60Hz | - | 0 | 0
3VA1196-5EF36-0CC0 |  | 3VA1196-5EF36-0CC0 | 1 | UN | 1 | 10 | C | D | EAR99 | N | 85362010 | 1 | 4042949070351 | 1.05 | KG | 430.1 | 430.1 | LP17 | LP17 | circuit breaker 3VA1 IEC frame 160 breaking capacity class M Icu=55kA @ 415V 3-pole, line protection TM240, ATAM, In=16A overload protection Ir=11A...16A short-circuit protection Ii=10...20 x In clamp connection undervoltage release (UVR) 120-127V AC 50/60Hz 2 auxiliary switches HQ | - | 0 | 0
3VA1196-5EF36-0CH0 |  | 3VA1196-5EF36-0CH0 | 1 | UN | 1 | 10 | C | D | EAR99 | N | 85362010 | 1 | 4042949082897 | 1.08 | KG | 453.9 | 453.9 | LP17 | LP17 | circuit breaker 3VA1 IEC frame 160 breaking capacity class M Icu=55kA @ 415V 3-pole, line protection TM240, ATAM, In=16A overload protection Ir=11A...16A short-circuit protection Ii=10...20 x In clamp connection undervoltage release (UVR) 120-127V AC 50/60Hz 2 auxiliary switches HQ 1 trip alarm switch HQ | - | 0 | 0
3VA1196-5EF36-0DA0 |  | 3VA1196-5EF36-0DA0 | 1 | UN | 1 | 10 | C | D | EAR99 | N | 85362010 | 1 | 4042949044918 | 0.9 | KG | 383.35 | 383.35 | LP17 | LP17 | circuit breaker 3VA1 IEC frame 160 breaking capacity class M Icu=55kA @ 415V 3-pole, line protection TM240, ATAM, In=16A overload protection Ir=11A...16A short-circuit protection Ii=10...20 x In clamp connection undervoltage release (UVR) 208-230V AC 50/60Hz | - | 0 | 0
3VA1196-5EF36-0DC0 |  | 3VA1196-5EF36-0DC0 | 1 | UN | 1 | 10 | C | D | EAR99 | N | 85362010 | 1 | 4042949072447 | 1.05 | KG | 430.1 | 430.1 | LP17 | LP17 | circuit breaker 3VA1 IEC frame 160 breaking capacity class M Icu=55kA @ 415V 3-pole, line protection TM240, ATAM, In=16A overload protection Ir=11A...16A short-circuit protection Ii=10...20 x In clamp connection undervoltage release (UVR) 208-230V AC 50/60Hz 2 auxiliary switches HQ | - | 0 | 0
3VA1196-5EF36-0DH0 |  | 3VA1196-5EF36-0DH0 | 1 | UN | 1 | 10 | C | D | EAR99 | N | 85362010 | 1 | 4042949084983 | 1.08 | KG | 453.9 | 453.9 | LP17 | LP17 | circuit breaker 3VA1 IEC frame 160 breaking capacity class M Icu=55kA @ 415V 3-pole, line protection TM240, ATAM, In=16A overload protection Ir=11A...16A short-circuit protection Ii=10...20 x In clamp connection undervoltage release (UVR) 208-230V AC 50/60Hz 2 auxiliary switches HQ 1 trip alarm switch HQ | - | 0 | 0
3VA1196-5EF36-0HA0 |  | 3VA1196-5EF36-0HA0 | 1 | UN | 1 | 10 | C | D | EAR99 | N | 85362010 | 1 | 4042949047001 | 0.9 | KG | 358.7 | 358.7 | LP17 | LP17 | circuit breaker 3VA1 IEC frame 160 breaking capacity class M Icu=55kA @ 415V 3-pole, line protection TM240, ATAM, In=16A overload protection Ir=11A...16A short-circuit protection Ii=10...20 x In clamp connection shunt trip (STL) 12-30V DC, 24V AC 50/60Hz | - | 0 | 0
3VA1196-5EF36-0HC0 |  | 3VA1196-5EF36-0HC0 | 1 | UN | 1 | 10 | C | D | EAR99 | N | 85362010 | 1 | 4042949074533 | 1.05 | KG | 405.45 | 405.45 | LP17 | LP17 | circuit breaker 3VA1 IEC frame 160 breaking capacity class M Icu=55kA @ 415V 3-pole, line protection TM240, ATAM, In=16A overload protection Ir=11A...16A short-circuit protection Ii=10...20 x In clamp connection shunt trip (STL) 12-30V DC, 24V AC 50/60Hz 2 auxiliary switches HQ | - | 0 | 0
3VA1196-5EF36-0HH0 |  | 3VA1196-5EF36-0HH0 | 1 | UN | 1 | 10 | C | D | EAR99 | N | 85362010 | 1 | 4042949087076 | 1.08 | KG | 429.25 | 429.25 | LP17 | LP17 | circuit breaker 3VA1 IEC frame 160 breaking capacity class M Icu=55kA @ 415V 3-pole, line protection TM240, ATAM, In=16A overload protection Ir=11A...16A short-circuit protection Ii=10...20 x In clamp connection shunt trip (STL) 12-30V DC, 24V AC 50/60Hz 2 auxiliary switches HQ 1 trip alarm switch HQ | - | 0 | 0
3VA1196-5EF36-0JA0 |  | 3VA1196-5EF36-0JA0 | 1 | UN | 1 | 10 | C | D | EAR99 | N | 85362010 | 1 | 4042949049098 | 0.9 | KG | 358.7 | 358.7 | LP17 | LP17 | circuit breaker 3VA1 IEC frame 160 breaking capacity class M Icu=55kA @ 415V 3-pole, line protection TM240, ATAM, In=16A overload protection Ir=11A...16A short-circuit protection Ii=10...20 x In clamp connection shunt trip (STL) 110-127V DC, AC 50/60Hz | - | 0 | 0
3VA1196-5EF36-0JC0 |  | 3VA1196-5EF36-0JC0 | 1 | UN | 1 | 10 | C | D | EAR99 | N | 85362010 | 1 | 4042949076629 | 1.05 | KG | 405.45 | 405.45 | LP17 | LP17 | circuit breaker 3VA1 IEC frame 160 breaking capacity class M Icu=55kA @ 415V 3-pole, line protection TM240, ATAM, In=16A overload protection Ir=11A...16A short-circuit protection Ii=10...20 x In clamp connection shunt trip (STL) 110-127V DC, AC 50/60Hz 2 auxiliary switches HQ | - | 0 | 0
3VA1196-5EF36-0JH0 |  | 3VA1196-5EF36-0JH0 | 1 | UN | 1 | 10 | C | D | EAR99 | N | 85362010 | 1 | 4042949089162 | 1.08 | KG | 429.25 | 429.25 | LP17 | LP17 | circuit breaker 3VA1 IEC frame 160 breaking capacity class M Icu=55kA @ 415V 3-pole, line protection TM240, ATAM, In=16A overload protection Ir=11A...16A short-circuit protection Ii=10...20 x In clamp connection shunt trip (STL) 110-127V DC, AC 50/60Hz 2 auxiliary switches HQ 1 trip alarm switch HQ | - | 0 | 0
3VA1196-5EF36-0KA0 |  | 3VA1196-5EF36-0KA0 | 1 | UN | 1 | 10 | C | D | EAR99 | N | 85362010 | 1 | 4042949051183 | 1.05 | KG | 358.7 | 358.7 | LP17 | LP17 | circuit breaker 3VA1 IEC frame 160 breaking capacity class M Icu=55kA @ 415V 3-pole, line protection TM240, ATAM, In=16A overload protection Ir=11A...16A short-circuit protection Ii=10...20 x In clamp connection shunt trip (STL) 220-250V DC, 208-277V AC | - | 0 | 0
3VA1196-5EF36-0KC0 |  | 3VA1196-5EF36-0KC0 | 1 | UN | 1 | 10 | C | D | EAR99 | N | 85362010 | 1 | 4042949078715 | 1.05 | KG | 405.45 | 405.45 | LP17 | LP17 | circuit breaker 3VA1 IEC frame 160 breaking capacity class M Icu=55kA @ 415V 3-pole, line protection TM240, ATAM, In=16A overload protection Ir=11A...16A short-circuit protection Ii=10...20 x In clamp connection shunt trip (STL) 220-250V DC, 208-277V AC 2 auxiliary switches HQ | - | 0 | 0
3VA1196-5EF36-0KH0 |  | 3VA1196-5EF36-0KH0 | 1 | UN | 1 | 10 | C | D | EAR99 | N | 85362010 | 1 | 4042949091257 | 1.08 | KG | 429.25 | 429.25 | LP17 | LP17 | circuit breaker 3VA1 IEC frame 160 breaking capacity class M Icu=55kA @ 415V 3-pole, line protection TM240, ATAM, In=16A overload protection Ir=11A...16A short-circuit protection Ii=10...20 x In clamp connection shunt trip (STL) 220-250V DC, 208-277V AC 2 auxiliary switches HQ 1 trip alarm switch HQ | - | 0 | 0
3VA1196-5EF42-0AA0 |  | 3VA1196-5EF42-0AA0 | 1 | UN | 1 | 5 | B | D | EAR99 | N | 85362010 | 1 | 4042948808962 | 1.216 | KG | 317.3 | 308.3 | LP17 | LP17 | circuit breaker 3VA1 IEC frame 160 breaking capacity class M Icu=55kA @ 415V 4-pole, line protection TM240, ATAM, In=16A overload protection Ir=11A...16A short-circuit protection Ii=10...20 x In N conductor unprotected nut keeper kit | Lista Papel 2020 SI | 0 | 0
3VA1196-5EF46-0AA0 |  | 3VA1196-5EF46-0AA0 | 1 | UN | 1 | 5 | B | D | EAR99 | N | 85362010 | 1 | 4042948820742 | 1.17 | KG | 345.2 | 335.4 | LP17 | LP17 | circuit breaker 3VA1 IEC frame 160 breaking capacity class M Icu=55kA @ 415V 4-pole, line protection TM240, ATAM, In=16A overload protection Ir=11A...16A short-circuit protection Ii=10...20 x In N conductor unprotected clamp connection | Lista Papel 2020 SI | 0 | 0
3VA1196-5GD42-0AA0 |  | 3VA1196-5GD42-0AA0 | 1 | UN | 1 | 5 | B | D | EAR99 | N | 85362010 | 1 | 4042948831540 | 1.224 | KG | 294.4 | 286.2 | LP17 | LP17 | circuit breaker 3VA1 IEC frame 160 breaking capacity class M Icu=55kA @ 415V 4-pole, line protection TM210, FTFM, In=16A overload protection Ir=16A fixed short-circuit protection Ii=20 x In N conductor protection 100% nut keeper kit | Lista Papel 2020 SI | 0 | 0
3VA1196-5GD46-0AA0 |  | 3VA1196-5GD46-0AA0 | 1 | UN | 1 | 5 | B | D | EAR99 | N | 85362010 | 1 | 4042948824726 | 1.332 | KG | 323.9 | 314.9 | LP17 | LP17 | circuit breaker 3VA1 IEC frame 160 breaking capacity class M Icu=55kA @ 415V 4-pole, line protection TM210, FTFM, In=16A overload protection Ir=16A fixed short-circuit protection Ii=20 x In N conductor protection 100% clamp connection | Lista Papel 2020 SI | 0 | 0
3VA1196-5GE42-0AA0 |  | 3VA1196-5GE42-0AA0 | 1 | UN | 1 | 5 | B | D | EAR99 | N | 85362010 | 1 | 4042948831533 | 1.223 | KG | 300.9 | 292.7 | LP17 | LP17 | circuit breaker 3VA1 IEC frame 160 breaking capacity class M Icu=55kA @ 415V 4-pole, line protection TM220, ATFM, In=16A overload protection Ir=11A...16A short-circuit protection Ii=20 x In N conductor protection 100% nut keeper kit | Lista Papel 2020 SI | 0 | 0
3VA1196-5GE46-0AA0 |  | 3VA1196-5GE46-0AA0 | 1 | UN | 1 | 5 | B | D | EAR99 | N | 85362010 | 1 | 4042948824733 | 1.17 | KG | 328.8 | 319.8 | LP17 | LP17 | circuit breaker 3VA1 IEC frame 160 breaking capacity class M Icu=55kA @ 415V 4-pole, line protection TM220, ATFM, In=16A overload protection Ir=11A...16A short-circuit protection Ii=20 x In N conductor protection 100% clamp connection | Lista Papel 2020 SI | 0 | 0
3VA1196-5GF42-0AA0 |  | 3VA1196-5GF42-0AA0 | 1 | UN | 1 | 5 | B | D | EAR99 | N | 85362010 | 1 | 4042948831526 | 1.223 | KG | 317.3 | 308.3 | LP17 | LP17 | circuit breaker 3VA1 IEC frame 160 breaking capacity class M Icu=55kA @ 415V 4-pole, line protection TM240, ATAM, In=16A overload protection Ir=11A...16A short-circuit protection Ii=10...20 x In N conductor protection 100% nut keeper kit | Lista Papel 2020 SI | 0 | 0
3VA1196-5GF42-0AC0 |  | 3VA1196-5GF42-0AC0 | 1 | UN | 1 | 10 | C | D | EAR99 | N | 85362010 | 1 | 4042949321538 | 1.246 | KG | 375.7 | 375.7 | LP17 | LP17 | circuit breaker 3VA1 IEC frame 160 breaking capacity class M Icu=55kA @ 415V 4-pole, line protection TM240, ATAM, In=16A overload protection Ir=11A...16A short-circuit protection Ii=10...20 x In N conductor protection 100% nut keeper kit 2 auxiliary switches HQ | - | 0 | 0
3VA1196-5GF46-0AA0 |  | 3VA1196-5GF46-0AA0 | 1 | UN | 1 | 5 | B | D | EAR99 | N | 85362010 | 1 | 4042948824269 | 1.17 | KG | 345.2 | 335.4 | LP17 | LP17 | circuit breaker 3VA1 IEC frame 160 breaking capacity class M Icu=55kA @ 415V 4-pole, line protection TM240, ATAM, In=16A overload protection Ir=11A...16A short-circuit protection Ii=10...20 x In N conductor protection 100% clamp connection | Lista Papel 2020 SI | 0 | 0
3VA1196-6ED32-0AA0 |  | 3VA1196-6ED32-0AA0 | 1 | UN | 1 | 5 | B | D | EAR99 | N | 85362010 | 1 | 4042948812143 | 0.943 | KG | 248.5 | 241.1 | LP17 | LP17 | circuit breaker 3VA1 IEC frame 160 breaking capacity class H Icu=70kA @ 415V 3-pole, line protection TM210, FTFM, In=16A overload protection Ir=16A fixed short-circuit protection Ii=20 x In nut keeper kit | Lista Papel 2020 SI | 0 | 0
3VA1196-6ED36-0AA0 |  | 3VA1196-6ED36-0AA0 | 1 | UN | 1 | 5 | B | D | EAR99 | N | 85362010 | 1 | 4042948821220 | 1.013 | KG | 268.1 | 260.8 | LP17 | LP17 | circuit breaker 3VA1 IEC frame 160 breaking capacity class H Icu=70kA @ 415V 3-pole, line protection TM210, FTFM, In=16A overload protection Ir=16A fixed short-circuit protection Ii=20 x In clamp connection | Lista Papel 2020 SI | 0 | 0
3VA1196-6ED42-0AA0 |  | 3VA1196-6ED42-0AA0 | 1 | UN | 1 | 5 | B | D | EAR99 | N | 85362010 | 1 | 4042948813027 | 1.187 | KG | 321.4 | 312.4 | LP17 | LP17 | circuit breaker 3VA1 IEC frame 160 breaking capacity class H Icu=70kA @ 415V 4-pole, line protection TM210, FTFM, In=16A overload protection Ir=16A fixed short-circuit protection Ii=20 x In N conductor unprotected nut keeper kit | Lista Papel 2020 SI | 0 | 0
3VA1196-6ED46-0AA0 |  | 3VA1196-6ED46-0AA0 | 1 | UN | 1 | 5 | B | D | EAR99 | N | 85362010 | 1 | 4042948822104 | 1.262 | KG | 350.1 | 340.3 | LP17 | LP17 | circuit breaker 3VA1 IEC frame 160 breaking capacity class H Icu=70kA @ 415V 4-pole, line protection TM210, FTFM, In=16A overload protection Ir=16A fixed short-circuit protection Ii=20 x In N conductor unprotected clamp connection | Lista Papel 2020 SI | 0 | 0
3VA1196-6EE32-0AA0 |  | 3VA1196-6EE32-0AA0 | 1 | UN | 1 | 5 | B | D | EAR99 | N | 85362010 | 1 | 4042948812150 | 966 | G | 253.4 | 246 | LP17 | LP17 | circuit breaker 3VA1 IEC frame 160 breaking capacity class H Icu=70kA @ 415V 3-pole, line protection TM220, ATFM, In=16A overload protection Ir=11A...16A short-circuit protection Ii=20 x In nut keeper kit | Lista Papel 2020 SI | 0 | 0
3VA1196-6EE32-0DF0 |  | 3VA1196-6EE32-0DF0 | 1 | UN | 1 | 10 | C | D | EAR99 | N | 85362010 | 1 | 4042949320777 | 1.047 | KG | 405.45 | 405.45 | LP17 | LP17 | circuit breaker 3VA1 IEC frame 160 breaking capacity class H Icu=70kA @ 415V 3-pole, line protection TM220, ATFM, In=16A overload protection Ir=11A...16A short-circuit protection Ii=10 x In nut keeper kit undervoltage release (UVR) 208-230V AC 50/60Hz 1 auxiliary switch HQ 1 trip alarm switch HQ | - | 0 | 0
3VA1196-6EE36-0AA0 |  | 3VA1196-6EE36-0AA0 | 1 | UN | 1 | 5 | B | D | EAR99 | N | 85362010 | 1 | 4042948821237 | 1.03 | KG | 273.1 | 265.7 | LP17 | LP17 | circuit breaker 3VA1 IEC frame 160 breaking capacity class H Icu=70kA @ 415V 3-pole, line protection TM220, ATFM, In=16A overload protection Ir=11A...16A short-circuit protection Ii=20 x In clamp connection | Lista Papel 2020 SI | 0 | 0
3VA1196-6EE42-0AA0 |  | 3VA1196-6EE42-0AA0 | 1 | UN | 1 | 5 | B | D | EAR99 | N | 85362010 | 1 | 4042948813034 | 1.214 | KG | 328.8 | 319.8 | LP17 | LP17 | circuit breaker 3VA1 IEC frame 160 breaking capacity class H Icu=70kA @ 415V 4-pole, line protection TM220, ATFM, In=16A overload protection Ir=11A...16A short-circuit protection Ii=20 x In N conductor unprotected nut keeper kit | Lista Papel 2020 SI | 0 | 0
3VA1196-6EE46-0AA0 |  | 3VA1196-6EE46-0AA0 | 1 | UN | 1 | 5 | B | D | EAR99 | N | 85362010 | 1 | 4042948822111 | 1.17 | KG | 356.7 | 346.9 | LP17 | LP17 | circuit breaker 3VA1 IEC frame 160 breaking capacity class H Icu=70kA @ 415V 4-pole, line protection TM220, ATFM, In=16A overload protection Ir=11A...16A short-circuit protection Ii=20 x In N conductor unprotected clamp connection | Lista Papel 2020 SI | 0 | 0
3VA1196-6EF32-0AA0 |  | 3VA1196-6EF32-0AA0 | 1 | UN | 1 | 5 | B | D | EAR99 | N | 85362010 | 1 | 4042948808535 | 963 | G | 265.7 | 258.3 | LP17 | LP17 | circuit breaker 3VA1 IEC frame 160 breaking capacity class H Icu=70kA @ 415V 3-pole, line protection TM240, ATAM, In=16A overload protection Ir=11A...16A short-circuit protection Ii=10...20 x In nut keeper kit | Lista Papel 2020 SI | 0 | 0
3VA1196-6EF32-0AB0 |  | 3VA1196-6EF32-0AB0 | 1 | UN | 1 | 10 | C | D | EAR99 | N | 85362010 | 1 | 4042949053262 | 0.96 | KG | 345.1 | 345.1 | LP17 | LP17 | circuit breaker 3VA1 IEC frame 160 breaking capacity class H Icu=70kA @ 415V 3-pole, line protection TM240, ATAM, In=16A overload protection Ir=11A...16A short-circuit protection Ii=10...20 x In nut keeper kit 2 auxiliary switches HP | - | 0 | 0
3VA1196-6EF32-0AC0 |  | 3VA1196-6EF32-0AC0 | 1 | UN | 1 | 10 | C | D | EAR99 | N | 85362010 | 1 | 4042949055358 | 0.96 | KG | 321.3 | 321.3 | LP17 | LP17 | circuit breaker 3VA1 IEC frame 160 breaking capacity class H Icu=70kA @ 415V 3-pole, line protection TM240, ATAM, In=16A overload protection Ir=11A...16A short-circuit protection Ii=10...20 x In nut keeper kit 2 auxiliary switches HQ | - | 0 | 0
3VA1196-6EF32-0AD0 |  | 3VA1196-6EF32-0AD0 | 1 | UN | 1 | 10 | C | D | EAR99 | N | 85362010 | 1 | 4042949057444 | 0.99 | KG | 345.1 | 345.1 | LP17 | LP17 | circuit breaker 3VA1 IEC frame 160 breaking capacity class H Icu=70kA @ 415V 3-pole, line protection TM240, ATAM, In=16A overload protection Ir=11A...16A short-circuit protection Ii=10...20 x In nut keeper kit 3 auxiliary switches HQ | - | 0 | 0
3VA1196-6EF32-0AE0 |  | 3VA1196-6EF32-0AE0 | 1 | UN | 1 | 10 | C | D | EAR99 | N | 85362010 | 1 | 4042949059530 | 1.02 | KG | 369.75 | 369.75 | LP17 | LP17 | circuit breaker 3VA1 IEC frame 160 breaking capacity class H Icu=70kA @ 415V 3-pole, line protection TM240, ATAM, In=16A overload protection Ir=11A...16A short-circuit protection Ii=10...20 x In nut keeper kit 4 auxiliary switches HQ | - | 0 | 0
3VA1196-6EF32-0AF0 |  | 3VA1196-6EF32-0AF0 | 1 | UN | 1 | 10 | C | D | EAR99 | N | 85362010 | 1 | 4042949061625 | 0.96 | KG | 321.3 | 321.3 | LP17 | LP17 | circuit breaker 3VA1 IEC frame 160 breaking capacity class H Icu=70kA @ 415V 3-pole, line protection TM240, ATAM, In=16A overload protection Ir=11A...16A short-circuit protection Ii=10...20 x In nut keeper kit 1 auxiliary switch HQ 1 trip alarm switch HQ | - | 0 | 0
3VA1196-6EF32-0AG0 |  | 3VA1196-6EF32-0AG0 | 1 | UN | 1 | 10 | C | D | EAR99 | N | 85362010 | 1 | 4042949063711 | 0.96 | KG | 345.1 | 345.1 | LP17 | LP17 | circuit breaker 3VA1 IEC frame 160 breaking capacity class H Icu=70kA @ 415V 3-pole, line protection TM240, ATAM, In=16A overload protection Ir=11A...16A short-circuit protection Ii=10...20 x In nut keeper kit 1 auxiliary switch HP 1 trip alarm switch HP | - | 0 | 0
3VA1196-6EF32-0AH0 |  | 3VA1196-6EF32-0AH0 | 1 | UN | 1 | 10 | C | D | EAR99 | N | 85362010 | 1 | 4042949065807 | 0.99 | KG | 345.1 | 345.1 | LP17 | LP17 | circuit breaker 3VA1 IEC frame 160 breaking capacity class H Icu=70kA @ 415V 3-pole, line protection TM240, ATAM, In=16A overload protection Ir=11A...16A short-circuit protection Ii=10...20 x In nut keeper kit 2 auxiliary switches HQ 1 trip alarm switch HQ | - | 0 | 0
3VA1196-6EF32-0BA0 |  | 3VA1196-6EF32-0BA0 | 1 | UN | 1 | 10 | C | D | EAR99 | N | 85362010 | 1 | 4042949040729 | 0.9 | KG | 384.2 | 384.2 | LP17 | LP17 | circuit breaker 3VA1 IEC frame 160 breaking capacity class H Icu=70kA @ 415V 3-pole, line protection TM240, ATAM, In=16A overload protection Ir=11A...16A short-circuit protection Ii=10...20 x In nut keeper kit undervoltage release (UVR) 24V DC | - | 0 | 0
3VA1196-6EF32-0BC0 |  | 3VA1196-6EF32-0BC0 | 1 | UN | 1 | 10 | C | D | EAR99 | N | 85362010 | 1 | 4042949068259 | 1.05 | KG | 430.95 | 430.95 | LP17 | LP17 | circuit breaker 3VA1 IEC frame 160 breaking capacity class H Icu=70kA @ 415V 3-pole, line protection TM240, ATAM, In=16A overload protection Ir=11A...16A short-circuit protection Ii=10...20 x In nut keeper kit undervoltage release (UVR) 24V DC 2 auxiliary switches HQ | - | 0 | 0
3VA1196-6EF32-0BH0 |  | 3VA1196-6EF32-0BH0 | 1 | UN | 1 | 10 | C | D | EAR99 | N | 85362010 | 1 | 4042949080794 | 1.05 | KG | 454.75 | 454.75 | LP17 | LP17 | circuit breaker 3VA1 IEC frame 160 breaking capacity class H Icu=70kA @ 415V 3-pole, line protection TM240, ATAM, In=16A overload protection Ir=11A...16A short-circuit protection Ii=10...20 x In nut keeper kit undervoltage release (UVR) 24V DC 2 auxiliary switches HQ 1 trip alarm switch HQ | - | 0 | 0
3VA1196-6EF32-0CA0 |  | 3VA1196-6EF32-0CA0 | 1 | UN | 1 | 10 | C | D | EAR99 | N | 85362010 | 1 | 4042949042815 | 0.9 | KG | 384.2 | 384.2 | LP17 | LP17 | circuit breaker 3VA1 IEC frame 160 breaking capacity class H Icu=70kA @ 415V 3-pole, line protection TM240, ATAM, In=16A overload protection Ir=11A...16A short-circuit protection Ii=10...20 x In nut keeper kit undervoltage release (UVR) 120-127V AC 50/60Hz | - | 0 | 0
3VA1196-6EF32-0CC0 |  | 3VA1196-6EF32-0CC0 | 1 | UN | 1 | 10 | C | D | EAR99 | N | 85362010 | 1 | 4042949070344 | 1.05 | KG | 430.95 | 430.95 | LP17 | LP17 | circuit breaker 3VA1 IEC frame 160 breaking capacity class H Icu=70kA @ 415V 3-pole, line protection TM240, ATAM, In=16A overload protection Ir=11A...16A short-circuit protection Ii=10...20 x In nut keeper kit undervoltage release (UVR) 120-127V AC 50/60Hz 2 auxiliary switches HQ | - | 0 | 0
3VA1196-6EF32-0CH0 |  | 3VA1196-6EF32-0CH0 | 1 | UN | 1 | 10 | C | D | EAR99 | N | 85362010 | 1 | 4042949082880 | 1.08 | KG | 454.75 | 454.75 | LP17 | LP17 | circuit breaker 3VA1 IEC frame 160 breaking capacity class H Icu=70kA @ 415V 3-pole, line protection TM240, ATAM, In=16A overload protection Ir=11A...16A short-circuit protection Ii=10...20 x In nut keeper kit undervoltage release (UVR) 120-127V AC 50/60Hz 2 auxiliary switches HQ 1 trip alarm switch HQ | - | 0 | 0
3VA1196-6EF32-0DA0 |  | 3VA1196-6EF32-0DA0 | 1 | UN | 1 | 10 | C | D | EAR99 | N | 85362010 | 1 | 4042949044901 | 0.9 | KG | 384.2 | 384.2 | LP17 | LP17 | circuit breaker 3VA1 IEC frame 160 breaking capacity class H Icu=70kA @ 415V 3-pole, line protection TM240, ATAM, In=16A overload protection Ir=11A...16A short-circuit protection Ii=10...20 x In nut keeper kit undervoltage release (UVR) 208-230V AC 50/60Hz | - | 0 | 0
3VA1196-6EF32-0DC0 |  | 3VA1196-6EF32-0DC0 | 1 | UN | 1 | 10 | C | D | EAR99 | N | 85362010 | 1 | 4042949072430 | 1.05 | KG | 430.95 | 430.95 | LP17 | LP17 | circuit breaker 3VA1 IEC frame 160 breaking capacity class H Icu=70kA @ 415V 3-pole, line protection TM240, ATAM, In=16A overload protection Ir=11A...16A short-circuit protection Ii=10...20 x In nut keeper kit undervoltage release (UVR) 208-230V AC 50/60Hz 2 auxiliary switches HQ | - | 0 | 0
3VA1196-6EF32-0DH0 |  | 3VA1196-6EF32-0DH0 | 1 | UN | 1 | 10 | C | D | EAR99 | N | 85362010 | 1 | 4042949084976 | 1.08 | KG | 454.75 | 454.75 | LP17 | LP17 | circuit breaker 3VA1 IEC frame 160 breaking capacity class H Icu=70kA @ 415V 3-pole, line protection TM240, ATAM, In=16A overload protection Ir=11A...16A short-circuit protection Ii=10...20 x In nut keeper kit undervoltage release (UVR) 208-230V AC 50/60Hz 2 auxiliary switches HQ 1 trip alarm switch HQ | - | 0 | 0
3VA1196-6EF32-0HA0 |  | 3VA1196-6EF32-0HA0 | 1 | UN | 1 | 10 | C | D | EAR99 | N | 85362010 | 1 | 4042949046998 | 0.9 | KG | 359.55 | 359.55 | LP17 | LP17 | circuit breaker 3VA1 IEC frame 160 breaking capacity class H Icu=70kA @ 415V 3-pole, line protection TM240, ATAM, In=16A overload protection Ir=11A...16A short-circuit protection Ii=10...20 x In nut keeper kit shunt trip (STL) 12-30V DC, 24V AC 50/60Hz | - | 0 | 0
3VA1196-6EF32-0HC0 |  | 3VA1196-6EF32-0HC0 | 1 | UN | 1 | 10 | C | D | EAR99 | N | 85362010 | 1 | 4042949074526 | 1.05 | KG | 406.3 | 406.3 | LP17 | LP17 | circuit breaker 3VA1 IEC frame 160 breaking capacity class H Icu=70kA @ 415V 3-pole, line protection TM240, ATAM, In=16A overload protection Ir=11A...16A short-circuit protection Ii=10...20 x In nut keeper kit shunt trip (STL) 12-30V DC, 24V AC 50/60Hz 2 auxiliary switches HQ | - | 0 | 0
3VA1196-6EF32-0HH0 |  | 3VA1196-6EF32-0HH0 | 1 | UN | 1 | 10 | C | D | EAR99 | N | 85362010 | 1 | 4042949087069 | 1.08 | KG | 430.1 | 430.1 | LP17 | LP17 | circuit breaker 3VA1 IEC frame 160 breaking capacity class H Icu=70kA @ 415V 3-pole, line protection TM240, ATAM, In=16A overload protection Ir=11A...16A short-circuit protection Ii=10...20 x In nut keeper kit shunt trip (STL) 12-30V DC, 24V AC 50/60Hz 2 auxiliary switches HQ 1 trip alarm switch HQ | - | 0 | 0
3VA1196-6EF32-0JA0 |  | 3VA1196-6EF32-0JA0 | 1 | UN | 1 | 10 | C | D | EAR99 | N | 85362010 | 1 | 4042949049081 | 0.9 | KG | 359.55 | 359.55 | LP17 | LP17 | circuit breaker 3VA1 IEC frame 160 breaking capacity class H Icu=70kA @ 415V 3-pole, line protection TM240, ATAM, In=16A overload protection Ir=11A...16A short-circuit protection Ii=10...20 x In nut keeper kit shunt trip (STL) 110-127V DC, AC 50/60Hz | - | 0 | 0
3VA1196-6EF32-0JC0 |  | 3VA1196-6EF32-0JC0 | 1 | UN | 1 | 10 | C | D | EAR99 | N | 85362010 | 1 | 4042949076612 | 1.05 | KG | 406.3 | 406.3 | LP17 | LP17 | circuit breaker 3VA1 IEC frame 160 breaking capacity class H Icu=70kA @ 415V 3-pole, line protection TM240, ATAM, In=16A overload protection Ir=11A...16A short-circuit protection Ii=10...20 x In nut keeper kit shunt trip (STL) 110-127V DC, AC 50/60Hz 2 auxiliary switches HQ | - | 0 | 0
3VA1196-6EF32-0JH0 |  | 3VA1196-6EF32-0JH0 | 1 | UN | 1 | 10 | C | D | EAR99 | N | 85362010 | 1 | 4042949089155 | 1.08 | KG | 430.1 | 430.1 | LP17 | LP17 | circuit breaker 3VA1 IEC frame 160 breaking capacity class H Icu=70kA @ 415V 3-pole, line protection TM240, ATAM, In=16A overload protection Ir=11A...16A short-circuit protection Ii=10...20 x In nut keeper kit shunt trip (STL) 110-127V DC, AC 50/60Hz 2 auxiliary switches HQ 1 trip alarm switch HQ | - | 0 | 0
3VA1196-6EF32-0KA0 |  | 3VA1196-6EF32-0KA0 | 1 | UN | 1 | 10 | C | D | EAR99 | N | 85362010 | 1 | 4042949051176 | 1.05 | KG | 359.55 | 359.55 | LP17 | LP17 | circuit breaker 3VA1 IEC frame 160 breaking capacity class H Icu=70kA @ 415V 3-pole, line protection TM240, ATAM, In=16A overload protection Ir=11A...16A short-circuit protection Ii=10...20 x In nut keeper kit shunt trip (STL) 220-250V DC, 208-277V AC | - | 0 | 0
3VA1196-6EF32-0KC0 |  | 3VA1196-6EF32-0KC0 | 1 | UN | 1 | 10 | C | D | EAR99 | N | 85362010 | 1 | 4042949078708 | 1.05 | KG | 406.3 | 406.3 | LP17 | LP17 | circuit breaker 3VA1 IEC frame 160 breaking capacity class H Icu=70kA @ 415V 3-pole, line protection TM240, ATAM, In=16A overload protection Ir=11A...16A short-circuit protection Ii=10...20 x In nut keeper kit shunt trip (STL) 220-250V DC, 208-277V AC 2 auxiliary switches HQ | - | 0 | 0
3VA1196-6EF32-0KH0 |  | 3VA1196-6EF32-0KH0 | 1 | UN | 1 | 10 | C | D | EAR99 | N | 85362010 | 1 | 4042949091240 | 1.08 | KG | 430.1 | 430.1 | LP17 | LP17 | circuit breaker 3VA1 IEC frame 160 breaking capacity class H Icu=70kA @ 415V 3-pole, line protection TM240, ATAM, In=16A overload protection Ir=11A...16A short-circuit protection Ii=10...20 x In nut keeper kit shunt trip (STL) 220-250V DC, 208-277V AC 2 auxiliary switches HQ 1 trip alarm switch HQ | - | 0 | 0
3VA1196-6EF36-0AA0 |  | 3VA1196-6EF36-0AA0 | 1 | UN | 1 | 5 | B | D | EAR99 | N | 85362010 | 1 | 4042948820315 | 1.031 | KG | 287.8 | 279.6 | LP17 | LP17 | circuit breaker 3VA1 IEC frame 160 breaking capacity class H Icu=70kA @ 415V 3-pole, line protection TM240, ATAM, In=16A overload protection Ir=11A...16A short-circuit protection Ii=10...20 x In clamp connection | Lista Papel 2020 SI | 0 | 0
3VA1196-6EF42-0AA0 |  | 3VA1196-6EF42-0AA0 | 1 | UN | 1 | 5 | B | D | EAR99 | N | 85362010 | 1 | 4042948808979 | 1.2 | KG | 346 | 336.2 | LP17 | LP17 | circuit breaker 3VA1 IEC frame 160 breaking capacity class H Icu=70kA @ 415V 4-pole, line protection TM240, ATAM, In=16A overload protection Ir=11A...16A short-circuit protection Ii=10...20 x In N conductor unprotected nut keeper kit | Lista Papel 2020 SI | 0 | 0
3VA1196-6EF46-0AA0 |  | 3VA1196-6EF46-0AA0 | 1 | UN | 1 | 5 | B | D | EAR99 | N | 85362010 | 1 | 4042948820759 | 1.299 | KG | 373.1 | 362.4 | LP17 | LP17 | circuit breaker 3VA1 IEC frame 160 breaking capacity class H Icu=70kA @ 415V 4-pole, line protection TM240, ATAM, In=16A overload protection Ir=11A...16A short-circuit protection Ii=10...20 x In N conductor unprotected clamp connection | Lista Papel 2020 SI | 0 | 0
3VA1196-6GD42-0AA0 |  | 3VA1196-6GD42-0AA0 | 1 | UN | 1 | 5 | B | D | EAR99 | N | 85362010 | 1 | 4042948831519 | 1.2 | KG | 321.4 | 312.4 | LP17 | LP17 | circuit breaker 3VA1 IEC frame 160 breaking capacity class H Icu=70kA @ 415V 4-pole, line protection TM210, FTFM, In=16A overload protection Ir=16A fixed short-circuit protection Ii=20 x In N conductor protection 100% nut keeper kit | Lista Papel 2020 SI | 0 | 0
3VA1196-6GD46-0AA0 |  | 3VA1196-6GD46-0AA0 | 1 | UN | 1 | 5 | B | D | EAR99 | N | 85362010 | 1 | 4042948824740 | 1.17 | KG | 350.1 | 340.3 | LP17 | LP17 | circuit breaker 3VA1 IEC frame 160 breaking capacity class H Icu=70kA @ 415V 4-pole, line protection TM210, FTFM, In=16A overload protection Ir=16A fixed short-circuit protection Ii=20 x In N conductor protection 100% clamp connection | Lista Papel 2020 SI | 0 | 0
3VA1196-6GE42-0AA0 |  | 3VA1196-6GE42-0AA0 | 1 | UN | 1 | 5 | B | D | EAR99 | N | 85362010 | 1 | 4042948831502 | 1.2 | KG | 328.8 | 319.8 | LP17 | LP17 | circuit breaker 3VA1 IEC frame 160 breaking capacity class H Icu=70kA @ 415V 4-pole, line protection TM220, ATFM, In=16A overload protection Ir=11A...16A short-circuit protection Ii=20 x In N conductor protection 100% nut keeper kit | Lista Papel 2020 SI | 0 | 0
3VA1196-6GE46-0AA0 |  | 3VA1196-6GE46-0AA0 | 1 | UN | 1 | 5 | B | D | EAR99 | N | 85362010 | 1 | 4042948824757 | 1.314 | KG | 356.7 | 346.9 | LP17 | LP17 | circuit breaker 3VA1 IEC frame 160 breaking capacity class H Icu=70kA @ 415V 4-pole, line protection TM220, ATFM, In=16A overload protection Ir=11A...16A short-circuit protection Ii=20 x In N conductor protection 100% clamp connection | Lista Papel 2020 SI | 0 | 0
3VA1196-6GF42-0AA0 |  | 3VA1196-6GF42-0AA0 | 1 | UN | 1 | 5 | B | D | EAR99 | N | 85362010 | 1 | 4042948831496 | 1.225 | KG | 346 | 336.2 | LP17 | LP17 | circuit breaker 3VA1 IEC frame 160 breaking capacity class H Icu=70kA @ 415V 4-pole, line protection TM240, ATAM, In=16A overload protection Ir=11A...16A short-circuit protection Ii=10...20 x In N conductor protection 100% nut keeper kit | Lista Papel 2020 SI | 0 | 0
3VA1196-6GF46-0AA0 |  | 3VA1196-6GF46-0AA0 | 1 | UN | 1 | 5 | B | D | EAR99 | N | 85362010 | 1 | 4042948824276 | 1.17 | KG | 373.1 | 362.4 | LP17 | LP17 | circuit breaker 3VA1 IEC frame 160 breaking capacity class H Icu=70kA @ 415V 4-pole, line protection TM240, ATAM, In=16A overload protection Ir=11A...16A short-circuit protection Ii=10...20 x In N conductor protection 100% clamp connection | Lista Papel 2020 SI | 0 | 0
3VA1216-4EF32-0AA0 |  | 3VA1216-4EF32-0AA0 | 1 | UN | 1 | 2 | A | D | EAR99 | N | 85362090 | 1 | 4042948831489 | 1.592 | KG | 648.6 | 630.6 | LP17 | LP17 | circuit breaker 3VA1 IEC frame 250 breaking capacity class S Icu=36kA @ 415V 3-pole, line protection TM240, ATAM, In=160A overload protection Ir=112A...160A short-circuit protection Ii=5...10 x In nut keeper kit | Lista Papel 2020 SI | 0 | 0
3VA1216-4EF32-0AB0 |  | 3VA1216-4EF32-0AB0 | 1 | UN | 1 | 10 | C | D | EAR99 | N | 85362090 | 1 | 4042949101000 | 1.88 | KG | 742.9 | 742.9 | LP17 | LP17 | circuit breaker 3VA1 IEC frame 250 breaking capacity class S Icu=36kA @ 415V 3-pole, line protection TM240, ATAM, In=160A overload protection Ir=112A...160A short-circuit protection Ii=5...10 x In nut keeper kit 2 auxiliary switches HP | - | 0 | 0
3VA1216-4EF32-0AC0 |  | 3VA1216-4EF32-0AC0 | 1 | UN | 1 | 10 | C | D | EAR99 | N | 85362090 | 1 | 4042949101208 | 1.86 | KG | 719.95 | 719.95 | LP17 | LP17 | circuit breaker 3VA1 IEC frame 250 breaking capacity class S Icu=36kA @ 415V 3-pole, line protection TM240, ATAM, In=160A overload protection Ir=112A...160A short-circuit protection Ii=5...10 x In nut keeper kit 2 auxiliary switches HQ | - | 0 | 0
3VA1216-4EF32-0AD0 |  | 3VA1216-4EF32-0AD0 | 1 | UN | 1 | 10 | C | D | EAR99 | N | 85362090 | 1 | 4042949101406 | 1.89 | KG | 742.9 | 742.9 | LP17 | LP17 | circuit breaker 3VA1 IEC frame 250 breaking capacity class S Icu=36kA @ 415V 3-pole, line protection TM240, ATAM, In=160A overload protection Ir=112A...160A short-circuit protection Ii=5...10 x In nut keeper kit 3 auxiliary switches HQ | - | 0 | 0
3VA1216-4EF32-0AE0 |  | 3VA1216-4EF32-0AE0 | 1 | UN | 1 | 10 | C | D | EAR99 | N | 85362090 | 1 | 4042949101604 | 1.92 | KG | 765.85 | 765.85 | LP17 | LP17 | circuit breaker 3VA1 IEC frame 250 breaking capacity class S Icu=36kA @ 415V 3-pole, line protection TM240, ATAM, In=160A overload protection Ir=112A...160A short-circuit protection Ii=5...10 x In nut keeper kit 4 auxiliary switches HQ | - | 0 | 0
3VA1216-4EF32-0AF0 |  | 3VA1216-4EF32-0AF0 | 1 | UN | 1 | 10 | C | D | EAR99 | N | 85362090 | 1 | 4042949101802 | 1.86 | KG | 719.95 | 719.95 | LP17 | LP17 | circuit breaker 3VA1 IEC frame 250 breaking capacity class S Icu=36kA @ 415V 3-pole, line protection TM240, ATAM, In=160A overload protection Ir=112A...160A short-circuit protection Ii=5...10 x In nut keeper kit 1 auxiliary switch HQ 1 trip alarm switch HQ | - | 0 | 0
3VA1216-4EF32-0AG0 |  | 3VA1216-4EF32-0AG0 | 1 | UN | 1 | 10 | C | D | EAR99 | N | 85362090 | 1 | 4042949102007 | 1.873 | KG | 742.9 | 742.9 | LP17 | LP17 | circuit breaker 3VA1 IEC frame 250 breaking capacity class S Icu=36kA @ 415V 3-pole, line protection TM240, ATAM, In=160A overload protection Ir=112A...160A short-circuit protection Ii=5...10 x In nut keeper kit 1 auxiliary switch HP 1 trip alarm switch HP | - | 0 | 0
3VA1216-4EF32-0AH0 |  | 3VA1216-4EF32-0AH0 | 1 | UN | 1 | 10 | C | D | EAR99 | N | 85362090 | 1 | 4042949102205 | 1.89 | KG | 742.9 | 742.9 | LP17 | LP17 | circuit breaker 3VA1 IEC frame 250 breaking capacity class S Icu=36kA @ 415V 3-pole, line protection TM240, ATAM, In=160A overload protection Ir=112A...160A short-circuit protection Ii=5...10 x In nut keeper kit 2 auxiliary switches HQ 1 trip alarm switch HQ | - | 0 | 0
3VA1216-4EF32-0AJ0 |  | 3VA1216-4EF32-0AJ0 | 1 | UN | 1 | 10 | C | D | EAR99 | N | 85362090 | 1 | 4042949102403 | 1.91 | KG | 777.75 | 777.75 | LP17 | LP17 | circuit breaker 3VA1 IEC frame 250 breaking capacity class S Icu=36kA @ 415V 3-pole, line protection TM240, ATAM, In=160A overload protection Ir=112A...160A short-circuit protection Ii=5...10 x In nut keeper kit 2 auxiliary switches HP 1 trip alarm switch HP | - | 0 | 0
3VA1216-4EF32-0BA0 |  | 3VA1216-4EF32-0BA0 | 1 | UN | 1 | 10 | C | D | EAR99 | N | 85362090 | 1 | 4042949099802 | 1.89 | KG | 780.3 | 780.3 | LP17 | LP17 | circuit breaker 3VA1 IEC frame 250 breaking capacity class S Icu=36kA @ 415V 3-pole, line protection TM240, ATAM, In=160A overload protection Ir=112A...160A short-circuit protection Ii=5...10 x In nut keeper kit undervoltage release (UVR) 24V DC | - | 0 | 0
3VA1216-4EF32-0BC0 |  | 3VA1216-4EF32-0BC0 | 1 | UN | 1 | 10 | C | D | EAR99 | N | 85362090 | 1 | 4042949102601 | 1.95 | KG | 827.9 | 827.9 | LP17 | LP17 | circuit breaker 3VA1 IEC frame 250 breaking capacity class S Icu=36kA @ 415V 3-pole, line protection TM240, ATAM, In=160A overload protection Ir=112A...160A short-circuit protection Ii=5...10 x In nut keeper kit undervoltage release (UVR) 24V DC | - | 0 | 0
3VA1216-4EF32-0BH0 |  | 3VA1216-4EF32-0BH0 | 1 | UN | 1 | 10 | C | D | EAR99 | N | 85362090 | 1 | 4042949103806 | 1.98 | KG | 850 | 850 | LP17 | LP17 | circuit breaker 3VA1 IEC frame 250 breaking capacity class S Icu=36kA @ 415V 3-pole, line protection TM240, ATAM, In=160A overload protection Ir=112A...160A short-circuit protection Ii=5...10 x In nut keeper kit undervoltage release (UVR) 24V DC 2 auxiliary switches HQ 1 trip alarm switch HQ | - | 0 | 0
3VA1216-4EF32-0CA0 |  | 3VA1216-4EF32-0CA0 | 1 | UN | 1 | 10 | C | D | EAR99 | N | 85362090 | 1 | 4042949100003 | 1.89 | KG | 780.3 | 780.3 | LP17 | LP17 | circuit breaker 3VA1 IEC frame 250 breaking capacity class S Icu=36kA @ 415V 3-pole, line protection TM240, ATAM, In=160A overload protection Ir=112A...160A short-circuit protection Ii=5...10 x In nut keeper kit undervoltage release (UVR) 120-127V AC 50/60Hz | - | 0 | 0
3VA1216-4EF32-0CC0 |  | 3VA1216-4EF32-0CC0 | 1 | UN | 1 | 10 | C | D | EAR99 | N | 85362090 | 1 | 4042949102809 | 1.95 | KG | 827.9 | 827.9 | LP17 | LP17 | circuit breaker 3VA1 IEC frame 250 breaking capacity class S Icu=36kA @ 415V 3-pole, line protection TM240, ATAM, In=160A overload protection Ir=112A...160A short-circuit protection Ii=5...10 x In nut keeper kit undervoltage release (UVR) 120-127V AC 50/60Hz 2 auxiliary switches HQ | - | 0 | 0
3VA1216-4EF32-0CH0 |  | 3VA1216-4EF32-0CH0 | 1 | UN | 1 | 10 | C | D | EAR99 | N | 85362090 | 1 | 4042949104001 | 1.98 | KG | 850 | 850 | LP17 | LP17 | circuit breaker 3VA1 IEC frame 250 breaking capacity class S Icu=36kA @ 415V 3-pole, line protection TM240, ATAM, In=160A overload protection Ir=112A...160A short-circuit protection Ii=5...10 x In nut keeper kit undervoltage release (UVR) 120-127V AC 50/60Hz 2 auxiliary switches HQ 1 trip alarm switch HQ | - | 0 | 0
3VA1216-4EF32-0DA0 |  | 3VA1216-4EF32-0DA0 | 1 | UN | 1 | 10 | C | D | EAR99 | N | 85362090 | 1 | 4042949100201 | 1.89 | KG | 780.3 | 780.3 | LP17 | LP17 | circuit breaker 3VA1 IEC frame 250 breaking capacity class S Icu=36kA @ 415V 3-pole, line protection TM240, ATAM, In=160A overload protection Ir=112A...160A short-circuit protection Ii=5...10 x In nut keeper kit undervoltage release (UVR) 208-230V AC 50/60Hz | - | 0 | 0
3VA1216-4EF32-0DC0 |  | 3VA1216-4EF32-0DC0 | 1 | UN | 1 | 10 | C | D | EAR99 | N | 85362090 | 1 | 4042949103004 | 1.95 | KG | 827.9 | 827.9 | LP17 | LP17 | circuit breaker 3VA1 IEC frame 250 breaking capacity class S Icu=36kA @ 415V 3-pole, line protection TM240, ATAM, In=160A overload protection Ir=112A...160A short-circuit protection Ii=5...10 x In nut keeper kit undervoltage release (UVR) 208-230V AC 50/60Hz 2 auxiliary switches HQ | - | 0 | 0
3VA1216-4EF32-0DH0 |  | 3VA1216-4EF32-0DH0 | 1 | UN | 1 | 10 | C | D | EAR99 | N | 85362090 | 1 | 4042949104209 | 1.98 | KG | 850 | 850 | LP17 | LP17 | circuit breaker 3VA1 IEC frame 250 breaking capacity class S Icu=36kA @ 415V 3-pole, line protection TM240, ATAM, In=160A overload protection Ir=112A...160A short-circuit protection Ii=5...10 x In nut keeper kit undervoltage release (UVR) 208-230V AC 50/60Hz 2 auxiliary switches HQ 1 trip alarm switch HQ | - | 0 | 0
3VA1216-4EF32-0HA0 |  | 3VA1216-4EF32-0HA0 | 1 | UN | 1 | 10 | C | D | EAR99 | N | 85362090 | 1 | 4042949100409 | 1.89 | KG | 755.65 | 755.65 | LP17 | LP17 | circuit breaker 3VA1 IEC frame 250 breaking capacity class S Icu=36kA @ 415V 3-pole, line protection TM240, ATAM, In=160A overload protection Ir=112A...160A short-circuit protection Ii=5...10 x In nut keeper kit shunt trip (STL) 12-30V DC, 24V AC 50/60Hz | - | 0 | 0
3VA1216-4EF32-0HC0 |  | 3VA1216-4EF32-0HC0 | 1 | UN | 1 | 10 | C | D | EAR99 | N | 85362090 | 1 | 4042949103202 | 1.95 | KG | 803.25 | 803.25 | LP17 | LP17 | circuit breaker 3VA1 IEC frame 250 breaking capacity class S Icu=36kA @ 415V 3-pole, line protection TM240, ATAM, In=160A overload protection Ir=112A...160A short-circuit protection Ii=5...10 x In nut keeper kit shunt trip (STL) 12-30V DC, 24V AC 50/60Hz 2 auxiliary switches HQ | - | 0 | 0
3VA1216-4EF32-0HG0 |  | 3VA1216-4EF32-0HG0 | 1 | UN | 1 | 10 | C | D | EAR99 | N | 85362090 | 1 | 4042949321521 | 1.8 | KG | 826.2 | 826.2 | LP17 | LP17 | circuit breaker 3VA1 IEC frame 250 breaking capacity class S Icu=36kA @ 415V 3-pole, line protection TM240, ATAM, In=160A overload protection Ir=112A...160A short-circuit protection Ii=5...10 x In nut keeper kit shunt trip (STL) 12-30V DC, 24V AC 50/60Hz 1 auxiliary switch HP 1 trip alarm switch HP | - | 0 | 0
3VA1216-4EF32-0HH0 |  | 3VA1216-4EF32-0HH0 | 1 | UN | 1 | 10 | C | D | EAR99 | N | 85362090 | 1 | 4042949104407 | 1.98 | KG | 826.2 | 826.2 | LP17 | LP17 | circuit breaker 3VA1 IEC frame 250 breaking capacity class S Icu=36kA @ 415V 3-pole, line protection TM240, ATAM, In=160A overload protection Ir=112A...160A short-circuit protection Ii=5...10 x In nut keeper kit shunt trip (STL) 12-30V DC, 24V AC 50/60Hz 2 auxiliary switches HQ 1 trip alarm switch HQ | - | 0 | 0
3VA1216-4EF32-0JA0 |  | 3VA1216-4EF32-0JA0 | 1 | UN | 1 | 10 | C | D | EAR99 | N | 85362090 | 1 | 4042949100607 | 1.89 | KG | 755.65 | 755.65 | LP17 | LP17 | circuit breaker 3VA1 IEC frame 250 breaking capacity class S Icu=36kA @ 415V 3-pole, line protection TM240, ATAM, In=160A overload protection Ir=112A...160A short-circuit protection Ii=5...10 x In nut keeper kit shunt trip (STL) 110-127V DC, AC 50/60Hz | - | 0 | 0
3VA1216-4EF32-0JC0 |  | 3VA1216-4EF32-0JC0 | 1 | UN | 1 | 10 | C | D | EAR99 | N | 85362090 | 1 | 4042949103400 | 1.95 | KG | 803.25 | 803.25 | LP17 | LP17 | circuit breaker 3VA1 IEC frame 250 breaking capacity class S Icu=36kA @ 415V 3-pole, line protection TM240, ATAM, In=160A overload protection Ir=112A...160A short-circuit protection Ii=5...10 x In nut keeper kit shunt trip (STL) 110-127V DC, AC 50/60Hz 2 auxiliary switches HQ | - | 0 | 0
3VA1216-4EF32-0JH0 |  | 3VA1216-4EF32-0JH0 | 1 | UN | 1 | 10 | C | D | EAR99 | N | 85362090 | 1 | 4042949104605 | 1.98 | KG | 826.2 | 826.2 | LP17 | LP17 | circuit breaker 3VA1 IEC frame 250 breaking capacity class S Icu=36kA @ 415V 3-pole, line protection TM240, ATAM, In=160A overload protection Ir=112A...160A short-circuit protection Ii=5...10 x In nut keeper kit shunt trip (STL) 110-127V DC, AC 50/60Hz 2 auxiliary switches HQ 1 trip alarm switch HQ | - | 0 | 0
3VA1216-4EF32-0KA0 |  | 3VA1216-4EF32-0KA0 | 1 | UN | 1 | 10 | C | D | EAR99 | N | 85362090 | 1 | 4042949100805 | 1.89 | KG | 755.65 | 755.65 | LP17 | LP17 | circuit breaker 3VA1 IEC frame 250 breaking capacity class S Icu=36kA @ 415V 3-pole, line protection TM240, ATAM, In=160A overload protection Ir=112A...160A short-circuit protection Ii=5...10 x In nut keeper kit shunt trip (STL) 220-250V DC, 208-277V AC | - | 0 | 0
3VA1216-4EF32-0KC0 |  | 3VA1216-4EF32-0KC0 | 1 | UN | 1 | 10 | C | D | EAR99 | N | 85362090 | 1 | 4042949103608 | 1.95 | KG | 803.25 | 803.25 | LP17 | LP17 | circuit breaker 3VA1 IEC frame 250 breaking capacity class S Icu=36kA @ 415V 3-pole, line protection TM240, ATAM, In=160A overload protection Ir=112A...160A short-circuit protection Ii=5...10 x In nut keeper kit shunt trip (STL) 220-250V DC, 208-277V AC 2 auxiliary switches HQ | - | 0 | 0
3VA1216-4EF32-0KH0 |  | 3VA1216-4EF32-0KH0 | 1 | UN | 1 | 10 | C | D | EAR99 | N | 85362090 | 1 | 4042949104803 | 1.98 | KG | 826.2 | 826.2 | LP17 | LP17 | circuit breaker 3VA1 IEC frame 250 breaking capacity class S Icu=36kA @ 415V 3-pole, line protection TM240, ATAM, In=160A overload protection Ir=112A...160A short-circuit protection Ii=5...10 x In nut keeper kit shunt trip (STL) 220-250V DC, 208-277V AC 2 auxiliary switches HQ 1 trip alarm switch HQ | - | 0 | 0
3VA1216-4EF42-0AA0 |  | 3VA1216-4EF42-0AA0 | 1 | UN | 1 | 5 | B | D | EAR99 | N | 85362090 | 1 | 4042948831472 | 2.089 | KG | 844.6 | 820 | LP17 | LP17 | circuit breaker 3VA1 IEC frame 250 breaking capacity class S Icu=36kA @ 415V 4-pole, line protection TM240, ATAM, In=160A overload protection Ir=112A...160A short-circuit protection Ii=5...10 x In N conductor unprotected nut keeper kit | Lista Papel 2020 SI | 0 | 0
3VA1216-4EF42-0BA0 |  | 3VA1216-4EF42-0BA0 | 1 | UN | 1 | 10 | C | D | EAR99 | N | 85362090 | 1 | 4042949325505 | 2.174 | KG | 986 | 986 | LP17 | LP17 | circuit breaker 3VA1 IEC frame 250 breaking capacity class S Icu=36kA @ 415V 4-pole, line protection TM240, ATAM, In=160A overload protection Ir=112A...160A short-circuit protection Ii=5...10 x In N conductor unprotected nut keeper kit circuit breaker 3VA1 IEC frame 250 undervoltage release 24V DC | - | 0 | 0
3VA1216-4FF42-0AA0 |  | 3VA1216-4FF42-0AA0 | 1 | UN | 1 | 5 | B | D | EAR99 | N | 85362090 | 1 | 4042948831465 | 2.088 | KG | 844.6 | 820 | LP17 | LP17 | circuit breaker 3VA1 IEC frame 250 breaking capacity class S Icu=36kA @ 415V 4-pole, line protection TM240, ATAM, In=160A overload protection Ir=112A...160A short-circuit protection Ii=5...10 x In N conductor protection 50% nut keeper kit | Lista Papel 2020 SI | 0 | 0
3VA1216-4GF42-0AA0 |  | 3VA1216-4GF42-0AA0 | 1 | UN | 1 | 5 | B | D | EAR99 | N | 85362090 | 1 | 4042948831458 | 2.085 | KG | 844.6 | 820 | LP17 | LP17 | circuit breaker 3VA1 IEC frame 250 breaking capacity class S Icu=36kA @ 415V 4-pole, line protection TM240, ATAM, In=160A overload protection Ir=112A...160A short-circuit protection Ii=5...10 x In N conductor protection 100% nut keeper kit | Lista Papel 2020 SI | 0 | 0
3VA1216-5EF32-0AA0 |  | 3VA1216-5EF32-0AA0 | 1 | UN | 1 | 2 | A | D | EAR99 | N | 85362090 | 1 | 4042948831441 | 1.6 | KG | 714.2 | 693.7 | LP17 | LP17 | circuit breaker 3VA1 IEC frame 250 breaking capacity class M Icu=55kA @ 415V 3-pole, line protection TM240, ATAM, In=160A overload protection Ir=112A...160A short-circuit protection Ii=5...10 x In nut keeper kit | Lista Papel 2020 SI | 0 | 0
3VA1216-5EF32-0AB0 |  | 3VA1216-5EF32-0AB0 | 1 | UN | 1 | 10 | C | D | EAR99 | N | 85362090 | 1 | 4042949100997 | 1.88 | KG | 809.2 | 809.2 | LP17 | LP17 | circuit breaker 3VA1 IEC frame 250 breaking capacity class M Icu=55kA @ 415V 3-pole, line protection TM240, ATAM, In=160A overload protection Ir=112A...160A short-circuit protection Ii=5...10 x In nut keeper kit 2 auxiliary switches HP | - | 0 | 0
3VA1216-5EF32-0AC0 |  | 3VA1216-5EF32-0AC0 | 1 | UN | 1 | 10 | C | D | EAR99 | N | 85362090 | 1 | 4042949101192 | 1.86 | KG | 785.4 | 785.4 | LP17 | LP17 | circuit breaker 3VA1 IEC frame 250 breaking capacity class M Icu=55kA @ 415V 3-pole, line protection TM240, ATAM, In=160A overload protection Ir=112A...160A short-circuit protection Ii=5...10 x In nut keeper kit 2 auxiliary switches HQ | - | 0 | 0
3VA1216-5EF32-0AD0 |  | 3VA1216-5EF32-0AD0 | 1 | UN | 1 | 10 | C | D | EAR99 | N | 85362090 | 1 | 4042949101390 | 1.89 | KG | 809.2 | 809.2 | LP17 | LP17 | circuit breaker 3VA1 IEC frame 250 breaking capacity class M Icu=55kA @ 415V 3-pole, line protection TM240, ATAM, In=160A overload protection Ir=112A...160A short-circuit protection Ii=5...10 x In nut keeper kit 3 auxiliary switches HQ | - | 0 | 0
3VA1216-5EF32-0AE0 |  | 3VA1216-5EF32-0AE0 | 1 | UN | 1 | 10 | C | D | EAR99 | N | 85362090 | 1 | 4042949101598 | 1.92 | KG | 833 | 833 | LP17 | LP17 | circuit breaker 3VA1 IEC frame 250 breaking capacity class M Icu=55kA @ 415V 3-pole, line protection TM240, ATAM, In=160A overload protection Ir=112A...160A short-circuit protection Ii=5...10 x In nut keeper kit 4 auxiliary switches HQ | - | 0 | 0
3VA1216-5EF32-0AF0 |  | 3VA1216-5EF32-0AF0 | 1 | UN | 1 | 10 | C | D | EAR99 | N | 85362090 | 1 | 4042949101796 | 1.86 | KG | 785.4 | 785.4 | LP17 | LP17 | circuit breaker 3VA1 IEC frame 250 breaking capacity class M Icu=55kA @ 415V 3-pole, line protection TM240, ATAM, In=160A overload protection Ir=112A...160A short-circuit protection Ii=5...10 x In nut keeper kit 1 auxiliary switch HQ 1 trip alarm switch HQ | - | 0 | 0
3VA1216-5EF32-0AG0 |  | 3VA1216-5EF32-0AG0 | 1 | UN | 1 | 10 | C | D | EAR99 | N | 85362090 | 1 | 4042949101994 | 1.873 | KG | 809.2 | 809.2 | LP17 | LP17 | circuit breaker 3VA1 IEC frame 250 breaking capacity class M Icu=55kA @ 415V 3-pole, line protection TM240, ATAM, In=160A overload protection Ir=112A...160A short-circuit protection Ii=5...10 x In nut keeper kit 1 auxiliary switch HP 1 trip alarm switch HP | - | 0 | 0
3VA1216-5EF32-0AH0 |  | 3VA1216-5EF32-0AH0 | 1 | UN | 1 | 10 | C | D | EAR99 | N | 85362090 | 1 | 4042949102199 | 1.89 | KG | 809.2 | 809.2 | LP17 | LP17 | circuit breaker 3VA1 IEC frame 250 breaking capacity class M Icu=55kA @ 415V 3-pole, line protection TM240, ATAM, In=160A overload protection Ir=112A...160A short-circuit protection Ii=5...10 x In nut keeper kit 2 auxiliary switches HQ 1 trip alarm switch HQ | - | 0 | 0
3VA1216-5EF32-0AJ0 |  | 3VA1216-5EF32-0AJ0 | 1 | UN | 1 | 10 | C | D | EAR99 | N | 85362090 | 1 | 4042949102397 | 1.91 | KG | 845.75 | 845.75 | LP17 | LP17 | circuit breaker 3VA1 IEC frame 250 breaking capacity class M Icu=55kA @ 415V 3-pole, line protection TM240, ATAM, In=160A overload protection Ir=112A...160A short-circuit protection Ii=5...10 x In nut keeper kit 2 auxiliary switches HP 1 trip alarm switch HP | - | 0 | 0
3VA1216-5EF32-0BA0 |  | 3VA1216-5EF32-0BA0 | 1 | UN | 1 | 10 | C | D | EAR99 | N | 85362090 | 1 | 4042949099796 | 1.89 | KG | 848.3 | 848.3 | LP17 | LP17 | circuit breaker 3VA1 IEC frame 250 breaking capacity class M Icu=55kA @ 415V 3-pole, line protection TM240, ATAM, In=160A overload protection Ir=112A...160A short-circuit protection Ii=5...10 x In nut keeper kit undervoltage release (UVR) 24V DC | - | 0 | 0
3VA1216-5EF32-0BC0 |  | 3VA1216-5EF32-0BC0 | 1 | UN | 1 | 10 | C | D | EAR99 | N | 85362090 | 1 | 4042949102595 | 1.95 | KG | 892.5 | 892.5 | LP17 | LP17 | circuit breaker 3VA1 IEC frame 250 breaking capacity class M Icu=55kA @ 415V 3-pole, line protection TM240, ATAM, In=160A overload protection Ir=112A...160A short-circuit protection Ii=5...10 x In nut keeper kit undervoltage release (UVR) 24V DC | - | 0 | 0
3VA1216-5EF32-0BH0 |  | 3VA1216-5EF32-0BH0 | 1 | UN | 1 | 10 | C | D | EAR99 | N | 85362090 | 1 | 4042949103790 | 1.98 | KG | 918 | 918 | LP17 | LP17 | circuit breaker 3VA1 IEC frame 250 breaking capacity class M Icu=55kA @ 415V 3-pole, line protection TM240, ATAM, In=160A overload protection Ir=112A...160A short-circuit protection Ii=5...10 x In nut keeper kit undervoltage release (UVR) 24V DC 2 auxiliary switches HQ 1 trip alarm switch HQ | - | 0 | 0
3VA1216-5EF32-0CA0 |  | 3VA1216-5EF32-0CA0 | 1 | UN | 1 | 10 | C | D | EAR99 | N | 85362090 | 1 | 4042949099994 | 1.89 | KG | 848.3 | 848.3 | LP17 | LP17 | circuit breaker 3VA1 IEC frame 250 breaking capacity class M Icu=55kA @ 415V 3-pole, line protection TM240, ATAM, In=160A overload protection Ir=112A...160A short-circuit protection Ii=5...10 x In nut keeper kit undervoltage release (UVR) 120-127V AC 50/60Hz | - | 0 | 0
3VA1216-5EF32-0CC0 |  | 3VA1216-5EF32-0CC0 | 1 | UN | 1 | 10 | C | D | EAR99 | N | 85362090 | 1 | 4042949102793 | 1.95 | KG | 892.5 | 892.5 | LP17 | LP17 | circuit breaker 3VA1 IEC frame 250 breaking capacity class M Icu=55kA @ 415V 3-pole, line protection TM240, ATAM, In=160A overload protection Ir=112A...160A short-circuit protection Ii=5...10 x In nut keeper kit undervoltage release (UVR) 120-127V AC 50/60Hz 2 auxiliary switches HQ | - | 0 | 0
3VA1216-5EF32-0CH0 |  | 3VA1216-5EF32-0CH0 | 1 | UN | 1 | 10 | C | D | EAR99 | N | 85362090 | 1 | 4042949103998 | 1.98 | KG | 918 | 918 | LP17 | LP17 | circuit breaker 3VA1 IEC frame 250 breaking capacity class M Icu=55kA @ 415V 3-pole, line protection TM240, ATAM, In=160A overload protection Ir=112A...160A short-circuit protection Ii=5...10 x In nut keeper kit undervoltage release (UVR) 120-127V AC 50/60Hz 2 auxiliary switches HQ 1 trip alarm switch HQ | - | 0 | 0
3VA1216-5EF32-0DA0 |  | 3VA1216-5EF32-0DA0 | 1 | UN | 1 | 10 | C | D | EAR99 | N | 85362090 | 1 | 4042949100195 | 1.89 | KG | 848.3 | 848.3 | LP17 | LP17 | circuit breaker 3VA1 IEC frame 250 breaking capacity class M Icu=55kA @ 415V 3-pole, line protection TM240, ATAM, In=160A overload protection Ir=112A...160A short-circuit protection Ii=5...10 x In nut keeper kit undervoltage release (UVR) 208-230V AC 50/60Hz | - | 0 | 0
3VA1216-5EF32-0DC0 |  | 3VA1216-5EF32-0DC0 | 1 | UN | 1 | 10 | C | D | EAR99 | N | 85362090 | 1 | 4042949102991 | 1.95 | KG | 892.5 | 892.5 | LP17 | LP17 | circuit breaker 3VA1 IEC frame 250 breaking capacity class M Icu=55kA @ 415V 3-pole, line protection TM240, ATAM, In=160A overload protection Ir=112A...160A short-circuit protection Ii=5...10 x In nut keeper kit undervoltage release (UVR) 208-230V AC 50/60Hz 2 auxiliary switches HQ | - | 0 | 0
3VA1216-5EF32-0DH0 |  | 3VA1216-5EF32-0DH0 | 1 | UN | 1 | 10 | C | D | EAR99 | N | 85362090 | 1 | 4042949104193 | 1.98 | KG | 918 | 918 | LP17 | LP17 | circuit breaker 3VA1 IEC frame 250 breaking capacity class M Icu=55kA @ 415V 3-pole, line protection TM240, ATAM, In=160A overload protection Ir=112A...160A short-circuit protection Ii=5...10 x In nut keeper kit undervoltage release (UVR) 208-230V AC 50/60Hz 2 auxiliary switches HQ 1 trip alarm switch HQ | - | 0 | 0
3VA1216-5EF32-0HA0 |  | 3VA1216-5EF32-0HA0 | 1 | UN | 1 | 10 | C | D | EAR99 | N | 85362090 | 1 | 4042949100393 | 1.89 | KG | 822.8 | 822.8 | LP17 | LP17 | circuit breaker 3VA1 IEC frame 250 breaking capacity class M Icu=55kA @ 415V 3-pole, line protection TM240, ATAM, In=160A overload protection Ir=112A...160A short-circuit protection Ii=5...10 x In nut keeper kit shunt trip (STL) 12-30V DC, 24V AC 50/60Hz | - | 0 | 0
3VA1216-5EF32-0HC0 |  | 3VA1216-5EF32-0HC0 | 1 | UN | 1 | 10 | C | D | EAR99 | N | 85362090 | 1 | 4042949103196 | 1.95 | KG | 867 | 867 | LP17 | LP17 | circuit breaker 3VA1 IEC frame 250 breaking capacity class M Icu=55kA @ 415V 3-pole, line protection TM240, ATAM, In=160A overload protection Ir=112A...160A short-circuit protection Ii=5...10 x In nut keeper kit shunt trip (STL) 12-30V DC, 24V AC 50/60Hz 2 auxiliary switches HQ | - | 0 | 0
3VA1216-5EF32-0HH0 |  | 3VA1216-5EF32-0HH0 | 1 | UN | 1 | 10 | C | D | EAR99 | N | 85362090 | 1 | 4042949104391 | 1.98 | KG | 892.5 | 892.5 | LP17 | LP17 | circuit breaker 3VA1 IEC frame 250 breaking capacity class M Icu=55kA @ 415V 3-pole, line protection TM240, ATAM, In=160A overload protection Ir=112A...160A short-circuit protection Ii=5...10 x In nut keeper kit shunt trip (STL) 12-30V DC, 24V AC 50/60Hz 2 auxiliary switches HQ 1 trip alarm switch HQ | - | 0 | 0
3VA1216-5EF32-0JA0 |  | 3VA1216-5EF32-0JA0 | 1 | UN | 1 | 10 | C | D | EAR99 | N | 85362090 | 1 | 4042949100591 | 1.89 | KG | 822.8 | 822.8 | LP17 | LP17 | circuit breaker 3VA1 IEC frame 250 breaking capacity class M Icu=55kA @ 415V 3-pole, line protection TM240, ATAM, In=160A overload protection Ir=112A...160A short-circuit protection Ii=5...10 x In nut keeper kit shunt trip (STL) 110-127V DC, AC 50/60Hz | - | 0 | 0
3VA1216-5EF32-0JC0 |  | 3VA1216-5EF32-0JC0 | 1 | UN | 1 | 10 | C | D | EAR99 | N | 85362090 | 1 | 4042949103394 | 1.95 | KG | 867 | 867 | LP17 | LP17 | circuit breaker 3VA1 IEC frame 250 breaking capacity class M Icu=55kA @ 415V 3-pole, line protection TM240, ATAM, In=160A overload protection Ir=112A...160A short-circuit protection Ii=5...10 x In nut keeper kit shunt trip (STL) 110-127V DC, AC 50/60Hz 2 auxiliary switches HQ | - | 0 | 0
3VA1216-5EF32-0JH0 |  | 3VA1216-5EF32-0JH0 | 1 | UN | 1 | 10 | C | D | EAR99 | N | 85362090 | 1 | 4042949104599 | 1.98 | KG | 892.5 | 892.5 | LP17 | LP17 | circuit breaker 3VA1 IEC frame 250 breaking capacity class M Icu=55kA @ 415V 3-pole, line protection TM240, ATAM, In=160A overload protection Ir=112A...160A short-circuit protection Ii=5...10 x In nut keeper kit shunt trip (STL) 110-127V DC, AC 50/60Hz 2 auxiliary switches HQ 1 trip alarm switch HQ | - | 0 | 0
3VA1216-5EF32-0KA0 |  | 3VA1216-5EF32-0KA0 | 1 | UN | 1 | 10 | C | D | EAR99 | N | 85362090 | 1 | 4042949100799 | 1.89 | KG | 822.8 | 822.8 | LP17 | LP17 | circuit breaker 3VA1 IEC frame 250 breaking capacity class M Icu=55kA @ 415V 3-pole, line protection TM240, ATAM, In=160A overload protection Ir=112A...160A short-circuit protection Ii=5...10 x In nut keeper kit shunt trip (STL) 220-250V DC, 208-277V AC | - | 0 | 0
3VA1216-5EF32-0KC0 |  | 3VA1216-5EF32-0KC0 | 1 | UN | 1 | 10 | C | D | EAR99 | N | 85362090 | 1 | 4042949103592 | 1.95 | KG | 867 | 867 | LP17 | LP17 | circuit breaker 3VA1 IEC frame 250 breaking capacity class M Icu=55kA @ 415V 3-pole, line protection TM240, ATAM, In=160A overload protection Ir=112A...160A short-circuit protection Ii=5...10 x In nut keeper kit shunt trip (STL) 220-250V DC, 208-277V AC 2 auxiliary switches HQ | - | 0 | 0
3VA1216-5EF32-0KH0 |  | 3VA1216-5EF32-0KH0 | 1 | UN | 1 | 10 | C | D | EAR99 | N | 85362090 | 1 | 4042949104797 | 1.98 | KG | 892.5 | 892.5 | LP17 | LP17 | circuit breaker 3VA1 IEC frame 250 breaking capacity class M Icu=55kA @ 415V 3-pole, line protection TM240, ATAM, In=160A overload protection Ir=112A...160A short-circuit protection Ii=5...10 x In nut keeper kit shunt trip (STL) 220-250V DC, 208-277V AC 2 auxiliary switches HQ 1 trip alarm switch HQ | - | 0 | 0
3VA1216-5EF42-0AA0 |  | 3VA1216-5EF42-0AA0 | 1 | UN | 1 | 5 | B | D | EAR99 | N | 85362090 | 1 | 4042948831434 | 2.076 | KG | 934.8 | 910.2 | LP17 | LP17 | circuit breaker 3VA1 IEC frame 250 breaking capacity class M Icu=55kA @ 415V 4-pole, line protection TM240, ATAM, In=160A overload protection Ir=112A...160A short-circuit protection Ii=5...10 x In N conductor unprotected nut keeper kit | Lista Papel 2020 SI | 0 | 0
3VA1216-5FF42-0AA0 |  | 3VA1216-5FF42-0AA0 | 1 | UN | 1 | 5 | B | D | EAR99 | N | 85362090 | 1 | 4042948831427 | 2.3 | KG | 934.8 | 910.2 | LP17 | LP17 | circuit breaker 3VA1 IEC frame 250 breaking capacity class M Icu=55kA @ 415V 4-pole, line protection TM240, ATAM, In=160A overload protection Ir=112A...160A short-circuit protection Ii=5...10 x In N conductor protection 50% nut keeper kit | Lista Papel 2020 SI | 0 | 0
3VA1216-5GF42-0AA0 |  | 3VA1216-5GF42-0AA0 | 1 | UN | 1 | 5 | B | D | EAR99 | N | 85362090 | 1 | 4042948831410 | 2.089 | KG | 934.8 | 910.2 | LP17 | LP17 | circuit breaker 3VA1 IEC frame 250 breaking capacity class M Icu=55kA @ 415V 4-pole, line protection TM240, ATAM, In=160A overload protection Ir=112A...160A short-circuit protection Ii=5...10 x In N conductor protection 100% nut keeper kit | Lista Papel 2020 SI | 0 | 0
3VA1216-5GF42-0KF0 |  | 3VA1216-5GF42-0KF0 | 1 | UN | 1 | 10 | C | D | EAR99 | N | 85362090 | 1 | 4042949321941 | 2.423 | KG | 1096.5 | 1096.5 | LP17 | LP17 | circuit breaker 3VA1 IEC frame 250 breaking capacity class M Icu=55kA @ 415V 4-pole, line protection TM240, ATAM, In=160A overload protection Ir=112A...160A short-circuit protection Ii=5...10 x In N conductor protection 100% nut keeper kit shunt trip (STL) 220-250V DC; 208-277V AC 1 auxiliary switch HQ 1 trip alarm switch HQ | - | 0 | 0
3VA1216-5MH32-0AA0 |  | 3VA1216-5MH32-0AA0 | 1 | UN | 1 | 2 | A | D | EAR99 | N | 85362090 | 1 | 4042948827734 | 1.583 | KG | 583 | 566.6 | LP17 | LP17 | circuit breaker 3VA1 IEC frame 250 breaking capacity class M Icu=55kA @ 415V 3-pole, starter protection TM120M, AM, In=160A without overload protection short-circuit protection Ii=7...16 x In nut keeper kit | Lista Papel 2020 SI | 0 | 0
3VA1216-5MH32-0AB0 |  | 3VA1216-5MH32-0AB0 | 1 | UN | 1 | 10 | C | D | EAR99 | N | 85362090 | 1 | 4042949105015 | 1.97 | KG | 674.05 | 674.05 | LP17 | LP17 | circuit breaker 3VA1 IEC frame 250 breaking capacity class M Icu=55kA @ 415V 3-pole, starter protection TM120M, AM, In=160A without overload protection short-circuit protection Ii=7...16 x In nut keeper kit 2 auxiliary switches HP | - | 0 | 0
3VA1216-5MH32-0AC0 |  | 3VA1216-5MH32-0AC0 | 1 | UN | 1 | 10 | C | D | EAR99 | N | 85362090 | 1 | 4042949105046 | 1.97 | KG | 651.1 | 651.1 | LP17 | LP17 | circuit breaker 3VA1 IEC frame 250 breaking capacity class M Icu=55kA @ 415V 3-pole, starter protection TM120M, AM, In=160A without overload protection short-circuit protection Ii=7...16 x In nut keeper kit 2 auxiliary switches HQ | - | 0 | 0
3VA1216-5MH32-0AD0 |  | 3VA1216-5MH32-0AD0 | 1 | UN | 1 | 10 | C | D | EAR99 | N | 85362090 | 1 | 4042949105077 | 2.01 | KG | 674.05 | 674.05 | LP17 | LP17 | circuit breaker 3VA1 IEC frame 250 breaking capacity class M Icu=55kA @ 415V 3-pole, starter protection TM120M, AM, In=160A without overload protection short-circuit protection Ii=7...16 x In nut keeper kit 3 auxiliary switches HQ | - | 0 | 0
3VA1216-5MH32-0AE0 |  | 3VA1216-5MH32-0AE0 | 1 | UN | 1 | 10 | C | D | EAR99 | N | 85362090 | 1 | 4042949105107 | 2.05 | KG | 697 | 697 | LP17 | LP17 | circuit breaker 3VA1 IEC frame 250 breaking capacity class M Icu=55kA @ 415V 3-pole, starter protection TM120M, AM, In=160A without overload protection short-circuit protection Ii=7...16 x In nut keeper kit 4 auxiliary switches HQ | - | 0 | 0
3VA1216-5MH32-0AF0 |  | 3VA1216-5MH32-0AF0 | 1 | UN | 1 | 10 | C | D | EAR99 | N | 85362090 | 1 | 4042949105138 | 1.97 | KG | 651.1 | 651.1 | LP17 | LP17 | circuit breaker 3VA1 IEC frame 250 breaking capacity class M Icu=55kA @ 415V 3-pole, starter protection TM120M, AM, In=160A without overload protection short-circuit protection Ii=7...16 x In nut keeper kit 1 auxiliary switch HQ 1 trip alarm switch HQ | - | 0 | 0
3VA1216-5MH32-0AG0 |  | 3VA1216-5MH32-0AG0 | 1 | UN | 1 | 10 | C | D | EAR99 | N | 85362090 | 1 | 4042949105169 | 1.97 | KG | 674.05 | 674.05 | LP17 | LP17 | circuit breaker 3VA1 IEC frame 250 breaking capacity class M Icu=55kA @ 415V 3-pole, starter protection TM120M, AM, In=160A without overload protection short-circuit protection Ii=7...16 x In nut keeper kit 1 auxiliary switch HP 1 trip alarm switch HP | - | 0 | 0
3VA1216-5MH32-0AH0 |  | 3VA1216-5MH32-0AH0 | 1 | UN | 1 | 10 | C | D | EAR99 | N | 85362090 | 1 | 4042949105190 | 2.01 | KG | 674.05 | 674.05 | LP17 | LP17 | circuit breaker 3VA1 IEC frame 250 breaking capacity class M Icu=55kA @ 415V 3-pole, starter protection TM120M, AM, In=160A without overload protection short-circuit protection Ii=7...16 x In nut keeper kit 2 auxiliary switches HQ 1 trip alarm switch HQ | - | 0 | 0
3VA1216-5MH32-0AJ0 |  | 3VA1216-5MH32-0AJ0 | 1 | UN | 1 | 10 | C | D | EAR99 | N | 85362090 | 1 | 4042949105220 | 2.01 | KG | 709.75 | 709.75 | LP17 | LP17 | circuit breaker 3VA1 IEC frame 250 breaking capacity class M Icu=55kA @ 415V 3-pole, starter protection TM120M, AM, In=160A without overload protection short-circuit protection Ii=7...16 x In nut keeper kit 2 auxiliary switches HP 1 trip alarm switch HP | - | 0 | 0
3VA1216-5MH32-0BA0 |  | 3VA1216-5MH32-0BA0 | 1 | UN | 1 | 10 | C | D | EAR99 | N | 85362090 | 1 | 4042949104834 | 1.98 | KG | 714 | 714 | LP17 | LP17 | circuit breaker 3VA1 IEC frame 250 breaking capacity class M Icu=55kA @ 415V 3-pole, starter protection TM120M, AM, In=160A without overload protection short-circuit protection Ii=7...16 x In nut keeper kit undervoltage release (UVR) 24V DC | - | 0 | 0
3VA1216-5MH32-0BC0 |  | 3VA1216-5MH32-0BC0 | 1 | UN | 1 | 10 | C | D | EAR99 | N | 85362090 | 1 | 4042949105251 | 2.06 | KG | 759.05 | 759.05 | LP17 | LP17 | circuit breaker 3VA1 IEC frame 250 breaking capacity class M Icu=55kA @ 415V 3-pole, starter protection TM120M, AM, In=160A without overload protection short-circuit protection Ii=7...16 x In nut keeper kit undervoltage release (UVR) 24V DC | - | 0 | 0
3VA1216-5MH32-0BH0 |  | 3VA1216-5MH32-0BH0 | 1 | UN | 1 | 10 | C | D | EAR99 | N | 85362090 | 1 | 4042949105435 | 2.1 | KG | 782 | 782 | LP17 | LP17 | circuit breaker 3VA1 IEC frame 250 breaking capacity class M Icu=55kA @ 415V 3-pole, starter protection TM120M, AM, In=160A without overload protection short-circuit protection Ii=7...16 x In nut keeper kit undervoltage release (UVR) 24V DC 2 auxiliary switches HQ 1 trip alarm switch HQ | - | 0 | 0
3VA1216-5MH32-0CA0 |  | 3VA1216-5MH32-0CA0 | 1 | UN | 1 | 10 | C | D | EAR99 | N | 85362090 | 1 | 4042949104865 | 1.98 | KG | 714 | 714 | LP17 | LP17 | circuit breaker 3VA1 IEC frame 250 breaking capacity class M Icu=55kA @ 415V 3-pole, starter protection TM120M, AM, In=160A without overload protection short-circuit protection Ii=7...16 x In nut keeper kit undervoltage release (UVR) 120-127V AC 50/60Hz | - | 0 | 0
3VA1216-5MH32-0CC0 |  | 3VA1216-5MH32-0CC0 | 1 | UN | 1 | 10 | C | D | EAR99 | N | 85362090 | 1 | 4042949105282 | 2.06 | KG | 759.05 | 759.05 | LP17 | LP17 | circuit breaker 3VA1 IEC frame 250 breaking capacity class M Icu=55kA @ 415V 3-pole, starter protection TM120M, AM, In=160A without overload protection short-circuit protection Ii=7...16 x In nut keeper kit undervoltage release (UVR) 120-127V AC 50/60Hz | - | 0 | 0
3VA1216-5MH32-0CH0 |  | 3VA1216-5MH32-0CH0 | 1 | UN | 1 | 10 | C | D | EAR99 | N | 85362090 | 1 | 4042949105466 | 2.1 | KG | 782 | 782 | LP17 | LP17 | circuit breaker 3VA1 IEC frame 250 breaking capacity class M Icu=55kA @ 415V 3-pole, starter protection TM120M, AM, In=160A without overload protection short-circuit protection Ii=7...16 x In nut keeper kit undervoltage release (UVR) 120-127V AC 50/60Hz 2 auxiliary switches HQ 1 trip alarm switch HQ | - | 0 | 0
3VA1216-5MH32-0DA0 |  | 3VA1216-5MH32-0DA0 | 1 | UN | 1 | 10 | C | D | EAR99 | N | 85362090 | 1 | 4042949104896 | 1.98 | KG | 714 | 714 | LP17 | LP17 | circuit breaker 3VA1 IEC frame 250 breaking capacity class M Icu=55kA @ 415V 3-pole, starter protection TM120M, AM, In=160A without overload protection short-circuit protection Ii=7...16 x In nut keeper kit undervoltage release (UVR) 208-230V AC 50/60Hz | - | 0 | 0
3VA1216-5MH32-0DC0 |  | 3VA1216-5MH32-0DC0 | 1 | UN | 1 | 10 | C | D | EAR99 | N | 85362090 | 1 | 4042949105312 | 2.06 | KG | 759.05 | 759.05 | LP17 | LP17 | circuit breaker 3VA1 IEC frame 250 breaking capacity class M Icu=55kA @ 415V 3-pole, starter protection TM120M, AM, In=160A without overload protection short-circuit protection Ii=7...16 x In nut keeper kit undervoltage release (UVR) 208-230V AC 50/60Hz 2 auxiliary switches HQ | - | 0 | 0
3VA1216-5MH32-0DH0 |  | 3VA1216-5MH32-0DH0 | 1 | UN | 1 | 10 | C | D | EAR99 | N | 85362090 | 1 | 4042949105497 | 2.1 | KG | 782 | 782 | LP17 | LP17 | circuit breaker 3VA1 IEC frame 250 breaking capacity class M Icu=55kA @ 415V 3-pole, starter protection TM120M, AM, In=160A without overload protection short-circuit protection Ii=7...16 x In nut keeper kit undervoltage release (UVR) 208-230V AC 50/60Hz 2 auxiliary switches HQ 1 trip alarm switch HQ | - | 0 | 0
3VA1216-5MH32-0HA0 |  | 3VA1216-5MH32-0HA0 | 1 | UN | 1 | 10 | C | D | EAR99 | N | 85362090 | 1 | 4042949104926 | 1.98 | KG | 688.5 | 688.5 | LP17 | LP17 | circuit breaker 3VA1 IEC frame 250 breaking capacity class M Icu=55kA @ 415V 3-pole, starter protection TM120M, AM, In=160A without overload protection short-circuit protection Ii=7...16 x In nut keeper kit shunt trip (STL) 12-30 V DC; 24 V AC 50/60 Hz | - | 0 | 0
3VA1216-5MH32-0HC0 |  | 3VA1216-5MH32-0HC0 | 1 | UN | 1 | 10 | C | D | EAR99 | N | 85362090 | 1 | 4042949105343 | 2.06 | KG | 733.55 | 733.55 | LP17 | LP17 | circuit breaker 3VA1 IEC frame 250 breaking capacity class M Icu=55kA @ 415V 3-pole, starter protection TM120M, AM, In=160A without overload protection short-circuit protection Ii=7...16 x In nut keeper kit shunt trip (STL) 12-30 V DC; 24 V AC 50/60 Hz 2 auxiliary switches HQ | - | 0 | 0
3VA1216-5MH32-0HH0 |  | 3VA1216-5MH32-0HH0 | 1 | UN | 1 | 10 | C | D | EAR99 | N | 85362090 | 1 | 4042949105527 | 2.1 | KG | 757.35 | 757.35 | LP17 | LP17 | circuit breaker 3VA1 IEC frame 250 breaking capacity class M Icu=55kA @ 415V 3-pole, starter protection TM120M, AM, In=160A without overload protection short-circuit protection Ii=7...16 x In nut keeper kit shunt trip (STL) 12-30 V DC; 24 V AC 50/60 Hz 2 auxiliary switches HQ 1 trip alarm switch HQ | - | 0 | 0
3VA1216-5MH32-0JA0 |  | 3VA1216-5MH32-0JA0 | 1 | UN | 1 | 10 | C | D | EAR99 | N | 85362090 | 1 | 4042949104957 | 1.98 | KG | 688.5 | 688.5 | LP17 | LP17 | circuit breaker 3VA1 IEC frame 250 breaking capacity class M Icu=55kA @ 415V 3-pole, starter protection TM120M, AM, In=160A without overload protection short-circuit protection Ii=7...16 x In nut keeper kit shunt trip (STL) 110-127V DC, AC 50/60Hz | - | 0 | 0
3VA1216-5MH32-0JC0 |  | 3VA1216-5MH32-0JC0 | 1 | UN | 1 | 10 | C | D | EAR99 | N | 85362090 | 1 | 4042949105374 | 2.06 | KG | 733.55 | 733.55 | LP17 | LP17 | circuit breaker 3VA1 IEC frame 250 breaking capacity class M Icu=55kA @ 415V 3-pole, starter protection TM120M, AM, In=160A without overload protection short-circuit protection Ii=7...16 x In nut keeper kit shunt trip (STL) 110-127V DC, AC 50/60Hz 2 auxiliary switches HQ | - | 0 | 0
3VA1216-5MH32-0JH0 |  | 3VA1216-5MH32-0JH0 | 1 | UN | 1 | 10 | C | D | EAR99 | N | 85362090 | 1 | 4042949105558 | 2.1 | KG | 757.35 | 757.35 | LP17 | LP17 | circuit breaker 3VA1 IEC frame 250 breaking capacity class M Icu=55kA @ 415V 3-pole, starter protection TM120M, AM, In=160A without overload protection short-circuit protection Ii=7...16 x In nut keeper kit shunt trip (STL) 110-127V DC, AC 50/60Hz 2 auxiliary switches HQ 1 trip alarm switch HQ | - | 0 | 0
3VA1216-5MH32-0KA0 |  | 3VA1216-5MH32-0KA0 | 1 | UN | 1 | 10 | C | D | EAR99 | N | 85362090 | 1 | 4042949104988 | 1.98 | KG | 688.5 | 688.5 | LP17 | LP17 | circuit breaker 3VA1 IEC frame 250 breaking capacity class M Icu=55kA @ 415V 3-pole, starter protection TM120M, AM, In=160A without overload protection short-circuit protection Ii=7...16 x In nut keeper kit shunt trip (STL) 220-250 V DC; 208-277 V AC | - | 0 | 0
3VA1216-5MH32-0KC0 |  | 3VA1216-5MH32-0KC0 | 1 | UN | 1 | 10 | C | D | EAR99 | N | 85362090 | 1 | 4042949105404 | 2.06 | KG | 733.55 | 733.55 | LP17 | LP17 | circuit breaker 3VA1 IEC frame 250 breaking capacity class M Icu=55kA @ 415V 3-pole, starter protection TM120M, AM, In=160A without overload protection short-circuit protection Ii=7...16 x In nut keeper kit shunt trip (STL) 220-250 V DC; 208-277 V AC 2 auxiliary switches HQ | - | 0 | 0
3VA1216-5MH32-0KH0 |  | 3VA1216-5MH32-0KH0 | 1 | UN | 1 | 10 | C | D | EAR99 | N | 85362090 | 1 | 4042949105589 | 2.1 | KG | 757.35 | 757.35 | LP17 | LP17 | circuit breaker 3VA1 IEC frame 250 breaking capacity class M Icu=55kA @ 415V 3-pole, starter protection TM120M, AM, In=160A without overload protection short-circuit protection Ii=7...16 x In nut keeper kit shunt trip (STL) 220-250 V DC; 208-277 V AC 2 auxiliary switches HQ 1 trip alarm switch HQ | - | 0 | 0
3VA1216-6EF32-0AA0 |  | 3VA1216-6EF32-0AA0 | 1 | UN | 1 | 5 | B | D | EAR99 | N | 85362090 | 1 | 4042948831403 | 1.611 | KG | 810.2 | 787.2 | LP17 | LP17 | circuit breaker 3VA1 IEC frame 250 breaking capacity class H Icu=70kA @ 415V 3-pole, line protection TM240, ATAM, In=160A overload protection Ir=112A...160A short-circuit protection Ii=5...10 x In nut keeper kit | Lista Papel 2020 SI | 0 | 0
3VA1216-6EF32-0KC0 |  | 3VA1216-6EF32-0KC0 | 1 | UN | 1 | 10 | C | D | EAR99 | N | 85362090 | 1 | 4042949326595 | 1.744 | KG | 969 | 969 | LP17 | LP17 | Circuit breaker 3VA1 IEC Frame 250 Switching capacity class H Icu=70 kA @ 415 V 3-pole, system protection TM 240, ATAM, In=160 A Overload protection Ir=112A...160A short-circuit protection Ii=5...10 x In Lug terminal Circuit breaker 3VA1 IEC Frame 250 Switching capacity class H Icu=70 kA @ 415 V Shunt release left 208-277 V AC 50/60 Hz 2 auxiliary switches HQ | - | 0 | 0
3VA1216-6EF32-0KF0 |  | 3VA1216-6EF32-0KF0 | 1 | UN | 1 | 10 | C | D | EAR99 | N | 85362090 | 1 | 4042949323228 | 1.742 | KG | 977.5 | 977.5 | LP17 | LP17 | circuit breaker 3VA1 IEC frame 250 breaking capacity class H Icu=70kA @ 415V 3-pole, line protection TM240, ATAM, In=160A overload protection Ir=112A...160A short-circuit protection Ii=5...10 x In nut keeper kit shunt trip (STL) 220-250V DC, 208-277V AC 1 auxiliary switch HQ 1 trip alarm switch HQ | - | 0 | 0
3VA1216-6EF42-0AA0 |  | 3VA1216-6EF42-0AA0 | 1 | UN | 1 | 5 | B | D | EAR99 | N | 85362090 | 1 | 4042948831397 | 2.076 | KG | 1057.8 | 1025 | LP17 | LP17 | circuit breaker 3VA1 IEC frame 250 breaking capacity class H Icu=70kA @ 415V 4-pole, line protection TM240, ATAM, In=160A overload protection Ir=112A...160A short-circuit protection Ii=5...10 x In N conductor unprotected nut keeper kit | Lista Papel 2020 SI | 0 | 0
3VA1216-6FF42-0AA0 |  | 3VA1216-6FF42-0AA0 | 1 | UN | 1 | 5 | B | D | EAR99 | N | 85362090 | 1 | 4042948831380 | 2.3 | KG | 1057.8 | 1025 | LP17 | LP17 | circuit breaker 3VA1 IEC frame 250 breaking capacity class H Icu=70kA @ 415V 4-pole, line protection TM240, ATAM, In=160A overload protection Ir=112A...160A short-circuit protection Ii=5...10 x In N conductor protection 50% nut keeper kit | Lista Papel 2020 SI | 0 | 0
3VA1216-6FF42-0CA0 |  | 3VA1216-6FF42-0CA0 | 1 | UN | 1 | 10 | C | D | EAR99 | N | 85362090 | 1 | 4042949325512 | 2.383 | KG | 1207 | 1207 | LP17 | LP17 | circuit breaker 3VA1 IEC frame 250 breaking capacity class H Icu=70kA @ 415V 4-pole, line protection TM240, ATAM, In=160A overload protection Ir=112A...160A short-circuit protection Ii=5...10 x In N conductor protection 50% nut keeper kit circuit breaker 3VA1 IEC frame 250 undervoltage release 120-127V AC 50/60Hz | - | 0 | 0
3VA1216-6GF42-0AA0 |  | 3VA1216-6GF42-0AA0 | 1 | UN | 1 | 5 | B | D | EAR99 | N | 85362090 | 1 | 4042948831373 | 2.3 | KG | 1057.8 | 1025 | LP17 | LP17 | circuit breaker 3VA1 IEC frame 250 breaking capacity class H Icu=70kA @ 415V 4-pole, line protection TM240, ATAM, In=160A overload protection Ir=112A...160A short-circuit protection Ii=5...10 x In N conductor protection 100% nut keeper kit | Lista Papel 2020 SI | 0 | 0
3VA1216-6GF42-0KF0 |  | 3VA1216-6GF42-0KF0 | 1 | UN | 1 | 10 | C | D | EAR99 | N | 85362090 | 1 | 4042949323907 | 2.431 | KG | 1232.5 | 1232.5 | LP17 | LP17 | circuit breaker 3VA1 IEC frame 250 breaking capacity class H Icu=70kA @ 415V 4-pole, line protection TM240, ATAM, In=160A overload protection Ir=112A...160A short-circuit protection Ii=5...10 x In N conductor protection 100% nut keeper kit shunt trip (STL) 220-250V DC; 208-277V AC 1 auxiliary switch HQ 1 trip alarm switch HQ | - | 0 | 0
3VA1216-6MH32-0AA0 |  | 3VA1216-6MH32-0AA0 | 1 | UN | 1 | 5 | B | D | EAR99 | N | 85362090 | 1 | 4042948827727 | 1.596 | KG | 663.4 | 644.5 | LP17 | LP17 | circuit breaker 3VA1 IEC frame 250 breaking capacity class H Icu=70kA @ 415V 3-pole, starter protection TM120M, AM, In=160A without overload protection short-circuit protection Ii=7...16 x In nut keeper kit | Lista Papel 2020 SI | 0 | 0
3VA1216-6MH32-0AC0 |  | 3VA1216-6MH32-0AC0 | 1 | UN | 1 | 10 | C | D | EAR99 | N | 85362090 | 1 | 4042949328087 | 1.642 | KG | 733.55 | 733.55 | LP17 | LP17 | circuit breaker 3VA1 IEC frame 250 breaking capacity class H Icu=70kA @ 415V 3-pole, starter protection TM120M, AM, In=160A without overload protection short-circuit protection Ii=7...16 x In nut keeper kit circuit breaker 3VA1 IEC frame 250 breaking capacity class H Icu=70kA @ 415V 3-pole, starter protection TM120M, AM, In=160A without overload protection short-circuit protection Ii=7...16 x In nut keeper kit 2 AUXILIARY SWITCH CHANGEOVER H |  | 0 | 0
3VA1220-4EF32-0AA0 |  | 3VA1220-4EF32-0AA0 | 1 | UN | 1 | 2 | A | D | EAR99 | N | 85362090 | 1 | 4042948809389 | 1.591 | KG | 665.8 | 647 | LP17 | LP17 | circuit breaker 3VA1 IEC frame 250 breaking capacity class S Icu=36kA @ 415V 3-pole, line protection TM240, ATAM, In=200A overload protection Ir=140A...200A short-circuit protection Ii=5...10 x In nut keeper kit | Lista Papel 2020 SI | 0 | 0
3VA1220-4EF32-0AB0 |  | 3VA1220-4EF32-0AB0 | 1 | UN | 1 | 10 | C | D | EAR99 | N | 85362090 | 1 | 4042949100980 | 1.88 | KG | 759.05 | 759.05 | LP17 | LP17 | circuit breaker 3VA1 IEC frame 250 breaking capacity class S Icu=36kA @ 415V 3-pole, line protection TM240, ATAM, In=200A overload protection Ir=140A...200A short-circuit protection Ii=5...10 x In nut keeper kit 2 auxiliary switches HP | - | 0 | 0
3VA1220-4EF32-0AC0 |  | 3VA1220-4EF32-0AC0 | 1 | UN | 1 | 10 | C | D | EAR99 | N | 85362090 | 1 | 4042949101185 | 1.86 | KG | 736.1 | 736.1 | LP17 | LP17 | circuit breaker 3VA1 IEC frame 250 breaking capacity class S Icu=36kA @ 415V 3-pole, line protection TM240, ATAM, In=200A overload protection Ir=140A...200A short-circuit protection Ii=5...10 x In nut keeper kit 2 auxiliary switches HQ | - | 0 | 0
3VA1220-4EF32-0AD0 |  | 3VA1220-4EF32-0AD0 | 1 | UN | 1 | 10 | C | D | EAR99 | N | 85362090 | 1 | 4042949101383 | 1.89 | KG | 759.05 | 759.05 | LP17 | LP17 | circuit breaker 3VA1 IEC frame 250 breaking capacity class S Icu=36kA @ 415V 3-pole, line protection TM240, ATAM, In=200A overload protection Ir=140A...200A short-circuit protection Ii=5...10 x In nut keeper kit 3 auxiliary switches HQ | - | 0 | 0
3VA1220-4EF32-0AE0 |  | 3VA1220-4EF32-0AE0 | 1 | UN | 1 | 10 | C | D | EAR99 | N | 85362090 | 1 | 4042949101581 | 1.92 | KG | 782 | 782 | LP17 | LP17 | circuit breaker 3VA1 IEC frame 250 breaking capacity class S Icu=36kA @ 415V 3-pole, line protection TM240, ATAM, In=200A overload protection Ir=140A...200A short-circuit protection Ii=5...10 x In nut keeper kit 4 auxiliary switches HQ | - | 0 | 0
3VA1220-4EF32-0AF0 |  | 3VA1220-4EF32-0AF0 | 1 | UN | 1 | 10 | C | D | EAR99 | N | 85362090 | 1 | 4042949101789 | 1.86 | KG | 736.1 | 736.1 | LP17 | LP17 | circuit breaker 3VA1 IEC frame 250 breaking capacity class S Icu=36kA @ 415V 3-pole, line protection TM240, ATAM, In=200A overload protection Ir=140A...200A short-circuit protection Ii=5...10 x In nut keeper kit 1 auxiliary switch HQ 1 trip alarm switch HQ | - | 0 | 0
3VA1220-4EF32-0AG0 |  | 3VA1220-4EF32-0AG0 | 1 | UN | 1 | 10 | C | D | EAR99 | N | 85362090 | 1 | 4042949101987 | 1.873 | KG | 759.05 | 759.05 | LP17 | LP17 | circuit breaker 3VA1 IEC frame 250 breaking capacity class S Icu=36kA @ 415V 3-pole, line protection TM240, ATAM, In=200A overload protection Ir=140A...200A short-circuit protection Ii=5...10 x In nut keeper kit 1 auxiliary switch HP 1 trip alarm switch HP | - | 0 | 0
3VA1220-4EF32-0AH0 |  | 3VA1220-4EF32-0AH0 | 1 | UN | 1 | 10 | C | D | EAR99 | N | 85362090 | 1 | 4042949102182 | 1.89 | KG | 759.05 | 759.05 | LP17 | LP17 | circuit breaker 3VA1 IEC frame 250 breaking capacity class S Icu=36kA @ 415V 3-pole, line protection TM240, ATAM, In=200A overload protection Ir=140A...200A short-circuit protection Ii=5...10 x In nut keeper kit 2 auxiliary switches HQ 1 trip alarm switch HQ | - | 0 | 0
3VA1220-4EF32-0AJ0 |  | 3VA1220-4EF32-0AJ0 | 1 | UN | 1 | 10 | C | D | EAR99 | N | 85362090 | 1 | 4042949102380 | 1.91 | KG | 795.6 | 795.6 | LP17 | LP17 | circuit breaker 3VA1 IEC frame 250 breaking capacity class S Icu=36kA @ 415V 3-pole, line protection TM240, ATAM, In=200A overload protection Ir=140A...200A short-circuit protection Ii=5...10 x In nut keeper kit 2 auxiliary switches HP 1 trip alarm switch HP | - | 0 | 0
3VA1220-4EF32-0BA0 |  | 3VA1220-4EF32-0BA0 | 1 | UN | 1 | 10 | C | D | EAR99 | N | 85362090 | 1 | 4042949099789 | 1.89 | KG | 798.15 | 798.15 | LP17 | LP17 | circuit breaker 3VA1 IEC frame 250 breaking capacity class S Icu=36kA @ 415V 3-pole, line protection TM240, ATAM, In=200A overload protection Ir=140A...200A short-circuit protection Ii=5...10 x In nut keeper kit undervoltage release (UVR) 24V DC | - | 0 | 0
3VA1220-4EF32-0BC0 |  | 3VA1220-4EF32-0BC0 | 1 | UN | 1 | 10 | C | D | EAR99 | N | 85362090 | 1 | 4042949102588 | 1.95 | KG | 845.75 | 845.75 | LP17 | LP17 | circuit breaker 3VA1 IEC frame 250 breaking capacity class S Icu=36kA @ 415V 3-pole, line protection TM240, ATAM, In=200A overload protection Ir=140A...200A short-circuit protection Ii=5...10 x In nut keeper kit undervoltage release (UVR) 24V DC | - | 0 | 0
3VA1220-4EF32-0BH0 |  | 3VA1220-4EF32-0BH0 | 1 | UN | 1 | 10 | C | D | EAR99 | N | 85362090 | 1 | 4042949103783 | 1.98 | KG | 867 | 867 | LP17 | LP17 | circuit breaker 3VA1 IEC frame 250 breaking capacity class S Icu=36kA @ 415V 3-pole, line protection TM240, ATAM, In=200A overload protection Ir=140A...200A short-circuit protection Ii=5...10 x In nut keeper kit undervoltage release (UVR) 24V DC 2 auxiliary switches HQ 1 trip alarm switch HQ | - | 0 | 0
3VA1220-4EF32-0CA0 |  | 3VA1220-4EF32-0CA0 | 1 | UN | 1 | 10 | C | D | EAR99 | N | 85362090 | 1 | 4042949099987 | 1.89 | KG | 798.15 | 798.15 | LP17 | LP17 | circuit breaker 3VA1 IEC frame 250 breaking capacity class S Icu=36kA @ 415V 3-pole, line protection TM240, ATAM, In=200A overload protection Ir=140A...200A short-circuit protection Ii=5...10 x In nut keeper kit undervoltage release (UVR) 120-127V AC 50/60Hz | - | 0 | 0
3VA1220-4EF32-0CC0 |  | 3VA1220-4EF32-0CC0 | 1 | UN | 1 | 10 | C | D | EAR99 | N | 85362090 | 1 | 4042949102786 | 1.95 | KG | 845.75 | 845.75 | LP17 | LP17 | circuit breaker 3VA1 IEC frame 250 breaking capacity class S Icu=36kA @ 415V 3-pole, line protection TM240, ATAM, In=200A overload protection Ir=140A...200A short-circuit protection Ii=5...10 x In nut keeper kit undervoltage release (UVR) 120-127V AC 50/60Hz | - | 0 | 0
3VA1220-4EF32-0CH0 |  | 3VA1220-4EF32-0CH0 | 1 | UN | 1 | 10 | C | D | EAR99 | N | 85362090 | 1 | 4042949103981 | 1.98 | KG | 867 | 867 | LP17 | LP17 | circuit breaker 3VA1 IEC frame 250 breaking capacity class S Icu=36kA @ 415V 3-pole, line protection TM240, ATAM, In=200A overload protection Ir=140A...200A short-circuit protection Ii=5...10 x In nut keeper kit undervoltage release (UVR) 120-127V AC 50/60Hz 2 auxiliary switches HQ 1 trip alarm switch HQ | - | 0 | 0
3VA1220-4EF32-0DA0 |  | 3VA1220-4EF32-0DA0 | 1 | UN | 1 | 10 | C | D | EAR99 | N | 85362090 | 1 | 4042949100188 | 1.89 | KG | 798.15 | 798.15 | LP17 | LP17 | circuit breaker 3VA1 IEC frame 250 breaking capacity class S Icu=36kA @ 415V 3-pole, line protection TM240, ATAM, In=200A overload protection Ir=140A...200A short-circuit protection Ii=5...10 x In nut keeper kit undervoltage release (UVR) 208-230V AC 50/60Hz | - | 0 | 0
3VA1220-4EF32-0DC0 |  | 3VA1220-4EF32-0DC0 | 1 | UN | 1 | 10 | C | D | EAR99 | N | 85362090 | 1 | 4042949102984 | 1.95 | KG | 845.75 | 845.75 | LP17 | LP17 | circuit breaker 3VA1 IEC frame 250 breaking capacity class S Icu=36kA @ 415V 3-pole, line protection TM240, ATAM, In=200A overload protection Ir=140A...200A short-circuit protection Ii=5...10 x In nut keeper kit undervoltage release (UVR) 208-230V AC 50/60Hz 2 auxiliary switches HQ | - | 0 | 0
3VA1220-4EF32-0DH0 |  | 3VA1220-4EF32-0DH0 | 1 | UN | 1 | 10 | C | D | EAR99 | N | 85362090 | 1 | 4042949104186 | 1.98 | KG | 867 | 867 | LP17 | LP17 | circuit breaker 3VA1 IEC frame 250 breaking capacity class S Icu=36kA @ 415V 3-pole, line protection TM240, ATAM, In=200A overload protection Ir=140A...200A short-circuit protection Ii=5...10 x In nut keeper kit undervoltage release (UVR) 208-230V AC 50/60Hz 2 auxiliary switches HQ 1 trip alarm switch HQ | - | 0 | 0
3VA1220-4EF32-0HA0 |  | 3VA1220-4EF32-0HA0 | 1 | UN | 1 | 10 | C | D | EAR99 | N | 85362090 | 1 | 4042949100386 | 1.89 | KG | 773.5 | 773.5 | LP17 | LP17 | circuit breaker 3VA1 IEC frame 250 breaking capacity class S Icu=36kA @ 415V 3-pole, line protection TM240, ATAM, In=200A overload protection Ir=140A...200A short-circuit protection Ii=5...10 x In nut keeper kit shunt trip (STL) 12-30V DC, 24V AC 50/60Hz | - | 0 | 0
3VA1220-4EF32-0HC0 |  | 3VA1220-4EF32-0HC0 | 1 | UN | 1 | 10 | C | D | EAR99 | N | 85362090 | 1 | 4042949103189 | 1.95 | KG | 820.25 | 820.25 | LP17 | LP17 | circuit breaker 3VA1 IEC frame 250 breaking capacity class S Icu=36kA @ 415V 3-pole, line protection TM240, ATAM, In=200A overload protection Ir=140A...200A short-circuit protection Ii=5...10 x In nut keeper kit shunt trip (STL) 12-30V DC, 24V AC 50/60Hz 2 auxiliary switches HQ | - | 0 | 0
3VA1220-4EF32-0HH0 |  | 3VA1220-4EF32-0HH0 | 1 | UN | 1 | 10 | C | D | EAR99 | N | 85362090 | 1 | 4042949104384 | 1.98 | KG | 844.05 | 844.05 | LP17 | LP17 | circuit breaker 3VA1 IEC frame 250 breaking capacity class S Icu=36kA @ 415V 3-pole, line protection TM240, ATAM, In=200A overload protection Ir=140A...200A short-circuit protection Ii=5...10 x In nut keeper kit shunt trip (STL) 12-30V DC, 24V AC 50/60Hz 2 auxiliary switches HQ 1 trip alarm switch HQ | - | 0 | 0
3VA1220-4EF32-0JA0 |  | 3VA1220-4EF32-0JA0 | 1 | UN | 1 | 10 | C | D | EAR99 | N | 85362090 | 1 | 4042949100584 | 1.89 | KG | 773.5 | 773.5 | LP17 | LP17 | circuit breaker 3VA1 IEC frame 250 breaking capacity class S Icu=36kA @ 415V 3-pole, line protection TM240, ATAM, In=200A overload protection Ir=140A...200A short-circuit protection Ii=5...10 x In nut keeper kit shunt trip (STL) 110-127V DC, AC 50/60Hz | - | 0 | 0
3VA1220-4EF32-0JC0 |  | 3VA1220-4EF32-0JC0 | 1 | UN | 1 | 10 | C | D | EAR99 | N | 85362090 | 1 | 4042949103387 | 1.95 | KG | 820.25 | 820.25 | LP17 | LP17 | circuit breaker 3VA1 IEC frame 250 breaking capacity class S Icu=36kA @ 415V 3-pole, line protection TM240, ATAM, In=200A overload protection Ir=140A...200A short-circuit protection Ii=5...10 x In nut keeper kit shunt trip (STL) 110-127V DC, AC 50/60Hz 2 auxiliary switches HQ | - | 0 | 0
3VA1220-4EF32-0JH0 |  | 3VA1220-4EF32-0JH0 | 1 | UN | 1 | 10 | C | D | EAR99 | N | 85362090 | 1 | 4042949104582 | 1.98 | KG | 844.05 | 844.05 | LP17 | LP17 | circuit breaker 3VA1 IEC frame 250 breaking capacity class S Icu=36kA @ 415V 3-pole, line protection TM240, ATAM, In=200A overload protection Ir=140A...200A short-circuit protection Ii=5...10 x In nut keeper kit shunt trip (STL) 110-127V DC, AC 50/60Hz 2 auxiliary switches HQ 1 trip alarm switch HQ | - | 0 | 0
3VA1220-4EF32-0KA0 |  | 3VA1220-4EF32-0KA0 | 1 | UN | 1 | 10 | C | D | EAR99 | N | 85362090 | 1 | 4042949100782 | 1.89 | KG | 773.5 | 773.5 | LP17 | LP17 | circuit breaker 3VA1 IEC frame 250 breaking capacity class S Icu=36kA @ 415V 3-pole, line protection TM240, ATAM, In=200A overload protection Ir=140A...200A short-circuit protection Ii=5...10 x In nut keeper kit shunt trip (STL) 220-250V DC, 208-277V AC | - | 0 | 0
3VA1220-4EF32-0KC0 |  | 3VA1220-4EF32-0KC0 | 1 | UN | 1 | 10 | C | D | EAR99 | N | 85362090 | 1 | 4042949103585 | 1.95 | KG | 820.25 | 820.25 | LP17 | LP17 | circuit breaker 3VA1 IEC frame 250 breaking capacity class S Icu=36kA @ 415V 3-pole, line protection TM240, ATAM, In=200A overload protection Ir=140A...200A short-circuit protection Ii=5...10 x In nut keeper kit shunt trip (STL) 220-250V DC, 208-277V AC 2 auxiliary switches HQ | - | 0 | 0
3VA1220-4EF32-0KH0 |  | 3VA1220-4EF32-0KH0 | 1 | UN | 1 | 10 | C | D | EAR99 | N | 85362090 | 1 | 4042949104780 | 1.98 | KG | 844.05 | 844.05 | LP17 | LP17 | circuit breaker 3VA1 IEC frame 250 breaking capacity class S Icu=36kA @ 415V 3-pole, line protection TM240, ATAM, In=200A overload protection Ir=140A...200A short-circuit protection Ii=5...10 x In nut keeper kit shunt trip (STL) 220-250V DC, 208-277V AC 2 auxiliary switches HQ 1 trip alarm switch HQ | - | 0 | 0
3VA1220-4EF42-0AA0 |  | 3VA1220-4EF42-0AA0 | 1 | UN | 1 | 2 | A | D | EAR99 | N | 85362090 | 1 | 4042948809440 | 2.09 | KG | 861 | 836.4 | LP17 | LP17 | circuit breaker 3VA1 IEC frame 250 breaking capacity class S Icu=36kA @ 415V 4-pole, line protection TM240, ATAM, In=200A overload protection Ir=140A...200A short-circuit protection Ii=5...10 x In N conductor unprotected nut keeper kit | Lista Papel 2020 SI | 0 | 0
3VA1220-4EF42-0AB0 |  | 3VA1220-4EF42-0AB0 | 1 | UN | 1 | 10 | C | D | EAR99 | N | 85362090 | 1 | 4042949100973 | 2.2 | KG | 977.5 | 977.5 | LP17 | LP17 | circuit breaker 3VA1 IEC frame 250 breaking capacity class S Icu=36kA @ 415V 4-pole, line protection TM240, ATAM, In=200A overload protection Ir=140A...200A short-circuit protection Ii=5...10 x In N conductor unprotected nut keeper kit 2 auxiliary switches HP | - | 0 | 0
3VA1220-4EF42-0AC0 |  | 3VA1220-4EF42-0AC0 | 1 | UN | 1 | 10 | C | D | EAR99 | N | 85362090 | 1 | 4042949101178 | 2.2 | KG | 952 | 952 | LP17 | LP17 | circuit breaker 3VA1 IEC frame 250 breaking capacity class S Icu=36kA @ 415V 4-pole, line protection TM240, ATAM, In=200A overload protection Ir=140A...200A short-circuit protection Ii=5...10 x In N conductor unprotected nut keeper kit 2 auxiliary switches HQ | - | 0 | 0
3VA1220-4EF42-0AD0 |  | 3VA1220-4EF42-0AD0 | 1 | UN | 1 | 10 | C | D | EAR99 | N | 85362090 | 1 | 4042949101376 | 2.2 | KG | 977.5 | 977.5 | LP17 | LP17 | circuit breaker 3VA1 IEC frame 250 breaking capacity class S Icu=36kA @ 415V 4-pole, line protection TM240, ATAM, In=200A overload protection Ir=140A...200A short-circuit protection Ii=5...10 x In N conductor unprotected nut keeper kit 3 auxiliary switches HQ | - | 0 | 0
3VA1220-4EF42-0AE0 |  | 3VA1220-4EF42-0AE0 | 1 | UN | 1 | 10 | C | D | EAR99 | N | 85362090 | 1 | 4042949101574 | 2.2 | KG | 994.5 | 994.5 | LP17 | LP17 | circuit breaker 3VA1 IEC frame 250 breaking capacity class S Icu=36kA @ 415V 4-pole, line protection TM240, ATAM, In=200A overload protection Ir=140A...200A short-circuit protection Ii=5...10 x In N conductor unprotected nut keeper kit 4 auxiliary switches HQ | - | 0 | 0
3VA1220-4EF42-0AF0 |  | 3VA1220-4EF42-0AF0 | 1 | UN | 1 | 10 | C | D | EAR99 | N | 85362090 | 1 | 4042949101772 | 2.2 | KG | 952 | 952 | LP17 | LP17 | circuit breaker 3VA1 IEC frame 250 breaking capacity class S Icu=36kA @ 415V 4-pole, line protection TM240, ATAM, In=200A overload protection Ir=140A...200A short-circuit protection Ii=5...10 x In N conductor unprotected nut keeper kit 1 auxiliary switch HQ 1 trip alarm switch HQ | - | 0 | 0
3VA1220-4EF42-0AG0 |  | 3VA1220-4EF42-0AG0 | 1 | UN | 1 | 10 | C | D | EAR99 | N | 85362090 | 1 | 4042949101970 | 2.2 | KG | 977.5 | 977.5 | LP17 | LP17 | circuit breaker 3VA1 IEC frame 250 breaking capacity class S Icu=36kA @ 415V 4-pole, line protection TM240, ATAM, In=200A overload protection Ir=140A...200A short-circuit protection Ii=5...10 x In N conductor unprotected nut keeper kit 1 auxiliary switch HP 1 trip alarm switch HP | - | 0 | 0
3VA1220-4EF42-0AH0 |  | 3VA1220-4EF42-0AH0 | 1 | UN | 1 | 10 | C | D | EAR99 | N | 85362090 | 1 | 4042949102175 | 2.2 | KG | 977.5 | 977.5 | LP17 | LP17 | circuit breaker 3VA1 IEC frame 250 breaking capacity class S Icu=36kA @ 415V 4-pole, line protection TM240, ATAM, In=200A overload protection Ir=140A...200A short-circuit protection Ii=5...10 x In N conductor unprotected nut keeper kit 2 auxiliary switches HQ 1 trip alarm switch HQ | - | 0 | 0
3VA1220-4EF42-0AJ0 |  | 3VA1220-4EF42-0AJ0 | 1 | UN | 1 | 10 | C | D | EAR99 | N | 85362090 | 1 | 4042949102373 | 2.2 | KG | 1003 | 1003 | LP17 | LP17 | circuit breaker 3VA1 IEC frame 250 breaking capacity class S Icu=36kA @ 415V 4-pole, line protection TM240, ATAM, In=200A overload protection Ir=140A...200A short-circuit protection Ii=5...10 x In N conductor unprotected nut keeper kit 2 auxiliary switches HP 1 trip alarm switch HP | - | 0 | 0
3VA1220-4EF42-0BA0 |  | 3VA1220-4EF42-0BA0 | 1 | UN | 1 | 10 | C | D | EAR99 | N | 85362090 | 1 | 4042949099772 | 2.2 | KG | 1011.5 | 1011.5 | LP17 | LP17 | circuit breaker 3VA1 IEC frame 250 breaking capacity class S Icu=36kA @ 415V 4-pole, line protection TM240, ATAM, In=200A overload protection Ir=140A...200A short-circuit protection Ii=5...10 x In N conductor unprotected nut keeper kit undervoltage release (UVR) 24V DC | - | 0 | 0
3VA1220-4EF42-0BC0 |  | 3VA1220-4EF42-0BC0 | 1 | UN | 1 | 10 | C | D | EAR99 | N | 85362090 | 1 | 4042949102571 | 2.2 | KG | 1045.5 | 1045.5 | LP17 | LP17 | circuit breaker 3VA1 IEC frame 250 breaking capacity class S Icu=36kA @ 415V 4-pole, line protection TM240, ATAM, In=200A overload protection Ir=140A...200A short-circuit protection Ii=5...10 x In N conductor unprotected nut keeper kit undervoltage release (UVR) 24V DC | - | 0 | 0
3VA1220-4EF42-0BH0 |  | 3VA1220-4EF42-0BH0 | 1 | UN | 1 | 10 | C | D | EAR99 | N | 85362090 | 1 | 4042949103776 | 2.2 | KG | 1079.5 | 1079.5 | LP17 | LP17 | circuit breaker 3VA1 IEC frame 250 breaking capacity class S Icu=36kA @ 415V 4-pole, line protection TM240, ATAM, In=200A overload protection Ir=140A...200A short-circuit protection Ii=5...10 x In N conductor unprotected nut keeper kit undervoltage release (UVR) 24 V DC 2 auxiliary switches HQ 1 trip alarm switch HQ | - | 0 | 0
3VA1220-4EF42-0CA0 |  | 3VA1220-4EF42-0CA0 | 1 | UN | 1 | 10 | C | D | EAR99 | N | 85362090 | 1 | 4042949099970 | 2.2 | KG | 1011.5 | 1011.5 | LP17 | LP17 | circuit breaker 3VA1 IEC frame 250 breaking capacity class S Icu=36kA @ 415V 4-pole, line protection TM240, ATAM, In=200A overload protection Ir=140A...200A short-circuit protection Ii=5...10 x In N conductor unprotected nut keeper kit undervoltage release (UVR) 120-127V AC 50/60Hz | - | 0 | 0
3VA1220-4EF42-0CC0 |  | 3VA1220-4EF42-0CC0 | 1 | UN | 1 | 10 | C | D | EAR99 | N | 85362090 | 1 | 4042949102779 | 2.2 | KG | 1045.5 | 1045.5 | LP17 | LP17 | circuit breaker 3VA1 IEC frame 250 breaking capacity class S Icu=36kA @ 415V 4-pole, line protection TM240, ATAM, In=200A overload protection Ir=140A...200A short-circuit protection Ii=5...10 x In N conductor unprotected nut keeper kit undervoltage release (UVR) 120-127V AC 50/60Hz | - | 0 | 0
3VA1220-4EF42-0CH0 |  | 3VA1220-4EF42-0CH0 | 1 | UN | 1 | 10 | C | D | EAR99 | N | 85362090 | 1 | 4042949103974 | 2.2 | KG | 1079.5 | 1079.5 | LP17 | LP17 | circuit breaker 3VA1 IEC frame 250 breaking capacity class S Icu=36kA @ 415V 4-pole, line protection TM240, ATAM, In=200A overload protection Ir=140A...200A short-circuit protection Ii=5...10 x In N conductor unprotected nut keeper kit undervoltage release (UVR) 120-127V AC 50/60Hz 2 auxiliary switches HQ 1 trip alarm switch HQ | - | 0 | 0
3VA1220-4EF42-0DA0 |  | 3VA1220-4EF42-0DA0 | 1 | UN | 1 | 10 | C | D | EAR99 | N | 85362090 | 1 | 4042949100171 | 2.2 | KG | 1011.5 | 1011.5 | LP17 | LP17 | circuit breaker 3VA1 IEC frame 250 breaking capacity class S Icu=36kA @ 415V 4-pole, line protection TM240, ATAM, In=200A overload protection Ir=140A...200A short-circuit protection Ii=5...10 x In N conductor unprotected nut keeper kit undervoltage release (UVR) 208-230V AC 50/60Hz | - | 0 | 0
3VA1220-4EF42-0DC0 |  | 3VA1220-4EF42-0DC0 | 1 | UN | 1 | 10 | C | D | EAR99 | N | 85362090 | 1 | 4042949102977 | 2.2 | KG | 1045.5 | 1045.5 | LP17 | LP17 | circuit breaker 3VA1 IEC frame 250 breaking capacity class S Icu=36kA @ 415V 4-pole, line protection TM240, ATAM, In=200A overload protection Ir=140A...200A short-circuit protection Ii=5...10 x In N conductor unprotected nut keeper kit undervoltage release (UVR) 208-230V AC 50/60Hz 2 auxiliary switches HQ | - | 0 | 0
3VA1220-4EF42-0DH0 |  | 3VA1220-4EF42-0DH0 | 1 | UN | 1 | 10 | C | D | EAR99 | N | 85362090 | 1 | 4042949104179 | 2.2 | KG | 1079.5 | 1079.5 | LP17 | LP17 | circuit breaker 3VA1 IEC frame 250 breaking capacity class S Icu=36kA @ 415V 4-pole, line protection TM240, ATAM, In=200A overload protection Ir=140A...200A short-circuit protection Ii=5...10 x In N conductor unprotected nut keeper kit undervoltage release (UVR) 208-230V AC 50/60Hz 2 auxiliary switches HQ 1 trip alarm switch HQ | - | 0 | 0
3VA1220-4EF42-0HA0 |  | 3VA1220-4EF42-0HA0 | 1 | UN | 1 | 10 | C | D | EAR99 | N | 85362090 | 1 | 4042949100379 | 2.2 | KG | 986 | 986 | LP17 | LP17 | circuit breaker 3VA1 IEC frame 250 breaking capacity class S Icu=36kA @ 415V 4-pole, line protection TM240, ATAM, In=200A overload protection Ir=140A...200A short-circuit protection Ii=5...10 x In N conductor unprotected nut keeper kit shunt trip (STL) 12-30V DC; 24V AC 50/60Hz | - | 0 | 0
3VA1220-4EF42-0HC0 |  | 3VA1220-4EF42-0HC0 | 1 | UN | 1 | 10 | C | D | EAR99 | N | 85362090 | 1 | 4042949103172 | 2.2 | KG | 1028.5 | 1028.5 | LP17 | LP17 | circuit breaker 3VA1 IEC frame 250 breaking capacity class S Icu=36kA @ 415V 4-pole, line protection TM240, ATAM, In=200A overload protection Ir=140A...200A short-circuit protection Ii=5...10 x In N conductor unprotected nut keeper kit shunt trip (STL) 12-30V DC; 24V AC 50/60Hz 2 auxiliary switches HQ | - | 0 | 0
3VA1220-4EF42-0HH0 |  | 3VA1220-4EF42-0HH0 | 1 | UN | 1 | 10 | C | D | EAR99 | N | 85362090 | 1 | 4042949104377 | 2.2 | KG | 1045.5 | 1045.5 | LP17 | LP17 | circuit breaker 3VA1 IEC frame 250 breaking capacity class S Icu=36kA @ 415V 4-pole, line protection TM240, ATAM, In=200A overload protection Ir=140A...200A short-circuit protection Ii=5...10 x In N conductor unprotected nut keeper kit shunt trip (STL) 12-30V DC; 24V AC 50/60Hz 2 auxiliary switches HQ 1 trip alarm switch HQ | - | 0 | 0
3VA1220-4EF42-0JA0 |  | 3VA1220-4EF42-0JA0 | 1 | UN | 1 | 10 | C | D | EAR99 | N | 85362090 | 1 | 4042949100577 | 2.2 | KG | 986 | 986 | LP17 | LP17 | circuit breaker 3VA1 IEC frame 250 breaking capacity class S Icu=36kA @ 415V 4-pole, line protection TM240, ATAM, In=200A overload protection Ir=140A...200A short-circuit protection Ii=5...10 x In N conductor unprotected nut keeper kit shunt trip (STL) 110-127V DC, AC 50/60Hz | - | 0 | 0
3VA1220-4EF42-0JC0 |  | 3VA1220-4EF42-0JC0 | 1 | UN | 1 | 10 | C | D | EAR99 | N | 85362090 | 1 | 4042949103370 | 2.2 | KG | 1028.5 | 1028.5 | LP17 | LP17 | circuit breaker 3VA1 IEC frame 250 breaking capacity class S Icu=36kA @ 415V 4-pole, line protection TM240, ATAM, In=200A overload protection Ir=140A...200A short-circuit protection Ii=5...10 x In N conductor unprotected nut keeper kit shunt trip (STL) 110-127V DC, AC 50/60Hz 2 auxiliary switches HQ | - | 0 | 0
3VA1220-4EF42-0JH0 |  | 3VA1220-4EF42-0JH0 | 1 | UN | 1 | 10 | C | D | EAR99 | N | 85362090 | 1 | 4042949104575 | 2.2 | KG | 1045.5 | 1045.5 | LP17 | LP17 | circuit breaker 3VA1 IEC frame 250 breaking capacity class S Icu=36kA @ 415V 4-pole, line protection TM240, ATAM, In=200A overload protection Ir=140A...200A short-circuit protection Ii=5...10 x In N conductor unprotected nut keeper kit shunt trip (STL) 110-127V DC, AC 50/60Hz 2 auxiliary switches HQ 1 trip alarm switch HQ | - | 0 | 0
3VA1220-4EF42-0KA0 |  | 3VA1220-4EF42-0KA0 | 1 | UN | 1 | 10 | C | D | EAR99 | N | 85362090 | 1 | 4042949100775 | 2.2 | KG | 986 | 986 | LP17 | LP17 | circuit breaker 3VA1 IEC frame 250 breaking capacity class S Icu=36kA @ 415V 4-pole, line protection TM240, ATAM, In=200A overload protection Ir=140A...200A short-circuit protection Ii=5...10 x In N conductor unprotected nut keeper kit shunt trip (STL) 220-250V DC; 208-277V AC | - | 0 | 0
3VA1220-4EF42-0KC0 |  | 3VA1220-4EF42-0KC0 | 1 | UN | 1 | 10 | C | D | EAR99 | N | 85362090 | 1 | 4042949103578 | 2.2 | KG | 1028.5 | 1028.5 | LP17 | LP17 | circuit breaker 3VA1 IEC frame 250 breaking capacity class S Icu=36kA @ 415V 4-pole, line protection TM240, ATAM, In=200A overload protection Ir=140A...200A short-circuit protection Ii=5...10 x In N conductor unprotected nut keeper kit shunt trip (STL) 220-250V DC; 208-277V AC 2 auxiliary switches HQ | - | 0 | 0
3VA1220-4EF42-0KH0 |  | 3VA1220-4EF42-0KH0 | 1 | UN | 1 | 10 | C | D | EAR99 | N | 85362090 | 1 | 4042949104773 | 2.2 | KG | 1045.5 | 1045.5 | LP17 | LP17 | circuit breaker 3VA1 IEC frame 250 breaking capacity class S Icu=36kA @ 415V 4-pole, line protection TM240, ATAM, In=200A overload protection Ir=140A...200A short-circuit protection Ii=5...10 x In N conductor unprotected nut keeper kit shunt trip (STL) 220-250V DC; 208-277V AC 2 auxiliary switches HQ 1 trip alarm switch HQ | - | 0 | 0
3VA1220-4FF42-0AA0 |  | 3VA1220-4FF42-0AA0 | 1 | UN | 1 | 5 | B | D | EAR99 | N | 85362090 | 1 | 4042948815427 | 2.12 | KG | 861 | 836.4 | LP17 | LP17 | circuit breaker 3VA1 IEC frame 250 breaking capacity class S Icu=36kA @ 415V 4-pole, line protection TM240, ATAM, In=200A overload protection Ir=140A...200A short-circuit protection Ii=5...10 x In N conductor protection 50% nut keeper kit | Lista Papel 2020 SI | 0 | 0
3VA1220-4GF42-0AA0 |  | 3VA1220-4GF42-0AA0 | 1 | UN | 1 | 2 | A | D | EAR99 | N | 85362090 | 1 | 4042948815960 | 2.073 | KG | 861 | 836.4 | LP17 | LP17 | circuit breaker 3VA1 IEC frame 250 breaking capacity class S Icu=36kA @ 415V 4-pole, line protection TM240, ATAM, In=200A overload protection Ir=140A...200A short-circuit protection Ii=5...10 x In N conductor protection 100% nut keeper kit | Lista Papel 2020 SI | 0 | 0
3VA1220-4GF42-0AB0 |  | 3VA1220-4GF42-0AB0 | 1 | UN | 1 | 10 | C | D | EAR99 | N | 85362090 | 1 | 4042949100966 | 2.2 | KG | 977.5 | 977.5 | LP17 | LP17 | circuit breaker 3VA1 IEC frame 250 breaking capacity class S Icu=36kA @ 415V 4-pole, line protection TM240, ATAM, In=200A overload protection Ir=140A...200A short-circuit protection Ii=5...10 x In N conductor protection 100% nut keeper kit 2 auxiliary switches HP | - | 0 | 0
3VA1220-4GF42-0AC0 |  | 3VA1220-4GF42-0AC0 | 1 | UN | 1 | 10 | C | D | EAR99 | N | 85362090 | 1 | 4042949101161 | 2.2 | KG | 952 | 952 | LP17 | LP17 | circuit breaker 3VA1 IEC frame 250 breaking capacity class S Icu=36kA @ 415V 4-pole, line protection TM240, ATAM, In=200A overload protection Ir=140A...200A short-circuit protection Ii=5...10 x In N conductor protection 100% nut keeper kit 2 auxiliary switches HQ | - | 0 | 0
3VA1220-4GF42-0AD0 |  | 3VA1220-4GF42-0AD0 | 1 | UN | 1 | 10 | C | D | EAR99 | N | 85362090 | 1 | 4042949101369 | 2.2 | KG | 977.5 | 977.5 | LP17 | LP17 | circuit breaker 3VA1 IEC frame 250 breaking capacity class S Icu=36kA @ 415V 4-pole, line protection TM240, ATAM, In=200A overload protection Ir=140A...200A short-circuit protection Ii=5...10 x In N conductor protection 100% nut keeper kit 3 auxiliary switches HQ | - | 0 | 0
3VA1220-4GF42-0AE0 |  | 3VA1220-4GF42-0AE0 | 1 | UN | 1 | 10 | C | D | EAR99 | N | 85362090 | 1 | 4042949101567 | 2.2 | KG | 994.5 | 994.5 | LP17 | LP17 | circuit breaker 3VA1 IEC frame 250 breaking capacity class S Icu=36kA @ 415V 4-pole, line protection TM240, ATAM, In=200A overload protection Ir=140A...200A short-circuit protection Ii=5...10 x In N conductor protection 100% nut keeper kit 4 auxiliary switches HQ | - | 0 | 0
3VA1220-4GF42-0AF0 |  | 3VA1220-4GF42-0AF0 | 1 | UN | 1 | 10 | C | D | EAR99 | N | 85362090 | 1 | 4042949101765 | 2.2 | KG | 952 | 952 | LP17 | LP17 | circuit breaker 3VA1 IEC frame 250 breaking capacity class S Icu=36kA @ 415V 4-pole, line protection TM240, ATAM, In=200A overload protection Ir=140A...200A short-circuit protection Ii=5...10 x In N conductor protection 100% nut keeper kit 1 auxiliary switch HQ 1 trip alarm switch HQ | - | 0 | 0
3VA1220-4GF42-0AG0 |  | 3VA1220-4GF42-0AG0 | 1 | UN | 1 | 10 | C | D | EAR99 | N | 85362090 | 1 | 4042949101963 | 2.2 | KG | 977.5 | 977.5 | LP17 | LP17 | circuit breaker 3VA1 IEC frame 250 breaking capacity class S Icu=36kA @ 415V 4-pole, line protection TM240, ATAM, In=200A overload protection Ir=140A...200A short-circuit protection Ii=5...10 x In N conductor protection 100% nut keeper kit 1 auxiliary switch HP 1 trip alarm switch HP | - | 0 | 0
3VA1220-4GF42-0AH0 |  | 3VA1220-4GF42-0AH0 | 1 | UN | 1 | 10 | C | D | EAR99 | N | 85362090 | 1 | 4042949102168 | 2.2 | KG | 977.5 | 977.5 | LP17 | LP17 | circuit breaker 3VA1 IEC frame 250 breaking capacity class S Icu=36kA @ 415V 4-pole, line protection TM240, ATAM, In=200A overload protection Ir=140A...200A short-circuit protection Ii=5...10 x In N conductor protection 100% nut keeper kit 2 auxiliary switches HQ 1 trip alarm switch HQ | - | 0 | 0
3VA1220-4GF42-0AJ0 |  | 3VA1220-4GF42-0AJ0 | 1 | UN | 1 | 10 | C | D | EAR99 | N | 85362090 | 1 | 4042949102366 | 2.2 | KG | 1003 | 1003 | LP17 | LP17 | circuit breaker 3VA1 IEC frame 250 breaking capacity class S Icu=36kA @ 415V 4-pole, line protection TM240, ATAM, In=200A overload protection Ir=140A...200A short-circuit protection Ii=5...10 x In N conductor protection 100% nut keeper kit 2 auxiliary switches HP 1 trip alarm switch HP | - | 0 | 0
3VA1220-4GF42-0BA0 |  | 3VA1220-4GF42-0BA0 | 1 | UN | 1 | 10 | C | D | EAR99 | N | 85362090 | 1 | 4042949099765 | 2.2 | KG | 1011.5 | 1011.5 | LP17 | LP17 | circuit breaker 3VA1 IEC frame 250 breaking capacity class S Icu=36kA @ 415V 4-pole, line protection TM240, ATAM, In=200A overload protection Ir=140A...200A short-circuit protection Ii=5...10 x In N conductor protection 100% nut keeper kit undervoltage release (UVR) 24V DC | - | 0 | 0
3VA1220-4GF42-0BC0 |  | 3VA1220-4GF42-0BC0 | 1 | UN | 1 | 10 | C | D | EAR99 | N | 85362090 | 1 | 4042949102564 | 2.2 | KG | 1045.5 | 1045.5 | LP17 | LP17 | circuit breaker 3VA1 IEC frame 250 breaking capacity class S Icu=36kA @ 415V 4-pole, line protection TM240, ATAM, In=200A overload protection Ir=140A...200A short-circuit protection Ii=5...10 x In N conductor protection 100% nut keeper kit undervoltage release (UVR) 24V DC | - | 0 | 0
3VA1220-4GF42-0BH0 |  | 3VA1220-4GF42-0BH0 | 1 | UN | 1 | 10 | C | D | EAR99 | N | 85362090 | 1 | 4042949103769 | 2.2 | KG | 1079.5 | 1079.5 | LP17 | LP17 | circuit breaker 3VA1 IEC frame 250 breaking capacity class S Icu=36kA @ 415V 4-pole, line protection TM240, ATAM, In=200A overload protection Ir=140A...200A short-circuit protection Ii=5...10 x In N conductor protection 100% nut keeper kit undervoltage release (UVR) 24 V DC 2 auxiliary switches HQ 1 trip alarm switch HQ | - | 0 | 0
3VA1220-4GF42-0CA0 |  | 3VA1220-4GF42-0CA0 | 1 | UN | 1 | 10 | C | D | EAR99 | N | 85362090 | 1 | 4042949099963 | 2.2 | KG | 1011.5 | 1011.5 | LP17 | LP17 | circuit breaker 3VA1 IEC frame 250 breaking capacity class S Icu=36kA @ 415V 4-pole, line protection TM240, ATAM, In=200A overload protection Ir=140A...200A short-circuit protection Ii=5...10 x In N conductor protection 100% nut keeper kit undervoltage release (UVR) 120-127V AC 50/60Hz | - | 0 | 0
3VA1220-4GF42-0CC0 |  | 3VA1220-4GF42-0CC0 | 1 | UN | 1 | 10 | C | D | EAR99 | N | 85362090 | 1 | 4042949102762 | 2.2 | KG | 1045.5 | 1045.5 | LP17 | LP17 | circuit breaker 3VA1 IEC frame 250 breaking capacity class S Icu=36kA @ 415V 4-pole, line protection TM240, ATAM, In=200A overload protection Ir=140A...200A short-circuit protection Ii=5...10 x In N conductor protection 100% nut keeper kit undervoltage release (UVR) 120-127V AC 50/60Hz | - | 0 | 0
3VA1220-4GF42-0CH0 |  | 3VA1220-4GF42-0CH0 | 1 | UN | 1 | 10 | C | D | EAR99 | N | 85362090 | 1 | 4042949103967 | 2.2 | KG | 1079.5 | 1079.5 | LP17 | LP17 | circuit breaker 3VA1 IEC frame 250 breaking capacity class S Icu=36kA @ 415V 4-pole, line protection TM240, ATAM, In=200A overload protection Ir=140A...200A short-circuit protection Ii=5...10 x In N conductor protection 100% nut keeper kit undervoltage release (UVR) 120-127V AC 50/60Hz 2 auxiliary switches HQ 1 trip alarm switch HQ | - | 0 | 0
3VA1220-4GF42-0DA0 |  | 3VA1220-4GF42-0DA0 | 1 | UN | 1 | 10 | C | D | EAR99 | N | 85362090 | 1 | 4042949100164 | 2.2 | KG | 1011.5 | 1011.5 | LP17 | LP17 | circuit breaker 3VA1 IEC frame 250 breaking capacity class S Icu=36kA @ 415V 4-pole, line protection TM240, ATAM, In=200A overload protection Ir=140A...200A short-circuit protection Ii=5...10 x In N conductor protection 100% nut keeper kit undervoltage release (UVR) 208-230V AC 50/60Hz | - | 0 | 0
3VA1220-4GF42-0DC0 |  | 3VA1220-4GF42-0DC0 | 1 | UN | 1 | 10 | C | D | EAR99 | N | 85362090 | 1 | 4042949102960 | 2.2 | KG | 1045.5 | 1045.5 | LP17 | LP17 | circuit breaker 3VA1 IEC frame 250 breaking capacity class S Icu=36kA @ 415V 4-pole, line protection TM240, ATAM, In=200A overload protection Ir=140A...200A short-circuit protection Ii=5...10 x In N conductor protection 100% nut keeper kit undervoltage release (UVR) 208-230V AC 50/60Hz 2 auxiliary switches HQ | - | 0 | 0
3VA1220-4GF42-0DH0 |  | 3VA1220-4GF42-0DH0 | 1 | UN | 1 | 10 | C | D | EAR99 | N | 85362090 | 1 | 4042949104162 | 2.2 | KG | 1079.5 | 1079.5 | LP17 | LP17 | circuit breaker 3VA1 IEC frame 250 breaking capacity class S Icu=36kA @ 415V 4-pole, line protection TM240, ATAM, In=200A overload protection Ir=140A...200A short-circuit protection Ii=5...10 x In N conductor protection 100% nut keeper kit undervoltage release (UVR) 208-230V AC 50/60Hz 2 auxiliary switches HQ 1 trip alarm switch HQ | - | 0 | 0
3VA1220-4GF42-0HA0 |  | 3VA1220-4GF42-0HA0 | 1 | UN | 1 | 10 | C | D | EAR99 | N | 85362090 | 1 | 4042949100362 | 2.2 | KG | 986 | 986 | LP17 | LP17 | circuit breaker 3VA1 IEC frame 250 breaking capacity class S Icu=36kA @ 415V 4-pole, line protection TM240, ATAM, In=200A overload protection Ir=140A...200A short-circuit protection Ii=5...10 x In N conductor protection 100% nut keeper kit shunt trip (STL) 12-30V DC; 24V AC 50/60Hz | - | 0 | 0
3VA1220-4GF42-0HC0 |  | 3VA1220-4GF42-0HC0 | 1 | UN | 1 | 10 | C | D | EAR99 | N | 85362090 | 1 | 4042949103165 | 2.2 | KG | 1028.5 | 1028.5 | LP17 | LP17 | circuit breaker 3VA1 IEC frame 250 breaking capacity class S Icu=36kA @ 415V 4-pole, line protection TM240, ATAM, In=200A overload protection Ir=140A...200A short-circuit protection Ii=5...10 x In N conductor protection 100% nut keeper kit shunt trip (STL) 12-30V DC; 24V AC 50/60Hz 2 auxiliary switches HQ | - | 0 | 0
3VA1220-4GF42-0HH0 |  | 3VA1220-4GF42-0HH0 | 1 | UN | 1 | 10 | C | D | EAR99 | N | 85362090 | 1 | 4042949104360 | 2.2 | KG | 1045.5 | 1045.5 | LP17 | LP17 | circuit breaker 3VA1 IEC frame 250 breaking capacity class S Icu=36kA @ 415V 4-pole, line protection TM240, ATAM, In=200A overload protection Ir=140A...200A short-circuit protection Ii=5...10 x In N conductor protection 100% nut keeper kit shunt trip (STL) 12-30V DC; 24V AC 50/60Hz 2 auxiliary switches HQ 1 trip alarm switch HQ | - | 0 | 0
3VA1220-4GF42-0JA0 |  | 3VA1220-4GF42-0JA0 | 1 | UN | 1 | 10 | C | D | EAR99 | N | 85362090 | 1 | 4042949100560 | 2.2 | KG | 986 | 986 | LP17 | LP17 | circuit breaker 3VA1 IEC frame 250 breaking capacity class S Icu=36kA @ 415V 4-pole, line protection TM240, ATAM, In=200A overload protection Ir=140A...200A short-circuit protection Ii=5...10 x In N conductor protection 100% nut keeper kit shunt trip (STL) 110-127V DC, AC 50/60Hz | - | 0 | 0
3VA1220-4GF42-0JC0 |  | 3VA1220-4GF42-0JC0 | 1 | UN | 1 | 10 | C | D | EAR99 | N | 85362090 | 1 | 4042949103363 | 2.2 | KG | 1028.5 | 1028.5 | LP17 | LP17 | circuit breaker 3VA1 IEC frame 250 breaking capacity class S Icu=36kA @ 415V 4-pole, line protection TM240, ATAM, In=200A overload protection Ir=140A...200A short-circuit protection Ii=5...10 x In N conductor protection 100% nut keeper kit shunt trip (STL) 110-127V DC, AC 50/60Hz 2 auxiliary switches HQ | - | 0 | 0
3VA1220-4GF42-0JH0 |  | 3VA1220-4GF42-0JH0 | 1 | UN | 1 | 10 | C | D | EAR99 | N | 85362090 | 1 | 4042949104568 | 2.2 | KG | 1045.5 | 1045.5 | LP17 | LP17 | circuit breaker 3VA1 IEC frame 250 breaking capacity class S Icu=36kA @ 415V 4-pole, line protection TM240, ATAM, In=200A overload protection Ir=140A...200A short-circuit protection Ii=5...10 x In N conductor protection 100% nut keeper kit shunt trip (STL) 110-127V DC, AC 50/60Hz 2 auxiliary switches HQ 1 trip alarm switch HQ | - | 0 | 0
3VA1220-4GF42-0KA0 |  | 3VA1220-4GF42-0KA0 | 1 | UN | 1 | 10 | C | D | EAR99 | N | 85362090 | 1 | 4042949100768 | 2.2 | KG | 986 | 986 | LP17 | LP17 | circuit breaker 3VA1 IEC frame 250 breaking capacity class S Icu=36kA @ 415V 4-pole, line protection TM240, ATAM, In=200A overload protection Ir=140A...200A short-circuit protection Ii=5...10 x In N conductor protection 100% nut keeper kit shunt trip (STL) 220-250V DC; 208-277V AC | - | 0 | 0
3VA1220-4GF42-0KC0 |  | 3VA1220-4GF42-0KC0 | 1 | UN | 1 | 10 | C | D | EAR99 | N | 85362090 | 1 | 4042949103561 | 2.2 | KG | 1028.5 | 1028.5 | LP17 | LP17 | circuit breaker 3VA1 IEC frame 250 breaking capacity class S Icu=36kA @ 415V 4-pole, line protection TM240, ATAM, In=200A overload protection Ir=140A...200A short-circuit protection Ii=5...10 x In N conductor protection 100% nut keeper kit shunt trip (STL) 220-250V DC; 208-277V AC 2 auxiliary switches HQ | - | 0 | 0
3VA1220-4GF42-0KH0 |  | 3VA1220-4GF42-0KH0 | 1 | UN | 1 | 10 | C | D | EAR99 | N | 85362090 | 1 | 4042949104766 | 2.2 | KG | 1045.5 | 1045.5 | LP17 | LP17 | circuit breaker 3VA1 IEC frame 250 breaking capacity class S Icu=36kA @ 415V 4-pole, line protection TM240, ATAM, In=200A overload protection Ir=140A...200A short-circuit protection Ii=5...10 x In N conductor protection 100% nut keeper kit shunt trip (STL) 220-250V DC; 208-277V AC 2 auxiliary switches HQ 1 trip alarm switch HQ | - | 0 | 0
3VA1220-5EF32-0AA0 |  | 3VA1220-5EF32-0AA0 | 1 | UN | 1 | 2 | A | D | N | N | 85362090 | 1 | 4042948809396 | 1.592 | KG | 730.6 | 710.1 | LP17 | LP17 | circuit breaker 3VA1 IEC frame 250 breaking capacity class M Icu=55kA @ 415V 3-pole, line protection TM240, ATAM, In=200A overload protection Ir=140A...200A short-circuit protection Ii=5...10 x In nut keeper kit | Lista Papel 2020 SI | 0 | 0
3VA1220-5EF32-0AB0 |  | 3VA1220-5EF32-0AB0 | 1 | UN | 1 | 10 | C | D | EAR99 | N | 85362090 | 1 | 4042949100959 | 1.88 | KG | 827.9 | 827.9 | LP17 | LP17 | circuit breaker 3VA1 IEC frame 250 breaking capacity class M Icu=55kA @ 415V 3-pole, line protection TM240, ATAM, In=200A overload protection Ir=140A...200A short-circuit protection Ii=5...10 x In nut keeper kit 2 auxiliary switches HP | - | 0 | 0
3VA1220-5EF32-0AC0 |  | 3VA1220-5EF32-0AC0 | 1 | UN | 1 | 10 | C | D | EAR99 | N | 85362090 | 1 | 4042949101154 | 1.636 | KG | 804.95 | 804.95 | LP17 | LP17 | circuit breaker 3VA1 IEC frame 250 breaking capacity class M Icu=55kA @ 415V 3-pole, line protection TM240, ATAM, In=200A overload protection Ir=140A...200A short-circuit protection Ii=5...10 x In nut keeper kit 2 auxiliary switches HQ | - | 0 | 0
3VA1220-5EF32-0AD0 |  | 3VA1220-5EF32-0AD0 | 1 | UN | 1 | 10 | C | D | EAR99 | N | 85362090 | 1 | 4042949101352 | 1.89 | KG | 827.9 | 827.9 | LP17 | LP17 | circuit breaker 3VA1 IEC frame 250 breaking capacity class M Icu=55kA @ 415V 3-pole, line protection TM240, ATAM, In=200A overload protection Ir=140A...200A short-circuit protection Ii=5...10 x In nut keeper kit 3 auxiliary switches HQ | - | 0 | 0
3VA1220-5EF32-0AE0 |  | 3VA1220-5EF32-0AE0 | 1 | UN | 1 | 10 | C | D | EAR99 | N | 85362090 | 1 | 4042949101550 | 1.92 | KG | 850 | 850 | LP17 | LP17 | circuit breaker 3VA1 IEC frame 250 breaking capacity class M Icu=55kA @ 415V 3-pole, line protection TM240, ATAM, In=200A overload protection Ir=140A...200A short-circuit protection Ii=5...10 x In nut keeper kit 4 auxiliary switches HQ | - | 0 | 0
3VA1220-5EF32-0AF0 |  | 3VA1220-5EF32-0AF0 | 1 | UN | 1 | 10 | C | D | EAR99 | N | 85362090 | 1 | 4042949101758 | 1.86 | KG | 804.95 | 804.95 | LP17 | LP17 | circuit breaker 3VA1 IEC frame 250 breaking capacity class M Icu=55kA @ 415V 3-pole, line protection TM240, ATAM, In=200A overload protection Ir=140A...200A short-circuit protection Ii=5...10 x In nut keeper kit 1 auxiliary switch HQ 1 trip alarm switch HQ | - | 0 | 0
3VA1220-5EF32-0AG0 |  | 3VA1220-5EF32-0AG0 | 1 | UN | 1 | 10 | C | D | EAR99 | N | 85362090 | 1 | 4042949101956 | 1.873 | KG | 827.9 | 827.9 | LP17 | LP17 | circuit breaker 3VA1 IEC frame 250 breaking capacity class M Icu=55kA @ 415V 3-pole, line protection TM240, ATAM, In=200A overload protection Ir=140A...200A short-circuit protection Ii=5...10 x In nut keeper kit 1 auxiliary switch HP 1 trip alarm switch HP | - | 0 | 0
3VA1220-5EF32-0AH0 |  | 3VA1220-5EF32-0AH0 | 1 | UN | 1 | 10 | C | D | EAR99 | N | 85362090 | 1 | 4042949102151 | 1.89 | KG | 827.9 | 827.9 | LP17 | LP17 | circuit breaker 3VA1 IEC frame 250 breaking capacity class M Icu=55kA @ 415V 3-pole, line protection TM240, ATAM, In=200A overload protection Ir=140A...200A short-circuit protection Ii=5...10 x In nut keeper kit 2 auxiliary switches HQ 1 trip alarm switch HQ | - | 0 | 0
3VA1220-5EF32-0AJ0 |  | 3VA1220-5EF32-0AJ0 | 1 | UN | 1 | 10 | C | D | EAR99 | N | 85362090 | 1 | 4042949102359 | 1.91 | KG | 858.5 | 858.5 | LP17 | LP17 | circuit breaker 3VA1 IEC frame 250 breaking capacity class M Icu=55kA @ 415V 3-pole, line protection TM240, ATAM, In=200A overload protection Ir=140A...200A short-circuit protection Ii=5...10 x In nut keeper kit 2 auxiliary switches HP 1 trip alarm switch HP | - | 0 | 0
3VA1220-5EF32-0BA0 |  | 3VA1220-5EF32-0BA0 | 1 | UN | 1 | 10 | C | D | EAR99 | N | 85362090 | 1 | 4042949099758 | 1.89 | KG | 867 | 867 | LP17 | LP17 | circuit breaker 3VA1 IEC frame 250 breaking capacity class M Icu=55kA @ 415V 3-pole, line protection TM240, ATAM, In=200A overload protection Ir=140A...200A short-circuit protection Ii=5...10 x In nut keeper kit undervoltage release (UVR) 24V DC | - | 0 | 0
3VA1220-5EF32-0BC0 |  | 3VA1220-5EF32-0BC0 | 1 | UN | 1 | 10 | C | D | EAR99 | N | 85362090 | 1 | 4042949102557 | 1.95 | KG | 918 | 918 | LP17 | LP17 | circuit breaker 3VA1 IEC frame 250 breaking capacity class M Icu=55kA @ 415V 3-pole, line protection TM240, ATAM, In=200A overload protection Ir=140A...200A short-circuit protection Ii=5...10 x In nut keeper kit undervoltage release (UVR) 24V DC | - | 0 | 0
3VA1220-5EF32-0BD0 |  | 3VA1220-5EF32-0BD0 | 1 | UN | 1 | 10 | C | D | EAR99 | N | 85362090 | 1 | 4042949322221 | 1.758 | KG | 935 | 935 | LP17 | LP17 | circuit breaker 3VA1 IEC frame 250 breaking capacity class M Icu=55kA @ 415V 3-pole, line protection TM240, ATAM, In=200A overload protection Ir=140A...200A short-circuit protection Ii=5...10 x In nut keeper kit undervoltage release (UVR) 24V DC 3 auxiliary switches HQ | - | 0 | 0
3VA1220-5EF32-0BH0 |  | 3VA1220-5EF32-0BH0 | 1 | UN | 1 | 10 | C | D | EAR99 | N | 85362090 | 1 | 4042949103752 | 1.98 | KG | 935 | 935 | LP17 | LP17 | circuit breaker 3VA1 IEC frame 250 breaking capacity class M Icu=55kA @ 415V 3-pole, line protection TM240, ATAM, In=200A overload protection Ir=140A...200A short-circuit protection Ii=5...10 x In nut keeper kit undervoltage release (UVR) 24V DC 2 auxiliary switches HQ 1 trip alarm switch HQ | - | 0 | 0
3VA1220-5EF32-0CA0 |  | 3VA1220-5EF32-0CA0 | 1 | UN | 1 | 10 | C | D | EAR99 | N | 85362090 | 1 | 4042949099956 | 1.89 | KG | 867 | 867 | LP17 | LP17 | circuit breaker 3VA1 IEC frame 250 breaking capacity class M Icu=55kA @ 415V 3-pole, line protection TM240, ATAM, In=200A overload protection Ir=140A...200A short-circuit protection Ii=5...10 x In nut keeper kit undervoltage release (UVR) 120-127V AC 50/60Hz | - | 0 | 0
3VA1220-5EF32-0CC0 |  | 3VA1220-5EF32-0CC0 | 1 | UN | 1 | 10 | C | D | EAR99 | N | 85362090 | 1 | 4042949102755 | 1.95 | KG | 918 | 918 | LP17 | LP17 | circuit breaker 3VA1 IEC frame 250 breaking capacity class M Icu=55kA @ 415V 3-pole, line protection TM240, ATAM, In=200A overload protection Ir=140A...200A short-circuit protection Ii=5...10 x In nut keeper kit undervoltage release (UVR) 120-127V AC 50/60Hz | - | 0 | 0
3VA1220-5EF32-0CG0 |  | 3VA1220-5EF32-0CG0 | 1 | UN | 1 | 10 | C | D | EAR99 | N | 85362090 | 1 | 4042949326687 | 1.751 | KG | 935 | 935 | LP17 | LP17 | Circuit breaker 3VA1 IEC Frame 250 Switching capacity class M Icu=55 kA @ 415 V 3-pole, system protection TM240, ATAM, In=200 A Overload protection Ir=140 A...200 A Short-circuit protection Ii=5...10 x In Lug terminal Circuit breaker 3VA1 IEC Frame 250 Switching capacity class M Icu=55 kA @ 415 V Undervoltage release 120-127 V AC 50/60 Hz 1 auxiliary switch HP 1 tripped signaling contact HP | - | 0 | 0
3VA1220-5EF32-0CH0 |  | 3VA1220-5EF32-0CH0 | 1 | UN | 1 | 10 | C | D | EAR99 | N | 85362090 | 1 | 4042949103950 | 1.98 | KG | 935 | 935 | LP17 | LP17 | circuit breaker 3VA1 IEC frame 250 breaking capacity class M Icu=55kA @ 415V 3-pole, line protection TM240, ATAM, In=200A overload protection Ir=140A...200A short-circuit protection Ii=5...10 x In nut keeper kit undervoltage release (UVR) 120-127V AC 50/60Hz 2 auxiliary switches HQ 1 trip alarm switch HQ | - | 0 | 0
3VA1220-5EF32-0DA0 |  | 3VA1220-5EF32-0DA0 | 1 | UN | 1 | 10 | C | D | EAR99 | N | 85362090 | 1 | 4042949100157 | 1.89 | KG | 867 | 867 | LP17 | LP17 | circuit breaker 3VA1 IEC frame 250 breaking capacity class M Icu=55kA @ 415V 3-pole, line protection TM240, ATAM, In=200A overload protection Ir=140A...200A short-circuit protection Ii=5...10 x In nut keeper kit undervoltage release (UVR) 208-230V AC 50/60Hz | - | 0 | 0
3VA1220-5EF32-0DC0 |  | 3VA1220-5EF32-0DC0 | 1 | UN | 1 | 10 | C | D | EAR99 | N | 85362090 | 1 | 4042949102953 | 1.95 | KG | 918 | 918 | LP17 | LP17 | circuit breaker 3VA1 IEC frame 250 breaking capacity class M Icu=55kA @ 415V 3-pole, line protection TM240, ATAM, In=200A overload protection Ir=140A...200A short-circuit protection Ii=5...10 x In nut keeper kit undervoltage release (UVR) 208-230V AC 50/60Hz 2 auxiliary switches HQ | - | 0 | 0
3VA1220-5EF32-0DH0 |  | 3VA1220-5EF32-0DH0 | 1 | UN | 1 | 10 | C | D | EAR99 | N | 85362090 | 1 | 4042949104155 | 1.98 | KG | 935 | 935 | LP17 | LP17 | circuit breaker 3VA1 IEC frame 250 breaking capacity class M Icu=55kA @ 415V 3-pole, line protection TM240, ATAM, In=200A overload protection Ir=140A...200A short-circuit protection Ii=5...10 x In nut keeper kit undervoltage release (UVR) 208-230V AC 50/60Hz 2 auxiliary switches HQ 1 trip alarm switch HQ | - | 0 | 0
3VA1220-5EF32-0HA0 |  | 3VA1220-5EF32-0HA0 | 1 | UN | 1 | 10 | C | D | EAR99 | N | 85362090 | 1 | 4042949100355 | 1.89 | KG | 841.5 | 841.5 | LP17 | LP17 | circuit breaker 3VA1 IEC frame 250 breaking capacity class M Icu=55kA @ 415V 3-pole, line protection TM240, ATAM, In=200A overload protection Ir=140A...200A short-circuit protection Ii=5...10 x In nut keeper kit shunt trip (STL) 12-30V DC, 24V AC 50/60Hz | - | 0 | 0
3VA1220-5EF32-0HC0 |  | 3VA1220-5EF32-0HC0 | 1 | UN | 1 | 10 | C | D | EAR99 | N | 85362090 | 1 | 4042949103158 | 1.95 | KG | 892.5 | 892.5 | LP17 | LP17 | circuit breaker 3VA1 IEC frame 250 breaking capacity class M Icu=55kA @ 415V 3-pole, line protection TM240, ATAM, In=200A overload protection Ir=140A...200A short-circuit protection Ii=5...10 x In nut keeper kit shunt trip (STL) 12-30V DC, 24V AC 50/60Hz 2 auxiliary switches HQ | - | 0 | 0
3VA1220-5EF32-0HH0 |  | 3VA1220-5EF32-0HH0 | 1 | UN | 1 | 10 | C | D | EAR99 | N | 85362090 | 1 | 4042949104353 | 1.98 | KG | 918 | 918 | LP17 | LP17 | circuit breaker 3VA1 IEC frame 250 breaking capacity class M Icu=55kA @ 415V 3-pole, line protection TM240, ATAM, In=200A overload protection Ir=140A...200A short-circuit protection Ii=5...10 x In nut keeper kit shunt trip (STL) 12-30V DC, 24V AC 50/60Hz 2 auxiliary switches HQ 1 trip alarm switch HQ | - | 0 | 0
3VA1220-5EF32-0JA0 |  | 3VA1220-5EF32-0JA0 | 1 | UN | 1 | 10 | C | D | EAR99 | N | 85362090 | 1 | 4042949100553 | 1.89 | KG | 841.5 | 841.5 | LP17 | LP17 | circuit breaker 3VA1 IEC frame 250 breaking capacity class M Icu=55kA @ 415V 3-pole, line protection TM240, ATAM, In=200A overload protection Ir=140A...200A short-circuit protection Ii=5...10 x In nut keeper kit shunt trip (STL) 110-127V DC, AC 50/60Hz | - | 0 | 0
3VA1220-5EF32-0JC0 |  | 3VA1220-5EF32-0JC0 | 1 | UN | 1 | 10 | C | D | EAR99 | N | 85362090 | 1 | 4042949103356 | 1.95 | KG | 892.5 | 892.5 | LP17 | LP17 | circuit breaker 3VA1 IEC frame 250 breaking capacity class M Icu=55kA @ 415V 3-pole, line protection TM240, ATAM, In=200A overload protection Ir=140A...200A short-circuit protection Ii=5...10 x In nut keeper kit shunt trip (STL) 110-127V DC, AC 50/60Hz 2 auxiliary switches HQ | - | 0 | 0
3VA1220-5EF32-0JH0 |  | 3VA1220-5EF32-0JH0 | 1 | UN | 1 | 10 | C | D | EAR99 | N | 85362090 | 1 | 4042949104551 | 1.98 | KG | 918 | 918 | LP17 | LP17 | circuit breaker 3VA1 IEC frame 250 breaking capacity class M Icu=55kA @ 415V 3-pole, line protection TM240, ATAM, In=200A overload protection Ir=140A...200A short-circuit protection Ii=5...10 x In nut keeper kit shunt trip (STL) 110-127V DC, AC 50/60Hz 2 auxiliary switches HQ 1 trip alarm switch HQ | - | 0 | 0
3VA1220-5EF32-0KA0 |  | 3VA1220-5EF32-0KA0 | 1 | UN | 1 | 10 | C | D | EAR99 | N | 85362090 | 1 | 4042949100751 | 1.89 | KG | 841.5 | 841.5 | LP17 | LP17 | circuit breaker 3VA1 IEC frame 250 breaking capacity class M Icu=55kA @ 415V 3-pole, line protection TM240, ATAM, In=200A overload protection Ir=140A...200A short-circuit protection Ii=5...10 x In nut keeper kit shunt trip (STL) 220-250V DC, 208-277V AC | - | 0 | 0
3VA1220-5EF32-0KC0 |  | 3VA1220-5EF32-0KC0 | 1 | UN | 1 | 10 | C | D | EAR99 | N | 85362090 | 1 | 4042949103554 | 1.95 | KG | 892.5 | 892.5 | LP17 | LP17 | circuit breaker 3VA1 IEC frame 250 breaking capacity class M Icu=55kA @ 415V 3-pole, line protection TM240, ATAM, In=200A overload protection Ir=140A...200A short-circuit protection Ii=5...10 x In nut keeper kit shunt trip (STL) 220-250V DC, 208-277V AC 2 auxiliary switches HQ | - | 0 | 0
3VA1220-5EF32-0KE0 |  | 3VA1220-5EF32-0KE0 | 1 | UN | 1 | 10 | C | D | EAR99 | N | 85362090 | 1 | 4042949325864 | 1.794 | KG | 935 | 935 | LP17 | LP17 | circuit breaker 3VA1 IEC frame 250 breaking capacity class M Icu=55kA @ 415V 3-pole, line protection TM240, ATAM, In=200A overload protection Ir=140A...200A short-circuit protection Ii=5...10 x In nut keeper kit circuit breaker 3VA1 IEC frame 250 breaking capacity class M Icu=55kA @ 415V shunt trip left 208-277V AC 50/60Hz 4 auxiliary switches HQ | - | 0 | 0
3VA1220-5EF32-0KH0 |  | 3VA1220-5EF32-0KH0 | 1 | UN | 1 | 10 | C | D | EAR99 | N | 85362090 | 1 | 4042949104759 | 1.98 | KG | 918 | 918 | LP17 | LP17 | circuit breaker 3VA1 IEC frame 250 breaking capacity class M Icu=55kA @ 415V 3-pole, line protection TM240, ATAM, In=200A overload protection Ir=140A...200A short-circuit protection Ii=5...10 x In nut keeper kit shunt trip (STL) 220-250V DC, 208-277V AC 2 auxiliary switches HQ 1 trip alarm switch HQ | - | 0 | 0
3VA1220-5EF32-0LC0 |  | 3VA1220-5EF32-0LC0 | 1 | UN | 1 | 10 | C | D | EAR99 | N | 85362090 | 1 | 4042949324522 | 1.743 | KG | 994.5 | 994.5 | LP17 | LP17 | circuit breaker 3VA1 IEC frame 250 breaking capacity class M Icu=55kA @ 415V 3-pole, line protection TM240, ATAM, In=200A overload protection Ir=140A...200A short-circuit protection Ii=5...10 x In nut keeper kit universal release 24V DC 2 auxiliary switches | - | 0 | 0
3VA1220-5EF42-0AA0 |  | 3VA1220-5EF42-0AA0 | 1 | UN | 1 | 2 | A | D | EAR99 | N | 85362090 | 1 | 4042948809457 | 2.087 | KG | 959.4 | 934.8 | LP17 | LP17 | circuit breaker 3VA1 IEC frame 250 breaking capacity class M Icu=55kA @ 415V 4-pole, line protection TM240, ATAM, In=200A overload protection Ir=140A...200A short-circuit protection Ii=5...10 x In N conductor unprotected nut keeper kit | Lista Papel 2020 SI | 0 | 0
3VA1220-5EF42-0AB0 |  | 3VA1220-5EF42-0AB0 | 1 | UN | 1 | 10 | C | D | EAR99 | N | 85362090 | 1 | 4042949100942 | 2.2 | KG | 1062.5 | 1062.5 | LP17 | LP17 | circuit breaker 3VA1 IEC frame 250 breaking capacity class M Icu=55kA @ 415V 4-pole, line protection TM240, ATAM, In=200A overload protection Ir=140A...200A short-circuit protection Ii=5...10 x In N conductor unprotected nut keeper kit 2 auxiliary switches HP | - | 0 | 0
3VA1220-5EF42-0AC0 |  | 3VA1220-5EF42-0AC0 | 1 | UN | 1 | 10 | C | D | EAR99 | N | 85362090 | 1 | 4042949101147 | 2.2 | KG | 1037 | 1037 | LP17 | LP17 | circuit breaker 3VA1 IEC frame 250 breaking capacity class M Icu=55kA @ 415V 4-pole, line protection TM240, ATAM, In=200A overload protection Ir=140A...200A short-circuit protection Ii=5...10 x In N conductor unprotected nut keeper kit 2 auxiliary switches HQ | - | 0 | 0
3VA1220-5EF42-0AD0 |  | 3VA1220-5EF42-0AD0 | 1 | UN | 1 | 10 | C | D | EAR99 | N | 85362090 | 1 | 4042949101345 | 2.2 | KG | 1062.5 | 1062.5 | LP17 | LP17 | circuit breaker 3VA1 IEC frame 250 breaking capacity class M Icu=55kA @ 415V 4-pole, line protection TM240, ATAM, In=200A overload protection Ir=140A...200A short-circuit protection Ii=5...10 x In N conductor unprotected nut keeper kit 3 auxiliary switches HQ | - | 0 | 0
3VA1220-5EF42-0AE0 |  | 3VA1220-5EF42-0AE0 | 1 | UN | 1 | 10 | C | D | EAR99 | N | 85362090 | 1 | 4042949101543 | 2.2 | KG | 1088 | 1088 | LP17 | LP17 | circuit breaker 3VA1 IEC frame 250 breaking capacity class M Icu=55kA @ 415V 4-pole, line protection TM240, ATAM, In=200A overload protection Ir=140A...200A short-circuit protection Ii=5...10 x In N conductor unprotected nut keeper kit 4 auxiliary switches HQ | - | 0 | 0
3VA1220-5EF42-0AF0 |  | 3VA1220-5EF42-0AF0 | 1 | UN | 1 | 10 | C | D | EAR99 | N | 85362090 | 1 | 4042949101741 | 2.2 | KG | 1037 | 1037 | LP17 | LP17 | circuit breaker 3VA1 IEC frame 250 breaking capacity class M Icu=55kA @ 415V 4-pole, line protection TM240, ATAM, In=200A overload protection Ir=140A...200A short-circuit protection Ii=5...10 x In N conductor unprotected nut keeper kit 1 auxiliary switch HQ 1 trip alarm switch HQ | - | 0 | 0
3VA1220-5EF42-0AG0 |  | 3VA1220-5EF42-0AG0 | 1 | UN | 1 | 10 | C | D | EAR99 | N | 85362090 | 1 | 4042949101949 | 2.2 | KG | 1062.5 | 1062.5 | LP17 | LP17 | circuit breaker 3VA1 IEC frame 250 breaking capacity class M Icu=55kA @ 415V 4-pole, line protection TM240, ATAM, In=200A overload protection Ir=140A...200A short-circuit protection Ii=5...10 x In N conductor unprotected nut keeper kit 1 auxiliary switch HP 1 trip alarm switch HP | - | 0 | 0
3VA1220-5EF42-0AH0 |  | 3VA1220-5EF42-0AH0 | 1 | UN | 1 | 10 | C | D | EAR99 | N | 85362090 | 1 | 4042949102144 | 2.2 | KG | 1062.5 | 1062.5 | LP17 | LP17 | circuit breaker 3VA1 IEC frame 250 breaking capacity class M Icu=55kA @ 415V 4-pole, line protection TM240, ATAM, In=200A overload protection Ir=140A...200A short-circuit protection Ii=5...10 x In N conductor unprotected nut keeper kit 2 auxiliary switches HQ 1 trip alarm switch HQ | - | 0 | 0
3VA1220-5EF42-0AJ0 |  | 3VA1220-5EF42-0AJ0 | 1 | UN | 1 | 10 | C | D | EAR99 | N | 85362090 | 1 | 4042949102342 | 2.2 | KG | 1096.5 | 1096.5 | LP17 | LP17 | circuit breaker 3VA1 IEC frame 250 breaking capacity class M Icu=55kA @ 415V 4-pole, line protection TM240, ATAM, In=200A overload protection Ir=140A...200A short-circuit protection Ii=5...10 x In N conductor unprotected nut keeper kit 2 auxiliary switches HP 1 trip alarm switch HP | - | 0 | 0
3VA1220-5EF42-0BA0 |  | 3VA1220-5EF42-0BA0 | 1 | UN | 1 | 10 | C | D | EAR99 | N | 85362090 | 1 | 4042949099741 | 2.2 | KG | 1096.5 | 1096.5 | LP17 | LP17 | circuit breaker 3VA1 IEC frame 250 breaking capacity class M Icu=55kA @ 415V 4-pole, line protection TM240, ATAM, In=200A overload protection Ir=140A...200A short-circuit protection Ii=5...10 x In N conductor unprotected nut keeper kit undervoltage release (UVR) 24V DC | - | 0 | 0
3VA1220-5EF42-0BC0 |  | 3VA1220-5EF42-0BC0 | 1 | UN | 1 | 10 | C | D | EAR99 | N | 85362090 | 1 | 4042949102540 | 2.2 | KG | 1139 | 1139 | LP17 | LP17 | circuit breaker 3VA1 IEC frame 250 breaking capacity class M Icu=55kA @ 415V 4-pole, line protection TM240, ATAM, In=200A overload protection Ir=140A...200A short-circuit protection Ii=5...10 x In N conductor unprotected nut keeper kit undervoltage release (UVR) 24V DC | - | 0 | 0
3VA1220-5EF42-0BH0 |  | 3VA1220-5EF42-0BH0 | 1 | UN | 1 | 10 | C | D | EAR99 | N | 85362090 | 1 | 4042949103745 | 2.2 | KG | 1173 | 1173 | LP17 | LP17 | circuit breaker 3VA1 IEC frame 250 breaking capacity class M Icu=55kA @ 415V 4-pole, line protection TM240, ATAM, In=200A overload protection Ir=140A...200A short-circuit protection Ii=5...10 x In N conductor unprotected nut keeper kit undervoltage release (UVR) 24 V DC 2 auxiliary switches HQ 1 trip alarm switch HQ | - | 0 | 0
3VA1220-5EF42-0CA0 |  | 3VA1220-5EF42-0CA0 | 1 | UN | 1 | 10 | C | D | EAR99 | N | 85362090 | 1 | 4042949099949 | 2.2 | KG | 1096.5 | 1096.5 | LP17 | LP17 | circuit breaker 3VA1 IEC frame 250 breaking capacity class M Icu=55kA @ 415V 4-pole, line protection TM240, ATAM, In=200A overload protection Ir=140A...200A short-circuit protection Ii=5...10 x In N conductor unprotected nut keeper kit undervoltage release (UVR) 120-127V AC 50/60Hz | - | 0 | 0
3VA1220-5EF42-0CC0 |  | 3VA1220-5EF42-0CC0 | 1 | UN | 1 | 10 | C | D | EAR99 | N | 85362090 | 1 | 4042949102748 | 2.2 | KG | 1139 | 1139 | LP17 | LP17 | circuit breaker 3VA1 IEC frame 250 breaking capacity class M Icu=55kA @ 415V 4-pole, line protection TM240, ATAM, In=200A overload protection Ir=140A...200A short-circuit protection Ii=5...10 x In N conductor unprotected nut keeper kit undervoltage release (UVR) 120-127V AC 50/60Hz | - | 0 | 0
3VA1220-5EF42-0CH0 |  | 3VA1220-5EF42-0CH0 | 1 | UN | 1 | 10 | C | D | EAR99 | N | 85362090 | 1 | 4042949103943 | 2.2 | KG | 1173 | 1173 | LP17 | LP17 | circuit breaker 3VA1 IEC frame 250 breaking capacity class M Icu=55kA @ 415V 4-pole, line protection TM240, ATAM, In=200A overload protection Ir=140A...200A short-circuit protection Ii=5...10 x In N conductor unprotected nut keeper kit undervoltage release (UVR) 120-127V AC 50/60Hz 2 auxiliary switches HQ 1 trip alarm switch HQ | - | 0 | 0
3VA1220-5EF42-0DA0 |  | 3VA1220-5EF42-0DA0 | 1 | UN | 1 | 10 | C | D | EAR99 | N | 85362090 | 1 | 4042949100140 | 2.2 | KG | 1096.5 | 1096.5 | LP17 | LP17 | circuit breaker 3VA1 IEC frame 250 breaking capacity class M Icu=55kA @ 415V 4-pole, line protection TM240, ATAM, In=200A overload protection Ir=140A...200A short-circuit protection Ii=5...10 x In N conductor unprotected nut keeper kit undervoltage release (UVR) 208-230V AC 50/60Hz | - | 0 | 0
3VA1220-5EF42-0DC0 |  | 3VA1220-5EF42-0DC0 | 1 | UN | 1 | 10 | C | D | EAR99 | N | 85362090 | 1 | 4042949102946 | 2.2 | KG | 1139 | 1139 | LP17 | LP17 | circuit breaker 3VA1 IEC frame 250 breaking capacity class M Icu=55kA @ 415V 4-pole, line protection TM240, ATAM, In=200A overload protection Ir=140A...200A short-circuit protection Ii=5...10 x In N conductor unprotected nut keeper kit undervoltage release (UVR) 208-230V AC 50/60Hz 2 auxiliary switches HQ | - | 0 | 0
3VA1220-5EF42-0DF0 |  | 3VA1220-5EF42-0DF0 | 1 | UN | 1 | 10 | C | D | EAR99 | N | 85362090 | 1 | 4042949323402 | 2.217 | KG | 1147.5 | 1147.5 | LP17 | LP17 | circuit breaker 3VA1 IEC frame 250 breaking capacity class M Icu=55kA @ 415V 4-pole, line protection TM240, ATAM, In=200A overload protection Ir=140A...200A short-circuit protection Ii=5...10 x In N conductor unprotected nut keeper kit undervoltage release (UVR) 208-230V AC 50/60Hz 1 auxiliary switch HQ 1 trip alarm switch HQ | - | 0 | 0
3VA1220-5EF42-0DH0 |  | 3VA1220-5EF42-0DH0 | 1 | UN | 1 | 10 | C | D | EAR99 | N | 85362090 | 1 | 4042949104148 | 2.2 | KG | 1173 | 1173 | LP17 | LP17 | circuit breaker 3VA1 IEC frame 250 breaking capacity class M Icu=55kA @ 415V 4-pole, line protection TM240, ATAM, In=200A overload protection Ir=140A...200A short-circuit protection Ii=5...10 x In N conductor unprotected nut keeper kit undervoltage release (UVR) 208-230V AC 50/60Hz 2 auxiliary switches HQ 1 trip alarm switch HQ | - | 0 | 0
3VA1220-5EF42-0HA0 |  | 3VA1220-5EF42-0HA0 | 1 | UN | 1 | 10 | C | D | EAR99 | N | 85362090 | 1 | 4042949100348 | 2.2 | KG | 1079.5 | 1079.5 | LP17 | LP17 | circuit breaker 3VA1 IEC frame 250 breaking capacity class M Icu=55kA @ 415V 4-pole, line protection TM240, ATAM, In=200A overload protection Ir=140A...200A short-circuit protection Ii=5...10 x In N conductor unprotected nut keeper kit shunt trip (STL) 12-30V DC; 24V AC 50/60Hz | - | 0 | 0
3VA1220-5EF42-0HC0 |  | 3VA1220-5EF42-0HC0 | 1 | UN | 1 | 10 | C | D | EAR99 | N | 85362090 | 1 | 4042949103141 | 2.2 | KG | 1122 | 1122 | LP17 | LP17 | circuit breaker 3VA1 IEC frame 250 breaking capacity class M Icu=55kA @ 415V 4-pole, line protection TM240, ATAM, In=200A overload protection Ir=140A...200A short-circuit protection Ii=5...10 x In N conductor unprotected nut keeper kit shunt trip (STL) 12-30V DC; 24V AC 50/60Hz 2 auxiliary switches HQ | - | 0 | 0
3VA1220-5EF42-0HG0 |  | 3VA1220-5EF42-0HG0 | 1 | UN | 1 | 10 | C | D | EAR99 | N | 85362090 | 1 | 4042949326588 | 2.238 | KG | 1156 | 1156 | LP17 | LP17 | Circuit breaker 3VA1 IEC Frame 250 Switching capacity class M Icu=55 kA @ 415 V 4-pole, system protection TM240, ATAM, In=200 A Overload protection Ir=140 A...200 A short-circuit protection Ii=5...10 x In N-conductor unprotected Lug terminal Circuit breaker 3VA1 IEC Frame 250 Shunt release left 24 V AC 50/60 Hz/24-30 V DC 1 auxiliary switch HP 1 tripped signaling contact HP | - | 0 | 0
3VA1220-5EF42-0HH0 |  | 3VA1220-5EF42-0HH0 | 1 | UN | 1 | 10 | C | D | EAR99 | N | 85362090 | 1 | 4042949104346 | 2.2 | KG | 1139 | 1139 | LP17 | LP17 | circuit breaker 3VA1 IEC frame 250 breaking capacity class M Icu=55kA @ 415V 4-pole, line protection TM240, ATAM, In=200A overload protection Ir=140A...200A short-circuit protection Ii=5...10 x In N conductor unprotected nut keeper kit shunt trip (STL) 12-30V DC; 24V AC 50/60Hz 2 auxiliary switches HQ 1 trip alarm switch HQ | - | 0 | 0
3VA1220-5EF42-0JA0 |  | 3VA1220-5EF42-0JA0 | 1 | UN | 1 | 10 | C | D | EAR99 | N | 85362090 | 1 | 4042949100546 | 2.2 | KG | 1079.5 | 1079.5 | LP17 | LP17 | circuit breaker 3VA1 IEC frame 250 breaking capacity class M Icu=55kA @ 415V 4-pole, line protection TM240, ATAM, In=200A overload protection Ir=140A...200A short-circuit protection Ii=5...10 x In N conductor unprotected nut keeper kit shunt trip (STL) 110-127V DC, AC 50/60Hz | - | 0 | 0
3VA1220-5EF42-0JC0 |  | 3VA1220-5EF42-0JC0 | 1 | UN | 1 | 10 | C | D | EAR99 | N | 85362090 | 1 | 4042949103349 | 2.2 | KG | 1122 | 1122 | LP17 | LP17 | circuit breaker 3VA1 IEC frame 250 breaking capacity class M Icu=55kA @ 415V 4-pole, line protection TM240, ATAM, In=200A overload protection Ir=140A...200A short-circuit protection Ii=5...10 x In N conductor unprotected nut keeper kit shunt trip (STL) 110-127V DC, AC 50/60Hz 2 auxiliary switches HQ | - | 0 | 0
3VA1220-5EF42-0JH0 |  | 3VA1220-5EF42-0JH0 | 1 | UN | 1 | 10 | C | D | EAR99 | N | 85362090 | 1 | 4042949104544 | 2.2 | KG | 1139 | 1139 | LP17 | LP17 | circuit breaker 3VA1 IEC frame 250 breaking capacity class M Icu=55kA @ 415V 4-pole, line protection TM240, ATAM, In=200A overload protection Ir=140A...200A short-circuit protection Ii=5...10 x In N conductor unprotected nut keeper kit shunt trip (STL) 110-127V DC, AC 50/60Hz 2 auxiliary switches HQ 1 trip alarm switch HQ | - | 0 | 0
3VA1220-5EF42-0KA0 |  | 3VA1220-5EF42-0KA0 | 1 | UN | 1 | 10 | C | D | EAR99 | N | 85362090 | 1 | 4042949100744 | 2.2 | KG | 1079.5 | 1079.5 | LP17 | LP17 | circuit breaker 3VA1 IEC frame 250 breaking capacity class M Icu=55kA @ 415V 4-pole, line protection TM240, ATAM, In=200A overload protection Ir=140A...200A short-circuit protection Ii=5...10 x In N conductor unprotected nut keeper kit shunt trip (STL) 220-250V DC; 208-277V AC | - | 0 | 0
3VA1220-5EF42-0KC0 |  | 3VA1220-5EF42-0KC0 | 1 | UN | 1 | 10 | C | D | EAR99 | N | 85362090 | 1 | 4042949103547 | 2.2 | KG | 1122 | 1122 | LP17 | LP17 | circuit breaker 3VA1 IEC frame 250 breaking capacity class M Icu=55kA @ 415V 4-pole, line protection TM240, ATAM, In=200A overload protection Ir=140A...200A short-circuit protection Ii=5...10 x In N conductor unprotected nut keeper kit shunt trip (STL) 220-250V DC; 208-277V AC 2 auxiliary switches HQ | - | 0 | 0
3VA1220-5EF42-0KH0 |  | 3VA1220-5EF42-0KH0 | 1 | UN | 1 | 10 | C | D | EAR99 | N | 85362090 | 1 | 4042949104742 | 2.2 | KG | 1139 | 1139 | LP17 | LP17 | circuit breaker 3VA1 IEC frame 250 breaking capacity class M Icu=55kA @ 415V 4-pole, line protection TM240, ATAM, In=200A overload protection Ir=140A...200A short-circuit protection Ii=5...10 x In N conductor unprotected nut keeper kit shunt trip (STL) 220-250V DC; 208-277V AC 2 auxiliary switches HQ 1 trip alarm switch HQ | - | 0 | 0
3VA1220-5FF42-0AA0 |  | 3VA1220-5FF42-0AA0 | 1 | UN | 1 | 5 | B | D | EAR99 | N | 85362090 | 1 | 4042948815434 | 2.3 | KG | 959.4 | 934.8 | LP17 | LP17 | circuit breaker 3VA1 IEC frame 250 breaking capacity class M Icu=55kA @ 415V 4-pole, line protection TM240, ATAM, In=200A overload protection Ir=140A...200A short-circuit protection Ii=5...10 x In N conductor protection 50% nut keeper kit | Lista Papel 2020 SI | 0 | 0
3VA1220-5GF42-0AA0 |  | 3VA1220-5GF42-0AA0 | 1 | UN | 1 | 2 | A | D | EAR99 | N | 85362090 | 1 | 4042948815977 | 2.107 | KG | 959.4 | 934.8 | LP17 | LP17 | circuit breaker 3VA1 IEC frame 250 breaking capacity class M Icu=55kA @ 415V 4-pole, line protection TM240, ATAM, In=200A overload protection Ir=140A...200A short-circuit protection Ii=5...10 x In N conductor protection 100% nut keeper kit | Lista Papel 2020 SI | 0 | 0
3VA1220-5GF42-0AB0 |  | 3VA1220-5GF42-0AB0 | 1 | UN | 1 | 10 | C | D | EAR99 | N | 85362090 | 1 | 4042949100935 | 2.38 | KG | 1062.5 | 1062.5 | LP17 | LP17 | circuit breaker 3VA1 IEC frame 250 breaking capacity class M Icu=55kA @ 415V 4-pole, line protection TM240, ATAM, In=200A overload protection Ir=140A...200A short-circuit protection Ii=5...10 x In N conductor protection 100% nut keeper kit 2 auxiliary switches HP | - | 0 | 0
3VA1220-5GF42-0AC0 |  | 3VA1220-5GF42-0AC0 | 1 | UN | 1 | 10 | C | D | EAR99 | N | 85362090 | 1 | 4042949101130 | 2.36 | KG | 1037 | 1037 | LP17 | LP17 | circuit breaker 3VA1 IEC frame 250 breaking capacity class M Icu=55kA @ 415V 4-pole, line protection TM240, ATAM, In=200A overload protection Ir=140A...200A short-circuit protection Ii=5...10 x In N conductor protection 100% nut keeper kit 2 auxiliary switches HQ | - | 0 | 0
3VA1220-5GF42-0AD0 |  | 3VA1220-5GF42-0AD0 | 1 | UN | 1 | 10 | C | D | EAR99 | N | 85362090 | 1 | 4042949101338 | 2.39 | KG | 1062.5 | 1062.5 | LP17 | LP17 | circuit breaker 3VA1 IEC frame 250 breaking capacity class M Icu=55kA @ 415V 4-pole, line protection TM240, ATAM, In=200A overload protection Ir=140A...200A short-circuit protection Ii=5...10 x In N conductor protection 100% nut keeper kit 3 auxiliary switches HQ | - | 0 | 0
3VA1220-5GF42-0AE0 |  | 3VA1220-5GF42-0AE0 | 1 | UN | 1 | 10 | C | D | EAR99 | N | 85362090 | 1 | 4042949101536 | 2.42 | KG | 1088 | 1088 | LP17 | LP17 | circuit breaker 3VA1 IEC frame 250 breaking capacity class M Icu=55kA @ 415V 4-pole, line protection TM240, ATAM, In=200A overload protection Ir=140A...200A short-circuit protection Ii=5...10 x In N conductor protection 100% nut keeper kit 4 auxiliary switches HQ | - | 0 | 0
3VA1220-5GF42-0AF0 |  | 3VA1220-5GF42-0AF0 | 1 | UN | 1 | 10 | C | D | EAR99 | N | 85362090 | 1 | 4042949101734 | 2.36 | KG | 1037 | 1037 | LP17 | LP17 | circuit breaker 3VA1 IEC frame 250 breaking capacity class M Icu=55kA @ 415V 4-pole, line protection TM240, ATAM, In=200A overload protection Ir=140A...200A short-circuit protection Ii=5...10 x In N conductor protection 100% nut keeper kit 1 auxiliary switch HQ 1 trip alarm switch HQ | - | 0 | 0
3VA1220-5GF42-0AG0 |  | 3VA1220-5GF42-0AG0 | 1 | UN | 1 | 10 | C | D | EAR99 | N | 85362090 | 1 | 4042949101932 | 2.373 | KG | 1062.5 | 1062.5 | LP17 | LP17 | circuit breaker 3VA1 IEC frame 250 breaking capacity class M Icu=55kA @ 415V 4-pole, line protection TM240, ATAM, In=200A overload protection Ir=140A...200A short-circuit protection Ii=5...10 x In N conductor protection 100% nut keeper kit 1 auxiliary switch HP 1 trip alarm switch HP | - | 0 | 0
3VA1220-5GF42-0AH0 |  | 3VA1220-5GF42-0AH0 | 1 | UN | 1 | 10 | C | D | EAR99 | N | 85362090 | 1 | 4042949102137 | 2.39 | KG | 1062.5 | 1062.5 | LP17 | LP17 | circuit breaker 3VA1 IEC frame 250 breaking capacity class M Icu=55kA @ 415V 4-pole, line protection TM240, ATAM, In=200A overload protection Ir=140A...200A short-circuit protection Ii=5...10 x In N conductor protection 100% nut keeper kit 2 auxiliary switches HQ 1 trip alarm switch HQ | - | 0 | 0
3VA1220-5GF42-0AJ0 |  | 3VA1220-5GF42-0AJ0 | 1 | UN | 1 | 10 | C | D | EAR99 | N | 85362090 | 1 | 4042949102335 | 2.41 | KG | 1096.5 | 1096.5 | LP17 | LP17 | circuit breaker 3VA1 IEC frame 250 breaking capacity class M Icu=55kA @ 415V 4-pole, line protection TM240, ATAM, In=200A overload protection Ir=140A...200A short-circuit protection Ii=5...10 x In N conductor protection 100% nut keeper kit 2 auxiliary switches HP 1 trip alarm switch HP | - | 0 | 0
3VA1220-5GF42-0BA0 |  | 3VA1220-5GF42-0BA0 | 1 | UN | 1 | 10 | C | D | EAR99 | N | 85362090 | 1 | 4042949099734 | 2.39 | KG | 1096.5 | 1096.5 | LP17 | LP17 | circuit breaker 3VA1 IEC frame 250 breaking capacity class M Icu=55kA @ 415V 4-pole, line protection TM240, ATAM, In=200A overload protection Ir=140A...200A short-circuit protection Ii=5...10 x In N conductor protection 100% nut keeper kit undervoltage release (UVR) 24V DC | - | 0 | 0
3VA1220-5GF42-0BC0 |  | 3VA1220-5GF42-0BC0 | 1 | UN | 1 | 10 | C | D | EAR99 | N | 85362090 | 1 | 4042949102533 | 2.45 | KG | 1139 | 1139 | LP17 | LP17 | circuit breaker 3VA1 IEC frame 250 breaking capacity class M Icu=55kA @ 415V 4-pole, line protection TM240, ATAM, In=200A overload protection Ir=140A...200A short-circuit protection Ii=5...10 x In N conductor protection 100% nut keeper kit undervoltage release (UVR) 24V DC | - | 0 | 0
3VA1220-5GF42-0BH0 |  | 3VA1220-5GF42-0BH0 | 1 | UN | 1 | 10 | C | D | EAR99 | N | 85362090 | 1 | 4042949103738 | 2.48 | KG | 1173 | 1173 | LP17 | LP17 | circuit breaker 3VA1 IEC frame 250 breaking capacity class M Icu=55kA @ 415V 4-pole, line protection TM240, ATAM, In=200A overload protection Ir=140A...200A short-circuit protection Ii=5...10 x In N conductor protection 100% nut keeper kit undervoltage release (UVR) 24 V DC 2 auxiliary switches HQ 1 trip alarm switch HQ | - | 0 | 0
3VA1220-5GF42-0CA0 |  | 3VA1220-5GF42-0CA0 | 1 | UN | 1 | 10 | C | D | EAR99 | N | 85362090 | 1 | 4042949099932 | 2.39 | KG | 1096.5 | 1096.5 | LP17 | LP17 | circuit breaker 3VA1 IEC frame 250 breaking capacity class M Icu=55kA @ 415V 4-pole, line protection TM240, ATAM, In=200A overload protection Ir=140A...200A short-circuit protection Ii=5...10 x In N conductor protection 100% nut keeper kit undervoltage release (UVR) 120-127V AC 50/60Hz | - | 0 | 0
3VA1220-5GF42-0CC0 |  | 3VA1220-5GF42-0CC0 | 1 | UN | 1 | 10 | C | D | EAR99 | N | 85362090 | 1 | 4042949102731 | 2.45 | KG | 1139 | 1139 | LP17 | LP17 | circuit breaker 3VA1 IEC frame 250 breaking capacity class M Icu=55kA @ 415V 4-pole, line protection TM240, ATAM, In=200A overload protection Ir=140A...200A short-circuit protection Ii=5...10 x In N conductor protection 100% nut keeper kit undervoltage release (UVR) 120-127V AC 50/60Hz | - | 0 | 0
3VA1220-5GF42-0CH0 |  | 3VA1220-5GF42-0CH0 | 1 | UN | 1 | 10 | C | D | EAR99 | N | 85362090 | 1 | 4042949103936 | 2.48 | KG | 1173 | 1173 | LP17 | LP17 | circuit breaker 3VA1 IEC frame 250 breaking capacity class M Icu=55kA @ 415V 4-pole, line protection TM240, ATAM, In=200A overload protection Ir=140A...200A short-circuit protection Ii=5...10 x In N conductor protection 100% nut keeper kit undervoltage release (UVR) 120-127V AC 50/60Hz 2 auxiliary switches HQ 1 trip alarm switch HQ | - | 0 | 0
3VA1220-5GF42-0DA0 |  | 3VA1220-5GF42-0DA0 | 1 | UN | 1 | 10 | C | D | EAR99 | N | 85362090 | 1 | 4042949100133 | 2.39 | KG | 1096.5 | 1096.5 | LP17 | LP17 | circuit breaker 3VA1 IEC frame 250 breaking capacity class M Icu=55kA @ 415V 4-pole, line protection TM240, ATAM, In=200A overload protection Ir=140A...200A short-circuit protection Ii=5...10 x In N conductor protection 100% nut keeper kit undervoltage release (UVR) 208-230V AC 50/60Hz | - | 0 | 0
3VA1220-5GF42-0DC0 |  | 3VA1220-5GF42-0DC0 | 1 | UN | 1 | 10 | C | D | EAR99 | N | 85362090 | 1 | 4042949102939 | 2.45 | KG | 1139 | 1139 | LP17 | LP17 | circuit breaker 3VA1 IEC frame 250 breaking capacity class M Icu=55kA @ 415V 4-pole, line protection TM240, ATAM, In=200A overload protection Ir=140A...200A short-circuit protection Ii=5...10 x In N conductor protection 100% nut keeper kit undervoltage release (UVR) 208-230V AC 50/60Hz 2 auxiliary switches HQ | - | 0 | 0
3VA1220-5GF42-0DH0 |  | 3VA1220-5GF42-0DH0 | 1 | UN | 1 | 10 | C | D | EAR99 | N | 85362090 | 1 | 4042949104131 | 2.48 | KG | 1173 | 1173 | LP17 | LP17 | circuit breaker 3VA1 IEC frame 250 breaking capacity class M Icu=55kA @ 415V 4-pole, line protection TM240, ATAM, In=200A overload protection Ir=140A...200A short-circuit protection Ii=5...10 x In N conductor protection 100% nut keeper kit undervoltage release (UVR) 208-230V AC 50/60Hz 2 auxiliary switches HQ 1 trip alarm switch HQ | - | 0 | 0
3VA1220-5GF42-0HA0 |  | 3VA1220-5GF42-0HA0 | 1 | UN | 1 | 10 | C | D | EAR99 | N | 85362090 | 1 | 4042949100331 | 2.39 | KG | 1079.5 | 1079.5 | LP17 | LP17 | circuit breaker 3VA1 IEC frame 250 breaking capacity class M Icu=55kA @ 415V 4-pole, line protection TM240, ATAM, In=200A overload protection Ir=140A...200A short-circuit protection Ii=5...10 x In N conductor protection 100% nut keeper kit shunt trip (STL) 12-30V DC; 24V AC 50/60Hz | - | 0 | 0
3VA1220-5GF42-0HC0 |  | 3VA1220-5GF42-0HC0 | 1 | UN | 1 | 10 | C | D | EAR99 | N | 85362090 | 1 | 4042949103134 | 2.45 | KG | 1122 | 1122 | LP17 | LP17 | circuit breaker 3VA1 IEC frame 250 breaking capacity class M Icu=55kA @ 415V 4-pole, line protection TM240, ATAM, In=200A overload protection Ir=140A...200A short-circuit protection Ii=5...10 x In N conductor protection 100% nut keeper kit shunt trip (STL) 12-30V DC; 24V AC 50/60Hz 2 auxiliary switches HQ | - | 0 | 0
3VA1220-5GF42-0HH0 |  | 3VA1220-5GF42-0HH0 | 1 | UN | 1 | 10 | C | D | EAR99 | N | 85362090 | 1 | 4042949104339 | 2.48 | KG | 1139 | 1139 | LP17 | LP17 | circuit breaker 3VA1 IEC frame 250 breaking capacity class M Icu=55kA @ 415V 4-pole, line protection TM240, ATAM, In=200A overload protection Ir=140A...200A short-circuit protection Ii=5...10 x In N conductor protection 100% nut keeper kit shunt trip (STL) 12-30V DC; 24V AC 50/60Hz 2 auxiliary switches HQ 1 trip alarm switch HQ | - | 0 | 0
3VA1220-5GF42-0JA0 |  | 3VA1220-5GF42-0JA0 | 1 | UN | 1 | 10 | C | D | EAR99 | N | 85362090 | 1 | 4042949100539 | 2.39 | KG | 1079.5 | 1079.5 | LP17 | LP17 | circuit breaker 3VA1 IEC frame 250 breaking capacity class M Icu=55kA @ 415V 4-pole, line protection TM240, ATAM, In=200A overload protection Ir=140A...200A short-circuit protection Ii=5...10 x In N conductor protection 100% nut keeper kit shunt trip (STL) 110-127V DC, AC 50/60Hz | - | 0 | 0
3VA1220-5GF42-0JC0 |  | 3VA1220-5GF42-0JC0 | 1 | UN | 1 | 10 | C | D | EAR99 | N | 85362090 | 1 | 4042949103332 | 2.45 | KG | 1122 | 1122 | LP17 | LP17 | circuit breaker 3VA1 IEC frame 250 breaking capacity class M Icu=55kA @ 415V 4-pole, line protection TM240, ATAM, In=200A overload protection Ir=140A...200A short-circuit protection Ii=5...10 x In N conductor protection 100% nut keeper kit shunt trip (STL) 110-127V DC, AC 50/60Hz 2 auxiliary switches HQ | - | 0 | 0
3VA1220-5GF42-0JH0 |  | 3VA1220-5GF42-0JH0 | 1 | UN | 1 | 10 | C | D | EAR99 | N | 85362090 | 1 | 4042949104537 | 2.48 | KG | 1139 | 1139 | LP17 | LP17 | circuit breaker 3VA1 IEC frame 250 breaking capacity class M Icu=55kA @ 415V 4-pole, line protection TM240, ATAM, In=200A overload protection Ir=140A...200A short-circuit protection Ii=5...10 x In N conductor protection 100% nut keeper kit shunt trip (STL) 110-127V DC, AC 50/60Hz 2 auxiliary switches HQ 1 trip alarm switch HQ | - | 0 | 0
3VA1220-5GF42-0KA0 |  | 3VA1220-5GF42-0KA0 | 1 | UN | 1 | 10 | C | D | EAR99 | N | 85362090 | 1 | 4042949100737 | 2.39 | KG | 1079.5 | 1079.5 | LP17 | LP17 | circuit breaker 3VA1 IEC frame 250 breaking capacity class M Icu=55kA @ 415V 4-pole, line protection TM240, ATAM, In=200A overload protection Ir=140A...200A short-circuit protection Ii=5...10 x In N conductor protection 100% nut keeper kit shunt trip (STL) 220-250V DC; 208-277V AC | - | 0 | 0
3VA1220-5GF42-0KC0 |  | 3VA1220-5GF42-0KC0 | 1 | UN | 1 | 10 | C | D | EAR99 | N | 85362090 | 1 | 4042949103530 | 2.45 | KG | 1122 | 1122 | LP17 | LP17 | circuit breaker 3VA1 IEC frame 250 breaking capacity class M Icu=55kA @ 415V 4-pole, line protection TM240, ATAM, In=200A overload protection Ir=140A...200A short-circuit protection Ii=5...10 x In N conductor protection 100% nut keeper kit shunt trip (STL) 220-250V DC; 208-277V AC 2 auxiliary switches HQ | - | 0 | 0
3VA1220-5GF42-0KH0 |  | 3VA1220-5GF42-0KH0 | 1 | UN | 1 | 10 | C | D | EAR99 | N | 85362090 | 1 | 4042949104735 | 2.48 | KG | 1139 | 1139 | LP17 | LP17 | circuit breaker 3VA1 IEC frame 250 breaking capacity class M Icu=55kA @ 415V 4-pole, line protection TM240, ATAM, In=200A overload protection Ir=140A...200A short-circuit protection Ii=5...10 x In N conductor protection 100% nut keeper kit shunt trip (STL) 220-250V DC; 208-277V AC 2 auxiliary switches HQ 1 trip alarm switch HQ | - | 0 | 0
3VA1220-5MH32-0AA0 |  | 3VA1220-5MH32-0AA0 | 1 | UN | 1 | 2 | A | D | EAR99 | N | 85362090 | 1 | 4042948827710 | 1.589 | KG | 730.6 | 710.1 | LP17 | LP17 | circuit breaker 3VA1 IEC frame 250 breaking capacity class M Icu=55kA @ 415V 3-pole, starter protection TM120M, AM, In=200A without overload protection short-circuit protection Ii=6...14 x In nut keeper kit | Lista Papel 2020 SI | 0 | 0
3VA1220-5MH32-0AB0 |  | 3VA1220-5MH32-0AB0 | 1 | UN | 1 | 10 | C | D | EAR99 | N | 85362090 | 1 | 4042949105008 | 1.97 | KG | 827.9 | 827.9 | LP17 | LP17 | circuit breaker 3VA1 IEC frame 250 breaking capacity class M Icu=55kA @ 415V 3-pole, starter protection TM120M, AM, In=200A without overload protection short-circuit protection Ii=6...14 x In nut keeper kit 2 auxiliary switches HP | - | 0 | 0
3VA1220-5MH32-0AC0 |  | 3VA1220-5MH32-0AC0 | 1 | UN | 1 | 10 | C | D | EAR99 | N | 85362090 | 1 | 4042949105039 | 1.97 | KG | 804.95 | 804.95 | LP17 | LP17 | circuit breaker 3VA1 IEC frame 250 breaking capacity class M Icu=55kA @ 415V 3-pole, starter protection TM120M, AM, In=200A without overload protection short-circuit protection Ii=6...14 x In nut keeper kit 2 auxiliary switches HQ | - | 0 | 0
3VA1220-5MH32-0AD0 |  | 3VA1220-5MH32-0AD0 | 1 | UN | 1 | 10 | C | D | EAR99 | N | 85362090 | 1 | 4042949105060 | 2.01 | KG | 827.9 | 827.9 | LP17 | LP17 | circuit breaker 3VA1 IEC frame 250 breaking capacity class M Icu=55kA @ 415V 3-pole, starter protection TM120M, AM, In=200A without overload protection short-circuit protection Ii=6...14 x In nut keeper kit 3 auxiliary switches HQ | - | 0 | 0
3VA1220-5MH32-0AE0 |  | 3VA1220-5MH32-0AE0 | 1 | UN | 1 | 10 | C | D | EAR99 | N | 85362090 | 1 | 4042949105091 | 2.05 | KG | 850 | 850 | LP17 | LP17 | circuit breaker 3VA1 IEC frame 250 breaking capacity class M Icu=55kA @ 415V 3-pole, starter protection TM120M, AM, In=200A without overload protection short-circuit protection Ii=6...14 x In nut keeper kit 4 auxiliary switches HQ | - | 0 | 0
3VA1220-5MH32-0AF0 |  | 3VA1220-5MH32-0AF0 | 1 | UN | 1 | 10 | C | D | EAR99 | N | 85362090 | 1 | 4042949105121 | 1.97 | KG | 804.95 | 804.95 | LP17 | LP17 | circuit breaker 3VA1 IEC frame 250 breaking capacity class M Icu=55kA @ 415V 3-pole, starter protection TM120M, AM, In=200A without overload protection short-circuit protection Ii=6...14 x In nut keeper kit 1 auxiliary switch HQ 1 trip alarm switch HQ | - | 0 | 0
3VA1220-5MH32-0AG0 |  | 3VA1220-5MH32-0AG0 | 1 | UN | 1 | 10 | C | D | EAR99 | N | 85362090 | 1 | 4042949105152 | 1.97 | KG | 827.9 | 827.9 | LP17 | LP17 | circuit breaker 3VA1 IEC frame 250 breaking capacity class M Icu=55kA @ 415V 3-pole, starter protection TM120M, AM, In=200A without overload protection short-circuit protection Ii=6...14 x In nut keeper kit 1 auxiliary switch HP 1 trip alarm switch HP | - | 0 | 0
3VA1220-5MH32-0AH0 |  | 3VA1220-5MH32-0AH0 | 1 | UN | 1 | 10 | C | D | EAR99 | N | 85362090 | 1 | 4042949105183 | 2.01 | KG | 827.9 | 827.9 | LP17 | LP17 | circuit breaker 3VA1 IEC frame 250 breaking capacity class M Icu=55kA @ 415V 3-pole, starter protection TM120M, AM, In=200A without overload protection short-circuit protection Ii=6...14 x In nut keeper kit 2 auxiliary switches HQ 1 trip alarm switch HQ | - | 0 | 0
3VA1220-5MH32-0AJ0 |  | 3VA1220-5MH32-0AJ0 | 1 | UN | 1 | 10 | C | D | EAR99 | N | 85362090 | 1 | 4042949105213 | 2.01 | KG | 858.5 | 858.5 | LP17 | LP17 | circuit breaker 3VA1 IEC frame 250 breaking capacity class M Icu=55kA @ 415V 3-pole, starter protection TM120M, AM, In=200A without overload protection short-circuit protection Ii=6...14 x In nut keeper kit 2 auxiliary switches HP 1 trip alarm switch HP | - | 0 | 0
3VA1220-5MH32-0BA0 |  | 3VA1220-5MH32-0BA0 | 1 | UN | 1 | 10 | C | D | EAR99 | N | 85362090 | 1 | 4042949104827 | 1.98 | KG | 867 | 867 | LP17 | LP17 | circuit breaker 3VA1 IEC frame 250 breaking capacity class M Icu=55kA @ 415V 3-pole, starter protection TM120M, AM, In=200A without overload protection short-circuit protection Ii=6...14 x In nut keeper kit undervoltage release (UVR) 24V DC | - | 0 | 0
3VA1220-5MH32-0BC0 |  | 3VA1220-5MH32-0BC0 | 1 | UN | 1 | 10 | C | D | EAR99 | N | 85362090 | 1 | 4042949105244 | 2.06 | KG | 918 | 918 | LP17 | LP17 | circuit breaker 3VA1 IEC frame 250 breaking capacity class M Icu=55kA @ 415V 3-pole, starter protection TM120M, AM, In=200A without overload protection short-circuit protection Ii=6...14 x In nut keeper kit undervoltage release (UVR) 24V DC | - | 0 | 0
3VA1220-5MH32-0BH0 |  | 3VA1220-5MH32-0BH0 | 1 | UN | 1 | 10 | C | D | EAR99 | N | 85362090 | 1 | 4042949105428 | 2.1 | KG | 935 | 935 | LP17 | LP17 | circuit breaker 3VA1 IEC frame 250 breaking capacity class M Icu=55kA @ 415V 3-pole, starter protection TM120M, AM, In=200A without overload protection short-circuit protection Ii=6...14 x In nut keeper kit undervoltage release (UVR) 24V DC 2 auxiliary switches HQ 1 trip alarm switch HQ | - | 0 | 0
3VA1220-5MH32-0CA0 |  | 3VA1220-5MH32-0CA0 | 1 | UN | 1 | 10 | C | D | EAR99 | N | 85362090 | 1 | 4042949104858 | 1.98 | KG | 867 | 867 | LP17 | LP17 | circuit breaker 3VA1 IEC frame 250 breaking capacity class M Icu=55kA @ 415V 3-pole, starter protection TM120M, AM, In=200A without overload protection short-circuit protection Ii=6...14 x In nut keeper kit undervoltage release (UVR) 120-127V AC 50/60Hz | - | 0 | 0
3VA1220-5MH32-0CC0 |  | 3VA1220-5MH32-0CC0 | 1 | UN | 1 | 10 | C | D | EAR99 | N | 85362090 | 1 | 4042949105275 | 2.06 | KG | 918 | 918 | LP17 | LP17 | circuit breaker 3VA1 IEC frame 250 breaking capacity class M Icu=55kA @ 415V 3-pole, starter protection TM120M, AM, In=200A without overload protection short-circuit protection Ii=6...14 x In nut keeper kit undervoltage release (UVR) 120-127V AC 50/60Hz | - | 0 | 0
3VA1220-5MH32-0CD0 |  | 3VA1220-5MH32-0CD0 | 1 | UN | 1 | 10 | C | D | EAR99 | N | 85362090 | 1 | 4042949324638 | 1.952 | KG | 943.5 | 943.5 | LP17 | LP17 | circuit breaker 3VA1 IEC frame 250 breaking capacity class M Icu=55kA @ 415V 3-pole, starter protection TM120M, AM, In=200A without overload protection short-circuit protection Ii=6...14 x In nut keeper kit undervoltage release 120-127V AC 50/60Hz 3 auxiliary switches | - | 0 | 0
3VA1220-5MH32-0CH0 |  | 3VA1220-5MH32-0CH0 | 1 | UN | 1 | 10 | C | D | EAR99 | N | 85362090 | 1 | 4042949105459 | 2.1 | KG | 935 | 935 | LP17 | LP17 | circuit breaker 3VA1 IEC frame 250 breaking capacity class M Icu=55kA @ 415V 3-pole, starter protection TM120M, AM, In=200A without overload protection short-circuit protection Ii=6...14 x In nut keeper kit undervoltage release (UVR) 120-127V AC 50/60Hz 2 auxiliary switches HQ 1 trip alarm switch HQ | - | 0 | 0
3VA1220-5MH32-0DA0 |  | 3VA1220-5MH32-0DA0 | 1 | UN | 1 | 10 | C | D | EAR99 | N | 85362090 | 1 | 4042949104889 | 1.98 | KG | 867 | 867 | LP17 | LP17 | circuit breaker 3VA1 IEC frame 250 breaking capacity class M Icu=55kA @ 415V 3-pole, starter protection TM120M, AM, In=200A without overload protection short-circuit protection Ii=6...14 x In nut keeper kit undervoltage release (UVR) 208-230V AC 50/60Hz | - | 0 | 0
3VA1220-5MH32-0DC0 |  | 3VA1220-5MH32-0DC0 | 1 | UN | 1 | 10 | C | D | EAR99 | N | 85362090 | 1 | 4042949105305 | 2.06 | KG | 918 | 918 | LP17 | LP17 | circuit breaker 3VA1 IEC frame 250 breaking capacity class M Icu=55kA @ 415V 3-pole, starter protection TM120M, AM, In=200A without overload protection short-circuit protection Ii=6...14 x In nut keeper kit undervoltage release (UVR) 208-230V AC 50/60Hz 2 auxiliary switches HQ | - | 0 | 0
3VA1220-5MH32-0DH0 |  | 3VA1220-5MH32-0DH0 | 1 | UN | 1 | 10 | C | D | EAR99 | N | 85362090 | 1 | 4042949105480 | 2.1 | KG | 935 | 935 | LP17 | LP17 | circuit breaker 3VA1 IEC frame 250 breaking capacity class M Icu=55kA @ 415V 3-pole, starter protection TM120M, AM, In=200A without overload protection short-circuit protection Ii=6...14 x In nut keeper kit undervoltage release (UVR) 208-230V AC 50/60Hz 2 auxiliary switches HQ 1 trip alarm switch HQ | - | 0 | 0
3VA1220-5MH32-0HA0 |  | 3VA1220-5MH32-0HA0 | 1 | UN | 1 | 10 | C | D | EAR99 | N | 85362090 | 1 | 4042949104919 | 1.98 | KG | 841.5 | 841.5 | LP17 | LP17 | circuit breaker 3VA1 IEC frame 250 breaking capacity class M Icu=55kA @ 415V 3-pole, starter protection TM120M, AM, In=200A without overload protection short-circuit protection Ii=6...14 x In nut keeper kit shunt trip (STL) 12-30 V DC; 24 V AC 50/60 Hz | - | 0 | 0
3VA1220-5MH32-0HC0 |  | 3VA1220-5MH32-0HC0 | 1 | UN | 1 | 10 | C | D | EAR99 | N | 85362090 | 1 | 4042949105336 | 2.06 | KG | 892.5 | 892.5 | LP17 | LP17 | circuit breaker 3VA1 IEC frame 250 breaking capacity class M Icu=55kA @ 415V 3-pole, starter protection TM120M, AM, In=200A without overload protection short-circuit protection Ii=6...14 x In nut keeper kit shunt trip (STL) 12-30 V DC; 24 V AC 50/60 Hz 2 auxiliary switches HQ | - | 0 | 0
3VA1220-5MH32-0HH0 |  | 3VA1220-5MH32-0HH0 | 1 | UN | 1 | 10 | C | D | EAR99 | N | 85362090 | 1 | 4042949105510 | 2.1 | KG | 918 | 918 | LP17 | LP17 | circuit breaker 3VA1 IEC frame 250 breaking capacity class M Icu=55kA @ 415V 3-pole, starter protection TM120M, AM, In=200A without overload protection short-circuit protection Ii=6...14 x In nut keeper kit shunt trip (STL) 12-30 V DC; 24 V AC 50/60 Hz 2 auxiliary switches HQ 1 trip alarm switch HQ | - | 0 | 0
3VA1220-5MH32-0JA0 |  | 3VA1220-5MH32-0JA0 | 1 | UN | 1 | 10 | C | D | EAR99 | N | 85362090 | 1 | 4042949104940 | 1.98 | KG | 841.5 | 841.5 | LP17 | LP17 | circuit breaker 3VA1 IEC frame 250 breaking capacity class M Icu=55kA @ 415V 3-pole, starter protection TM120M, AM, In=200A without overload protection short-circuit protection Ii=6...14 x In nut keeper kit shunt trip (STL) 110-127V DC, AC 50/60Hz | - | 0 | 0
3VA1220-5MH32-0JC0 |  | 3VA1220-5MH32-0JC0 | 1 | UN | 1 | 10 | C | D | EAR99 | N | 85362090 | 1 | 4042949105367 | 2.06 | KG | 892.5 | 892.5 | LP17 | LP17 | circuit breaker 3VA1 IEC frame 250 breaking capacity class M Icu=55kA @ 415V 3-pole, starter protection TM120M, AM, In=200A without overload protection short-circuit protection Ii=6...14 x In nut keeper kit shunt trip (STL) 110-127V DC, AC 50/60Hz 2 auxiliary switches HQ | - | 0 | 0
3VA1220-5MH32-0JH0 |  | 3VA1220-5MH32-0JH0 | 1 | UN | 1 | 10 | C | D | EAR99 | N | 85362090 | 1 | 4042949105541 | 2.1 | KG | 918 | 918 | LP17 | LP17 | circuit breaker 3VA1 IEC frame 250 breaking capacity class M Icu=55kA @ 415V 3-pole, starter protection TM120M, AM, In=200A without overload protection short-circuit protection Ii=6...14 x In nut keeper kit shunt trip (STL) 110-127V DC, AC 50/60Hz 2 auxiliary switches HQ 1 trip alarm switch HQ | - | 0 | 0
3VA1220-5MH32-0KA0 |  | 3VA1220-5MH32-0KA0 | 1 | UN | 1 | 10 | C | D | EAR99 | N | 85362090 | 1 | 4042949104971 | 1.98 | KG | 841.5 | 841.5 | LP17 | LP17 | circuit breaker 3VA1 IEC frame 250 breaking capacity class M Icu=55kA @ 415V 3-pole, starter protection TM120M, AM, In=200A without overload protection short-circuit protection Ii=6...14 x In nut keeper kit shunt trip (STL) 220-250 V DC; 208-277 V AC | - | 0 | 0
3VA1220-5MH32-0KC0 |  | 3VA1220-5MH32-0KC0 | 1 | UN | 1 | 10 | C | D | EAR99 | N | 85362090 | 1 | 4042949105398 | 2.06 | KG | 892.5 | 892.5 | LP17 | LP17 | circuit breaker 3VA1 IEC frame 250 breaking capacity class M Icu=55kA @ 415V 3-pole, starter protection TM120M, AM, In=200A without overload protection short-circuit protection Ii=6...14 x In nut keeper kit shunt trip (STL) 220-250 V DC; 208-277 V AC 2 auxiliary switches HQ | - | 0 | 0
3VA1220-5MH32-0KH0 |  | 3VA1220-5MH32-0KH0 | 1 | UN | 1 | 10 | C | D | EAR99 | N | 85362090 | 1 | 4042949105572 | 2.1 | KG | 918 | 918 | LP17 | LP17 | circuit breaker 3VA1 IEC frame 250 breaking capacity class M Icu=55kA @ 415V 3-pole, starter protection TM120M, AM, In=200A without overload protection short-circuit protection Ii=6...14 x In nut keeper kit shunt trip (STL) 220-250 V DC; 208-277 V AC 2 auxiliary switches HQ 1 trip alarm switch HQ | - | 0 | 0
3VA1220-6EF32-0AA0 |  | 3VA1220-6EF32-0AA0 | 1 | UN | 1 | 2 | A | D | EAR99 | N | 85362090 | 1 | 4042948809402 | 1.598 | KG | 828.2 | 806.9 | LP17 | LP17 | circuit breaker 3VA1 IEC frame 250 breaking capacity class H Icu=70kA @ 415V 3-pole, line protection TM240, ATAM, In=200A overload protection Ir=140A...200A short-circuit protection Ii=5...10 x In nut keeper kit | Lista Papel 2020 SI | 0 | 0
3VA1220-6EF32-0AB0 |  | 3VA1220-6EF32-0AB0 | 1 | UN | 1 | 10 | C | D | EAR99 | N | 85362090 | 1 | 4042949100928 | 1.88 | KG | 935 | 935 | LP17 | LP17 | circuit breaker 3VA1 IEC frame 250 breaking capacity class H Icu=70kA @ 415V 3-pole, line protection TM240, ATAM, In=200A overload protection Ir=140A...200A short-circuit protection Ii=5...10 x In nut keeper kit 2 auxiliary switches HP | - | 0 | 0
3VA1220-6EF32-0AC0 |  | 3VA1220-6EF32-0AC0 | 1 | UN | 1 | 10 | C | D | EAR99 | N | 85362090 | 1 | 4042949101123 | 1.86 | KG | 909.5 | 909.5 | LP17 | LP17 | circuit breaker 3VA1 IEC frame 250 breaking capacity class H Icu=70kA @ 415V 3-pole, line protection TM240, ATAM, In=200A overload protection Ir=140A...200A short-circuit protection Ii=5...10 x In nut keeper kit 2 auxiliary switches HQ | - | 0 | 0
3VA1220-6EF32-0AD0 |  | 3VA1220-6EF32-0AD0 | 1 | UN | 1 | 10 | C | D | EAR99 | N | 85362090 | 1 | 4042949101321 | 1.89 | KG | 935 | 935 | LP17 | LP17 | circuit breaker 3VA1 IEC frame 250 breaking capacity class H Icu=70kA @ 415V 3-pole, line protection TM240, ATAM, In=200A overload protection Ir=140A...200A short-circuit protection Ii=5...10 x In nut keeper kit 3 auxiliary switches HQ | - | 0 | 0
3VA1220-6EF32-0AE0 |  | 3VA1220-6EF32-0AE0 | 1 | UN | 1 | 10 | C | D | EAR99 | N | 85362090 | 1 | 4042949101529 | 1.92 | KG | 960.5 | 960.5 | LP17 | LP17 | circuit breaker 3VA1 IEC frame 250 breaking capacity class H Icu=70kA @ 415V 3-pole, line protection TM240, ATAM, In=200A overload protection Ir=140A...200A short-circuit protection Ii=5...10 x In nut keeper kit 4 auxiliary switches HQ | - | 0 | 0
3VA1220-6EF32-0AF0 |  | 3VA1220-6EF32-0AF0 | 1 | UN | 1 | 10 | C | D | EAR99 | N | 85362090 | 1 | 4042949101727 | 1.86 | KG | 909.5 | 909.5 | LP17 | LP17 | circuit breaker 3VA1 IEC frame 250 breaking capacity class H Icu=70kA @ 415V 3-pole, line protection TM240, ATAM, In=200A overload protection Ir=140A...200A short-circuit protection Ii=5...10 x In nut keeper kit 1 auxiliary switch HQ 1 trip alarm switch HQ | - | 0 | 0
3VA1220-6EF32-0AG0 |  | 3VA1220-6EF32-0AG0 | 1 | UN | 1 | 10 | C | D | EAR99 | N | 85362090 | 1 | 4042949101925 | 1.873 | KG | 935 | 935 | LP17 | LP17 | circuit breaker 3VA1 IEC frame 250 breaking capacity class H Icu=70kA @ 415V 3-pole, line protection TM240, ATAM, In=200A overload protection Ir=140A...200A short-circuit protection Ii=5...10 x In nut keeper kit 1 auxiliary switch HP 1 trip alarm switch HP | - | 0 | 0
3VA1220-6EF32-0AH0 |  | 3VA1220-6EF32-0AH0 | 1 | UN | 1 | 10 | C | D | EAR99 | N | 85362090 | 1 | 4042949102120 | 1.89 | KG | 935 | 935 | LP17 | LP17 | circuit breaker 3VA1 IEC frame 250 breaking capacity class H Icu=70kA @ 415V 3-pole, line protection TM240, ATAM, In=200A overload protection Ir=140A...200A short-circuit protection Ii=5...10 x In nut keeper kit 2 auxiliary switches HQ 1 trip alarm switch HQ | - | 0 | 0
3VA1220-6EF32-0AJ0 |  | 3VA1220-6EF32-0AJ0 | 1 | UN | 1 | 10 | C | D | EAR99 | N | 85362090 | 1 | 4042949102328 | 1.91 | KG | 977.5 | 977.5 | LP17 | LP17 | circuit breaker 3VA1 IEC frame 250 breaking capacity class H Icu=70kA @ 415V 3-pole, line protection TM240, ATAM, In=200A overload protection Ir=140A...200A short-circuit protection Ii=5...10 x In nut keeper kit 2 auxiliary switches HP 1 trip alarm switch HP | - | 0 | 0
3VA1220-6EF32-0BA0 |  | 3VA1220-6EF32-0BA0 | 1 | UN | 1 | 10 | C | D | EAR99 | N | 85362090 | 1 | 4042949099727 | 1.89 | KG | 977.5 | 977.5 | LP17 | LP17 | circuit breaker 3VA1 IEC frame 250 breaking capacity class H Icu=70kA @ 415V 3-pole, line protection TM240, ATAM, In=200A overload protection Ir=140A...200A short-circuit protection Ii=5...10 x In nut keeper kit undervoltage release (UVR) 24V DC | - | 0 | 0
3VA1220-6EF32-0BC0 |  | 3VA1220-6EF32-0BC0 | 1 | UN | 1 | 10 | C | D | EAR99 | N | 85362090 | 1 | 4042949102526 | 1.95 | KG | 1020 | 1020 | LP17 | LP17 | circuit breaker 3VA1 IEC frame 250 breaking capacity class H Icu=70kA @ 415V 3-pole, line protection TM240, ATAM, In=200A overload protection Ir=140A...200A short-circuit protection Ii=5...10 x In nut keeper kit undervoltage release (UVR) 24V DC | - | 0 | 0
3VA1220-6EF32-0BH0 |  | 3VA1220-6EF32-0BH0 | 1 | UN | 1 | 10 | C | D | EAR99 | N | 85362090 | 1 | 4042949103721 | 1.98 | KG | 1037 | 1037 | LP17 | LP17 | circuit breaker 3VA1 IEC frame 250 breaking capacity class H Icu=70kA @ 415V 3-pole, line protection TM240, ATAM, In=200A overload protection Ir=140A...200A short-circuit protection Ii=5...10 x In nut keeper kit undervoltage release (UVR) 24V DC 2 auxiliary switches HQ 1 trip alarm switch HQ | - | 0 | 0
3VA1220-6EF32-0CA0 |  | 3VA1220-6EF32-0CA0 | 1 | UN | 1 | 10 | C | D | EAR99 | N | 85362090 | 1 | 4042949099925 | 1.89 | KG | 977.5 | 977.5 | LP17 | LP17 | circuit breaker 3VA1 IEC frame 250 breaking capacity class H Icu=70kA @ 415V 3-pole, line protection TM240, ATAM, In=200A overload protection Ir=140A...200A short-circuit protection Ii=5...10 x In nut keeper kit undervoltage release (UVR) 120-127V AC 50/60Hz | - | 0 | 0
3VA1220-6EF32-0CC0 |  | 3VA1220-6EF32-0CC0 | 1 | UN | 1 | 10 | C | D | EAR99 | N | 85362090 | 1 | 4042949102724 | 1.95 | KG | 1020 | 1020 | LP17 | LP17 | circuit breaker 3VA1 IEC frame 250 breaking capacity class H Icu=70kA @ 415V 3-pole, line protection TM240, ATAM, In=200A overload protection Ir=140A...200A short-circuit protection Ii=5...10 x In nut keeper kit undervoltage release (UVR) 120-127V AC 50/60Hz | - | 0 | 0
3VA1220-6EF32-0CH0 |  | 3VA1220-6EF32-0CH0 | 1 | UN | 1 | 10 | C | D | EAR99 | N | 85362090 | 1 | 4042949103929 | 1.98 | KG | 1037 | 1037 | LP17 | LP17 | circuit breaker 3VA1 IEC frame 250 breaking capacity class H Icu=70kA @ 415V 3-pole, line protection TM240, ATAM, In=200A overload protection Ir=140A...200A short-circuit protection Ii=5...10 x In nut keeper kit undervoltage release (UVR) 120-127V AC 50/60Hz 2 auxiliary switches HQ 1 trip alarm switch HQ | - | 0 | 0
3VA1220-6EF32-0DA0 |  | 3VA1220-6EF32-0DA0 | 1 | UN | 1 | 10 | C | D | EAR99 | N | 85362090 | 1 | 4042949100126 | 1.89 | KG | 977.5 | 977.5 | LP17 | LP17 | circuit breaker 3VA1 IEC frame 250 breaking capacity class H Icu=70kA @ 415V 3-pole, line protection TM240, ATAM, In=200A overload protection Ir=140A...200A short-circuit protection Ii=5...10 x In nut keeper kit undervoltage release (UVR) 208-230V AC 50/60Hz | - | 0 | 0
3VA1220-6EF32-0DC0 |  | 3VA1220-6EF32-0DC0 | 1 | UN | 1 | 10 | C | D | EAR99 | N | 85362090 | 1 | 4042949102922 | 1.95 | KG | 1020 | 1020 | LP17 | LP17 | circuit breaker 3VA1 IEC frame 250 breaking capacity class H Icu=70kA @ 415V 3-pole, line protection TM240, ATAM, In=200A overload protection Ir=140A...200A short-circuit protection Ii=5...10 x In nut keeper kit undervoltage release (UVR) 208-230V AC 50/60Hz 2 auxiliary switches HQ | - | 0 | 0
3VA1220-6EF32-0DH0 |  | 3VA1220-6EF32-0DH0 | 1 | UN | 1 | 10 | C | D | EAR99 | N | 85362090 | 1 | 4042949104124 | 1.98 | KG | 1037 | 1037 | LP17 | LP17 | circuit breaker 3VA1 IEC frame 250 breaking capacity class H Icu=70kA @ 415V 3-pole, line protection TM240, ATAM, In=200A overload protection Ir=140A...200A short-circuit protection Ii=5...10 x In nut keeper kit undervoltage release (UVR) 208-230V AC 50/60Hz 2 auxiliary switches HQ 1 trip alarm switch HQ | - | 0 | 0
3VA1220-6EF32-0HA0 |  | 3VA1220-6EF32-0HA0 | 1 | UN | 1 | 10 | C | D | EAR99 | N | 85362090 | 1 | 4042949100324 | 1.89 | KG | 952 | 952 | LP17 | LP17 | circuit breaker 3VA1 IEC frame 250 breaking capacity class H Icu=70kA @ 415V 3-pole, line protection TM240, ATAM, In=200A overload protection Ir=140A...200A short-circuit protection Ii=5...10 x In nut keeper kit shunt trip (STL) 12-30V DC, 24V AC 50/60Hz | - | 0 | 0
3VA1220-6EF32-0HC0 |  | 3VA1220-6EF32-0HC0 | 1 | UN | 1 | 10 | C | D | EAR99 | N | 85362090 | 1 | 4042949103127 | 1.95 | KG | 994.5 | 994.5 | LP17 | LP17 | circuit breaker 3VA1 IEC frame 250 breaking capacity class H Icu=70kA @ 415V 3-pole, line protection TM240, ATAM, In=200A overload protection Ir=140A...200A short-circuit protection Ii=5...10 x In nut keeper kit shunt trip (STL) 12-30V DC, 24V AC 50/60Hz 2 auxiliary switches HQ | - | 0 | 0
3VA1220-6EF32-0HH0 |  | 3VA1220-6EF32-0HH0 | 1 | UN | 1 | 10 | C | D | EAR99 | N | 85362090 | 1 | 4042949104322 | 1.98 | KG | 1020 | 1020 | LP17 | LP17 | circuit breaker 3VA1 IEC frame 250 breaking capacity class H Icu=70kA @ 415V 3-pole, line protection TM240, ATAM, In=200A overload protection Ir=140A...200A short-circuit protection Ii=5...10 x In nut keeper kit shunt trip (STL) 12-30V DC, 24V AC 50/60Hz 2 auxiliary switches HQ 1 trip alarm switch HQ | - | 0 | 0
3VA1220-6EF32-0JA0 |  | 3VA1220-6EF32-0JA0 | 1 | UN | 1 | 10 | C | D | EAR99 | N | 85362090 | 1 | 4042949100522 | 1.89 | KG | 952 | 952 | LP17 | LP17 | circuit breaker 3VA1 IEC frame 250 breaking capacity class H Icu=70kA @ 415V 3-pole, line protection TM240, ATAM, In=200A overload protection Ir=140A...200A short-circuit protection Ii=5...10 x In nut keeper kit shunt trip (STL) 110-127V DC, AC 50/60Hz | - | 0 | 0
3VA1220-6EF32-0JC0 |  | 3VA1220-6EF32-0JC0 | 1 | UN | 1 | 10 | C | D | EAR99 | N | 85362090 | 1 | 4042949103325 | 1.95 | KG | 994.5 | 994.5 | LP17 | LP17 | circuit breaker 3VA1 IEC frame 250 breaking capacity class H Icu=70kA @ 415V 3-pole, line protection TM240, ATAM, In=200A overload protection Ir=140A...200A short-circuit protection Ii=5...10 x In nut keeper kit shunt trip (STL) 110-127V DC, AC 50/60Hz 2 auxiliary switches HQ | - | 0 | 0
3VA1220-6EF32-0JH0 |  | 3VA1220-6EF32-0JH0 | 1 | UN | 1 | 10 | C | D | EAR99 | N | 85362090 | 1 | 4042949104520 | 1.98 | KG | 1020 | 1020 | LP17 | LP17 | circuit breaker 3VA1 IEC frame 250 breaking capacity class H Icu=70kA @ 415V 3-pole, line protection TM240, ATAM, In=200A overload protection Ir=140A...200A short-circuit protection Ii=5...10 x In nut keeper kit shunt trip (STL) 110-127V DC, AC 50/60Hz 2 auxiliary switches HQ 1 trip alarm switch HQ | - | 0 | 0
3VA1220-6EF32-0KA0 |  | 3VA1220-6EF32-0KA0 | 1 | UN | 1 | 10 | C | D | EAR99 | N | 85362090 | 1 | 4042949100720 | 1.89 | KG | 952 | 952 | LP17 | LP17 | circuit breaker 3VA1 IEC frame 250 breaking capacity class H Icu=70kA @ 415V 3-pole, line protection TM240, ATAM, In=200A overload protection Ir=140A...200A short-circuit protection Ii=5...10 x In nut keeper kit shunt trip (STL) 220-250V DC, 208-277V AC | - | 0 | 0
3VA1220-6EF32-0KC0 |  | 3VA1220-6EF32-0KC0 | 1 | UN | 1 | 10 | C | D | EAR99 | N | 85362090 | 1 | 4042949103523 | 1.95 | KG | 994.5 | 994.5 | LP17 | LP17 | circuit breaker 3VA1 IEC frame 250 breaking capacity class H Icu=70kA @ 415V 3-pole, line protection TM240, ATAM, In=200A overload protection Ir=140A...200A short-circuit protection Ii=5...10 x In nut keeper kit shunt trip (STL) 220-250V DC, 208-277V AC 2 auxiliary switches HQ | - | 0 | 0
3VA1220-6EF32-0KF0 |  | 3VA1220-6EF32-0KF0 | 1 | UN | 1 | 10 | C | D | EAR99 | N | 85362090 | 1 | 4042949323266 | 1.739 | KG | 994.5 | 994.5 | LP17 | LP17 | circuit breaker 3VA1 IEC frame 250 breaking capacity class H Icu=70kA @ 415V 3-pole, line protection TM240, ATAM, In=200A overload protection Ir=140A...200A short-circuit protection Ii=5...10 x In nut keeper kit shunt trip (STL) 220-250V DC, 208-277V AC 1 auxiliary switch HQ 1 trip alarm switch HQ | - | 0 | 0
3VA1220-6EF32-0KH0 |  | 3VA1220-6EF32-0KH0 | 1 | UN | 1 | 10 | C | D | EAR99 | N | 85362090 | 1 | 4042949104728 | 1.98 | KG | 1020 | 1020 | LP17 | LP17 | circuit breaker 3VA1 IEC frame 250 breaking capacity class H Icu=70kA @ 415V 3-pole, line protection TM240, ATAM, In=200A overload protection Ir=140A...200A short-circuit protection Ii=5...10 x In nut keeper kit shunt trip (STL) 220-250V DC, 208-277V AC 2 auxiliary switches HQ 1 trip alarm switch HQ | - | 0 | 0
3VA1220-6EF42-0AA0 |  | 3VA1220-6EF42-0AA0 | 1 | UN | 1 | 2 | A | D | EAR99 | N | 85362090 | 1 | 4042948809464 | 2.084 | KG | 1082.4 | 1049.6 | LP17 | LP17 | circuit breaker 3VA1 IEC frame 250 breaking capacity class H Icu=70kA @ 415V 4-pole, line protection TM240, ATAM, In=200A overload protection Ir=140A...200A short-circuit protection Ii=5...10 x In N conductor unprotected nut keeper kit | Lista Papel 2020 SI | 0 | 0
3VA1220-6EF42-0AB0 |  | 3VA1220-6EF42-0AB0 | 1 | UN | 1 | 10 | C | D | EAR99 | N | 85362090 | 1 | 4042949100911 | 2.2 | KG | 1190 | 1190 | LP17 | LP17 | circuit breaker 3VA1 IEC frame 250 breaking capacity class H Icu=70kA @ 415V 4-pole, line protection TM240, ATAM, In=200A overload protection Ir=140A...200A short-circuit protection Ii=5...10 x In N conductor unprotected nut keeper kit 2 auxiliary switches HP | - | 0 | 0
3VA1220-6EF42-0AC0 |  | 3VA1220-6EF42-0AC0 | 1 | UN | 1 | 10 | C | D | EAR99 | N | 85362090 | 1 | 4042949101116 | 2.2 | KG | 1173 | 1173 | LP17 | LP17 | circuit breaker 3VA1 IEC frame 250 breaking capacity class H Icu=70kA @ 415V 4-pole, line protection TM240, ATAM, In=200A overload protection Ir=140A...200A short-circuit protection Ii=5...10 x In N conductor unprotected nut keeper kit 2 auxiliary switches HQ | - | 0 | 0
3VA1220-6EF42-0AD0 |  | 3VA1220-6EF42-0AD0 | 1 | UN | 1 | 10 | C | D | EAR99 | N | 85362090 | 1 | 4042949101314 | 2.2 | KG | 1190 | 1190 | LP17 | LP17 | circuit breaker 3VA1 IEC frame 250 breaking capacity class H Icu=70kA @ 415V 4-pole, line protection TM240, ATAM, In=200A overload protection Ir=140A...200A short-circuit protection Ii=5...10 x In N conductor unprotected nut keeper kit 3 auxiliary switches HQ | - | 0 | 0
3VA1220-6EF42-0AE0 |  | 3VA1220-6EF42-0AE0 | 1 | UN | 1 | 10 | C | D | EAR99 | N | 85362090 | 1 | 4042949101512 | 2.2 | KG | 1224 | 1224 | LP17 | LP17 | circuit breaker 3VA1 IEC frame 250 breaking capacity class H Icu=70kA @ 415V 4-pole, line protection TM240, ATAM, In=200A overload protection Ir=140A...200A short-circuit protection Ii=5...10 x In N conductor unprotected nut keeper kit 4 auxiliary switches HQ | - | 0 | 0
3VA1220-6EF42-0AF0 |  | 3VA1220-6EF42-0AF0 | 1 | UN | 1 | 10 | C | D | EAR99 | N | 85362090 | 1 | 4042949101710 | 2.2 | KG | 1173 | 1173 | LP17 | LP17 | circuit breaker 3VA1 IEC frame 250 breaking capacity class H Icu=70kA @ 415V 4-pole, line protection TM240, ATAM, In=200A overload protection Ir=140A...200A short-circuit protection Ii=5...10 x In N conductor unprotected nut keeper kit 1 auxiliary switch HQ 1 trip alarm switch HQ | - | 0 | 0
3VA1220-6EF42-0AG0 |  | 3VA1220-6EF42-0AG0 | 1 | UN | 1 | 10 | C | D | EAR99 | N | 85362090 | 1 | 4042949101918 | 2.2 | KG | 1190 | 1190 | LP17 | LP17 | circuit breaker 3VA1 IEC frame 250 breaking capacity class H Icu=70kA @ 415V 4-pole, line protection TM240, ATAM, In=200A overload protection Ir=140A...200A short-circuit protection Ii=5...10 x In N conductor unprotected nut keeper kit 1 auxiliary switch HP 1 trip alarm switch HP | - | 0 | 0
3VA1220-6EF42-0AH0 |  | 3VA1220-6EF42-0AH0 | 1 | UN | 1 | 10 | C | D | EAR99 | N | 85362090 | 1 | 4042949102113 | 2.2 | KG | 1190 | 1190 | LP17 | LP17 | circuit breaker 3VA1 IEC frame 250 breaking capacity class H Icu=70kA @ 415V 4-pole, line protection TM240, ATAM, In=200A overload protection Ir=140A...200A short-circuit protection Ii=5...10 x In N conductor unprotected nut keeper kit 2 auxiliary switches HQ 1 trip alarm switch HQ | - | 0 | 0
3VA1220-6EF42-0AJ0 |  | 3VA1220-6EF42-0AJ0 | 1 | UN | 1 | 10 | C | D | EAR99 | N | 85362090 | 1 | 4042949102311 | 2.2 | KG | 1232.5 | 1232.5 | LP17 | LP17 | circuit breaker 3VA1 IEC frame 250 breaking capacity class H Icu=70kA @ 415V 4-pole, line protection TM240, ATAM, In=200A overload protection Ir=140A...200A short-circuit protection Ii=5...10 x In N conductor unprotected nut keeper kit 2 auxiliary switches HP 1 trip alarm switch HP | - | 0 | 0
3VA1220-6EF42-0BA0 |  | 3VA1220-6EF42-0BA0 | 1 | UN | 1 | 10 | C | D | EAR99 | N | 85362090 | 1 | 4042949099710 | 2.2 | KG | 1232.5 | 1232.5 | LP17 | LP17 | circuit breaker 3VA1 IEC frame 250 breaking capacity class H Icu=70kA @ 415V 4-pole, line protection TM240, ATAM, In=200A overload protection Ir=140A...200A short-circuit protection Ii=5...10 x In N conductor unprotected nut keeper kit undervoltage release (UVR) 24V DC | - | 0 | 0
3VA1220-6EF42-0BC0 |  | 3VA1220-6EF42-0BC0 | 1 | UN | 1 | 10 | C | D | EAR99 | N | 85362090 | 1 | 4042949102519 | 2.2 | KG | 1275 | 1275 | LP17 | LP17 | circuit breaker 3VA1 IEC frame 250 breaking capacity class H Icu=70kA @ 415V 4-pole, line protection TM240, ATAM, In=200A overload protection Ir=140A...200A short-circuit protection Ii=5...10 x In N conductor unprotected nut keeper kit undervoltage release (UVR) 24V DC | - | 0 | 0
3VA1220-6EF42-0BH0 |  | 3VA1220-6EF42-0BH0 | 1 | UN | 1 | 10 | C | D | EAR99 | N | 85362090 | 1 | 4042949103714 | 2.2 | KG | 1300.5 | 1300.5 | LP17 | LP17 | circuit breaker 3VA1 IEC frame 250 breaking capacity class H Icu=70kA @ 415V 4-pole, line protection TM240, ATAM, In=200A overload protection Ir=140A...200A short-circuit protection Ii=5...10 x In N conductor unprotected nut keeper kit undervoltage release (UVR) 24 V DC 2 auxiliary switches HQ 1 trip alarm switch HQ | - | 0 | 0
3VA1220-6EF42-0CA0 |  | 3VA1220-6EF42-0CA0 | 1 | UN | 1 | 10 | C | D | EAR99 | N | 85362090 | 1 | 4042949099918 | 2.2 | KG | 1232.5 | 1232.5 | LP17 | LP17 | circuit breaker 3VA1 IEC frame 250 breaking capacity class H Icu=70kA @ 415V 4-pole, line protection TM240, ATAM, In=200A overload protection Ir=140A...200A short-circuit protection Ii=5...10 x In N conductor unprotected nut keeper kit undervoltage release (UVR) 120-127V AC 50/60Hz | - | 0 | 0
3VA1220-6EF42-0CC0 |  | 3VA1220-6EF42-0CC0 | 1 | UN | 1 | 10 | C | D | EAR99 | N | 85362090 | 1 | 4042949102717 | 2.2 | KG | 1275 | 1275 | LP17 | LP17 | circuit breaker 3VA1 IEC frame 250 breaking capacity class H Icu=70kA @ 415V 4-pole, line protection TM240, ATAM, In=200A overload protection Ir=140A...200A short-circuit protection Ii=5...10 x In N conductor unprotected nut keeper kit undervoltage release (UVR) 120-127V AC 50/60Hz | - | 0 | 0
3VA1220-6EF42-0CH0 |  | 3VA1220-6EF42-0CH0 | 1 | UN | 1 | 10 | C | D | EAR99 | N | 85362090 | 1 | 4042949103912 | 2.2 | KG | 1300.5 | 1300.5 | LP17 | LP17 | circuit breaker 3VA1 IEC frame 250 breaking capacity class H Icu=70kA @ 415V 4-pole, line protection TM240, ATAM, In=200A overload protection Ir=140A...200A short-circuit protection Ii=5...10 x In N conductor unprotected nut keeper kit undervoltage release (UVR) 120-127V AC 50/60Hz 2 auxiliary switches HQ 1 trip alarm switch HQ | - | 0 | 0
3VA1220-6EF42-0DA0 |  | 3VA1220-6EF42-0DA0 | 1 | UN | 1 | 10 | C | D | EAR99 | N | 85362090 | 1 | 4042949100119 | 2.2 | KG | 1232.5 | 1232.5 | LP17 | LP17 | circuit breaker 3VA1 IEC frame 250 breaking capacity class H Icu=70kA @ 415V 4-pole, line protection TM240, ATAM, In=200A overload protection Ir=140A...200A short-circuit protection Ii=5...10 x In N conductor unprotected nut keeper kit undervoltage release (UVR) 208-230V AC 50/60Hz | - | 0 | 0
3VA1220-6EF42-0DC0 |  | 3VA1220-6EF42-0DC0 | 1 | UN | 1 | 10 | C | D | EAR99 | N | 85362090 | 1 | 4042949102915 | 2.2 | KG | 1275 | 1275 | LP17 | LP17 | circuit breaker 3VA1 IEC frame 250 breaking capacity class H Icu=70kA @ 415V 4-pole, line protection TM240, ATAM, In=200A overload protection Ir=140A...200A short-circuit protection Ii=5...10 x In N conductor unprotected nut keeper kit undervoltage release (UVR) 208-230V AC 50/60Hz 2 auxiliary switches HQ | - | 0 | 0
3VA1220-6EF42-0DH0 |  | 3VA1220-6EF42-0DH0 | 1 | UN | 1 | 10 | C | D | EAR99 | N | 85362090 | 1 | 4042949104117 | 2.2 | KG | 1300.5 | 1300.5 | LP17 | LP17 | circuit breaker 3VA1 IEC frame 250 breaking capacity class H Icu=70kA @ 415V 4-pole, line protection TM240, ATAM, In=200A overload protection Ir=140A...200A short-circuit protection Ii=5...10 x In N conductor unprotected nut keeper kit undervoltage release (UVR) 208-230V AC 50/60Hz 2 auxiliary switches HQ 1 trip alarm switch HQ | - | 0 | 0
3VA1220-6EF42-0HA0 |  | 3VA1220-6EF42-0HA0 | 1 | UN | 1 | 10 | C | D | EAR99 | N | 85362090 | 1 | 4042949100317 | 2.2 | KG | 1215.5 | 1215.5 | LP17 | LP17 | circuit breaker 3VA1 IEC frame 250 breaking capacity class H Icu=70kA @ 415V 4-pole, line protection TM240, ATAM, In=200A overload protection Ir=140A...200A short-circuit protection Ii=5...10 x In N conductor unprotected nut keeper kit shunt trip (STL) 12-30V DC; 24V AC 50/60Hz | - | 0 | 0
3VA1220-6EF42-0HC0 |  | 3VA1220-6EF42-0HC0 | 1 | UN | 1 | 10 | C | D | EAR99 | N | 85362090 | 1 | 4042949103110 | 2.2 | KG | 1258 | 1258 | LP17 | LP17 | circuit breaker 3VA1 IEC frame 250 breaking capacity class H Icu=70kA @ 415V 4-pole, line protection TM240, ATAM, In=200A overload protection Ir=140A...200A short-circuit protection Ii=5...10 x In N conductor unprotected nut keeper kit shunt trip (STL) 12-30V DC; 24V AC 50/60Hz 2 auxiliary switches HQ | - | 0 | 0
3VA1220-6EF42-0HH0 |  | 3VA1220-6EF42-0HH0 | 1 | UN | 1 | 10 | C | D | EAR99 | N | 85362090 | 1 | 4042949104315 | 2.2 | KG | 1275 | 1275 | LP17 | LP17 | circuit breaker 3VA1 IEC frame 250 breaking capacity class H Icu=70kA @ 415V 4-pole, line protection TM240, ATAM, In=200A overload protection Ir=140A...200A short-circuit protection Ii=5...10 x In N conductor unprotected nut keeper kit shunt trip (STL) 12-30V DC; 24V AC 50/60Hz 2 auxiliary switches HQ 1 trip alarm switch HQ | - | 0 | 0
3VA1220-6EF42-0JA0 |  | 3VA1220-6EF42-0JA0 | 1 | UN | 1 | 10 | C | D | EAR99 | N | 85362090 | 1 | 4042949100515 | 2.2 | KG | 1215.5 | 1215.5 | LP17 | LP17 | circuit breaker 3VA1 IEC frame 250 breaking capacity class H Icu=70kA @ 415V 4-pole, line protection TM240, ATAM, In=200A overload protection Ir=140A...200A short-circuit protection Ii=5...10 x In N conductor unprotected nut keeper kit shunt trip (STL) 110-127V DC, AC 50/60Hz | - | 0 | 0
3VA1220-6EF42-0JC0 |  | 3VA1220-6EF42-0JC0 | 1 | UN | 1 | 10 | C | D | EAR99 | N | 85362090 | 1 | 4042949103318 | 2.2 | KG | 1258 | 1258 | LP17 | LP17 | circuit breaker 3VA1 IEC frame 250 breaking capacity class H Icu=70kA @ 415V 4-pole, line protection TM240, ATAM, In=200A overload protection Ir=140A...200A short-circuit protection Ii=5...10 x In N conductor unprotected nut keeper kit shunt trip (STL) 110-127V DC, AC 50/60Hz 2 auxiliary switches HQ | - | 0 | 0
3VA1220-6EF42-0JH0 |  | 3VA1220-6EF42-0JH0 | 1 | UN | 1 | 10 | C | D | EAR99 | N | 85362090 | 1 | 4042949104513 | 2.2 | KG | 1275 | 1275 | LP17 | LP17 | circuit breaker 3VA1 IEC frame 250 breaking capacity class H Icu=70kA @ 415V 4-pole, line protection TM240, ATAM, In=200A overload protection Ir=140A...200A short-circuit protection Ii=5...10 x In N conductor unprotected nut keeper kit shunt trip (STL) 110-127V DC, AC 50/60Hz 2 auxiliary switches HQ 1 trip alarm switch HQ | - | 0 | 0
3VA1220-6EF42-0KA0 |  | 3VA1220-6EF42-0KA0 | 1 | UN | 1 | 10 | C | D | EAR99 | N | 85362090 | 1 | 4042949100713 | 2.2 | KG | 1215.5 | 1215.5 | LP17 | LP17 | circuit breaker 3VA1 IEC frame 250 breaking capacity class H Icu=70kA @ 415V 4-pole, line protection TM240, ATAM, In=200A overload protection Ir=140A...200A short-circuit protection Ii=5...10 x In N conductor unprotected nut keeper kit shunt trip (STL) 220-250V DC; 208-277V AC | - | 0 | 0
3VA1220-6EF42-0KC0 |  | 3VA1220-6EF42-0KC0 | 1 | UN | 1 | 10 | C | D | EAR99 | N | 85362090 | 1 | 4042949103516 | 2.2 | KG | 1258 | 1258 | LP17 | LP17 | circuit breaker 3VA1 IEC frame 250 breaking capacity class H Icu=70kA @ 415V 4-pole, line protection TM240, ATAM, In=200A overload protection Ir=140A...200A short-circuit protection Ii=5...10 x In N conductor unprotected nut keeper kit shunt trip (STL) 220-250V DC; 208-277V AC 2 auxiliary switches HQ | - | 0 | 0
3VA1220-6EF42-0KH0 |  | 3VA1220-6EF42-0KH0 | 1 | UN | 1 | 10 | C | D | EAR99 | N | 85362090 | 1 | 4042949104711 | 2.2 | KG | 1275 | 1275 | LP17 | LP17 | circuit breaker 3VA1 IEC frame 250 breaking capacity class H Icu=70kA @ 415V 4-pole, line protection TM240, ATAM, In=200A overload protection Ir=140A...200A short-circuit protection Ii=5...10 x In N conductor unprotected nut keeper kit shunt trip (STL) 220-250V DC; 208-277V AC 2 auxiliary switches HQ 1 trip alarm switch HQ | - | 0 | 0
3VA1220-6FF42-0AA0 |  | 3VA1220-6FF42-0AA0 | 1 | UN | 1 | 5 | B | D | EAR99 | N | 85362090 | 1 | 4042948815441 | 2.3 | KG | 1082.4 | 1049.6 | LP17 | LP17 | circuit breaker 3VA1 IEC frame 250 breaking capacity class H Icu=70kA @ 415V 4-pole, line protection TM240, ATAM, In=200A overload protection Ir=140A...200A short-circuit protection Ii=5...10 x In N conductor protection 50% nut keeper kit | Lista Papel 2020 SI | 0 | 0
3VA1220-6GF42-0AA0 |  | 3VA1220-6GF42-0AA0 | 1 | UN | 1 | 5 | B | D | EAR99 | N | 85362090 | 1 | 4042948815984 | 2.087 | KG | 1082.4 | 1049.6 | LP17 | LP17 | circuit breaker 3VA1 IEC frame 250 breaking capacity class H Icu=70kA @ 415V 4-pole, line protection TM240, ATAM, In=200A overload protection Ir=140A...200A short-circuit protection Ii=5...10 x In N conductor protection 100% nut keeper kit | Lista Papel 2020 SI | 0 | 0
3VA1220-6GF42-0AH0 |  | 3VA1220-6GF42-0AH0 | 1 | UN | 1 | 10 | C | D | EAR99 | N | 85362090 | 1 | 4042949328032 | 2.156 | KG | 1190 | 1190 | LP17 | LP17 | circuit breaker 3VA1 IEC frame 250 breaking capacity class H Icu=70kA @ 415V 4-pole, line protection TM240, ATAM, In=200A overload protection Ir=140A...200A short-circuit protection Ii=5...10 x In N conductor protection 100% nut keeper kit circuit breaker 3VA1 IEC frame 250 breaking capacity class H Icu=70kA @ 415V 4-pole, line protection TM240, ATAM, In=200A overload protection Ir=140A...200A short-circuit 2 AUXILIARY SWITCH CHANGEOVER H 1 TRIP ALARM SWITCH CHANGEOVER |  | 0 | 0
3VA1220-6GF42-0KF0 |  | 3VA1220-6GF42-0KF0 | 1 | UN | 1 | 10 | C | D | EAR99 | N | 85362090 | 1 | 4042949323914 | 2.431 | KG | 1258 | 1258 | LP17 | LP17 | circuit breaker 3VA1 IEC frame 250 breaking capacity class H Icu=70kA @ 415V 4-pole, line protection TM240, ATAM, In=200A overload protection Ir=140A...200A short-circuit protection Ii=5...10 x In N conductor protection 100% nut keeper kit shunt trip (STL) 220-250V DC; 208-277V AC 1 auxiliary switch HQ 1 trip alarm switch HQ | - | 0 | 0
3VA1220-6MH32-0AA0 |  | 3VA1220-6MH32-0AA0 | 1 | UN | 1 | 5 | B | D | EAR99 | N | 85362090 | 1 | 4042948827703 | 1.604 | KG | 828.2 | 806.9 | LP17 | LP17 | circuit breaker 3VA1 IEC frame 250 breaking capacity class H Icu=70kA @ 415V 3-pole, starter protection TM120M, AM, In=200A without overload protection short-circuit protection Ii=6...14 x In nut keeper kit | Lista Papel 2020 SI | 0 | 0
3VA1220-6MH32-0AB0 |  | 3VA1220-6MH32-0AB0 | 1 | UN | 1 | 10 | C | D | EAR99 | N | 85362090 | 1 | 4042949104995 | 1.97 | KG | 935 | 935 | LP17 | LP17 | circuit breaker 3VA1 IEC frame 250 breaking capacity class H Icu=70kA @ 415V 3-pole, starter protection TM120M, AM, In=200A without overload protection short-circuit protection Ii=6...14 x In nut keeper kit 2 auxiliary switches HP | - | 0 | 0
3VA1220-6MH32-0AC0 |  | 3VA1220-6MH32-0AC0 | 1 | UN | 1 | 10 | C | D | EAR99 | N | 85362090 | 1 | 4042949105022 | 1.97 | KG | 909.5 | 909.5 | LP17 | LP17 | circuit breaker 3VA1 IEC frame 250 breaking capacity class H Icu=70kA @ 415V 3-pole, starter protection TM120M, AM, In=200A without overload protection short-circuit protection Ii=6...14 x In nut keeper kit 2 auxiliary switches HQ | - | 0 | 0
3VA1220-6MH32-0AD0 |  | 3VA1220-6MH32-0AD0 | 1 | UN | 1 | 10 | C | D | EAR99 | N | 85362090 | 1 | 4042949105053 | 2.01 | KG | 935 | 935 | LP17 | LP17 | circuit breaker 3VA1 IEC frame 250 breaking capacity class H Icu=70kA @ 415V 3-pole, starter protection TM120M, AM, In=200A without overload protection short-circuit protection Ii=6...14 x In nut keeper kit 3 auxiliary switches HQ | - | 0 | 0
3VA1220-6MH32-0AE0 |  | 3VA1220-6MH32-0AE0 | 1 | UN | 1 | 10 | C | D | EAR99 | N | 85362090 | 1 | 4042949105084 | 2.05 | KG | 960.5 | 960.5 | LP17 | LP17 | circuit breaker 3VA1 IEC frame 250 breaking capacity class H Icu=70kA @ 415V 3-pole, starter protection TM120M, AM, In=200A without overload protection short-circuit protection Ii=6...14 x In nut keeper kit 4 auxiliary switches HQ | - | 0 | 0
3VA1220-6MH32-0AF0 |  | 3VA1220-6MH32-0AF0 | 1 | UN | 1 | 10 | C | D | EAR99 | N | 85362090 | 1 | 4042949105114 | 1.97 | KG | 909.5 | 909.5 | LP17 | LP17 | circuit breaker 3VA1 IEC frame 250 breaking capacity class H Icu=70kA @ 415V 3-pole, starter protection TM120M, AM, In=200A without overload protection short-circuit protection Ii=6...14 x In nut keeper kit 1 auxiliary switch HQ 1 trip alarm switch HQ | - | 0 | 0
3VA1220-6MH32-0AG0 |  | 3VA1220-6MH32-0AG0 | 1 | UN | 1 | 10 | C | D | EAR99 | N | 85362090 | 1 | 4042949105145 | 1.97 | KG | 935 | 935 | LP17 | LP17 | circuit breaker 3VA1 IEC frame 250 breaking capacity class H Icu=70kA @ 415V 3-pole, starter protection TM120M, AM, In=200A without overload protection short-circuit protection Ii=6...14 x In nut keeper kit 1 auxiliary switch HP 1 trip alarm switch HP | - | 0 | 0
3VA1220-6MH32-0AH0 |  | 3VA1220-6MH32-0AH0 | 1 | UN | 1 | 10 | C | D | EAR99 | N | 85362090 | 1 | 4042949105176 | 2.01 | KG | 935 | 935 | LP17 | LP17 | circuit breaker 3VA1 IEC frame 250 breaking capacity class H Icu=70kA @ 415V 3-pole, starter protection TM120M, AM, In=200A without overload protection short-circuit protection Ii=6...14 x In nut keeper kit 2 auxiliary switches HQ 1 trip alarm switch HQ | - | 0 | 0
3VA1220-6MH32-0AJ0 |  | 3VA1220-6MH32-0AJ0 | 1 | UN | 1 | 10 | C | D | EAR99 | N | 85362090 | 1 | 4042949105206 | 2.01 | KG | 977.5 | 977.5 | LP17 | LP17 | circuit breaker 3VA1 IEC frame 250 breaking capacity class H Icu=70kA @ 415V 3-pole, starter protection TM120M, AM, In=200A without overload protection short-circuit protection Ii=6...14 x In nut keeper kit 2 auxiliary switches HP 1 trip alarm switch HP | - | 0 | 0
3VA1220-6MH32-0BA0 |  | 3VA1220-6MH32-0BA0 | 1 | UN | 1 | 10 | C | D | EAR99 | N | 85362090 | 1 | 4042949104810 | 1.98 | KG | 977.5 | 977.5 | LP17 | LP17 | circuit breaker 3VA1 IEC frame 250 breaking capacity class H Icu=70kA @ 415V 3-pole, starter protection TM120M, AM, In=200A without overload protection short-circuit protection Ii=6...14 x In nut keeper kit undervoltage release (UVR) 24V DC | - | 0 | 0
3VA1220-6MH32-0BC0 |  | 3VA1220-6MH32-0BC0 | 1 | UN | 1 | 10 | C | D | EAR99 | N | 85362090 | 1 | 4042949105237 | 2.06 | KG | 1020 | 1020 | LP17 | LP17 | circuit breaker 3VA1 IEC frame 250 breaking capacity class H Icu=70kA @ 415V 3-pole, starter protection TM120M, AM, In=200A without overload protection short-circuit protection Ii=6...14 x In nut keeper kit undervoltage release (UVR) 24V DC | - | 0 | 0
3VA1220-6MH32-0BH0 |  | 3VA1220-6MH32-0BH0 | 1 | UN | 1 | 10 | C | D | EAR99 | N | 85362090 | 1 | 4042949105411 | 2.1 | KG | 1037 | 1037 | LP17 | LP17 | circuit breaker 3VA1 IEC frame 250 breaking capacity class H Icu=70kA @ 415V 3-pole, starter protection TM120M, AM, In=200A without overload protection short-circuit protection Ii=6...14 x In nut keeper kit undervoltage release (UVR) 24V DC 2 auxiliary switches HQ 1 trip alarm switch HQ | - | 0 | 0
3VA1220-6MH32-0CA0 |  | 3VA1220-6MH32-0CA0 | 1 | UN | 1 | 10 | C | D | EAR99 | N | 85362090 | 1 | 4042949104841 | 1.98 | KG | 977.5 | 977.5 | LP17 | LP17 | circuit breaker 3VA1 IEC frame 250 breaking capacity class H Icu=70kA @ 415V 3-pole, starter protection TM120M, AM, In=200A without overload protection short-circuit protection Ii=6...14 x In nut keeper kit undervoltage release (UVR) 120-127V AC 50/60Hz | - | 0 | 0
3VA1220-6MH32-0CC0 |  | 3VA1220-6MH32-0CC0 | 1 | UN | 1 | 10 | C | D | EAR99 | N | 85362090 | 1 | 4042949105268 | 2.06 | KG | 1020 | 1020 | LP17 | LP17 | circuit breaker 3VA1 IEC frame 250 breaking capacity class H Icu=70kA @ 415V 3-pole, starter protection TM120M, AM, In=200A without overload protection short-circuit protection Ii=6...14 x In nut keeper kit undervoltage release (UVR) 120-127V AC 50/60Hz | - | 0 | 0
3VA1220-6MH32-0CH0 |  | 3VA1220-6MH32-0CH0 | 1 | UN | 1 | 10 | C | D | EAR99 | N | 85362090 | 1 | 4042949105442 | 2.1 | KG | 1037 | 1037 | LP17 | LP17 | circuit breaker 3VA1 IEC frame 250 breaking capacity class H Icu=70kA @ 415V 3-pole, starter protection TM120M, AM, In=200A without overload protection short-circuit protection Ii=6...14 x In nut keeper kit undervoltage release (UVR) 120-127V AC 50/60Hz 2 auxiliary switches HQ 1 trip alarm switch HQ | - | 0 | 0
3VA1220-6MH32-0DA0 |  | 3VA1220-6MH32-0DA0 | 1 | UN | 1 | 10 | C | D | EAR99 | N | 85362090 | 1 | 4042949104872 | 1.98 | KG | 977.5 | 977.5 | LP17 | LP17 | circuit breaker 3VA1 IEC frame 250 breaking capacity class H Icu=70kA @ 415V 3-pole, starter protection TM120M, AM, In=200A without overload protection short-circuit protection Ii=6...14 x In nut keeper kit undervoltage release (UVR) 208-230V AC 50/60Hz | - | 0 | 0
3VA1220-6MH32-0DC0 |  | 3VA1220-6MH32-0DC0 | 1 | UN | 1 | 10 | C | D | EAR99 | N | 85362090 | 1 | 4042949105299 | 2.06 | KG | 1020 | 1020 | LP17 | LP17 | circuit breaker 3VA1 IEC frame 250 breaking capacity class H Icu=70kA @ 415V 3-pole, starter protection TM120M, AM, In=200A without overload protection short-circuit protection Ii=6...14 x In nut keeper kit undervoltage release (UVR) 208-230V AC 50/60Hz 2 auxiliary switches HQ | - | 0 | 0
3VA1220-6MH32-0DD0 |  | 3VA1220-6MH32-0DD0 | 1 | UN | 1 | 10 | C | D | EAR99 | N | 85362090 | 1 | 4042949325123 | 1.757 | KG | 1037 | 1037 | LP17 | LP17 | circuit breaker 3VA1 IEC frame 250 breaking capacity class H Icu=70kA @ 415V 3-pole, starter protection TM120M, AM, In=200A without overload protection short-circuit protection Ii=6...14 x In nut keeper kit undervoltage release 208-230V AC 50/60Hz 3 auxiliary switches | - | 0 | 0
3VA1220-6MH32-0DE0 |  | 3VA1220-6MH32-0DE0 | 1 | UN | 1 | 10 | C | D | EAR99 | N | 85362090 | 1 | 4042949324935 | 1.777 | KG | 1071 | 1071 | LP17 | LP17 | circuit breaker 3VA1 IEC frame 250 breaking capacity class H Icu=70kA @ 415V 3-pole, starter protection TM120M, AM, In=200A without overload protection short-circuit protection Ii=6...14 x In nut keeper kit undervoltage release 208-230V AC 50/60Hz 4 auxiliary switches | - | 0 | 0
3VA1220-6MH32-0DH0 |  | 3VA1220-6MH32-0DH0 | 1 | UN | 1 | 10 | C | D | EAR99 | N | 85362090 | 1 | 4042949105473 | 2.1 | KG | 1037 | 1037 | LP17 | LP17 | circuit breaker 3VA1 IEC frame 250 breaking capacity class H Icu=70kA @ 415V 3-pole, starter protection TM120M, AM, In=200A without overload protection short-circuit protection Ii=6...14 x In nut keeper kit undervoltage release (UVR) 208-230V AC 50/60Hz 2 auxiliary switches HQ 1 trip alarm switch HQ | - | 0 | 0
3VA1220-6MH32-0HA0 |  | 3VA1220-6MH32-0HA0 | 1 | UN | 1 | 10 | C | D | EAR99 | N | 85362090 | 1 | 4042949104902 | 1.98 | KG | 952 | 952 | LP17 | LP17 | circuit breaker 3VA1 IEC frame 250 breaking capacity class H Icu=70kA @ 415V 3-pole, starter protection TM120M, AM, In=200A without overload protection short-circuit protection Ii=6...14 x In nut keeper kit shunt trip (STL) 12-30 V DC; 24 V AC 50/60 Hz | - | 0 | 0
3VA1220-6MH32-0HC0 |  | 3VA1220-6MH32-0HC0 | 1 | UN | 1 | 10 | C | D | EAR99 | N | 85362090 | 1 | 4042949105329 | 2.06 | KG | 994.5 | 994.5 | LP17 | LP17 | circuit breaker 3VA1 IEC frame 250 breaking capacity class H Icu=70kA @ 415V 3-pole, starter protection TM120M, AM, In=200A without overload protection short-circuit protection Ii=6...14 x In nut keeper kit shunt trip (STL) 12-30 V DC; 24 V AC 50/60 Hz 2 auxiliary switches HQ | - | 0 | 0
3VA1220-6MH32-0HH0 |  | 3VA1220-6MH32-0HH0 | 1 | UN | 1 | 10 | C | D | EAR99 | N | 85362090 | 1 | 4042949105503 | 2.1 | KG | 1020 | 1020 | LP17 | LP17 | circuit breaker 3VA1 IEC frame 250 breaking capacity class H Icu=70kA @ 415V 3-pole, starter protection TM120M, AM, In=200A without overload protection short-circuit protection Ii=6...14 x In nut keeper kit shunt trip (STL) 12-30 V DC; 24 V AC 50/60 Hz 2 auxiliary switches HQ 1 trip alarm switch HQ | - | 0 | 0
3VA1220-6MH32-0JA0 |  | 3VA1220-6MH32-0JA0 | 1 | UN | 1 | 10 | C | D | EAR99 | N | 85362090 | 1 | 4042949104933 | 1.98 | KG | 952 | 952 | LP17 | LP17 | circuit breaker 3VA1 IEC frame 250 breaking capacity class H Icu=70kA @ 415V 3-pole, starter protection TM120M, AM, In=200A without overload protection short-circuit protection Ii=6...14 x In nut keeper kit shunt trip (STL) 110-127V DC, AC 50/60Hz | - | 0 | 0
3VA1220-6MH32-0JC0 |  | 3VA1220-6MH32-0JC0 | 1 | UN | 1 | 10 | C | D | EAR99 | N | 85362090 | 1 | 4042949105350 | 2.06 | KG | 994.5 | 994.5 | LP17 | LP17 | circuit breaker 3VA1 IEC frame 250 breaking capacity class H Icu=70kA @ 415V 3-pole, starter protection TM120M, AM, In=200A without overload protection short-circuit protection Ii=6...14 x In nut keeper kit shunt trip (STL) 110-127V DC, AC 50/60Hz 2 auxiliary switches HQ | - | 0 | 0
3VA1220-6MH32-0JH0 |  | 3VA1220-6MH32-0JH0 | 1 | UN | 1 | 10 | C | D | EAR99 | N | 85362090 | 1 | 4042949105534 | 2.1 | KG | 1020 | 1020 | LP17 | LP17 | circuit breaker 3VA1 IEC frame 250 breaking capacity class H Icu=70kA @ 415V 3-pole, starter protection TM120M, AM, In=200A without overload protection short-circuit protection Ii=6...14 x In nut keeper kit shunt trip (STL) 110-127V DC, AC 50/60Hz 2 auxiliary switches HQ 1 trip alarm switch HQ | - | 0 | 0
3VA1220-6MH32-0KA0 |  | 3VA1220-6MH32-0KA0 | 1 | UN | 1 | 10 | C | D | EAR99 | N | 85362090 | 1 | 4042949104964 | 1.98 | KG | 952 | 952 | LP17 | LP17 | circuit breaker 3VA1 IEC frame 250 breaking capacity class H Icu=70kA @ 415V 3-pole, starter protection TM120M, AM, In=200A without overload protection short-circuit protection Ii=6...14 x In nut keeper kit shunt trip (STL) 220-250 V DC; 208-277 V AC | - | 0 | 0
3VA1220-6MH32-0KC0 |  | 3VA1220-6MH32-0KC0 | 1 | UN | 1 | 10 | C | D | EAR99 | N | 85362090 | 1 | 4042949105381 | 2.06 | KG | 994.5 | 994.5 | LP17 | LP17 | circuit breaker 3VA1 IEC frame 250 breaking capacity class H Icu=70kA @ 415V 3-pole, starter protection TM120M, AM, In=200A without overload protection short-circuit protection Ii=6...14 x In nut keeper kit shunt trip (STL) 220-250 V DC; 208-277 V AC 2 auxiliary switches HQ | - | 0 | 0
3VA1220-6MH32-0KH0 |  | 3VA1220-6MH32-0KH0 | 1 | UN | 1 | 10 | C | D | EAR99 | N | 85362090 | 1 | 4042949105565 | 2.1 | KG | 1020 | 1020 | LP17 | LP17 | circuit breaker 3VA1 IEC frame 250 breaking capacity class H Icu=70kA @ 415V 3-pole, starter protection TM120M, AM, In=200A without overload protection short-circuit protection Ii=6...14 x In nut keeper kit shunt trip (STL) 220-250 V DC; 208-277 V AC 2 auxiliary switches HQ 1 trip alarm switch HQ | - | 0 | 0
3VA1225-1AA32-0AA0 |  | 3VA1225-1AA32-0AA0 | 1 | UN | 1 | 2 | A | D | EAR99 | N | 85362090 | 1 | 4042948800386 | 1.536 | KG | 485.4 | 471.5 | LP17 | LP17 | switch disconnector 3VA1 IEC frame 250 3-pole SD100, In=250A without overload protection w/o short-circuit protection nut keeper kit | Lista Papel 2020 SI | 0 | 0
3VA1225-1AA32-0AB0 |  | 3VA1225-1AA32-0AB0 | 1 | UN | 1 | 10 | C | D | EAR99 | N | 85362090 | 1 | 4042949099222 | 1.97 | KG | 572.9 | 572.9 | LP17 | LP17 | switch disconnector 3VA1 IEC frame 250 3-pole SD100, In=250A without overload protection w/o short-circuit protection nut keeper kit 2 auxiliary switches HP | - | 0 | 0
3VA1225-1AA32-0AC0 |  | 3VA1225-1AA32-0AC0 | 1 | UN | 1 | 10 | C | D | EAR99 | N | 85362090 | 1 | 4042949099246 | 1.97 | KG | 549.95 | 549.95 | LP17 | LP17 | switch disconnector 3VA1 IEC frame 250 3-pole SD100, In=250A without overload protection w/o short-circuit protection nut keeper kit 2 auxiliary switches HQ | - | 0 | 0
3VA1225-1AA32-0AD0 |  | 3VA1225-1AA32-0AD0 | 1 | UN | 1 | 10 | C | D | EAR99 | N | 85362090 | 1 | 4042949099260 | 2.01 | KG | 572.9 | 572.9 | LP17 | LP17 | switch disconnector 3VA1 IEC frame 250 3-pole SD100, In=250A without overload protection w/o short-circuit protection nut keeper kit 3 auxiliary switches HQ | - | 0 | 0
3VA1225-1AA32-0AE0 |  | 3VA1225-1AA32-0AE0 | 1 | UN | 1 | 10 | C | D | EAR99 | N | 85362090 | 1 | 4042949099284 | 2.05 | KG | 596.7 | 596.7 | LP17 | LP17 | switch disconnector 3VA1 IEC frame 250 3-pole SD100, In=250A without overload protection w/o short-circuit protection nut keeper kit 4 auxiliary switches HQ | - | 0 | 0
3VA1225-1AA32-0AF0 |  | 3VA1225-1AA32-0AF0 | 1 | UN | 1 | 10 | C | D | EAR99 | N | 85362090 | 1 | 4042949099307 | 1.97 | KG | 549.95 | 549.95 | LP17 | LP17 | switch disconnector 3VA1 IEC frame 250 3-pole SD100, In=250A without overload protection w/o short-circuit protection nut keeper kit 1 auxiliary switch HQ 1 trip alarm switch HQ | - | 0 | 0
3VA1225-1AA32-0AG0 |  | 3VA1225-1AA32-0AG0 | 1 | UN | 1 | 10 | C | D | EAR99 | N | 85362090 | 1 | 4042949099321 | 1.97 | KG | 572.9 | 572.9 | LP17 | LP17 | switch disconnector 3VA1 IEC frame 250 3-pole SD100, In=250A without overload protection w/o short-circuit protection nut keeper kit 1 auxiliary switch HP 1 trip alarm switch HP | - | 0 | 0
3VA1225-1AA32-0AH0 |  | 3VA1225-1AA32-0AH0 | 1 | UN | 1 | 10 | C | D | EAR99 | N | 85362090 | 1 | 4042949099345 | 2.01 | KG | 572.9 | 572.9 | LP17 | LP17 | switch disconnector 3VA1 IEC frame 250 3-pole SD100, In=250A without overload protection w/o short-circuit protection nut keeper kit 2 auxiliary switches HQ 1 trip alarm switch HQ | - | 0 | 0
3VA1225-1AA32-0AJ0 |  | 3VA1225-1AA32-0AJ0 | 1 | UN | 1 | 10 | C | D | EAR99 | N | 85362090 | 1 | 4042949099369 | 2.01 | KG | 609.45 | 609.45 | LP17 | LP17 | switch disconnector 3VA1 IEC frame 250 3-pole SD100, In=250A without overload protection w/o short-circuit protection nut keeper kit 2 auxiliary switches HP 1 trip alarm switch HP | - | 0 | 0
3VA1225-1AA32-0BA0 |  | 3VA1225-1AA32-0BA0 | 1 | UN | 1 | 10 | C | D | EAR99 | N | 85362090 | 1 | 4042949099109 | 1.98 | KG | 612 | 612 | LP17 | LP17 | switch disconnector 3VA1 IEC frame 250 3-pole SD100, In=250A without overload protection w/o short-circuit protection nut keeper kit undervoltage release (UVR) 24V DC | - | 0 | 0
3VA1225-1AA32-0BC0 |  | 3VA1225-1AA32-0BC0 | 1 | UN | 1 | 10 | C | D | EAR99 | N | 85362090 | 1 | 4042949099383 | 2.06 | KG | 658.75 | 658.75 | LP17 | LP17 | switch disconnector 3VA1 IEC frame 250 3-pole SD100, In=250A without overload protection w/o short-circuit protection nut keeper kit undervoltage release (UVR) 24V DC | - | 0 | 0
3VA1225-1AA32-0BH0 |  | 3VA1225-1AA32-0BH0 | 1 | UN | 1 | 10 | C | D | EAR99 | N | 85362090 | 1 | 4042949099505 | 2.1 | KG | 681.7 | 681.7 | LP17 | LP17 | switch disconnector 3VA1 IEC frame 250 3-pole SD100, In=250A without overload protection w/o short-circuit protection nut keeper kit undervoltage release (UVR) 24V DC 2 auxiliary switches HQ 1 trip alarm switch HQ | - | 0 | 0
3VA1225-1AA32-0CA0 |  | 3VA1225-1AA32-0CA0 | 1 | UN | 1 | 10 | C | D | EAR99 | N | 85362090 | 1 | 4042949099123 | 1.98 | KG | 612 | 612 | LP17 | LP17 | switch disconnector 3VA1 IEC frame 250 3-pole SD100, In=250A without overload protection w/o short-circuit protection nut keeper kit undervoltage release (UVR) 120-127V AC 50/60Hz | - | 0 | 0
3VA1225-1AA32-0CC0 |  | 3VA1225-1AA32-0CC0 | 1 | UN | 1 | 10 | C | D | EAR99 | N | 85362090 | 1 | 4042949099406 | 2.06 | KG | 658.75 | 658.75 | LP17 | LP17 | switch disconnector 3VA1 IEC frame 250 3-pole SD100, In=250A without overload protection w/o short-circuit protection nut keeper kit undervoltage release (UVR) 120-127V AC 50/60Hz | - | 0 | 0
3VA1225-1AA32-0CH0 |  | 3VA1225-1AA32-0CH0 | 1 | UN | 1 | 10 | C | D | EAR99 | N | 85362090 | 1 | 4042949099529 | 2.1 | KG | 681.7 | 681.7 | LP17 | LP17 | switch disconnector 3VA1 IEC frame 250 3-pole SD100, In=250A without overload protection w/o short-circuit protection nut keeper kit undervoltage release (UVR) 120-127V AC 50/60Hz 2 auxiliary switches HQ 1 trip alarm switch HQ | - | 0 | 0
3VA1225-1AA32-0DA0 |  | 3VA1225-1AA32-0DA0 | 1 | UN | 1 | 10 | C | D | EAR99 | N | 85362090 | 1 | 4042949099147 | 1.98 | KG | 612 | 612 | LP17 | LP17 | switch disconnector 3VA1 IEC frame 250 3-pole SD100, In=250A without overload protection w/o short-circuit protection nut keeper kit undervoltage release (UVR) 208-230V AC 50/60Hz | - | 0 | 0
3VA1225-1AA32-0DC0 |  | 3VA1225-1AA32-0DC0 | 1 | UN | 1 | 10 | C | D | EAR99 | N | 85362090 | 1 | 4042949099420 | 2.06 | KG | 658.75 | 658.75 | LP17 | LP17 | switch disconnector 3VA1 IEC frame 250 3-pole SD100, In=250A without overload protection w/o short-circuit protection nut keeper kit undervoltage release (UVR) 208-230V AC 50/60Hz 2 auxiliary switches HQ | - | 0 | 0
3VA1225-1AA32-0DH0 |  | 3VA1225-1AA32-0DH0 | 1 | UN | 1 | 10 | C | D | EAR99 | N | 85362090 | 1 | 4042949099543 | 2.1 | KG | 681.7 | 681.7 | LP17 | LP17 | switch disconnector 3VA1 IEC frame 250 3-pole SD100, In=250A without overload protection w/o short-circuit protection nut keeper kit undervoltage release (UVR) 208-230V AC 50/60Hz 2 auxiliary switches HQ 1 trip alarm switch HQ | - | 0 | 0
3VA1225-1AA32-0HA0 |  | 3VA1225-1AA32-0HA0 | 1 | UN | 1 | 10 | C | D | EAR99 | N | 85362090 | 1 | 4042949099161 | 1.98 | KG | 586.5 | 586.5 | LP17 | LP17 | switch disconnector 3VA1 IEC frame 250 3-pole SD100, In=250A without overload protection w/o short-circuit protection nut keeper kit shunt trip (STL) 12-30V DC; 24 V AC 50/60 Hz | - | 0 | 0
3VA1225-1AA32-0HC0 |  | 3VA1225-1AA32-0HC0 | 1 | UN | 1 | 10 | C | D | EAR99 | N | 85362090 | 1 | 4042949099444 | 2.06 | KG | 634.95 | 634.95 | LP17 | LP17 | switch disconnector 3VA1 IEC frame 250 3-pole SD100, In=250A without overload protection w/o short-circuit protection nut keeper kit shunt trip (STL) 12-30V DC; 24 V AC 50/60 Hz 2 auxiliary switches HQ | - | 0 | 0
3VA1225-1AA32-0HH0 |  | 3VA1225-1AA32-0HH0 | 1 | UN | 1 | 10 | C | D | EAR99 | N | 85362090 | 1 | 4042949099567 | 2.1 | KG | 657.05 | 657.05 | LP17 | LP17 | switch disconnector 3VA1 IEC frame 250 3-pole SD100, In=250A without overload protection w/o short-circuit protection nut keeper kit shunt trip (STL) 12-30V DC; 24 V AC 50/60 Hz 2 auxiliary switches HQ 1 trip alarm switch HQ | - | 0 | 0
3VA1225-1AA32-0JA0 |  | 3VA1225-1AA32-0JA0 | 1 | UN | 1 | 10 | C | D | EAR99 | N | 85362090 | 1 | 4042949099185 | 1.98 | KG | 586.5 | 586.5 | LP17 | LP17 | switch disconnector 3VA1 IEC frame 250 3-pole SD100, In=250A without overload protection w/o short-circuit protection nut keeper kit shunt trip (STL) 110-127V DC, AC 50/60Hz | - | 0 | 0
3VA1225-1AA32-0JC0 |  | 3VA1225-1AA32-0JC0 | 1 | UN | 1 | 10 | C | D | EAR99 | N | 85362090 | 1 | 4042949099468 | 2.06 | KG | 634.95 | 634.95 | LP17 | LP17 | switch disconnector 3VA1 IEC frame 250 3-pole SD100, In=250A without overload protection w/o short-circuit protection nut keeper kit shunt trip (STL) 110-127V DC, AC 50/60Hz 2 auxiliary switches HQ | - | 0 | 0
3VA1225-1AA32-0JH0 |  | 3VA1225-1AA32-0JH0 | 1 | UN | 1 | 10 | C | D | EAR99 | N | 85362090 | 1 | 4042949099581 | 2.1 | KG | 657.05 | 657.05 | LP17 | LP17 | switch disconnector 3VA1 IEC frame 250 3-pole SD100, In=250A without overload protection w/o short-circuit protection nut keeper kit shunt trip (STL) 110-127V DC, AC 50/60Hz 2 auxiliary switches HQ 1 trip alarm switch HQ | - | 0 | 0
3VA1225-1AA32-0KA0 |  | 3VA1225-1AA32-0KA0 | 1 | UN | 1 | 10 | C | D | EAR99 | N | 85362090 | 1 | 4042949099208 | 1.98 | KG | 586.5 | 586.5 | LP17 | LP17 | switch disconnector 3VA1 IEC frame 250 3-pole SD100, In=250A without overload protection w/o short-circuit protection nut keeper kit shunt trip (STL) 220-250V DC; 208-277V AC | - | 0 | 0
3VA1225-1AA32-0KC0 |  | 3VA1225-1AA32-0KC0 | 1 | UN | 1 | 10 | C | D | EAR99 | N | 85362090 | 1 | 4042949099482 | 2.06 | KG | 634.95 | 634.95 | LP17 | LP17 | switch disconnector 3VA1 IEC frame 250 3-pole SD100, In=250A without overload protection w/o short-circuit protection nut keeper kit shunt trip (STL) 220-250V DC; 208-277V AC 2 auxiliary switches HQ | - | 0 | 0
3VA1225-1AA32-0KH0 |  | 3VA1225-1AA32-0KH0 | 1 | UN | 1 | 10 | C | D | EAR99 | N | 85362090 | 1 | 4042949099604 | 2.1 | KG | 657.05 | 657.05 | LP17 | LP17 | switch disconnector 3VA1 IEC frame 250 3-pole SD100, In=250A without overload protection w/o short-circuit protection nut keeper kit shunt trip (STL) 220-250V DC; 208-277V AC 2 auxiliary switches HQ 1 trip alarm switch HQ | - | 0 | 0
3VA1225-1AA42-0AA0 |  | 3VA1225-1AA42-0AA0 | 1 | UN | 1 | 2 | A | D | EAR99 | N | 85362090 | 1 | 4042948800393 | 1.979 | KG | 630.6 | 612.5 | LP17 | LP17 | switch disconnector 3VA1 IEC frame 250 4-pole SD100, In=250A without overload protection w/o short-circuit protection nut keeper kit | Lista Papel 2020 SI | 0 | 0
3VA1225-1AA42-0AB0 |  | 3VA1225-1AA42-0AB0 | 1 | UN | 1 | 10 | C | D | EAR99 | N | 85362090 | 1 | 4042949099215 | 2.47 | KG | 724.2 | 724.2 | LP17 | LP17 | switch disconnector 3VA1 IEC frame 250 4-pole SD100, In=250A without overload protection w/o short-circuit protection nut keeper kit 2 auxiliary switches HP | - | 0 | 0
3VA1225-1AA42-0AC0 |  | 3VA1225-1AA42-0AC0 | 1 | UN | 1 | 10 | C | D | EAR99 | N | 85362090 | 1 | 4042949099239 | 2.021 | KG | 700.4 | 700.4 | LP17 | LP17 | switch disconnector 3VA1 IEC frame 250 4-pole SD100, In=250A without overload protection w/o short-circuit protection nut keeper kit 2 auxiliary switches HQ | - | 0 | 0
3VA1225-1AA42-0AD0 |  | 3VA1225-1AA42-0AD0 | 1 | UN | 1 | 10 | C | D | EAR99 | N | 85362090 | 1 | 4042949099253 | 2.51 | KG | 724.2 | 724.2 | LP17 | LP17 | switch disconnector 3VA1 IEC frame 250 4-pole SD100, In=250A without overload protection w/o short-circuit protection nut keeper kit 3 auxiliary switches HQ | - | 0 | 0
3VA1225-1AA42-0AE0 |  | 3VA1225-1AA42-0AE0 | 1 | UN | 1 | 10 | C | D | EAR99 | N | 85362090 | 1 | 4042949099277 | 2.55 | KG | 747.15 | 747.15 | LP17 | LP17 | switch disconnector 3VA1 IEC frame 250 4-pole SD100, In=250A without overload protection w/o short-circuit protection nut keeper kit 4 auxiliary switches HQ | - | 0 | 0
3VA1225-1AA42-0AF0 |  | 3VA1225-1AA42-0AF0 | 1 | UN | 1 | 10 | C | D | EAR99 | N | 85362090 | 1 | 4042949099291 | 2.47 | KG | 700.4 | 700.4 | LP17 | LP17 | switch disconnector 3VA1 IEC frame 250 4-pole SD100, In=250A without overload protection w/o short-circuit protection nut keeper kit 1 auxiliary switch HQ 1 trip alarm switch HQ | - | 0 | 0
3VA1225-1AA42-0AG0 |  | 3VA1225-1AA42-0AG0 | 1 | UN | 1 | 10 | C | D | EAR99 | N | 85362090 | 1 | 4042949099314 | 2.47 | KG | 724.2 | 724.2 | LP17 | LP17 | switch disconnector 3VA1 IEC frame 250 4-pole SD100, In=250A without overload protection w/o short-circuit protection nut keeper kit 1 auxiliary switch HP 1 trip alarm switch HP | - | 0 | 0
3VA1225-1AA42-0AH0 |  | 3VA1225-1AA42-0AH0 | 1 | UN | 1 | 10 | C | D | EAR99 | N | 85362090 | 1 | 4042949099338 | 2.51 | KG | 724.2 | 724.2 | LP17 | LP17 | switch disconnector 3VA1 IEC frame 250 4-pole SD100, In=250A without overload protection w/o short-circuit protection nut keeper kit 2 auxiliary switches HQ 1 trip alarm switch HQ | - | 0 | 0
3VA1225-1AA42-0AJ0 |  | 3VA1225-1AA42-0AJ0 | 1 | UN | 1 | 10 | C | D | EAR99 | N | 85362090 | 1 | 4042949099352 | 2.51 | KG | 759.05 | 759.05 | LP17 | LP17 | switch disconnector 3VA1 IEC frame 250 4-pole SD100, In=250A without overload protection w/o short-circuit protection nut keeper kit 2 auxiliary switches HP 1 trip alarm switch HP | - | 0 | 0
3VA1225-1AA42-0BA0 |  | 3VA1225-1AA42-0BA0 | 1 | UN | 1 | 10 | C | D | EAR99 | N | 85362090 | 1 | 4042949099093 | 2.48 | KG | 761.6 | 761.6 | LP17 | LP17 | switch disconnector 3VA1 IEC frame 250 4-pole SD100, In=250A without overload protection w/o short-circuit protection nut keeper kit undervoltage release (UVR) 24V DC | - | 0 | 0
3VA1225-1AA42-0BB0 |  | 3VA1225-1AA42-0BB0 | 1 | UN | 1 | 10 | C | D | EAR99 | N | 85362090 | 1 | 4042949327851 | 2.13 | KG | 833 | 833 | LP17 | LP17 | switch disconnector 3VA1 IEC frame 250 4-pole SD100, In=250A without overload protection w/o short-circuit protection nut keeper kit switch disconnector 3VA1 IEC frame 250 4-pole SD100, In=250A without overload protection w/o short-circuit protection nut keeper kit UNDERVOLTAGE RELEASE 24 V DC ACCESSORY FOR 3VA1 and 3VA20 up 2 AUXILIARY SWITCH CHANGEOVER H |  | 0 | 0
3VA1225-1AA42-0BC0 |  | 3VA1225-1AA42-0BC0 | 1 | UN | 1 | 10 | C | D | EAR99 | N | 85362090 | 1 | 4042949099376 | 2.56 | KG | 809.2 | 809.2 | LP17 | LP17 | switch disconnector 3VA1 IEC frame 250 4-pole SD100, In=250A without overload protection w/o short-circuit protection nut keeper kit undervoltage release (UVR) 24V DC | - | 0 | 0
3VA1225-1AA42-0BH0 |  | 3VA1225-1AA42-0BH0 | 1 | UN | 1 | 10 | C | D | EAR99 | N | 85362090 | 1 | 4042949099499 | 2.6 | KG | 833 | 833 | LP17 | LP17 | switch disconnector 3VA1 IEC frame 250 4-pole SD100, In=250A without overload protection w/o short-circuit protection nut keeper kit undervoltage release (UVR) 24V DC 2 auxiliary switches HQ 1 trip alarm switch HQ | - | 0 | 0
3VA1225-1AA42-0CA0 |  | 3VA1225-1AA42-0CA0 | 1 | UN | 1 | 10 | C | D | EAR99 | N | 85362090 | 1 | 4042949099116 | 2.48 | KG | 761.6 | 761.6 | LP17 | LP17 | switch disconnector 3VA1 IEC frame 250 4-pole SD100, In=250A without overload protection w/o short-circuit protection nut keeper kit undervoltage release (UVR) 120-127V AC 50/60Hz | - | 0 | 0
3VA1225-1AA42-0CC0 |  | 3VA1225-1AA42-0CC0 | 1 | UN | 1 | 10 | C | D | EAR99 | N | 85362090 | 1 | 4042949099390 | 2.56 | KG | 809.2 | 809.2 | LP17 | LP17 | switch disconnector 3VA1 IEC frame 250 4-pole SD100, In=250A without overload protection w/o short-circuit protection nut keeper kit undervoltage release (UVR) 120-127V AC 50/60Hz | - | 0 | 0
3VA1225-1AA42-0CE0 |  | 3VA1225-1AA42-0CE0 | 1 | UN | 1 | 10 | C | D | EAR99 | N | 85362090 | 1 | 4042949321996 | 2.272 | KG | 858.5 | 858.5 | LP17 | LP17 | switch disconnector 3VA1 IEC frame 250 4-pole SD100, In=250A without overload protection w/o short-circuit protection nut keeper kit undervoltage release (UVR) 120-127V AC 50/60Hz 4 auxiliary switches HQ | - | 0 | 0
3VA1225-1AA42-0CH0 |  | 3VA1225-1AA42-0CH0 | 1 | UN | 1 | 10 | C | D | EAR99 | N | 85362090 | 1 | 4042949099512 | 2.6 | KG | 833 | 833 | LP17 | LP17 | switch disconnector 3VA1 IEC frame 250 4-pole SD100, In=250A without overload protection w/o short-circuit protection nut keeper kit undervoltage release (UVR) 120-127V AC 50/60Hz 2 auxiliary switches HQ 1 trip alarm switch HQ | - | 0 | 0
3VA1225-1AA42-0DA0 |  | 3VA1225-1AA42-0DA0 | 1 | UN | 1 | 10 | C | D | EAR99 | N | 85362090 | 1 | 4042949099130 | 2.48 | KG | 761.6 | 761.6 | LP17 | LP17 | switch disconnector 3VA1 IEC frame 250 4-pole SD100, In=250A without overload protection w/o short-circuit protection nut keeper kit undervoltage release (UVR) 208-230V AC 50/60Hz | - | 0 | 0
3VA1225-1AA42-0DC0 |  | 3VA1225-1AA42-0DC0 | 1 | UN | 1 | 10 | C | D | EAR99 | N | 85362090 | 1 | 4042949099413 | 2.56 | KG | 809.2 | 809.2 | LP17 | LP17 | switch disconnector 3VA1 IEC frame 250 4-pole SD100, In=250A without overload protection w/o short-circuit protection nut keeper kit undervoltage release (UVR) 208-230V AC 50/60Hz 2 auxiliary switches HQ | - | 0 | 0
3VA1225-1AA42-0DE0 |  | 3VA1225-1AA42-0DE0 | 1 | UN | 1 | 10 | C | D | EAR99 | N | 85362090 | 1 | 4042949324560 | 2.181 | KG | 858.5 | 858.5 | LP17 | LP17 | switch disconnector 3VA1 IEC frame 250 4-pole SD100, In=250A without overload protection w/o short-circuit protection nut keeper kit undervoltage release 208-230V AC 50/60Hz 4 auxiliary switches | - | 0 | 0
3VA1225-1AA42-0DF0 |  | 3VA1225-1AA42-0DF0 | 1 | UN | 1 | 10 | C | D | EAR99 | N | 85362090 | 1 | 4042949326045 | 2.109 | KG | 810.05 | 810.05 | LP17 | LP17 | switch disconnector 3VA1 IEC frame 250 4-pole SD100, In=250A without overload protection w/o short-circuit protection nut keeper kit switch disconnector 3VA1 IEC frame 250 4-pole SD100, In=250A without overload protection w/o short-circuit protection nut keeper kit undervoltage release 208-230V AC 50/60Hz 1 auxiliary switch HQ 1 trip alarm switch HQ | - | 0 | 0
3VA1225-1AA42-0DH0 |  | 3VA1225-1AA42-0DH0 | 1 | UN | 1 | 10 | C | D | EAR99 | N | 85362090 | 1 | 4042949099536 | 2.6 | KG | 833 | 833 | LP17 | LP17 | switch disconnector 3VA1 IEC frame 250 4-pole SD100, In=250A without overload protection w/o short-circuit protection nut keeper kit undervoltage release (UVR) 208-230V AC 50/60Hz 2 auxiliary switches HQ 1 trip alarm switch HQ | - | 0 | 0
3VA1225-1AA42-0HA0 |  | 3VA1225-1AA42-0HA0 | 1 | UN | 1 | 10 | C | D | EAR99 | N | 85362090 | 1 | 4042949099154 | 2.48 | KG | 737.8 | 737.8 | LP17 | LP17 | switch disconnector 3VA1 IEC frame 250 4-pole SD100, In=250A without overload protection w/o short-circuit protection nut keeper kit shunt trip (STL) 12-30V DC; 24 V AC 50/60 Hz | - | 0 | 0
3VA1225-1AA42-0HC0 |  | 3VA1225-1AA42-0HC0 | 1 | UN | 1 | 10 | C | D | EAR99 | N | 85362090 | 1 | 4042949099437 | 2.56 | KG | 783.7 | 783.7 | LP17 | LP17 | switch disconnector 3VA1 IEC frame 250 4-pole SD100, In=250A without overload protection w/o short-circuit protection nut keeper kit shunt trip (STL) 12-30V DC; 24 V AC 50/60 Hz 2 auxiliary switches HQ | - | 0 | 0
3VA1225-1AA42-0HH0 |  | 3VA1225-1AA42-0HH0 | 1 | UN | 1 | 10 | C | D | EAR99 | N | 85362090 | 1 | 4042949099550 | 2.6 | KG | 807.5 | 807.5 | LP17 | LP17 | switch disconnector 3VA1 IEC frame 250 4-pole SD100, In=250A without overload protection w/o short-circuit protection nut keeper kit shunt trip (STL) 12-30V DC; 24 V AC 50/60 Hz 2 auxiliary switches HQ 1 trip alarm switch HQ | - | 0 | 0
3VA1225-1AA42-0JA0 |  | 3VA1225-1AA42-0JA0 | 1 | UN | 1 | 10 | C | D | EAR99 | N | 85362090 | 1 | 4042949099178 | 2.48 | KG | 737.8 | 737.8 | LP17 | LP17 | switch disconnector 3VA1 IEC frame 250 4-pole SD100, In=250A without overload protection w/o short-circuit protection nut keeper kit shunt trip (STL) 110-127V DC, AC 50/60Hz | - | 0 | 0
3VA1225-1AA42-0JC0 |  | 3VA1225-1AA42-0JC0 | 1 | UN | 1 | 10 | C | D | EAR99 | N | 85362090 | 1 | 4042949099451 | 2.56 | KG | 783.7 | 783.7 | LP17 | LP17 | switch disconnector 3VA1 IEC frame 250 4-pole SD100, In=250A without overload protection w/o short-circuit protection nut keeper kit shunt trip (STL) 110-127V DC, AC 50/60Hz 2 auxiliary switches HQ | - | 0 | 0
3VA1225-1AA42-0JE0 |  | 3VA1225-1AA42-0JE0 | 1 | UN | 1 | 10 | C | D | EAR99 | N | 85362090 | 1 | 4042949326823 | 2.16 | KG | 831.3 | 831.3 | LP17 | LP17 | switch disconnector 3VA1 IEC frame 250 4-pole SD100, In=250A without overload protection without short circuit prot. busbar connection switch disconnector 3VA1 IEC frame 250 4-pole SD100, In=250A without overload protection without short circuit prot. busbar connection shunt trip (stl) 110-127 V AC 50/60 Hz / DC accessory for 4 auxiliary switch changeover H | - | 0 | 0
3VA1225-1AA42-0JH0 |  | 3VA1225-1AA42-0JH0 | 1 | UN | 1 | 10 | C | D | EAR99 | N | 85362090 | 1 | 4042949099574 | 2.6 | KG | 807.5 | 807.5 | LP17 | LP17 | switch disconnector 3VA1 IEC frame 250 4-pole SD100, In=250A without overload protection w/o short-circuit protection nut keeper kit shunt trip (STL) 110-127V DC, AC 50/60Hz 2 auxiliary switches HQ 1 trip alarm switch HQ | - | 0 | 0
3VA1225-1AA42-0KA0 |  | 3VA1225-1AA42-0KA0 | 1 | UN | 1 | 10 | C | D | EAR99 | N | 85362090 | 1 | 4042949099192 | 2.48 | KG | 737.8 | 737.8 | LP17 | LP17 | switch disconnector 3VA1 IEC frame 250 4-pole SD100, In=250A without overload protection w/o short-circuit protection nut keeper kit shunt trip (STL) 220-250V DC; 208-277V AC | - | 0 | 0
3VA1225-1AA42-0KC0 |  | 3VA1225-1AA42-0KC0 | 1 | UN | 1 | 10 | C | D | EAR99 | N | 85362090 | 1 | 4042949099475 | 2.56 | KG | 783.7 | 783.7 | LP17 | LP17 | switch disconnector 3VA1 IEC frame 250 4-pole SD100, In=250A without overload protection w/o short-circuit protection nut keeper kit shunt trip (STL) 220-250V DC; 208-277V AC 2 auxiliary switches HQ | - | 0 | 0
3VA1225-1AA42-0KE0 |  | 3VA1225-1AA42-0KE0 | 1 | UN | 1 | 10 | C | D | EAR99 | N | 85362090 | 1 | 4042949326830 | 2.16 | KG | 831.3 | 831.3 | LP17 | LP17 | switch disconnector 3VA1 IEC frame 250 4-pole SD100, In=250A without overload protection without short circuit prot. busbar connection switch disconnector 3VA1 IEC frame 250 4-pole SD100, In=250A without overload protection without short circuit prot. busbar connection shunt trip (stl) 208-277 V AC 50/60 Hz 220-250 V DC accessory 4 auxiliary switch changeover H | - | 0 | 0
3VA1225-1AA42-0KG0 |  | 3VA1225-1AA42-0KG0 | 1 | UN | 1 | 10 | C | D | EAR99 | N | 85362090 | 1 | 4042949326847 | 2.129 | KG | 807.5 | 807.5 | LP17 | LP17 | switch disconnector 3VA1 IEC frame 250 4-pole SD100, In=250A without overload protection without short circuit prot. busbar connection switch disconnector 3VA1 IEC frame 250 4-pole SD100, In=250A without overload protection without short circuit prot. busbar connection shunt trip (stl) 208-277 V AC 50/60 Hz 220-250 V DC accessory 1 auxiliary switch changeover H 1 trip alarm switch changeover | - | 0 | 0
3VA1225-1AA42-0KH0 |  | 3VA1225-1AA42-0KH0 | 1 | UN | 1 | 10 | C | D | EAR99 | N | 85362090 | 1 | 4042949099598 | 2.6 | KG | 807.5 | 807.5 | LP17 | LP17 | switch disconnector 3VA1 IEC frame 250 4-pole SD100, In=250A without overload protection w/o short-circuit protection nut keeper kit shunt trip (STL) 220-250V DC; 208-277V AC 2 auxiliary switches HQ 1 trip alarm switch HQ | - | 0 | 0
3VA1225-1AA42-0LC0 |  | 3VA1225-1AA42-0LC0 | 1 | UN | 1 | 10 | C | D | EAR99 | N | 85362090 | 1 | 4042949321675 | 2.236 | KG | 892.5 | 892.5 | LP17 | LP17 | switch disconnector 3VA1 IEC frame 250 4-pole SD100, In=250A without overload protection w/o short-circuit protection nut keeper kit universal release (UNI) 24V DC 2 auxiliary switches HQ | - | 0 | 0
3VA1225-4EF32-0AA0 |  | 3VA1225-4EF32-0AA0 | 1 | UN | 1 | 2 | A | D | EAR99 | N | 85362090 | 1 | 4042948809419 | 1.592 | KG | 746.2 | 724.9 | LP17 | LP17 | circuit breaker 3VA1 IEC frame 250 breaking capacity class S Icu=36kA @ 415V 3-pole, line protection TM240, ATAM, In=250A overload protection Ir=175A...250A short-circuit protection Ii=5...10 x In nut keeper kit | Lista Papel 2020 SI | 0 | 0
3VA1225-4EF32-0AB0 |  | 3VA1225-4EF32-0AB0 | 1 | UN | 1 | 10 | C | D | EAR99 | N | 85362090 | 1 | 4042949100904 | 1.88 | KG | 844.05 | 844.05 | LP17 | LP17 | circuit breaker 3VA1 IEC frame 250 breaking capacity class S Icu=36kA @ 415V 3-pole, line protection TM240, ATAM, In=250A overload protection Ir=175A...250A short-circuit protection Ii=5...10 x In nut keeper kit 2 auxiliary switches HP | - | 0 | 0
3VA1225-4EF32-0AC0 |  | 3VA1225-4EF32-0AC0 | 1 | UN | 1 | 10 | C | D | EAR99 | N | 85362090 | 1 | 4042949101109 | 1.86 | KG | 820.25 | 820.25 | LP17 | LP17 | circuit breaker 3VA1 IEC frame 250 breaking capacity class S Icu=36kA @ 415V 3-pole, line protection TM240, ATAM, In=250A overload protection Ir=175A...250A short-circuit protection Ii=5...10 x In nut keeper kit 2 auxiliary switches HQ | - | 0 | 0
3VA1225-4EF32-0AD0 |  | 3VA1225-4EF32-0AD0 | 1 | UN | 1 | 10 | C | D | EAR99 | N | 85362090 | 1 | 4042949101307 | 1.89 | KG | 844.05 | 844.05 | LP17 | LP17 | circuit breaker 3VA1 IEC frame 250 breaking capacity class S Icu=36kA @ 415V 3-pole, line protection TM240, ATAM, In=250A overload protection Ir=175A...250A short-circuit protection Ii=5...10 x In nut keeper kit 3 auxiliary switches HQ | - | 0 | 0
3VA1225-4EF32-0AE0 |  | 3VA1225-4EF32-0AE0 | 1 | UN | 1 | 10 | C | D | EAR99 | N | 85362090 | 1 | 4042949101505 | 1.92 | KG | 867 | 867 | LP17 | LP17 | circuit breaker 3VA1 IEC frame 250 breaking capacity class S Icu=36kA @ 415V 3-pole, line protection TM240, ATAM, In=250A overload protection Ir=175A...250A short-circuit protection Ii=5...10 x In nut keeper kit 4 auxiliary switches HQ | - | 0 | 0
3VA1225-4EF32-0AF0 |  | 3VA1225-4EF32-0AF0 | 1 | UN | 1 | 10 | C | D | EAR99 | N | 85362090 | 1 | 4042949101703 | 1.86 | KG | 820.25 | 820.25 | LP17 | LP17 | circuit breaker 3VA1 IEC frame 250 breaking capacity class S Icu=36kA @ 415V 3-pole, line protection TM240, ATAM, In=250A overload protection Ir=175A...250A short-circuit protection Ii=5...10 x In nut keeper kit 1 auxiliary switch HQ 1 trip alarm switch HQ | - | 0 | 0
3VA1225-4EF32-0AG0 |  | 3VA1225-4EF32-0AG0 | 1 | UN | 1 | 10 | C | D | EAR99 | N | 85362090 | 1 | 4042949101901 | 1.873 | KG | 844.05 | 844.05 | LP17 | LP17 | circuit breaker 3VA1 IEC frame 250 breaking capacity class S Icu=36kA @ 415V 3-pole, line protection TM240, ATAM, In=250A overload protection Ir=175A...250A short-circuit protection Ii=5...10 x In nut keeper kit 1 auxiliary switch HP 1 trip alarm switch HP | - | 0 | 0
3VA1225-4EF32-0AH0 |  | 3VA1225-4EF32-0AH0 | 1 | UN | 1 | 10 | C | D | EAR99 | N | 85362090 | 1 | 4042949102106 | 1.89 | KG | 844.05 | 844.05 | LP17 | LP17 | circuit breaker 3VA1 IEC frame 250 breaking capacity class S Icu=36kA @ 415V 3-pole, line protection TM240, ATAM, In=250A overload protection Ir=175A...250A short-circuit protection Ii=5...10 x In nut keeper kit 2 auxiliary switches HQ 1 trip alarm switch HQ | - | 0 | 0
3VA1225-4EF32-0AJ0 |  | 3VA1225-4EF32-0AJ0 | 1 | UN | 1 | 10 | C | D | EAR99 | N | 85362090 | 1 | 4042949102304 | 1.91 | KG | 875.5 | 875.5 | LP17 | LP17 | circuit breaker 3VA1 IEC frame 250 breaking capacity class S Icu=36kA @ 415V 3-pole, line protection TM240, ATAM, In=250A overload protection Ir=175A...250A short-circuit protection Ii=5...10 x In nut keeper kit 2 auxiliary switches HP 1 trip alarm switch HP | - | 0 | 0
3VA1225-4EF32-0BA0 |  | 3VA1225-4EF32-0BA0 | 1 | UN | 1 | 10 | C | D | EAR99 | N | 85362090 | 1 | 4042949099703 | 1.89 | KG | 884 | 884 | LP17 | LP17 | circuit breaker 3VA1 IEC frame 250 breaking capacity class S Icu=36kA @ 415V 3-pole, line protection TM240, ATAM, In=250A overload protection Ir=175A...250A short-circuit protection Ii=5...10 x In nut keeper kit undervoltage release (UVR) 24V DC | - | 0 | 0
3VA1225-4EF32-0BC0 |  | 3VA1225-4EF32-0BC0 | 1 | UN | 1 | 10 | C | D | EAR99 | N | 85362090 | 1 | 4042949102502 | 1.95 | KG | 935 | 935 | LP17 | LP17 | circuit breaker 3VA1 IEC frame 250 breaking capacity class S Icu=36kA @ 415V 3-pole, line protection TM240, ATAM, In=250A overload protection Ir=175A...250A short-circuit protection Ii=5...10 x In nut keeper kit undervoltage release (UVR) 24V DC | - | 0 | 0
3VA1225-4EF32-0BH0 |  | 3VA1225-4EF32-0BH0 | 1 | UN | 1 | 10 | C | D | EAR99 | N | 85362090 | 1 | 4042949103707 | 1.98 | KG | 960.5 | 960.5 | LP17 | LP17 | circuit breaker 3VA1 IEC frame 250 breaking capacity class S Icu=36kA @ 415V 3-pole, line protection TM240, ATAM, In=250A overload protection Ir=175A...250A short-circuit protection Ii=5...10 x In nut keeper kit undervoltage release (UVR) 24V DC 2 auxiliary switches HQ 1 trip alarm switch HQ | - | 0 | 0
3VA1225-4EF32-0CA0 |  | 3VA1225-4EF32-0CA0 | 1 | UN | 1 | 10 | C | D | EAR99 | N | 85362090 | 1 | 4042949099901 | 1.89 | KG | 884 | 884 | LP17 | LP17 | circuit breaker 3VA1 IEC frame 250 breaking capacity class S Icu=36kA @ 415V 3-pole, line protection TM240, ATAM, In=250A overload protection Ir=175A...250A short-circuit protection Ii=5...10 x In nut keeper kit undervoltage release (UVR) 120-127V AC 50/60Hz | - | 0 | 0
3VA1225-4EF32-0CC0 |  | 3VA1225-4EF32-0CC0 | 1 | UN | 1 | 10 | C | D | EAR99 | N | 85362090 | 1 | 4042949102700 | 1.95 | KG | 935 | 935 | LP17 | LP17 | circuit breaker 3VA1 IEC frame 250 breaking capacity class S Icu=36kA @ 415V 3-pole, line protection TM240, ATAM, In=250A overload protection Ir=175A...250A short-circuit protection Ii=5...10 x In nut keeper kit undervoltage release (UVR) 120-127V AC 50/60Hz | - | 0 | 0
3VA1225-4EF32-0CH0 |  | 3VA1225-4EF32-0CH0 | 1 | UN | 1 | 10 | C | D | EAR99 | N | 85362090 | 1 | 4042949103905 | 1.98 | KG | 960.5 | 960.5 | LP17 | LP17 | circuit breaker 3VA1 IEC frame 250 breaking capacity class S Icu=36kA @ 415V 3-pole, line protection TM240, ATAM, In=250A overload protection Ir=175A...250A short-circuit protection Ii=5...10 x In nut keeper kit undervoltage release (UVR) 120-127V AC 50/60Hz 2 auxiliary switches HQ 1 trip alarm switch HQ | - | 0 | 0
3VA1225-4EF32-0DA0 |  | 3VA1225-4EF32-0DA0 | 1 | UN | 1 | 10 | C | D | EAR99 | N | 85362090 | 1 | 4042949100102 | 1.89 | KG | 884 | 884 | LP17 | LP17 | circuit breaker 3VA1 IEC frame 250 breaking capacity class S Icu=36kA @ 415V 3-pole, line protection TM240, ATAM, In=250A overload protection Ir=175A...250A short-circuit protection Ii=5...10 x In nut keeper kit undervoltage release (UVR) 208-230V AC 50/60Hz | - | 0 | 0
3VA1225-4EF32-0DC0 |  | 3VA1225-4EF32-0DC0 | 1 | UN | 1 | 10 | C | D | EAR99 | N | 85362090 | 1 | 4042949102908 | 1.95 | KG | 935 | 935 | LP17 | LP17 | circuit breaker 3VA1 IEC frame 250 breaking capacity class S Icu=36kA @ 415V 3-pole, line protection TM240, ATAM, In=250A overload protection Ir=175A...250A short-circuit protection Ii=5...10 x In nut keeper kit undervoltage release (UVR) 208-230V AC 50/60Hz 2 auxiliary switches HQ | - | 0 | 0
3VA1225-4EF32-0DH0 |  | 3VA1225-4EF32-0DH0 | 1 | UN | 1 | 10 | C | D | EAR99 | N | 85362090 | 1 | 4042949104100 | 1.98 | KG | 960.5 | 960.5 | LP17 | LP17 | circuit breaker 3VA1 IEC frame 250 breaking capacity class S Icu=36kA @ 415V 3-pole, line protection TM240, ATAM, In=250A overload protection Ir=175A...250A short-circuit protection Ii=5...10 x In nut keeper kit undervoltage release (UVR) 208-230V AC 50/60Hz 2 auxiliary switches HQ 1 trip alarm switch HQ | - | 0 | 0
3VA1225-4EF32-0HA0 |  | 3VA1225-4EF32-0HA0 | 1 | UN | 1 | 10 | C | D | EAR99 | N | 85362090 | 1 | 4042949100300 | 1.89 | KG | 858.5 | 858.5 | LP17 | LP17 | circuit breaker 3VA1 IEC frame 250 breaking capacity class S Icu=36kA @ 415V 3-pole, line protection TM240, ATAM, In=250A overload protection Ir=175A...250A short-circuit protection Ii=5...10 x In nut keeper kit shunt trip (STL) 12-30V DC, 24V AC 50/60Hz | - | 0 | 0
3VA1225-4EF32-0HC0 |  | 3VA1225-4EF32-0HC0 | 1 | UN | 1 | 10 | C | D | EAR99 | N | 85362090 | 1 | 4042949103103 | 1.95 | KG | 901 | 901 | LP17 | LP17 | circuit breaker 3VA1 IEC frame 250 breaking capacity class S Icu=36kA @ 415V 3-pole, line protection TM240, ATAM, In=250A overload protection Ir=175A...250A short-circuit protection Ii=5...10 x In nut keeper kit shunt trip (STL) 12-30V DC, 24V AC 50/60Hz 2 auxiliary switches HQ | - | 0 | 0
3VA1225-4EF32-0HH0 |  | 3VA1225-4EF32-0HH0 | 1 | UN | 1 | 10 | C | D | EAR99 | N | 85362090 | 1 | 4042949104308 | 1.98 | KG | 926.5 | 926.5 | LP17 | LP17 | circuit breaker 3VA1 IEC frame 250 breaking capacity class S Icu=36kA @ 415V 3-pole, line protection TM240, ATAM, In=250A overload protection Ir=175A...250A short-circuit protection Ii=5...10 x In nut keeper kit shunt trip (STL) 12-30V DC, 24V AC 50/60Hz 2 auxiliary switches HQ 1 trip alarm switch HQ | - | 0 | 0
3VA1225-4EF32-0JA0 |  | 3VA1225-4EF32-0JA0 | 1 | UN | 1 | 10 | C | D | EAR99 | N | 85362090 | 1 | 4042949100508 | 1.89 | KG | 858.5 | 858.5 | LP17 | LP17 | circuit breaker 3VA1 IEC frame 250 breaking capacity class S Icu=36kA @ 415V 3-pole, line protection TM240, ATAM, In=250A overload protection Ir=175A...250A short-circuit protection Ii=5...10 x In nut keeper kit shunt trip (STL) 110-127V DC, AC 50/60Hz | - | 0 | 0
3VA1225-4EF32-0JC0 |  | 3VA1225-4EF32-0JC0 | 1 | UN | 1 | 10 | C | D | EAR99 | N | 85362090 | 1 | 4042949103301 | 1.95 | KG | 901 | 901 | LP17 | LP17 | circuit breaker 3VA1 IEC frame 250 breaking capacity class S Icu=36kA @ 415V 3-pole, line protection TM240, ATAM, In=250A overload protection Ir=175A...250A short-circuit protection Ii=5...10 x In nut keeper kit shunt trip (STL) 110-127V DC, AC 50/60Hz 2 auxiliary switches HQ | - | 0 | 0
3VA1225-4EF32-0JH0 |  | 3VA1225-4EF32-0JH0 | 1 | UN | 1 | 10 | C | D | EAR99 | N | 85362090 | 1 | 4042949104506 | 1.98 | KG | 926.5 | 926.5 | LP17 | LP17 | circuit breaker 3VA1 IEC frame 250 breaking capacity class S Icu=36kA @ 415V 3-pole, line protection TM240, ATAM, In=250A overload protection Ir=175A...250A short-circuit protection Ii=5...10 x In nut keeper kit shunt trip (STL) 110-127V DC, AC 50/60Hz 2 auxiliary switches HQ 1 trip alarm switch HQ | - | 0 | 0
3VA1225-4EF32-0KA0 |  | 3VA1225-4EF32-0KA0 | 1 | UN | 1 | 10 | C | D | EAR99 | N | 85362090 | 1 | 4042949100706 | 1.89 | KG | 858.5 | 858.5 | LP17 | LP17 | circuit breaker 3VA1 IEC frame 250 breaking capacity class S Icu=36kA @ 415V 3-pole, line protection TM240, ATAM, In=250A overload protection Ir=175A...250A short-circuit protection Ii=5...10 x In nut keeper kit shunt trip (STL) 220-250V DC, 208-277V AC | - | 0 | 0
3VA1225-4EF32-0KB0 |  | 3VA1225-4EF32-0KB0 | 1 | UN | 1 | 10 | C | D | EAR99 | N | 85362090 | 1 | 4042949328179 | 1.74 | KG | 926.5 | 926.5 | LP17 | LP17 | circuit breaker 3VA1 IEC frame 250 breaking capacity class S Icu=36kA @ 415V 3-pole, line protection TM240, ATAM, In=250A overload protection Ir=175A...250A short-circuit protection Ii=5...10 x In nut keeper kit circuit breaker 3VA1 IEC frame 250 breaking capacity class S Icu=36kA @ 415V 3-pole, line protection TM240, ATAM, In=250A overload protection Ir=175A...250A short-circuit protection Ii=5...10 x In nut SHUNT TRIP LEFT 208-277 V AC 50/60 HZ 220-250 V DC ACCESSORY 2 AUXILIARY SWITCH CHANGEOVER H |  | 0 | 0
3VA1225-4EF32-0KC0 |  | 3VA1225-4EF32-0KC0 | 1 | UN | 1 | 10 | C | D | EAR99 | N | 85362090 | 1 | 4042949103509 | 1.95 | KG | 901 | 901 | LP17 | LP17 | circuit breaker 3VA1 IEC frame 250 breaking capacity class S Icu=36kA @ 415V 3-pole, line protection TM240, ATAM, In=250A overload protection Ir=175A...250A short-circuit protection Ii=5...10 x In nut keeper kit shunt trip (STL) 220-250V DC, 208-277V AC 2 auxiliary switches HQ | - | 0 | 0
3VA1225-4EF32-0KH0 |  | 3VA1225-4EF32-0KH0 | 1 | UN | 1 | 10 | C | D | EAR99 | N | 85362090 | 1 | 4042949104704 | 1.98 | KG | 926.5 | 926.5 | LP17 | LP17 | circuit breaker 3VA1 IEC frame 250 breaking capacity class S Icu=36kA @ 415V 3-pole, line protection TM240, ATAM, In=250A overload protection Ir=175A...250A short-circuit protection Ii=5...10 x In nut keeper kit shunt trip (STL) 220-250V DC, 208-277V AC 2 auxiliary switches HQ 1 trip alarm switch HQ | - | 0 | 0
3VA1225-4EF32-0LE0 |  | 3VA1225-4EF32-0LE0 | 1 | UN | 1 | 10 | C | D | EAR99 | N | 85362090 | 1 | 4042949322115 | 1.795 | KG | 1062.5 | 1062.5 | LP17 | LP17 | circuit breaker 3VA1 IEC frame 250 breaking capacity class S Icu=36kA @ 415V 3-pole, line protection TM240, ATAM, In=250A overload protection Ir=175A...250A short-circuit protection Ii=5...10 x In nut keeper kit universal release (UNI) 24V DC 4 auxiliary switches HQ | - | 0 | 0
3VA1225-4EF42-0AA0 |  | 3VA1225-4EF42-0AA0 | 1 | UN | 1 | 2 | A | D | EAR99 | N | 85362090 | 1 | 4042948809471 | 2.07 | KG | 975.8 | 951.2 | LP17 | LP17 | circuit breaker 3VA1 IEC frame 250 breaking capacity class S Icu=36kA @ 415V 4-pole, line protection TM240, ATAM, In=250A overload protection Ir=175A...250A short-circuit protection Ii=5...10 x In N conductor unprotected nut keeper kit | Lista Papel 2020 SI | 0 | 0
3VA1225-4EF42-0AB0 |  | 3VA1225-4EF42-0AB0 | 1 | UN | 1 | 10 | C | D | EAR99 | N | 85362090 | 1 | 4042949100898 | 2.2 | KG | 1079.5 | 1079.5 | LP17 | LP17 | circuit breaker 3VA1 IEC frame 250 breaking capacity class S Icu=36kA @ 415V 4-pole, line protection TM240, ATAM, In=250A overload protection Ir=175A...250A short-circuit protection Ii=5...10 x In N conductor unprotected nut keeper kit 2 auxiliary switches HP | - | 0 | 0
3VA1225-4EF42-0AC0 |  | 3VA1225-4EF42-0AC0 | 1 | UN | 1 | 10 | C | D | EAR99 | N | 85362090 | 1 | 4042949101093 | 2.2 | KG | 1062.5 | 1062.5 | LP17 | LP17 | circuit breaker 3VA1 IEC frame 250 breaking capacity class S Icu=36kA @ 415V 4-pole, line protection TM240, ATAM, In=250A overload protection Ir=175A...250A short-circuit protection Ii=5...10 x In N conductor unprotected nut keeper kit 2 auxiliary switches HQ | - | 0 | 0
3VA1225-4EF42-0AD0 |  | 3VA1225-4EF42-0AD0 | 1 | UN | 1 | 10 | C | D | EAR99 | N | 85362090 | 1 | 4042949101291 | 2.2 | KG | 1079.5 | 1079.5 | LP17 | LP17 | circuit breaker 3VA1 IEC frame 250 breaking capacity class S Icu=36kA @ 415V 4-pole, line protection TM240, ATAM, In=250A overload protection Ir=175A...250A short-circuit protection Ii=5...10 x In N conductor unprotected nut keeper kit 3 auxiliary switches HQ | - | 0 | 0
3VA1225-4EF42-0AE0 |  | 3VA1225-4EF42-0AE0 | 1 | UN | 1 | 10 | C | D | EAR99 | N | 85362090 | 1 | 4042949101499 | 2.2 | KG | 1105 | 1105 | LP17 | LP17 | circuit breaker 3VA1 IEC frame 250 breaking capacity class S Icu=36kA @ 415V 4-pole, line protection TM240, ATAM, In=250A overload protection Ir=175A...250A short-circuit protection Ii=5...10 x In N conductor unprotected nut keeper kit 4 auxiliary switches HQ | - | 0 | 0
3VA1225-4EF42-0AF0 |  | 3VA1225-4EF42-0AF0 | 1 | UN | 1 | 10 | C | D | EAR99 | N | 85362090 | 1 | 4042949101697 | 2.2 | KG | 1062.5 | 1062.5 | LP17 | LP17 | circuit breaker 3VA1 IEC frame 250 breaking capacity class S Icu=36kA @ 415V 4-pole, line protection TM240, ATAM, In=250A overload protection Ir=175A...250A short-circuit protection Ii=5...10 x In N conductor unprotected nut keeper kit 1 auxiliary switch HQ 1 trip alarm switch HQ | - | 0 | 0
3VA1225-4EF42-0AG0 |  | 3VA1225-4EF42-0AG0 | 1 | UN | 1 | 10 | C | D | EAR99 | N | 85362090 | 1 | 4042949101895 | 2.2 | KG | 1079.5 | 1079.5 | LP17 | LP17 | circuit breaker 3VA1 IEC frame 250 breaking capacity class S Icu=36kA @ 415V 4-pole, line protection TM240, ATAM, In=250A overload protection Ir=175A...250A short-circuit protection Ii=5...10 x In N conductor unprotected nut keeper kit 1 auxiliary switch HP 1 trip alarm switch HP | - | 0 | 0
3VA1225-4EF42-0AH0 |  | 3VA1225-4EF42-0AH0 | 1 | UN | 1 | 10 | C | D | EAR99 | N | 85362090 | 1 | 4042949102090 | 2.2 | KG | 1079.5 | 1079.5 | LP17 | LP17 | circuit breaker 3VA1 IEC frame 250 breaking capacity class S Icu=36kA @ 415V 4-pole, line protection TM240, ATAM, In=250A overload protection Ir=175A...250A short-circuit protection Ii=5...10 x In N conductor unprotected nut keeper kit 2 auxiliary switches HQ 1 trip alarm switch HQ | - | 0 | 0
3VA1225-4EF42-0AJ0 |  | 3VA1225-4EF42-0AJ0 | 1 | UN | 1 | 10 | C | D | EAR99 | N | 85362090 | 1 | 4042949102298 | 2.2 | KG | 1113.5 | 1113.5 | LP17 | LP17 | circuit breaker 3VA1 IEC frame 250 breaking capacity class S Icu=36kA @ 415V 4-pole, line protection TM240, ATAM, In=250A overload protection Ir=175A...250A short-circuit protection Ii=5...10 x In N conductor unprotected nut keeper kit 2 auxiliary switches HP 1 trip alarm switch HP | - | 0 | 0
3VA1225-4EF42-0BA0 |  | 3VA1225-4EF42-0BA0 | 1 | UN | 1 | 10 | C | D | EAR99 | N | 85362090 | 1 | 4042949099697 | 2.2 | KG | 1113.5 | 1113.5 | LP17 | LP17 | circuit breaker 3VA1 IEC frame 250 breaking capacity class S Icu=36kA @ 415V 4-pole, line protection TM240, ATAM, In=250A overload protection Ir=175A...250A short-circuit protection Ii=5...10 x In N conductor unprotected nut keeper kit undervoltage release (UVR) 24V DC | - | 0 | 0
3VA1225-4EF42-0BC0 |  | 3VA1225-4EF42-0BC0 | 1 | UN | 1 | 10 | C | D | EAR99 | N | 85362090 | 1 | 4042949102496 | 2.2 | KG | 1156 | 1156 | LP17 | LP17 | circuit breaker 3VA1 IEC frame 250 breaking capacity class S Icu=36kA @ 415V 4-pole, line protection TM240, ATAM, In=250A overload protection Ir=175A...250A short-circuit protection Ii=5...10 x In N conductor unprotected nut keeper kit undervoltage release (UVR) 24V DC | - | 0 | 0
3VA1225-4EF42-0BH0 |  | 3VA1225-4EF42-0BH0 | 1 | UN | 1 | 10 | C | D | EAR99 | N | 85362090 | 1 | 4042949103691 | 2.2 | KG | 1190 | 1190 | LP17 | LP17 | circuit breaker 3VA1 IEC frame 250 breaking capacity class S Icu=36kA @ 415V 4-pole, line protection TM240, ATAM, In=250A overload protection Ir=175A...250A short-circuit protection Ii=5...10 x In N conductor unprotected nut keeper kit undervoltage release (UVR) 24 V DC 2 auxiliary switches HQ 1 trip alarm switch HQ | - | 0 | 0
3VA1225-4EF42-0CA0 |  | 3VA1225-4EF42-0CA0 | 1 | UN | 1 | 10 | C | D | EAR99 | N | 85362090 | 1 | 4042949099895 | 2.2 | KG | 1113.5 | 1113.5 | LP17 | LP17 | circuit breaker 3VA1 IEC frame 250 breaking capacity class S Icu=36kA @ 415V 4-pole, line protection TM240, ATAM, In=250A overload protection Ir=175A...250A short-circuit protection Ii=5...10 x In N conductor unprotected nut keeper kit undervoltage release (UVR) 120-127V AC 50/60Hz | - | 0 | 0
3VA1225-4EF42-0CC0 |  | 3VA1225-4EF42-0CC0 | 1 | UN | 1 | 10 | C | D | EAR99 | N | 85362090 | 1 | 4042949102694 | 2.2 | KG | 1156 | 1156 | LP17 | LP17 | circuit breaker 3VA1 IEC frame 250 breaking capacity class S Icu=36kA @ 415V 4-pole, line protection TM240, ATAM, In=250A overload protection Ir=175A...250A short-circuit protection Ii=5...10 x In N conductor unprotected nut keeper kit undervoltage release (UVR) 120-127V AC 50/60Hz | - | 0 | 0
3VA1225-4EF42-0CH0 |  | 3VA1225-4EF42-0CH0 | 1 | UN | 1 | 10 | C | D | EAR99 | N | 85362090 | 1 | 4042949103899 | 2.2 | KG | 1190 | 1190 | LP17 | LP17 | circuit breaker 3VA1 IEC frame 250 breaking capacity class S Icu=36kA @ 415V 4-pole, line protection TM240, ATAM, In=250A overload protection Ir=175A...250A short-circuit protection Ii=5...10 x In N conductor unprotected nut keeper kit undervoltage release (UVR) 120-127V AC 50/60Hz 2 auxiliary switches HQ 1 trip alarm switch HQ | - | 0 | 0
3VA1225-4EF42-0DA0 |  | 3VA1225-4EF42-0DA0 | 1 | UN | 1 | 10 | C | D | EAR99 | N | 85362090 | 1 | 4042949100096 | 2.2 | KG | 1113.5 | 1113.5 | LP17 | LP17 | circuit breaker 3VA1 IEC frame 250 breaking capacity class S Icu=36kA @ 415V 4-pole, line protection TM240, ATAM, In=250A overload protection Ir=175A...250A short-circuit protection Ii=5...10 x In N conductor unprotected nut keeper kit undervoltage release (UVR) 208-230V AC 50/60Hz | - | 0 | 0
3VA1225-4EF42-0DC0 |  | 3VA1225-4EF42-0DC0 | 1 | UN | 1 | 10 | C | D | EAR99 | N | 85362090 | 1 | 4042949102892 | 2.2 | KG | 1156 | 1156 | LP17 | LP17 | circuit breaker 3VA1 IEC frame 250 breaking capacity class S Icu=36kA @ 415V 4-pole, line protection TM240, ATAM, In=250A overload protection Ir=175A...250A short-circuit protection Ii=5...10 x In N conductor unprotected nut keeper kit undervoltage release (UVR) 208-230V AC 50/60Hz 2 auxiliary switches HQ | - | 0 | 0
3VA1225-4EF42-0DH0 |  | 3VA1225-4EF42-0DH0 | 1 | UN | 1 | 10 | C | D | EAR99 | N | 85362090 | 1 | 4042949104094 | 2.2 | KG | 1190 | 1190 | LP17 | LP17 | circuit breaker 3VA1 IEC frame 250 breaking capacity class S Icu=36kA @ 415V 4-pole, line protection TM240, ATAM, In=250A overload protection Ir=175A...250A short-circuit protection Ii=5...10 x In N conductor unprotected nut keeper kit undervoltage release (UVR) 208-230V AC 50/60Hz 2 auxiliary switches HQ 1 trip alarm switch HQ | - | 0 | 0
3VA1225-4EF42-0HA0 |  | 3VA1225-4EF42-0HA0 | 1 | UN | 1 | 10 | C | D | EAR99 | N | 85362090 | 1 | 4042949100294 | 2.2 | KG | 1096.5 | 1096.5 | LP17 | LP17 | circuit breaker 3VA1 IEC frame 250 breaking capacity class S Icu=36kA @ 415V 4-pole, line protection TM240, ATAM, In=250A overload protection Ir=175A...250A short-circuit protection Ii=5...10 x In N conductor unprotected nut keeper kit shunt trip (STL) 12-30V DC; 24V AC 50/60Hz | - | 0 | 0
3VA1225-4EF42-0HC0 |  | 3VA1225-4EF42-0HC0 | 1 | UN | 1 | 10 | C | D | EAR99 | N | 85362090 | 1 | 4042949103097 | 2.2 | KG | 1139 | 1139 | LP17 | LP17 | circuit breaker 3VA1 IEC frame 250 breaking capacity class S Icu=36kA @ 415V 4-pole, line protection TM240, ATAM, In=250A overload protection Ir=175A...250A short-circuit protection Ii=5...10 x In N conductor unprotected nut keeper kit shunt trip (STL) 12-30V DC; 24V AC 50/60Hz 2 auxiliary switches HQ | - | 0 | 0
3VA1225-4EF42-0HH0 |  | 3VA1225-4EF42-0HH0 | 1 | UN | 1 | 10 | C | D | EAR99 | N | 85362090 | 1 | 4042949104292 | 2.2 | KG | 1156 | 1156 | LP17 | LP17 | circuit breaker 3VA1 IEC frame 250 breaking capacity class S Icu=36kA @ 415V 4-pole, line protection TM240, ATAM, In=250A overload protection Ir=175A...250A short-circuit protection Ii=5...10 x In N conductor unprotected nut keeper kit shunt trip (STL) 12-30V DC; 24V AC 50/60Hz 2 auxiliary switches HQ 1 trip alarm switch HQ | - | 0 | 0
3VA1225-4EF42-0JA0 |  | 3VA1225-4EF42-0JA0 | 1 | UN | 1 | 10 | C | D | EAR99 | N | 85362090 | 1 | 4042949100492 | 2.2 | KG | 1096.5 | 1096.5 | LP17 | LP17 | circuit breaker 3VA1 IEC frame 250 breaking capacity class S Icu=36kA @ 415V 4-pole, line protection TM240, ATAM, In=250A overload protection Ir=175A...250A short-circuit protection Ii=5...10 x In N conductor unprotected nut keeper kit shunt trip (STL) 110-127V DC, AC 50/60Hz | - | 0 | 0
3VA1225-4EF42-0JC0 |  | 3VA1225-4EF42-0JC0 | 1 | UN | 1 | 10 | C | D | EAR99 | N | 85362090 | 1 | 4042949103295 | 2.2 | KG | 1139 | 1139 | LP17 | LP17 | circuit breaker 3VA1 IEC frame 250 breaking capacity class S Icu=36kA @ 415V 4-pole, line protection TM240, ATAM, In=250A overload protection Ir=175A...250A short-circuit protection Ii=5...10 x In N conductor unprotected nut keeper kit shunt trip (STL) 110-127V DC, AC 50/60Hz 2 auxiliary switches HQ | - | 0 | 0
3VA1225-4EF42-0JH0 |  | 3VA1225-4EF42-0JH0 | 1 | UN | 1 | 10 | C | D | EAR99 | N | 85362090 | 1 | 4042949104490 | 2.2 | KG | 1156 | 1156 | LP17 | LP17 | circuit breaker 3VA1 IEC frame 250 breaking capacity class S Icu=36kA @ 415V 4-pole, line protection TM240, ATAM, In=250A overload protection Ir=175A...250A short-circuit protection Ii=5...10 x In N conductor unprotected nut keeper kit shunt trip (STL) 110-127V DC, AC 50/60Hz 2 auxiliary switches HQ 1 trip alarm switch HQ | - | 0 | 0
3VA1225-4EF42-0KA0 |  | 3VA1225-4EF42-0KA0 | 1 | UN | 1 | 10 | C | D | EAR99 | N | 85362090 | 1 | 4042949100690 | 2.2 | KG | 1096.5 | 1096.5 | LP17 | LP17 | circuit breaker 3VA1 IEC frame 250 breaking capacity class S Icu=36kA @ 415V 4-pole, line protection TM240, ATAM, In=250A overload protection Ir=175A...250A short-circuit protection Ii=5...10 x In N conductor unprotected nut keeper kit shunt trip (STL) 220-250V DC; 208-277V AC | - | 0 | 0
3VA1225-4EF42-0KC0 |  | 3VA1225-4EF42-0KC0 | 1 | UN | 1 | 10 | C | D | EAR99 | N | 85362090 | 1 | 4042949103493 | 2.2 | KG | 1139 | 1139 | LP17 | LP17 | circuit breaker 3VA1 IEC frame 250 breaking capacity class S Icu=36kA @ 415V 4-pole, line protection TM240, ATAM, In=250A overload protection Ir=175A...250A short-circuit protection Ii=5...10 x In N conductor unprotected nut keeper kit shunt trip (STL) 220-250V DC; 208-277V AC 2 auxiliary switches HQ | - | 0 | 0
3VA1225-4EF42-0KH0 |  | 3VA1225-4EF42-0KH0 | 1 | UN | 1 | 10 | C | D | EAR99 | N | 85362090 | 1 | 4042949104698 | 2.2 | KG | 1156 | 1156 | LP17 | LP17 | circuit breaker 3VA1 IEC frame 250 breaking capacity class S Icu=36kA @ 415V 4-pole, line protection TM240, ATAM, In=250A overload protection Ir=175A...250A short-circuit protection Ii=5...10 x In N conductor unprotected nut keeper kit shunt trip (STL) 220-250V DC; 208-277V AC 2 auxiliary switches HQ 1 trip alarm switch HQ | - | 0 | 0
3VA1225-4FF42-0AA0 |  | 3VA1225-4FF42-0AA0 | 1 | UN | 1 | 2 | A | D | EAR99 | N | 85362090 | 1 | 4042948815458 | 2.083 | KG | 975.8 | 951.2 | LP17 | LP17 | circuit breaker 3VA1 IEC frame 250 breaking capacity class S Icu=36kA @ 415V 4-pole, line protection TM240, ATAM, In=250A overload protection Ir=175A...250A short-circuit protection Ii=5...10 x In N conductor protection 50% nut keeper kit | Lista Papel 2020 SI | 0 | 0
3VA1225-4FF42-0CE0 |  | 3VA1225-4FF42-0CE0 | 1 | UN | 1 | 10 | C | D | EAR99 | N | 85362090 | 1 | 4042949324454 | 2.285 | KG | 1224 | 1224 | LP17 | LP17 | circuit breaker 3VA1 IEC frame 250 breaking capacity class S Icu=36kA @ 415V 4-pole, line protection TM240, ATAM, In=250A overload protection Ir=175A...250A short-circuit protection Ii=5...10 x In N conductor protection 50% nut keeper kit undervoltage release 120-127V AC 50/60Hz 4 auxiliary switches | - | 0 | 0
3VA1225-4GF42-0AA0 |  | 3VA1225-4GF42-0AA0 | 1 | UN | 1 | 2 | A | D | EAR99 | N | 85362090 | 1 | 4042948815991 | 2.073 | KG | 975.8 | 951.2 | LP17 | LP17 | circuit breaker 3VA1 IEC frame 250 breaking capacity class S Icu=36kA @ 415V 4-pole, line protection TM240, ATAM, In=250A overload protection Ir=175A...250A short-circuit protection Ii=5...10 x In N conductor protection 100% nut keeper kit | Lista Papel 2020 SI | 0 | 0
3VA1225-4GF42-0AB0 |  | 3VA1225-4GF42-0AB0 | 1 | UN | 1 | 10 | C | D | EAR99 | N | 85362090 | 1 | 4042949100881 | 2.2 | KG | 1079.5 | 1079.5 | LP17 | LP17 | circuit breaker 3VA1 IEC frame 250 breaking capacity class S Icu=36kA @ 415V 4-pole, line protection TM240, ATAM, In=250A overload protection Ir=175A...250A short-circuit protection Ii=5...10 x In N conductor protection 100% nut keeper kit 2 auxiliary switches HP | - | 0 | 0
3VA1225-4GF42-0AC0 |  | 3VA1225-4GF42-0AC0 | 1 | UN | 1 | 10 | C | D | EAR99 | N | 85362090 | 1 | 4042949101086 | 2.2 | KG | 1062.5 | 1062.5 | LP17 | LP17 | circuit breaker 3VA1 IEC frame 250 breaking capacity class S Icu=36kA @ 415V 4-pole, line protection TM240, ATAM, In=250A overload protection Ir=175A...250A short-circuit protection Ii=5...10 x In N conductor protection 100% nut keeper kit 2 auxiliary switches HQ | - | 0 | 0
3VA1225-4GF42-0AD0 |  | 3VA1225-4GF42-0AD0 | 1 | UN | 1 | 10 | C | D | EAR99 | N | 85362090 | 1 | 4042949101284 | 2.2 | KG | 1079.5 | 1079.5 | LP17 | LP17 | circuit breaker 3VA1 IEC frame 250 breaking capacity class S Icu=36kA @ 415V 4-pole, line protection TM240, ATAM, In=250A overload protection Ir=175A...250A short-circuit protection Ii=5...10 x In N conductor protection 100% nut keeper kit 3 auxiliary switches HQ | - | 0 | 0
3VA1225-4GF42-0AE0 |  | 3VA1225-4GF42-0AE0 | 1 | UN | 1 | 10 | C | D | EAR99 | N | 85362090 | 1 | 4042949101482 | 2.2 | KG | 1105 | 1105 | LP17 | LP17 | circuit breaker 3VA1 IEC frame 250 breaking capacity class S Icu=36kA @ 415V 4-pole, line protection TM240, ATAM, In=250A overload protection Ir=175A...250A short-circuit protection Ii=5...10 x In N conductor protection 100% nut keeper kit 4 auxiliary switches HQ | - | 0 | 0
3VA1225-4GF42-0AF0 |  | 3VA1225-4GF42-0AF0 | 1 | UN | 1 | 10 | C | D | EAR99 | N | 85362090 | 1 | 4042949101680 | 2.2 | KG | 1062.5 | 1062.5 | LP17 | LP17 | circuit breaker 3VA1 IEC frame 250 breaking capacity class S Icu=36kA @ 415V 4-pole, line protection TM240, ATAM, In=250A overload protection Ir=175A...250A short-circuit protection Ii=5...10 x In N conductor protection 100% nut keeper kit 1 auxiliary switch HQ 1 trip alarm switch HQ | - | 0 | 0
3VA1225-4GF42-0AG0 |  | 3VA1225-4GF42-0AG0 | 1 | UN | 1 | 10 | C | D | EAR99 | N | 85362090 | 1 | 4042949101888 | 2.2 | KG | 1079.5 | 1079.5 | LP17 | LP17 | circuit breaker 3VA1 IEC frame 250 breaking capacity class S Icu=36kA @ 415V 4-pole, line protection TM240, ATAM, In=250A overload protection Ir=175A...250A short-circuit protection Ii=5...10 x In N conductor protection 100% nut keeper kit 1 auxiliary switch HP 1 trip alarm switch HP | - | 0 | 0
3VA1225-4GF42-0AH0 |  | 3VA1225-4GF42-0AH0 | 1 | UN | 1 | 10 | C | D | EAR99 | N | 85362090 | 1 | 4042949102083 | 2.2 | KG | 1079.5 | 1079.5 | LP17 | LP17 | circuit breaker 3VA1 IEC frame 250 breaking capacity class S Icu=36kA @ 415V 4-pole, line protection TM240, ATAM, In=250A overload protection Ir=175A...250A short-circuit protection Ii=5...10 x In N conductor protection 100% nut keeper kit 2 auxiliary switches HQ 1 trip alarm switch HQ | - | 0 | 0
3VA1225-4GF42-0AJ0 |  | 3VA1225-4GF42-0AJ0 | 1 | UN | 1 | 10 | C | D | EAR99 | N | 85362090 | 1 | 4042949102281 | 2.2 | KG | 1113.5 | 1113.5 | LP17 | LP17 | circuit breaker 3VA1 IEC frame 250 breaking capacity class S Icu=36kA @ 415V 4-pole, line protection TM240, ATAM, In=250A overload protection Ir=175A...250A short-circuit protection Ii=5...10 x In N conductor protection 100% nut keeper kit 2 auxiliary switches HP 1 trip alarm switch HP | - | 0 | 0
3VA1225-4GF42-0BA0 |  | 3VA1225-4GF42-0BA0 | 1 | UN | 1 | 10 | C | D | EAR99 | N | 85362090 | 1 | 4042949099680 | 2.2 | KG | 1113.5 | 1113.5 | LP17 | LP17 | circuit breaker 3VA1 IEC frame 250 breaking capacity class S Icu=36kA @ 415V 4-pole, line protection TM240, ATAM, In=250A overload protection Ir=175A...250A short-circuit protection Ii=5...10 x In N conductor protection 100% nut keeper kit undervoltage release (UVR) 24V DC | - | 0 | 0
3VA1225-4GF42-0BC0 |  | 3VA1225-4GF42-0BC0 | 1 | UN | 1 | 10 | C | D | EAR99 | N | 85362090 | 1 | 4042949102489 | 2.2 | KG | 1156 | 1156 | LP17 | LP17 | circuit breaker 3VA1 IEC frame 250 breaking capacity class S Icu=36kA @ 415V 4-pole, line protection TM240, ATAM, In=250A overload protection Ir=175A...250A short-circuit protection Ii=5...10 x In N conductor protection 100% nut keeper kit undervoltage release (UVR) 24V DC | - | 0 | 0
3VA1225-4GF42-0BH0 |  | 3VA1225-4GF42-0BH0 | 1 | UN | 1 | 10 | C | D | EAR99 | N | 85362090 | 1 | 4042949103684 | 2.2 | KG | 1190 | 1190 | LP17 | LP17 | circuit breaker 3VA1 IEC frame 250 breaking capacity class S Icu=36kA @ 415V 4-pole, line protection TM240, ATAM, In=250A overload protection Ir=175A...250A short-circuit protection Ii=5...10 x In N conductor protection 100% nut keeper kit undervoltage release (UVR) 24 V DC 2 auxiliary switches HQ 1 trip alarm switch HQ | - | 0 | 0
3VA1225-4GF42-0CA0 |  | 3VA1225-4GF42-0CA0 | 1 | UN | 1 | 10 | C | D | EAR99 | N | 85362090 | 1 | 4042949099888 | 2.2 | KG | 1113.5 | 1113.5 | LP17 | LP17 | circuit breaker 3VA1 IEC frame 250 breaking capacity class S Icu=36kA @ 415V 4-pole, line protection TM240, ATAM, In=250A overload protection Ir=175A...250A short-circuit protection Ii=5...10 x In N conductor protection 100% nut keeper kit undervoltage release (UVR) 120-127V AC 50/60Hz | - | 0 | 0
3VA1225-4GF42-0CC0 |  | 3VA1225-4GF42-0CC0 | 1 | UN | 1 | 10 | C | D | EAR99 | N | 85362090 | 1 | 4042949102687 | 2.2 | KG | 1156 | 1156 | LP17 | LP17 | circuit breaker 3VA1 IEC frame 250 breaking capacity class S Icu=36kA @ 415V 4-pole, line protection TM240, ATAM, In=250A overload protection Ir=175A...250A short-circuit protection Ii=5...10 x In N conductor protection 100% nut keeper kit undervoltage release (UVR) 120-127V AC 50/60Hz | - | 0 | 0
3VA1225-4GF42-0CH0 |  | 3VA1225-4GF42-0CH0 | 1 | UN | 1 | 10 | C | D | EAR99 | N | 85362090 | 1 | 4042949103882 | 2.2 | KG | 1190 | 1190 | LP17 | LP17 | circuit breaker 3VA1 IEC frame 250 breaking capacity class S Icu=36kA @ 415V 4-pole, line protection TM240, ATAM, In=250A overload protection Ir=175A...250A short-circuit protection Ii=5...10 x In N conductor protection 100% nut keeper kit undervoltage release (UVR) 120-127V AC 50/60Hz 2 auxiliary switches HQ 1 trip alarm switch HQ | - | 0 | 0
3VA1225-4GF42-0DA0 |  | 3VA1225-4GF42-0DA0 | 1 | UN | 1 | 10 | C | D | EAR99 | N | 85362090 | 1 | 4042949100089 | 2.2 | KG | 1113.5 | 1113.5 | LP17 | LP17 | circuit breaker 3VA1 IEC frame 250 breaking capacity class S Icu=36kA @ 415V 4-pole, line protection TM240, ATAM, In=250A overload protection Ir=175A...250A short-circuit protection Ii=5...10 x In N conductor protection 100% nut keeper kit undervoltage release (UVR) 208-230V AC 50/60Hz | - | 0 | 0
3VA1225-4GF42-0DC0 |  | 3VA1225-4GF42-0DC0 | 1 | UN | 1 | 10 | C | D | EAR99 | N | 85362090 | 1 | 4042949102885 | 2.2 | KG | 1156 | 1156 | LP17 | LP17 | circuit breaker 3VA1 IEC frame 250 breaking capacity class S Icu=36kA @ 415V 4-pole, line protection TM240, ATAM, In=250A overload protection Ir=175A...250A short-circuit protection Ii=5...10 x In N conductor protection 100% nut keeper kit undervoltage release (UVR) 208-230V AC 50/60Hz 2 auxiliary switches HQ | - | 0 | 0
3VA1225-4GF42-0DH0 |  | 3VA1225-4GF42-0DH0 | 1 | UN | 1 | 10 | C | D | EAR99 | N | 85362090 | 1 | 4042949104087 | 2.2 | KG | 1190 | 1190 | LP17 | LP17 | circuit breaker 3VA1 IEC frame 250 breaking capacity class S Icu=36kA @ 415V 4-pole, line protection TM240, ATAM, In=250A overload protection Ir=175A...250A short-circuit protection Ii=5...10 x In N conductor protection 100% nut keeper kit undervoltage release (UVR) 208-230V AC 50/60Hz 2 auxiliary switches HQ 1 trip alarm switch HQ | - | 0 | 0
3VA1225-4GF42-0HA0 |  | 3VA1225-4GF42-0HA0 | 1 | UN | 1 | 10 | C | D | EAR99 | N | 85362090 | 1 | 4042949100287 | 2.2 | KG | 1096.5 | 1096.5 | LP17 | LP17 | circuit breaker 3VA1 IEC frame 250 breaking capacity class S Icu=36kA @ 415V 4-pole, line protection TM240, ATAM, In=250A overload protection Ir=175A...250A short-circuit protection Ii=5...10 x In N conductor protection 100% nut keeper kit shunt trip (STL) 12-30V DC; 24V AC 50/60Hz | - | 0 | 0
3VA1225-4GF42-0HC0 |  | 3VA1225-4GF42-0HC0 | 1 | UN | 1 | 10 | C | D | EAR99 | N | 85362090 | 1 | 4042949103080 | 2.2 | KG | 1139 | 1139 | LP17 | LP17 | circuit breaker 3VA1 IEC frame 250 breaking capacity class S Icu=36kA @ 415V 4-pole, line protection TM240, ATAM, In=250A overload protection Ir=175A...250A short-circuit protection Ii=5...10 x In N conductor protection 100% nut keeper kit shunt trip (STL) 12-30V DC; 24V AC 50/60Hz 2 auxiliary switches HQ | - | 0 | 0
3VA1225-4GF42-0HH0 |  | 3VA1225-4GF42-0HH0 | 1 | UN | 1 | 10 | C | D | EAR99 | N | 85362090 | 1 | 4042949104285 | 2.2 | KG | 1156 | 1156 | LP17 | LP17 | circuit breaker 3VA1 IEC frame 250 breaking capacity class S Icu=36kA @ 415V 4-pole, line protection TM240, ATAM, In=250A overload protection Ir=175A...250A short-circuit protection Ii=5...10 x In N conductor protection 100% nut keeper kit shunt trip (STL) 12-30V DC; 24V AC 50/60Hz 2 auxiliary switches HQ 1 trip alarm switch HQ | - | 0 | 0
3VA1225-4GF42-0JA0 |  | 3VA1225-4GF42-0JA0 | 1 | UN | 1 | 10 | C | D | EAR99 | N | 85362090 | 1 | 4042949100485 | 2.2 | KG | 1096.5 | 1096.5 | LP17 | LP17 | circuit breaker 3VA1 IEC frame 250 breaking capacity class S Icu=36kA @ 415V 4-pole, line protection TM240, ATAM, In=250A overload protection Ir=175A...250A short-circuit protection Ii=5...10 x In N conductor protection 100% nut keeper kit shunt trip (STL) 110-127V DC, AC 50/60Hz | - | 0 | 0
3VA1225-4GF42-0JC0 |  | 3VA1225-4GF42-0JC0 | 1 | UN | 1 | 10 | C | D | EAR99 | N | 85362090 | 1 | 4042949103288 | 2.2 | KG | 1139 | 1139 | LP17 | LP17 | circuit breaker 3VA1 IEC frame 250 breaking capacity class S Icu=36kA @ 415V 4-pole, line protection TM240, ATAM, In=250A overload protection Ir=175A...250A short-circuit protection Ii=5...10 x In N conductor protection 100% nut keeper kit shunt trip (STL) 110-127V DC, AC 50/60Hz 2 auxiliary switches HQ | - | 0 | 0
3VA1225-4GF42-0JH0 |  | 3VA1225-4GF42-0JH0 | 1 | UN | 1 | 10 | C | D | EAR99 | N | 85362090 | 1 | 4042949104483 | 2.2 | KG | 1156 | 1156 | LP17 | LP17 | circuit breaker 3VA1 IEC frame 250 breaking capacity class S Icu=36kA @ 415V 4-pole, line protection TM240, ATAM, In=250A overload protection Ir=175A...250A short-circuit protection Ii=5...10 x In N conductor protection 100% nut keeper kit shunt trip (STL) 110-127V DC, AC 50/60Hz 2 auxiliary switches HQ 1 trip alarm switch HQ | - | 0 | 0
3VA1225-4GF42-0KA0 |  | 3VA1225-4GF42-0KA0 | 1 | UN | 1 | 10 | C | D | EAR99 | N | 85362090 | 1 | 4042949100683 | 2.2 | KG | 1096.5 | 1096.5 | LP17 | LP17 | circuit breaker 3VA1 IEC frame 250 breaking capacity class S Icu=36kA @ 415V 4-pole, line protection TM240, ATAM, In=250A overload protection Ir=175A...250A short-circuit protection Ii=5...10 x In N conductor protection 100% nut keeper kit shunt trip (STL) 220-250V DC; 208-277V AC | - | 0 | 0
3VA1225-4GF42-0KC0 |  | 3VA1225-4GF42-0KC0 | 1 | UN | 1 | 10 | C | D | EAR99 | N | 85362090 | 1 | 4042949103486 | 2.2 | KG | 1139 | 1139 | LP17 | LP17 | circuit breaker 3VA1 IEC frame 250 breaking capacity class S Icu=36kA @ 415V 4-pole, line protection TM240, ATAM, In=250A overload protection Ir=175A...250A short-circuit protection Ii=5...10 x In N conductor protection 100% nut keeper kit shunt trip (STL) 220-250V DC; 208-277V AC 2 auxiliary switches HQ | - | 0 | 0
3VA1225-4GF42-0KH0 |  | 3VA1225-4GF42-0KH0 | 1 | UN | 1 | 10 | C | D | EAR99 | N | 85362090 | 1 | 4042949104681 | 2.2 | KG | 1156 | 1156 | LP17 | LP17 | circuit breaker 3VA1 IEC frame 250 breaking capacity class S Icu=36kA @ 415V 4-pole, line protection TM240, ATAM, In=250A overload protection Ir=175A...250A short-circuit protection Ii=5...10 x In N conductor protection 100% nut keeper kit shunt trip (STL) 220-250V DC; 208-277V AC 2 auxiliary switches HQ 1 trip alarm switch HQ | - | 0 | 0
3VA1225-5EF32-0AA0 |  | 3VA1225-5EF32-0AA0 | 1 | UN | 1 | 2 | A | D | N | N | 85362090 | 1 | 4042948809426 | 1.591 | KG | 820 | 797.9 | LP17 | LP17 | circuit breaker 3VA1 IEC frame 250 breaking capacity class M Icu=55kA @ 415V 3-pole, line protection TM240, ATAM, In=250A overload protection Ir=175A...250A short-circuit protection Ii=5...10 x In nut keeper kit | Lista Papel 2020 SI | 0 | 0
3VA1225-5EF32-0AB0 |  | 3VA1225-5EF32-0AB0 | 1 | UN | 1 | 10 | C | D | EAR99 | N | 85362090 | 1 | 4042949100874 | 1.88 | KG | 926.5 | 926.5 | LP17 | LP17 | circuit breaker 3VA1 IEC frame 250 breaking capacity class M Icu=55kA @ 415V 3-pole, line protection TM240, ATAM, In=250A overload protection Ir=175A...250A short-circuit protection Ii=5...10 x In nut keeper kit 2 auxiliary switches HP | - | 0 | 0
3VA1225-5EF32-0AC0 |  | 3VA1225-5EF32-0AC0 | 1 | UN | 1 | 10 | C | D | EAR99 | N | 85362090 | 1 | 4042949101079 | 1.636 | KG | 901 | 901 | LP17 | LP17 | circuit breaker 3VA1 IEC frame 250 breaking capacity class M Icu=55kA @ 415V 3-pole, line protection TM240, ATAM, In=250A overload protection Ir=175A...250A short-circuit protection Ii=5...10 x In nut keeper kit 2 auxiliary switches HQ | - | 0 | 0
3VA1225-5EF32-0AD0 |  | 3VA1225-5EF32-0AD0 | 1 | UN | 1 | 10 | C | D | EAR99 | N | 85362090 | 1 | 4042949101277 | 1.89 | KG | 926.5 | 926.5 | LP17 | LP17 | circuit breaker 3VA1 IEC frame 250 breaking capacity class M Icu=55kA @ 415V 3-pole, line protection TM240, ATAM, In=250A overload protection Ir=175A...250A short-circuit protection Ii=5...10 x In nut keeper kit 3 auxiliary switches HQ | - | 0 | 0
3VA1225-5EF32-0AE0 |  | 3VA1225-5EF32-0AE0 | 1 | UN | 1 | 10 | C | D | EAR99 | N | 85362090 | 1 | 4042949101475 | 1.92 | KG | 952 | 952 | LP17 | LP17 | circuit breaker 3VA1 IEC frame 250 breaking capacity class M Icu=55kA @ 415V 3-pole, line protection TM240, ATAM, In=250A overload protection Ir=175A...250A short-circuit protection Ii=5...10 x In nut keeper kit 4 auxiliary switches HQ | - | 0 | 0
3VA1225-5EF32-0AF0 |  | 3VA1225-5EF32-0AF0 | 1 | UN | 1 | 10 | C | D | EAR99 | N | 85362090 | 1 | 4042949101673 | 1.86 | KG | 901 | 901 | LP17 | LP17 | circuit breaker 3VA1 IEC frame 250 breaking capacity class M Icu=55kA @ 415V 3-pole, line protection TM240, ATAM, In=250A overload protection Ir=175A...250A short-circuit protection Ii=5...10 x In nut keeper kit 1 auxiliary switch HQ 1 trip alarm switch HQ | - | 0 | 0
3VA1225-5EF32-0AG0 |  | 3VA1225-5EF32-0AG0 | 1 | UN | 1 | 10 | C | D | EAR99 | N | 85362090 | 1 | 4042949101871 | 1.873 | KG | 926.5 | 926.5 | LP17 | LP17 | circuit breaker 3VA1 IEC frame 250 breaking capacity class M Icu=55kA @ 415V 3-pole, line protection TM240, ATAM, In=250A overload protection Ir=175A...250A short-circuit protection Ii=5...10 x In nut keeper kit 1 auxiliary switch HP 1 trip alarm switch HP | - | 0 | 0
3VA1225-5EF32-0AH0 |  | 3VA1225-5EF32-0AH0 | 1 | UN | 1 | 10 | C | D | EAR99 | N | 85362090 | 1 | 4042949102076 | 1.89 | KG | 926.5 | 926.5 | LP17 | LP17 | circuit breaker 3VA1 IEC frame 250 breaking capacity class M Icu=55kA @ 415V 3-pole, line protection TM240, ATAM, In=250A overload protection Ir=175A...250A short-circuit protection Ii=5...10 x In nut keeper kit 2 auxiliary switches HQ 1 trip alarm switch HQ | - | 0 | 0
3VA1225-5EF32-0AJ0 |  | 3VA1225-5EF32-0AJ0 | 1 | UN | 1 | 10 | C | D | EAR99 | N | 85362090 | 1 | 4042949102274 | 1.91 | KG | 960.5 | 960.5 | LP17 | LP17 | circuit breaker 3VA1 IEC frame 250 breaking capacity class M Icu=55kA @ 415V 3-pole, line protection TM240, ATAM, In=250A overload protection Ir=175A...250A short-circuit protection Ii=5...10 x In nut keeper kit 2 auxiliary switches HP 1 trip alarm switch HP | - | 0 | 0
3VA1225-5EF32-0BA0 |  | 3VA1225-5EF32-0BA0 | 1 | UN | 1 | 10 | C | D | EAR99 | N | 85362090 | 1 | 4042949099673 | 1.89 | KG | 960.5 | 960.5 | LP17 | LP17 | circuit breaker 3VA1 IEC frame 250 breaking capacity class M Icu=55kA @ 415V 3-pole, line protection TM240, ATAM, In=250A overload protection Ir=175A...250A short-circuit protection Ii=5...10 x In nut keeper kit undervoltage release (UVR) 24V DC | - | 0 | 0
3VA1225-5EF32-0BB0 |  | 3VA1225-5EF32-0BB0 | 1 | UN | 1 | 10 | C | D | EAR99 | N | 85362090 | 1 | 4042949327424 | 1.745 | KG | 1028.5 | 1028.5 | LP17 | LP17 | circuit breaker 3VA1 IEC frame 250 breaking capacity class M Icu=55kA @ 415V 3-pole, line protection TM240, ATAM, In=250A overload protection Ir=175A...250A short-circuit protection Ii=5...10 x In nut keeper kit circuit breaker 3VA1 IEC frame 250 breaking capacity class M Icu=55kA @ 415V 3-pole, line protection TM240, ATAM, In=250A overload protection Ir=175A...250A short-circuit protection Ii=5...10 x In nut UNDERVOLTAGE RELEASE 24 V DC ACCESSORY FOR 3VA1 and 3VA20 up 2 AUXILIARY SWITCH CHANGEOVER H |  | 0 | 0
3VA1225-5EF32-0BC0 |  | 3VA1225-5EF32-0BC0 | 1 | UN | 1 | 10 | C | D | EAR99 | N | 85362090 | 1 | 4042949102472 | 1.95 | KG | 1011.5 | 1011.5 | LP17 | LP17 | circuit breaker 3VA1 IEC frame 250 breaking capacity class M Icu=55kA @ 415V 3-pole, line protection TM240, ATAM, In=250A overload protection Ir=175A...250A short-circuit protection Ii=5...10 x In nut keeper kit undervoltage release (UVR) 24V DC | - | 0 | 0
3VA1225-5EF32-0BH0 |  | 3VA1225-5EF32-0BH0 | 1 | UN | 1 | 10 | C | D | EAR99 | N | 85362090 | 1 | 4042949103677 | 1.98 | KG | 1028.5 | 1028.5 | LP17 | LP17 | circuit breaker 3VA1 IEC frame 250 breaking capacity class M Icu=55kA @ 415V 3-pole, line protection TM240, ATAM, In=250A overload protection Ir=175A...250A short-circuit protection Ii=5...10 x In nut keeper kit undervoltage release (UVR) 24V DC 2 auxiliary switches HQ 1 trip alarm switch HQ | - | 0 | 0
3VA1225-5EF32-0CA0 |  | 3VA1225-5EF32-0CA0 | 1 | UN | 1 | 10 | C | D | EAR99 | N | 85362090 | 1 | 4042949099871 | 1.89 | KG | 960.5 | 960.5 | LP17 | LP17 | circuit breaker 3VA1 IEC frame 250 breaking capacity class M Icu=55kA @ 415V 3-pole, line protection TM240, ATAM, In=250A overload protection Ir=175A...250A short-circuit protection Ii=5...10 x In nut keeper kit undervoltage release (UVR) 120-127V AC 50/60Hz | - | 0 | 0
3VA1225-5EF32-0CC0 |  | 3VA1225-5EF32-0CC0 | 1 | UN | 1 | 10 | C | D | EAR99 | N | 85362090 | 1 | 4042949102670 | 1.95 | KG | 1011.5 | 1011.5 | LP17 | LP17 | circuit breaker 3VA1 IEC frame 250 breaking capacity class M Icu=55kA @ 415V 3-pole, line protection TM240, ATAM, In=250A overload protection Ir=175A...250A short-circuit protection Ii=5...10 x In nut keeper kit undervoltage release (UVR) 120-127V AC 50/60Hz | - | 0 | 0
3VA1225-5EF32-0CH0 |  | 3VA1225-5EF32-0CH0 | 1 | UN | 1 | 10 | C | D | EAR99 | N | 85362090 | 1 | 4042949103875 | 1.98 | KG | 1028.5 | 1028.5 | LP17 | LP17 | circuit breaker 3VA1 IEC frame 250 breaking capacity class M Icu=55kA @ 415V 3-pole, line protection TM240, ATAM, In=250A overload protection Ir=175A...250A short-circuit protection Ii=5...10 x In nut keeper kit undervoltage release (UVR) 120-127V AC 50/60Hz 2 auxiliary switches HQ 1 trip alarm switch HQ | - | 0 | 0
3VA1225-5EF32-0DA0 |  | 3VA1225-5EF32-0DA0 | 1 | UN | 1 | 10 | C | D | EAR99 | N | 85362090 | 1 | 4042949100072 | 1.89 | KG | 960.5 | 960.5 | LP17 | LP17 | circuit breaker 3VA1 IEC frame 250 breaking capacity class M Icu=55kA @ 415V 3-pole, line protection TM240, ATAM, In=250A overload protection Ir=175A...250A short-circuit protection Ii=5...10 x In nut keeper kit undervoltage release (UVR) 208-230V AC 50/60Hz | - | 0 | 0
3VA1225-5EF32-0DB0 |  | 3VA1225-5EF32-0DB0 | 1 | UN | 1 | 10 | C | D | EAR99 | N | 85362090 | 1 | 4042949327820 | 1.739 | KG | 1028.5 | 1028.5 | LP17 | LP17 | circuit breaker 3VA1 IEC frame 250 breaking capacity class M Icu=55kA @ 415V 3-pole, line protection TM240, ATAM, In=250A overload protection Ir=175A...250A short-circuit protection Ii=5...10 x In nut keeper kit circuit breaker 3VA1 IEC frame 250 breaking capacity class M Icu=55kA @ 415V 3-pole, line protection TM240, ATAM, In=250A overload protection Ir=175A...250A short-circuit protection Ii=5...10 x In nut UNDERVOLTAGE RELEASE 208-230 V AC 50/60 HZ ACCESSORY FOR 3VA1 2 AUXILIARY SWITCH CHANGEOVER H |  | 0 | 0
3VA1225-5EF32-0DC0 |  | 3VA1225-5EF32-0DC0 | 1 | UN | 1 | 10 | C | D | EAR99 | N | 85362090 | 1 | 4042949102878 | 1.95 | KG | 1011.5 | 1011.5 | LP17 | LP17 | circuit breaker 3VA1 IEC frame 250 breaking capacity class M Icu=55kA @ 415V 3-pole, line protection TM240, ATAM, In=250A overload protection Ir=175A...250A short-circuit protection Ii=5...10 x In nut keeper kit undervoltage release (UVR) 208-230V AC 50/60Hz 2 auxiliary switches HQ | - | 0 | 0
3VA1225-5EF32-0DF0 |  | 3VA1225-5EF32-0DF0 | 1 | UN | 1 | 10 | C | D | EAR99 | N | 85362090 | 1 | 4042949325352 | 1.734 | KG | 1003 | 1003 | LP17 | LP17 | circuit breaker 3VA1 IEC frame 250 breaking capacity class M Icu=55kA @ 415V 3-pole, line protection TM240, ATAM, In=250A overload protection Ir=175A...250A short-circuit protection Ii=5...10 x In nut keeper kit circuit breaker 3VA1 IEC frame 250 breaking capacity class M Icu=55kA @ 415V undervoltage release 208-230V AC 50/60Hz 1 auxiliary switch HQ 1 trip alarm switch HQ | - | 0 | 0
3VA1225-5EF32-0DH0 |  | 3VA1225-5EF32-0DH0 | 1 | UN | 1 | 10 | C | D | EAR99 | N | 85362090 | 1 | 4042949104070 | 1.98 | KG | 1028.5 | 1028.5 | LP17 | LP17 | circuit breaker 3VA1 IEC frame 250 breaking capacity class M Icu=55kA @ 415V 3-pole, line protection TM240, ATAM, In=250A overload protection Ir=175A...250A short-circuit protection Ii=5...10 x In nut keeper kit undervoltage release (UVR) 208-230V AC 50/60Hz 2 auxiliary switches HQ 1 trip alarm switch HQ | - | 0 | 0
3VA1225-5EF32-0HA0 |  | 3VA1225-5EF32-0HA0 | 1 | UN | 1 | 10 | C | D | EAR99 | N | 85362090 | 1 | 4042949100270 | 1.89 | KG | 935 | 935 | LP17 | LP17 | circuit breaker 3VA1 IEC frame 250 breaking capacity class M Icu=55kA @ 415V 3-pole, line protection TM240, ATAM, In=250A overload protection Ir=175A...250A short-circuit protection Ii=5...10 x In nut keeper kit shunt trip (STL) 12-30V DC, 24V AC 50/60Hz | - | 0 | 0
3VA1225-5EF32-0HC0 |  | 3VA1225-5EF32-0HC0 | 1 | UN | 1 | 10 | C | D | EAR99 | N | 85362090 | 1 | 4042949103073 | 1.95 | KG | 986 | 986 | LP17 | LP17 | circuit breaker 3VA1 IEC frame 250 breaking capacity class M Icu=55kA @ 415V 3-pole, line protection TM240, ATAM, In=250A overload protection Ir=175A...250A short-circuit protection Ii=5...10 x In nut keeper kit shunt trip (STL) 12-30V DC, 24V AC 50/60Hz 2 auxiliary switches HQ | - | 0 | 0
3VA1225-5EF32-0HH0 |  | 3VA1225-5EF32-0HH0 | 1 | UN | 1 | 10 | C | D | EAR99 | N | 85362090 | 1 | 4042949104278 | 1.98 | KG | 1011.5 | 1011.5 | LP17 | LP17 | circuit breaker 3VA1 IEC frame 250 breaking capacity class M Icu=55kA @ 415V 3-pole, line protection TM240, ATAM, In=250A overload protection Ir=175A...250A short-circuit protection Ii=5...10 x In nut keeper kit shunt trip (STL) 12-30V DC, 24V AC 50/60Hz 2 auxiliary switches HQ 1 trip alarm switch HQ | - | 0 | 0
3VA1225-5EF32-0JA0 |  | 3VA1225-5EF32-0JA0 | 1 | UN | 1 | 10 | C | D | EAR99 | N | 85362090 | 1 | 4042949100478 | 1.89 | KG | 935 | 935 | LP17 | LP17 | circuit breaker 3VA1 IEC frame 250 breaking capacity class M Icu=55kA @ 415V 3-pole, line protection TM240, ATAM, In=250A overload protection Ir=175A...250A short-circuit protection Ii=5...10 x In nut keeper kit shunt trip (STL) 110-127V DC, AC 50/60Hz | - | 0 | 0
3VA1225-5EF32-0JC0 |  | 3VA1225-5EF32-0JC0 | 1 | UN | 1 | 10 | C | D | EAR99 | N | 85362090 | 1 | 4042949103271 | 1.95 | KG | 986 | 986 | LP17 | LP17 | circuit breaker 3VA1 IEC frame 250 breaking capacity class M Icu=55kA @ 415V 3-pole, line protection TM240, ATAM, In=250A overload protection Ir=175A...250A short-circuit protection Ii=5...10 x In nut keeper kit shunt trip (STL) 110-127V DC, AC 50/60Hz 2 auxiliary switches HQ | - | 0 | 0
3VA1225-5EF32-0JH0 |  | 3VA1225-5EF32-0JH0 | 1 | UN | 1 | 10 | C | D | EAR99 | N | 85362090 | 1 | 4042949104476 | 1.98 | KG | 1011.5 | 1011.5 | LP17 | LP17 | circuit breaker 3VA1 IEC frame 250 breaking capacity class M Icu=55kA @ 415V 3-pole, line protection TM240, ATAM, In=250A overload protection Ir=175A...250A short-circuit protection Ii=5...10 x In nut keeper kit shunt trip (STL) 110-127V DC, AC 50/60Hz 2 auxiliary switches HQ 1 trip alarm switch HQ | - | 0 | 0
3VA1225-5EF32-0KA0 |  | 3VA1225-5EF32-0KA0 | 1 | UN | 1 | 10 | C | D | EAR99 | N | 85362090 | 1 | 4042949100676 | 1.89 | KG | 935 | 935 | LP17 | LP17 | circuit breaker 3VA1 IEC frame 250 breaking capacity class M Icu=55kA @ 415V 3-pole, line protection TM240, ATAM, In=250A overload protection Ir=175A...250A short-circuit protection Ii=5...10 x In nut keeper kit shunt trip (STL) 220-250V DC, 208-277V AC | - | 0 | 0
3VA1225-5EF32-0KB0 |  | 3VA1225-5EF32-0KB0 | 1 | UN | 1 | 10 | C | D | EAR99 | N | 85362090 | 1 | 4042949328995 | 1.742 | KG | 1003 | 1003 | LP17 | LP17 | circuit breaker 3VA1 IEC frame 250 breaking capacity class M Icu=55kA @ 415V 3-pole, line protection TM240, ATAM, In=250A overload protection Ir=175A...250A short-circuit protection Ii=5...10 x In nut keeper kit circuit breaker 3VA1 IEC frame 250 breaking capacity class M Icu=55kA @ 415V 3-pole, line protection TM240, ATAM, In=250A overload protection Ir=175A...250A short-circuit protection Ii=5...10 x In nut SHUNT TRIP LEFT 208-277 V AC 50/60 HZ 220-250 V DC ACCESSORY 2 AUXILIARY SWITCH CHANGEOVER H |  | 0 | 0
3VA1225-5EF32-0KC0 |  | 3VA1225-5EF32-0KC0 | 1 | UN | 1 | 10 | C | D | EAR99 | N | 85362090 | 1 | 4042949103479 | 1.95 | KG | 986 | 986 | LP17 | LP17 | circuit breaker 3VA1 IEC frame 250 breaking capacity class M Icu=55kA @ 415V 3-pole, line protection TM240, ATAM, In=250A overload protection Ir=175A...250A short-circuit protection Ii=5...10 x In nut keeper kit shunt trip (STL) 220-250V DC, 208-277V AC 2 auxiliary switches HQ | - | 0 | 0
3VA1225-5EF32-0KH0 |  | 3VA1225-5EF32-0KH0 | 1 | UN | 1 | 10 | C | D | EAR99 | N | 85362090 | 1 | 4042949104674 | 1.98 | KG | 1011.5 | 1011.5 | LP17 | LP17 | circuit breaker 3VA1 IEC frame 250 breaking capacity class M Icu=55kA @ 415V 3-pole, line protection TM240, ATAM, In=250A overload protection Ir=175A...250A short-circuit protection Ii=5...10 x In nut keeper kit shunt trip (STL) 220-250V DC, 208-277V AC 2 auxiliary switches HQ 1 trip alarm switch HQ | - | 0 | 0
3VA1225-5EF42-0AA0 |  | 3VA1225-5EF42-0AA0 | 1 | UN | 1 | 2 | A | D | EAR99 | N | 85362090 | 1 | 4042948809488 | 2.066 | KG | 1066 | 1033.2 | LP17 | LP17 | circuit breaker 3VA1 IEC frame 250 breaking capacity class M Icu=55kA @ 415V 4-pole, line protection TM240, ATAM, In=250A overload protection Ir=175A...250A short-circuit protection Ii=5...10 x In N conductor unprotected nut keeper kit | Lista Papel 2020 SI | 0 | 0
3VA1225-5EF42-0AB0 |  | 3VA1225-5EF42-0AB0 | 1 | UN | 1 | 10 | C | D | EAR99 | N | 85362090 | 1 | 4042949100867 | 2.38 | KG | 1173 | 1173 | LP17 | LP17 | circuit breaker 3VA1 IEC frame 250 breaking capacity class M Icu=55kA @ 415V 4-pole, line protection TM240, ATAM, In=250A overload protection Ir=175A...250A short-circuit protection Ii=5...10 x In N conductor unprotected nut keeper kit 2 auxiliary switches HP | - | 0 | 0
3VA1225-5EF42-0AC0 |  | 3VA1225-5EF42-0AC0 | 1 | UN | 1 | 10 | C | D | EAR99 | N | 85362090 | 1 | 4042949101062 | 2.36 | KG | 1147.5 | 1147.5 | LP17 | LP17 | circuit breaker 3VA1 IEC frame 250 breaking capacity class M Icu=55kA @ 415V 4-pole, line protection TM240, ATAM, In=250A overload protection Ir=175A...250A short-circuit protection Ii=5...10 x In N conductor unprotected nut keeper kit 2 auxiliary switches HQ | - | 0 | 0
3VA1225-5EF42-0AD0 |  | 3VA1225-5EF42-0AD0 | 1 | UN | 1 | 10 | C | D | EAR99 | N | 85362090 | 1 | 4042949101260 | 2.39 | KG | 1173 | 1173 | LP17 | LP17 | circuit breaker 3VA1 IEC frame 250 breaking capacity class M Icu=55kA @ 415V 4-pole, line protection TM240, ATAM, In=250A overload protection Ir=175A...250A short-circuit protection Ii=5...10 x In N conductor unprotected nut keeper kit 3 auxiliary switches HQ | - | 0 | 0
3VA1225-5EF42-0AE0 |  | 3VA1225-5EF42-0AE0 | 1 | UN | 1 | 10 | C | D | EAR99 | N | 85362090 | 1 | 4042949101468 | 2.42 | KG | 1198.5 | 1198.5 | LP17 | LP17 | circuit breaker 3VA1 IEC frame 250 breaking capacity class M Icu=55kA @ 415V 4-pole, line protection TM240, ATAM, In=250A overload protection Ir=175A...250A short-circuit protection Ii=5...10 x In N conductor unprotected nut keeper kit 4 auxiliary switches HQ | - | 0 | 0
3VA1225-5EF42-0AF0 |  | 3VA1225-5EF42-0AF0 | 1 | UN | 1 | 10 | C | D | EAR99 | N | 85362090 | 1 | 4042949101666 | 2.36 | KG | 1147.5 | 1147.5 | LP17 | LP17 | circuit breaker 3VA1 IEC frame 250 breaking capacity class M Icu=55kA @ 415V 4-pole, line protection TM240, ATAM, In=250A overload protection Ir=175A...250A short-circuit protection Ii=5...10 x In N conductor unprotected nut keeper kit 1 auxiliary switch HQ 1 trip alarm switch HQ | - | 0 | 0
3VA1225-5EF42-0AG0 |  | 3VA1225-5EF42-0AG0 | 1 | UN | 1 | 10 | C | D | EAR99 | N | 85362090 | 1 | 4042949101864 | 2.373 | KG | 1173 | 1173 | LP17 | LP17 | circuit breaker 3VA1 IEC frame 250 breaking capacity class M Icu=55kA @ 415V 4-pole, line protection TM240, ATAM, In=250A overload protection Ir=175A...250A short-circuit protection Ii=5...10 x In N conductor unprotected nut keeper kit 1 auxiliary switch HP 1 trip alarm switch HP | - | 0 | 0
3VA1225-5EF42-0AH0 |  | 3VA1225-5EF42-0AH0 | 1 | UN | 1 | 10 | C | D | EAR99 | N | 85362090 | 1 | 4042949102069 | 2.39 | KG | 1173 | 1173 | LP17 | LP17 | circuit breaker 3VA1 IEC frame 250 breaking capacity class M Icu=55kA @ 415V 4-pole, line protection TM240, ATAM, In=250A overload protection Ir=175A...250A short-circuit protection Ii=5...10 x In N conductor unprotected nut keeper kit 2 auxiliary switches HQ 1 trip alarm switch HQ | - | 0 | 0
3VA1225-5EF42-0AJ0 |  | 3VA1225-5EF42-0AJ0 | 1 | UN | 1 | 10 | C | D | EAR99 | N | 85362090 | 1 | 4042949102267 | 2.41 | KG | 1215.5 | 1215.5 | LP17 | LP17 | circuit breaker 3VA1 IEC frame 250 breaking capacity class M Icu=55kA @ 415V 4-pole, line protection TM240, ATAM, In=250A overload protection Ir=175A...250A short-circuit protection Ii=5...10 x In N conductor unprotected nut keeper kit 2 auxiliary switches HP 1 trip alarm switch HP | - | 0 | 0
3VA1225-5EF42-0BA0 |  | 3VA1225-5EF42-0BA0 | 1 | UN | 1 | 10 | C | D | EAR99 | N | 85362090 | 1 | 4042949099666 | 2.39 | KG | 1215.5 | 1215.5 | LP17 | LP17 | circuit breaker 3VA1 IEC frame 250 breaking capacity class M Icu=55kA @ 415V 4-pole, line protection TM240, ATAM, In=250A overload protection Ir=175A...250A short-circuit protection Ii=5...10 x In N conductor unprotected nut keeper kit undervoltage release (UVR) 24V DC | - | 0 | 0
3VA1225-5EF42-0BC0 |  | 3VA1225-5EF42-0BC0 | 1 | UN | 1 | 10 | C | D | EAR99 | N | 85362090 | 1 | 4042949102465 | 2.45 | KG | 1258 | 1258 | LP17 | LP17 | circuit breaker 3VA1 IEC frame 250 breaking capacity class M Icu=55kA @ 415V 4-pole, line protection TM240, ATAM, In=250A overload protection Ir=175A...250A short-circuit protection Ii=5...10 x In N conductor unprotected nut keeper kit undervoltage release (UVR) 24V DC | - | 0 | 0
3VA1225-5EF42-0BH0 |  | 3VA1225-5EF42-0BH0 | 1 | UN | 1 | 10 | C | D | EAR99 | N | 85362090 | 1 | 4042949103660 | 2.48 | KG | 1283.5 | 1283.5 | LP17 | LP17 | circuit breaker 3VA1 IEC frame 250 breaking capacity class M Icu=55kA @ 415V 4-pole, line protection TM240, ATAM, In=250A overload protection Ir=175A...250A short-circuit protection Ii=5...10 x In N conductor unprotected nut keeper kit undervoltage release (UVR) 24 V DC 2 auxiliary switches HQ 1 trip alarm switch HQ | - | 0 | 0
3VA1225-5EF42-0CA0 |  | 3VA1225-5EF42-0CA0 | 1 | UN | 1 | 10 | C | D | EAR99 | N | 85362090 | 1 | 4042949099864 | 2.39 | KG | 1215.5 | 1215.5 | LP17 | LP17 | circuit breaker 3VA1 IEC frame 250 breaking capacity class M Icu=55kA @ 415V 4-pole, line protection TM240, ATAM, In=250A overload protection Ir=175A...250A short-circuit protection Ii=5...10 x In N conductor unprotected nut keeper kit undervoltage release (UVR) 120-127V AC 50/60Hz | - | 0 | 0
3VA1225-5EF42-0CC0 |  | 3VA1225-5EF42-0CC0 | 1 | UN | 1 | 10 | C | D | EAR99 | N | 85362090 | 1 | 4042949102663 | 2.45 | KG | 1258 | 1258 | LP17 | LP17 | circuit breaker 3VA1 IEC frame 250 breaking capacity class M Icu=55kA @ 415V 4-pole, line protection TM240, ATAM, In=250A overload protection Ir=175A...250A short-circuit protection Ii=5...10 x In N conductor unprotected nut keeper kit undervoltage release (UVR) 120-127V AC 50/60Hz | - | 0 | 0
3VA1225-5EF42-0CH0 |  | 3VA1225-5EF42-0CH0 | 1 | UN | 1 | 10 | C | D | EAR99 | N | 85362090 | 1 | 4042949103868 | 2.48 | KG | 1283.5 | 1283.5 | LP17 | LP17 | circuit breaker 3VA1 IEC frame 250 breaking capacity class M Icu=55kA @ 415V 4-pole, line protection TM240, ATAM, In=250A overload protection Ir=175A...250A short-circuit protection Ii=5...10 x In N conductor unprotected nut keeper kit undervoltage release (UVR) 120-127V AC 50/60Hz 2 auxiliary switches HQ 1 trip alarm switch HQ | - | 0 | 0
3VA1225-5EF42-0DA0 |  | 3VA1225-5EF42-0DA0 | 1 | UN | 1 | 10 | C | D | EAR99 | N | 85362090 | 1 | 4042949100065 | 2.39 | KG | 1215.5 | 1215.5 | LP17 | LP17 | circuit breaker 3VA1 IEC frame 250 breaking capacity class M Icu=55kA @ 415V 4-pole, line protection TM240, ATAM, In=250A overload protection Ir=175A...250A short-circuit protection Ii=5...10 x In N conductor unprotected nut keeper kit undervoltage release (UVR) 208-230V AC 50/60Hz | - | 0 | 0
3VA1225-5EF42-0DC0 |  | 3VA1225-5EF42-0DC0 | 1 | UN | 1 | 10 | C | D | EAR99 | N | 85362090 | 1 | 4042949102861 | 2.45 | KG | 1258 | 1258 | LP17 | LP17 | circuit breaker 3VA1 IEC frame 250 breaking capacity class M Icu=55kA @ 415V 4-pole, line protection TM240, ATAM, In=250A overload protection Ir=175A...250A short-circuit protection Ii=5...10 x In N conductor unprotected nut keeper kit undervoltage release (UVR) 208-230V AC 50/60Hz 2 auxiliary switches HQ | - | 0 | 0
3VA1225-5EF42-0DH0 |  | 3VA1225-5EF42-0DH0 | 1 | UN | 1 | 10 | C | D | EAR99 | N | 85362090 | 1 | 4042949104063 | 2.48 | KG | 1283.5 | 1283.5 | LP17 | LP17 | circuit breaker 3VA1 IEC frame 250 breaking capacity class M Icu=55kA @ 415V 4-pole, line protection TM240, ATAM, In=250A overload protection Ir=175A...250A short-circuit protection Ii=5...10 x In N conductor unprotected nut keeper kit undervoltage release (UVR) 208-230V AC 50/60Hz 2 auxiliary switches HQ 1 trip alarm switch HQ | - | 0 | 0
3VA1225-5EF42-0HA0 |  | 3VA1225-5EF42-0HA0 | 1 | UN | 1 | 10 | C | D | EAR99 | N | 85362090 | 1 | 4042949100263 | 2.39 | KG | 1190 | 1190 | LP17 | LP17 | circuit breaker 3VA1 IEC frame 250 breaking capacity class M Icu=55kA @ 415V 4-pole, line protection TM240, ATAM, In=250A overload protection Ir=175A...250A short-circuit protection Ii=5...10 x In N conductor unprotected nut keeper kit shunt trip (STL) 12-30V DC; 24V AC 50/60Hz | - | 0 | 0
3VA1225-5EF42-0HC0 |  | 3VA1225-5EF42-0HC0 | 1 | UN | 1 | 10 | C | D | EAR99 | N | 85362090 | 1 | 4042949103066 | 2.45 | KG | 1241 | 1241 | LP17 | LP17 | circuit breaker 3VA1 IEC frame 250 breaking capacity class M Icu=55kA @ 415V 4-pole, line protection TM240, ATAM, In=250A overload protection Ir=175A...250A short-circuit protection Ii=5...10 x In N conductor unprotected nut keeper kit shunt trip (STL) 12-30V DC; 24V AC 50/60Hz 2 auxiliary switches HQ | - | 0 | 0
3VA1225-5EF42-0HH0 |  | 3VA1225-5EF42-0HH0 | 1 | UN | 1 | 10 | C | D | EAR99 | N | 85362090 | 1 | 4042949104261 | 2.48 | KG | 1258 | 1258 | LP17 | LP17 | circuit breaker 3VA1 IEC frame 250 breaking capacity class M Icu=55kA @ 415V 4-pole, line protection TM240, ATAM, In=250A overload protection Ir=175A...250A short-circuit protection Ii=5...10 x In N conductor unprotected nut keeper kit shunt trip (STL) 12-30V DC; 24V AC 50/60Hz 2 auxiliary switches HQ 1 trip alarm switch HQ | - | 0 | 0
3VA1225-5EF42-0JA0 |  | 3VA1225-5EF42-0JA0 | 1 | UN | 1 | 10 | C | D | EAR99 | N | 85362090 | 1 | 4042949100461 | 2.39 | KG | 1190 | 1190 | LP17 | LP17 | circuit breaker 3VA1 IEC frame 250 breaking capacity class M Icu=55kA @ 415V 4-pole, line protection TM240, ATAM, In=250A overload protection Ir=175A...250A short-circuit protection Ii=5...10 x In N conductor unprotected nut keeper kit shunt trip (STL) 110-127V DC, AC 50/60Hz | - | 0 | 0
3VA1225-5EF42-0JC0 |  | 3VA1225-5EF42-0JC0 | 1 | UN | 1 | 10 | C | D | EAR99 | N | 85362090 | 1 | 4042949103264 | 2.45 | KG | 1241 | 1241 | LP17 | LP17 | circuit breaker 3VA1 IEC frame 250 breaking capacity class M Icu=55kA @ 415V 4-pole, line protection TM240, ATAM, In=250A overload protection Ir=175A...250A short-circuit protection Ii=5...10 x In N conductor unprotected nut keeper kit shunt trip (STL) 110-127V DC, AC 50/60Hz 2 auxiliary switches HQ | - | 0 | 0
3VA1225-5EF42-0JH0 |  | 3VA1225-5EF42-0JH0 | 1 | UN | 1 | 10 | C | D | EAR99 | N | 85362090 | 1 | 4042949104469 | 2.48 | KG | 1258 | 1258 | LP17 | LP17 | circuit breaker 3VA1 IEC frame 250 breaking capacity class M Icu=55kA @ 415V 4-pole, line protection TM240, ATAM, In=250A overload protection Ir=175A...250A short-circuit protection Ii=5...10 x In N conductor unprotected nut keeper kit shunt trip (STL) 110-127V DC, AC 50/60Hz 2 auxiliary switches HQ 1 trip alarm switch HQ | - | 0 | 0
3VA1225-5EF42-0KA0 |  | 3VA1225-5EF42-0KA0 | 1 | UN | 1 | 10 | C | D | EAR99 | N | 85362090 | 1 | 4042949100669 | 2.39 | KG | 1190 | 1190 | LP17 | LP17 | circuit breaker 3VA1 IEC frame 250 breaking capacity class M Icu=55kA @ 415V 4-pole, line protection TM240, ATAM, In=250A overload protection Ir=175A...250A short-circuit protection Ii=5...10 x In N conductor unprotected nut keeper kit shunt trip (STL) 220-250V DC; 208-277V AC | - | 0 | 0
3VA1225-5EF42-0KC0 |  | 3VA1225-5EF42-0KC0 | 1 | UN | 1 | 10 | C | D | EAR99 | N | 85362090 | 1 | 4042949103462 | 2.45 | KG | 1241 | 1241 | LP17 | LP17 | circuit breaker 3VA1 IEC frame 250 breaking capacity class M Icu=55kA @ 415V 4-pole, line protection TM240, ATAM, In=250A overload protection Ir=175A...250A short-circuit protection Ii=5...10 x In N conductor unprotected nut keeper kit shunt trip (STL) 220-250V DC; 208-277V AC 2 auxiliary switches HQ | - | 0 | 0
3VA1225-5EF42-0KH0 |  | 3VA1225-5EF42-0KH0 | 1 | UN | 1 | 10 | C | D | EAR99 | N | 85362090 | 1 | 4042949104667 | 2.48 | KG | 1258 | 1258 | LP17 | LP17 | circuit breaker 3VA1 IEC frame 250 breaking capacity class M Icu=55kA @ 415V 4-pole, line protection TM240, ATAM, In=250A overload protection Ir=175A...250A short-circuit protection Ii=5...10 x In N conductor unprotected nut keeper kit shunt trip (STL) 220-250V DC; 208-277V AC 2 auxiliary switches HQ 1 trip alarm switch HQ | - | 0 | 0
3VA1225-5FF42-0AA0 |  | 3VA1225-5FF42-0AA0 | 1 | UN | 1 | 5 | B | D | EAR99 | N | 85362090 | 1 | 4042948815465 | 2.11 | KG | 1066 | 1033.2 | LP17 | LP17 | circuit breaker 3VA1 IEC frame 250 breaking capacity class M Icu=55kA @ 415V 4-pole, line protection TM240, ATAM, In=250A overload protection Ir=175A...250A short-circuit protection Ii=5...10 x In N conductor protection 50% nut keeper kit | Lista Papel 2020 SI | 0 | 0
3VA1225-5FF42-0AB0 |  | 3VA1225-5FF42-0AB0 | 1 | UN | 1 | 10 | C | D | EAR99 | N | 85362090 | 1 | 4042949100850 | 2.38 | KG | 1173 | 1173 | LP17 | LP17 | circuit breaker 3VA1 IEC frame 250 breaking capacity class M Icu=55kA @ 415V 4-pole, line protection TM240, ATAM, In=250A overload protection Ir=175A...250A short-circuit protection Ii=5...10 x In N conductor protection 50% nut keeper kit 2 auxiliary switches HP | - | 0 | 0
3VA1225-5FF42-0AC0 |  | 3VA1225-5FF42-0AC0 | 1 | UN | 1 | 10 | C | D | EAR99 | N | 85362090 | 1 | 4042949101055 | 2.36 | KG | 1147.5 | 1147.5 | LP17 | LP17 | circuit breaker 3VA1 IEC frame 250 breaking capacity class M Icu=55kA @ 415V 4-pole, line protection TM240, ATAM, In=250A overload protection Ir=175A...250A short-circuit protection Ii=5...10 x In N conductor protection 50% nut keeper kit 2 auxiliary switches HQ | - | 0 | 0
3VA1225-5FF42-0AD0 |  | 3VA1225-5FF42-0AD0 | 1 | UN | 1 | 10 | C | D | EAR99 | N | 85362090 | 1 | 4042949101253 | 2.39 | KG | 1173 | 1173 | LP17 | LP17 | circuit breaker 3VA1 IEC frame 250 breaking capacity class M Icu=55kA @ 415V 4-pole, line protection TM240, ATAM, In=250A overload protection Ir=175A...250A short-circuit protection Ii=5...10 x In N conductor protection 50% nut keeper kit 3 auxiliary switches HQ | - | 0 | 0
3VA1225-5FF42-0AE0 |  | 3VA1225-5FF42-0AE0 | 1 | UN | 1 | 10 | C | D | EAR99 | N | 85362090 | 1 | 4042949101451 | 2.42 | KG | 1198.5 | 1198.5 | LP17 | LP17 | circuit breaker 3VA1 IEC frame 250 breaking capacity class M Icu=55kA @ 415V 4-pole, line protection TM240, ATAM, In=250A overload protection Ir=175A...250A short-circuit protection Ii=5...10 x In N conductor protection 50% nut keeper kit 4 auxiliary switches HQ | - | 0 | 0
3VA1225-5FF42-0AF0 |  | 3VA1225-5FF42-0AF0 | 1 | UN | 1 | 10 | C | D | EAR99 | N | 85362090 | 1 | 4042949101659 | 2.36 | KG | 1147.5 | 1147.5 | LP17 | LP17 | circuit breaker 3VA1 IEC frame 250 breaking capacity class M Icu=55kA @ 415V 4-pole, line protection TM240, ATAM, In=250A overload protection Ir=175A...250A short-circuit protection Ii=5...10 x In N conductor protection 50% nut keeper kit 1 auxiliary switch HQ 1 trip alarm switch HQ | - | 0 | 0
3VA1225-5FF42-0AG0 |  | 3VA1225-5FF42-0AG0 | 1 | UN | 1 | 10 | C | D | EAR99 | N | 85362090 | 1 | 4042949101857 | 2.373 | KG | 1173 | 1173 | LP17 | LP17 | circuit breaker 3VA1 IEC frame 250 breaking capacity class M Icu=55kA @ 415V 4-pole, line protection TM240, ATAM, In=250A overload protection Ir=175A...250A short-circuit protection Ii=5...10 x In N conductor protection 50% nut keeper kit 1 auxiliary switch HP 1 trip alarm switch HP | - | 0 | 0
3VA1225-5FF42-0AH0 |  | 3VA1225-5FF42-0AH0 | 1 | UN | 1 | 10 | C | D | EAR99 | N | 85362090 | 1 | 4042949102052 | 2.39 | KG | 1173 | 1173 | LP17 | LP17 | circuit breaker 3VA1 IEC frame 250 breaking capacity class M Icu=55kA @ 415V 4-pole, line protection TM240, ATAM, In=250A overload protection Ir=175A...250A short-circuit protection Ii=5...10 x In N conductor protection 50% nut keeper kit 2 auxiliary switches HQ 1 trip alarm switch HQ | - | 0 | 0
3VA1225-5FF42-0AJ0 |  | 3VA1225-5FF42-0AJ0 | 1 | UN | 1 | 10 | C | D | EAR99 | N | 85362090 | 1 | 4042949102250 | 2.41 | KG | 1215.5 | 1215.5 | LP17 | LP17 | circuit breaker 3VA1 IEC frame 250 breaking capacity class M Icu=55kA @ 415V 4-pole, line protection TM240, ATAM, In=250A overload protection Ir=175A...250A short-circuit protection Ii=5...10 x In N conductor protection 50% nut keeper kit 2 auxiliary switches HP 1 trip alarm switch HP | - | 0 | 0
3VA1225-5FF42-0BA0 |  | 3VA1225-5FF42-0BA0 | 1 | UN | 1 | 10 | C | D | EAR99 | N | 85362090 | 1 | 4042949099659 | 2.39 | KG | 1215.5 | 1215.5 | LP17 | LP17 | circuit breaker 3VA1 IEC frame 250 breaking capacity class M Icu=55kA @ 415V 4-pole, line protection TM240, ATAM, In=250A overload protection Ir=175A...250A short-circuit protection Ii=5...10 x In N conductor protection 50% nut keeper kit undervoltage release (UVR) 24V DC | - | 0 | 0
3VA1225-5FF42-0BC0 |  | 3VA1225-5FF42-0BC0 | 1 | UN | 1 | 10 | C | D | EAR99 | N | 85362090 | 1 | 4042949102458 | 2.45 | KG | 1258 | 1258 | LP17 | LP17 | circuit breaker 3VA1 IEC frame 250 breaking capacity class M Icu=55kA @ 415V 4-pole, line protection TM240, ATAM, In=250A overload protection Ir=175A...250A short-circuit protection Ii=5...10 x In N conductor protection 50% nut keeper kit undervoltage release (UVR) 24V DC | - | 0 | 0
3VA1225-5FF42-0BH0 |  | 3VA1225-5FF42-0BH0 | 1 | UN | 1 | 10 | C | D | EAR99 | N | 85362090 | 1 | 4042949103653 | 2.48 | KG | 1283.5 | 1283.5 | LP17 | LP17 | circuit breaker 3VA1 IEC frame 250 breaking capacity class M Icu=55kA @ 415V 4-pole, line protection TM240, ATAM, In=250A overload protection Ir=175A...250A short-circuit protection Ii=5...10 x In N conductor protection 50% nut keeper kit undervoltage release (UVR) 24 V DC 2 auxiliary switches HQ 1 trip alarm switch HQ | - | 0 | 0
3VA1225-5FF42-0CA0 |  | 3VA1225-5FF42-0CA0 | 1 | UN | 1 | 10 | C | D | EAR99 | N | 85362090 | 1 | 4042949099857 | 2.39 | KG | 1215.5 | 1215.5 | LP17 | LP17 | circuit breaker 3VA1 IEC frame 250 breaking capacity class M Icu=55kA @ 415V 4-pole, line protection TM240, ATAM, In=250A overload protection Ir=175A...250A short-circuit protection Ii=5...10 x In N conductor protection 50% nut keeper kit undervoltage release (UVR) 120-127V AC 50/60Hz | - | 0 | 0
3VA1225-5FF42-0CC0 |  | 3VA1225-5FF42-0CC0 | 1 | UN | 1 | 10 | C | D | EAR99 | N | 85362090 | 1 | 4042949102656 | 2.45 | KG | 1258 | 1258 | LP17 | LP17 | circuit breaker 3VA1 IEC frame 250 breaking capacity class M Icu=55kA @ 415V 4-pole, line protection TM240, ATAM, In=250A overload protection Ir=175A...250A short-circuit protection Ii=5...10 x In N conductor protection 50% nut keeper kit undervoltage release (UVR) 120-127V AC 50/60Hz | - | 0 | 0
3VA1225-5FF42-0CH0 |  | 3VA1225-5FF42-0CH0 | 1 | UN | 1 | 10 | C | D | EAR99 | N | 85362090 | 1 | 4042949103851 | 2.48 | KG | 1283.5 | 1283.5 | LP17 | LP17 | circuit breaker 3VA1 IEC frame 250 breaking capacity class M Icu=55kA @ 415V 4-pole, line protection TM240, ATAM, In=250A overload protection Ir=175A...250A short-circuit protection Ii=5...10 x In N conductor protection 50% nut keeper kit undervoltage release (UVR) 120-127V AC 50/60Hz 2 auxiliary switches HQ 1 trip alarm switch HQ | - | 0 | 0
3VA1225-5FF42-0DA0 |  | 3VA1225-5FF42-0DA0 | 1 | UN | 1 | 10 | C | D | EAR99 | N | 85362090 | 1 | 4042949100058 | 2.39 | KG | 1215.5 | 1215.5 | LP17 | LP17 | circuit breaker 3VA1 IEC frame 250 breaking capacity class M Icu=55kA @ 415V 4-pole, line protection TM240, ATAM, In=250A overload protection Ir=175A...250A short-circuit protection Ii=5...10 x In N conductor protection 50% nut keeper kit undervoltage release (UVR) 208-230V AC 50/60Hz | - | 0 | 0
3VA1225-5FF42-0DC0 |  | 3VA1225-5FF42-0DC0 | 1 | UN | 1 | 10 | C | D | EAR99 | N | 85362090 | 1 | 4042949102854 | 2.45 | KG | 1258 | 1258 | LP17 | LP17 | circuit breaker 3VA1 IEC frame 250 breaking capacity class M Icu=55kA @ 415V 4-pole, line protection TM240, ATAM, In=250A overload protection Ir=175A...250A short-circuit protection Ii=5...10 x In N conductor protection 50% nut keeper kit undervoltage release (UVR) 208-230V AC 50/60Hz 2 auxiliary switches HQ | - | 0 | 0
3VA1225-5FF42-0DH0 |  | 3VA1225-5FF42-0DH0 | 1 | UN | 1 | 10 | C | D | EAR99 | N | 85362090 | 1 | 4042949104056 | 2.48 | KG | 1283.5 | 1283.5 | LP17 | LP17 | circuit breaker 3VA1 IEC frame 250 breaking capacity class M Icu=55kA @ 415V 4-pole, line protection TM240, ATAM, In=250A overload protection Ir=175A...250A short-circuit protection Ii=5...10 x In N conductor protection 50% nut keeper kit undervoltage release (UVR) 208-230V AC 50/60Hz 2 auxiliary switches HQ 1 trip alarm switch HQ | - | 0 | 0
3VA1225-5FF42-0HA0 |  | 3VA1225-5FF42-0HA0 | 1 | UN | 1 | 10 | C | D | EAR99 | N | 85362090 | 1 | 4042949100256 | 2.39 | KG | 1190 | 1190 | LP17 | LP17 | circuit breaker 3VA1 IEC frame 250 breaking capacity class M Icu=55kA @ 415V 4-pole, line protection TM240, ATAM, In=250A overload protection Ir=175A...250A short-circuit protection Ii=5...10 x In N conductor protection 50% nut keeper kit shunt trip (STL) 12-30V DC; 24V AC 50/60Hz | - | 0 | 0
3VA1225-5FF42-0HC0 |  | 3VA1225-5FF42-0HC0 | 1 | UN | 1 | 10 | C | D | EAR99 | N | 85362090 | 1 | 4042949103059 | 2.45 | KG | 1241 | 1241 | LP17 | LP17 | circuit breaker 3VA1 IEC frame 250 breaking capacity class M Icu=55kA @ 415V 4-pole, line protection TM240, ATAM, In=250A overload protection Ir=175A...250A short-circuit protection Ii=5...10 x In N conductor protection 50% nut keeper kit shunt trip (STL) 12-30V DC; 24V AC 50/60Hz 2 auxiliary switches HQ | - | 0 | 0
3VA1225-5FF42-0HH0 |  | 3VA1225-5FF42-0HH0 | 1 | UN | 1 | 10 | C | D | EAR99 | N | 85362090 | 1 | 4042949104254 | 2.48 | KG | 1258 | 1258 | LP17 | LP17 | circuit breaker 3VA1 IEC frame 250 breaking capacity class M Icu=55kA @ 415V 4-pole, line protection TM240, ATAM, In=250A overload protection Ir=175A...250A short-circuit protection Ii=5...10 x In N conductor protection 50% nut keeper kit shunt trip (STL) 12-30V DC; 24V AC 50/60Hz 2 auxiliary switches HQ 1 trip alarm switch HQ | - | 0 | 0
3VA1225-5FF42-0JA0 |  | 3VA1225-5FF42-0JA0 | 1 | UN | 1 | 10 | C | D | EAR99 | N | 85362090 | 1 | 4042949100454 | 2.39 | KG | 1190 | 1190 | LP17 | LP17 | circuit breaker 3VA1 IEC frame 250 breaking capacity class M Icu=55kA @ 415V 4-pole, line protection TM240, ATAM, In=250A overload protection Ir=175A...250A short-circuit protection Ii=5...10 x In N conductor protection 50% nut keeper kit shunt trip (STL) 110-127V DC, AC 50/60Hz | - | 0 | 0
3VA1225-5FF42-0JC0 |  | 3VA1225-5FF42-0JC0 | 1 | UN | 1 | 10 | C | D | EAR99 | N | 85362090 | 1 | 4042949103257 | 2.45 | KG | 1241 | 1241 | LP17 | LP17 | circuit breaker 3VA1 IEC frame 250 breaking capacity class M Icu=55kA @ 415V 4-pole, line protection TM240, ATAM, In=250A overload protection Ir=175A...250A short-circuit protection Ii=5...10 x In N conductor protection 50% nut keeper kit shunt trip (STL) 110-127V DC, AC 50/60Hz 2 auxiliary switches HQ | - | 0 | 0
3VA1225-5FF42-0JH0 |  | 3VA1225-5FF42-0JH0 | 1 | UN | 1 | 10 | C | D | EAR99 | N | 85362090 | 1 | 4042949104452 | 2.48 | KG | 1258 | 1258 | LP17 | LP17 | circuit breaker 3VA1 IEC frame 250 breaking capacity class M Icu=55kA @ 415V 4-pole, line protection TM240, ATAM, In=250A overload protection Ir=175A...250A short-circuit protection Ii=5...10 x In N conductor protection 50% nut keeper kit shunt trip (STL) 110-127V DC, AC 50/60Hz 2 auxiliary switches HQ 1 trip alarm switch HQ | - | 0 | 0
3VA1225-5FF42-0KA0 |  | 3VA1225-5FF42-0KA0 | 1 | UN | 1 | 10 | C | D | EAR99 | N | 85362090 | 1 | 4042949100652 | 2.39 | KG | 1190 | 1190 | LP17 | LP17 | circuit breaker 3VA1 IEC frame 250 breaking capacity class M Icu=55kA @ 415V 4-pole, line protection TM240, ATAM, In=250A overload protection Ir=175A...250A short-circuit protection Ii=5...10 x In N conductor protection 50% nut keeper kit shunt trip (STL) 220-250V DC; 208-277V AC | - | 0 | 0
3VA1225-5FF42-0KC0 |  | 3VA1225-5FF42-0KC0 | 1 | UN | 1 | 10 | C | D | EAR99 | N | 85362090 | 1 | 4042949103455 | 2.45 | KG | 1241 | 1241 | LP17 | LP17 | circuit breaker 3VA1 IEC frame 250 breaking capacity class M Icu=55kA @ 415V 4-pole, line protection TM240, ATAM, In=250A overload protection Ir=175A...250A short-circuit protection Ii=5...10 x In N conductor protection 50% nut keeper kit shunt trip (STL) 220-250V DC; 208-277V AC 2 auxiliary switches HQ | - | 0 | 0
3VA1225-5FF42-0KH0 |  | 3VA1225-5FF42-0KH0 | 1 | UN | 1 | 10 | C | D | EAR99 | N | 85362090 | 1 | 4042949104650 | 2.48 | KG | 1258 | 1258 | LP17 | LP17 | circuit breaker 3VA1 IEC frame 250 breaking capacity class M Icu=55kA @ 415V 4-pole, line protection TM240, ATAM, In=250A overload protection Ir=175A...250A short-circuit protection Ii=5...10 x In N conductor protection 50% nut keeper kit shunt trip (STL) 220-250V DC; 208-277V AC 2 auxiliary switches HQ 1 trip alarm switch HQ | - | 0 | 0
3VA1225-5GF42-0AA0 |  | 3VA1225-5GF42-0AA0 | 1 | UN | 1 | 2 | A | D | EAR99 | N | 85362090 | 1 | 4042948816004 | 2.089 | KG | 1066 | 1033.2 | LP17 | LP17 | circuit breaker 3VA1 IEC frame 250 breaking capacity class M Icu=55kA @ 415V 4-pole, line protection TM240, ATAM, In=250A overload protection Ir=175A...250A short-circuit protection Ii=5...10 x In N conductor protection 100% nut keeper kit | Lista Papel 2020 SI | 0 | 0
3VA1225-5GF42-0AB0 |  | 3VA1225-5GF42-0AB0 | 1 | UN | 1 | 10 | C | D | EAR99 | N | 85362090 | 1 | 4042949100843 | 2.38 | KG | 1173 | 1173 | LP17 | LP17 | circuit breaker 3VA1 IEC frame 250 breaking capacity class M Icu=55kA @ 415V 4-pole, line protection TM240, ATAM, In=250A overload protection Ir=175A...250A short-circuit protection Ii=5...10 x In N conductor protection 100% nut keeper kit 2 auxiliary switches HP | - | 0 | 0
3VA1225-5GF42-0AC0 |  | 3VA1225-5GF42-0AC0 | 1 | UN | 1 | 10 | C | D | EAR99 | N | 85362090 | 1 | 4042949101048 | 2.36 | KG | 1147.5 | 1147.5 | LP17 | LP17 | circuit breaker 3VA1 IEC frame 250 breaking capacity class M Icu=55kA @ 415V 4-pole, line protection TM240, ATAM, In=250A overload protection Ir=175A...250A short-circuit protection Ii=5...10 x In N conductor protection 100% nut keeper kit 2 auxiliary switches HQ | - | 0 | 0
3VA1225-5GF42-0AD0 |  | 3VA1225-5GF42-0AD0 | 1 | UN | 1 | 10 | C | D | EAR99 | N | 85362090 | 1 | 4042949101246 | 2.39 | KG | 1173 | 1173 | LP17 | LP17 | circuit breaker 3VA1 IEC frame 250 breaking capacity class M Icu=55kA @ 415V 4-pole, line protection TM240, ATAM, In=250A overload protection Ir=175A...250A short-circuit protection Ii=5...10 x In N conductor protection 100% nut keeper kit 3 auxiliary switches HQ | - | 0 | 0
3VA1225-5GF42-0AE0 |  | 3VA1225-5GF42-0AE0 | 1 | UN | 1 | 10 | C | D | EAR99 | N | 85362090 | 1 | 4042949101444 | 2.42 | KG | 1198.5 | 1198.5 | LP17 | LP17 | circuit breaker 3VA1 IEC frame 250 breaking capacity class M Icu=55kA @ 415V 4-pole, line protection TM240, ATAM, In=250A overload protection Ir=175A...250A short-circuit protection Ii=5...10 x In N conductor protection 100% nut keeper kit 4 auxiliary switches HQ | - | 0 | 0
3VA1225-5GF42-0AF0 |  | 3VA1225-5GF42-0AF0 | 1 | UN | 1 | 10 | C | D | EAR99 | N | 85362090 | 1 | 4042949101642 | 2.36 | KG | 1147.5 | 1147.5 | LP17 | LP17 | circuit breaker 3VA1 IEC frame 250 breaking capacity class M Icu=55kA @ 415V 4-pole, line protection TM240, ATAM, In=250A overload protection Ir=175A...250A short-circuit protection Ii=5...10 x In N conductor protection 100% nut keeper kit 1 auxiliary switch HQ 1 trip alarm switch HQ | - | 0 | 0
3VA1225-5GF42-0AG0 |  | 3VA1225-5GF42-0AG0 | 1 | UN | 1 | 10 | C | D | EAR99 | N | 85362090 | 1 | 4042949101840 | 2.373 | KG | 1173 | 1173 | LP17 | LP17 | circuit breaker 3VA1 IEC frame 250 breaking capacity class M Icu=55kA @ 415V 4-pole, line protection TM240, ATAM, In=250A overload protection Ir=175A...250A short-circuit protection Ii=5...10 x In N conductor protection 100% nut keeper kit 1 auxiliary switch HP 1 trip alarm switch HP | - | 0 | 0
3VA1225-5GF42-0AH0 |  | 3VA1225-5GF42-0AH0 | 1 | UN | 1 | 10 | C | D | EAR99 | N | 85362090 | 1 | 4042949102045 | 2.39 | KG | 1173 | 1173 | LP17 | LP17 | circuit breaker 3VA1 IEC frame 250 breaking capacity class M Icu=55kA @ 415V 4-pole, line protection TM240, ATAM, In=250A overload protection Ir=175A...250A short-circuit protection Ii=5...10 x In N conductor protection 100% nut keeper kit 2 auxiliary switches HQ 1 trip alarm switch HQ | - | 0 | 0
3VA1225-5GF42-0AJ0 |  | 3VA1225-5GF42-0AJ0 | 1 | UN | 1 | 10 | C | D | EAR99 | N | 85362090 | 1 | 4042949102243 | 2.41 | KG | 1215.5 | 1215.5 | LP17 | LP17 | circuit breaker 3VA1 IEC frame 250 breaking capacity class M Icu=55kA @ 415V 4-pole, line protection TM240, ATAM, In=250A overload protection Ir=175A...250A short-circuit protection Ii=5...10 x In N conductor protection 100% nut keeper kit 2 auxiliary switches HP 1 trip alarm switch HP | - | 0 | 0
3VA1225-5GF42-0BA0 |  | 3VA1225-5GF42-0BA0 | 1 | UN | 1 | 10 | C | D | EAR99 | N | 85362090 | 1 | 4042949099642 | 2.39 | KG | 1215.5 | 1215.5 | LP17 | LP17 | circuit breaker 3VA1 IEC frame 250 breaking capacity class M Icu=55kA @ 415V 4-pole, line protection TM240, ATAM, In=250A overload protection Ir=175A...250A short-circuit protection Ii=5...10 x In N conductor protection 100% nut keeper kit undervoltage release (UVR) 24V DC | - | 0 | 0
3VA1225-5GF42-0BC0 |  | 3VA1225-5GF42-0BC0 | 1 | UN | 1 | 10 | C | D | EAR99 | N | 85362090 | 1 | 4042949102441 | 2.45 | KG | 1258 | 1258 | LP17 | LP17 | circuit breaker 3VA1 IEC frame 250 breaking capacity class M Icu=55kA @ 415V 4-pole, line protection TM240, ATAM, In=250A overload protection Ir=175A...250A short-circuit protection Ii=5...10 x In N conductor protection 100% nut keeper kit undervoltage release (UVR) 24V DC | - | 0 | 0
3VA1225-5GF42-0BH0 |  | 3VA1225-5GF42-0BH0 | 1 | UN | 1 | 10 | C | D | EAR99 | N | 85362090 | 1 | 4042949103646 | 2.48 | KG | 1283.5 | 1283.5 | LP17 | LP17 | circuit breaker 3VA1 IEC frame 250 breaking capacity class M Icu=55kA @ 415V 4-pole, line protection TM240, ATAM, In=250A overload protection Ir=175A...250A short-circuit protection Ii=5...10 x In N conductor protection 100% nut keeper kit undervoltage release (UVR) 24 V DC 2 auxiliary switches HQ 1 trip alarm switch HQ | - | 0 | 0
3VA1225-5GF42-0CA0 |  | 3VA1225-5GF42-0CA0 | 1 | UN | 1 | 10 | C | D | EAR99 | N | 85362090 | 1 | 4042949099840 | 2.39 | KG | 1215.5 | 1215.5 | LP17 | LP17 | circuit breaker 3VA1 IEC frame 250 breaking capacity class M Icu=55kA @ 415V 4-pole, line protection TM240, ATAM, In=250A overload protection Ir=175A...250A short-circuit protection Ii=5...10 x In N conductor protection 100% nut keeper kit undervoltage release (UVR) 120-127V AC 50/60Hz | - | 0 | 0
3VA1225-5GF42-0CC0 |  | 3VA1225-5GF42-0CC0 | 1 | UN | 1 | 10 | C | D | EAR99 | N | 85362090 | 1 | 4042949102649 | 2.45 | KG | 1258 | 1258 | LP17 | LP17 | circuit breaker 3VA1 IEC frame 250 breaking capacity class M Icu=55kA @ 415V 4-pole, line protection TM240, ATAM, In=250A overload protection Ir=175A...250A short-circuit protection Ii=5...10 x In N conductor protection 100% nut keeper kit undervoltage release (UVR) 120-127V AC 50/60Hz | - | 0 | 0
3VA1225-5GF42-0CH0 |  | 3VA1225-5GF42-0CH0 | 1 | UN | 1 | 10 | C | D | EAR99 | N | 85362090 | 1 | 4042949103844 | 2.48 | KG | 1283.5 | 1283.5 | LP17 | LP17 | circuit breaker 3VA1 IEC frame 250 breaking capacity class M Icu=55kA @ 415V 4-pole, line protection TM240, ATAM, In=250A overload protection Ir=175A...250A short-circuit protection Ii=5...10 x In N conductor protection 100% nut keeper kit undervoltage release (UVR) 120-127V AC 50/60Hz 2 auxiliary switches HQ 1 trip alarm switch HQ | - | 0 | 0
3VA1225-5GF42-0DA0 |  | 3VA1225-5GF42-0DA0 | 1 | UN | 1 | 10 | C | D | EAR99 | N | 85362090 | 1 | 4042949100041 | 2.39 | KG | 1215.5 | 1215.5 | LP17 | LP17 | circuit breaker 3VA1 IEC frame 250 breaking capacity class M Icu=55kA @ 415V 4-pole, line protection TM240, ATAM, In=250A overload protection Ir=175A...250A short-circuit protection Ii=5...10 x In N conductor protection 100% nut keeper kit undervoltage release (UVR) 208-230V AC 50/60Hz | - | 0 | 0
3VA1225-5GF42-0DC0 |  | 3VA1225-5GF42-0DC0 | 1 | UN | 1 | 10 | C | D | EAR99 | N | 85362090 | 1 | 4042949102847 | 2.45 | KG | 1258 | 1258 | LP17 | LP17 | circuit breaker 3VA1 IEC frame 250 breaking capacity class M Icu=55kA @ 415V 4-pole, line protection TM240, ATAM, In=250A overload protection Ir=175A...250A short-circuit protection Ii=5...10 x In N conductor protection 100% nut keeper kit undervoltage release (UVR) 208-230V AC 50/60Hz 2 auxiliary switches HQ | - | 0 | 0
3VA1225-5GF42-0DH0 |  | 3VA1225-5GF42-0DH0 | 1 | UN | 1 | 10 | C | D | EAR99 | N | 85362090 | 1 | 4042949104049 | 2.48 | KG | 1283.5 | 1283.5 | LP17 | LP17 | circuit breaker 3VA1 IEC frame 250 breaking capacity class M Icu=55kA @ 415V 4-pole, line protection TM240, ATAM, In=250A overload protection Ir=175A...250A short-circuit protection Ii=5...10 x In N conductor protection 100% nut keeper kit undervoltage release (UVR) 208-230V AC 50/60Hz 2 auxiliary switches HQ 1 trip alarm switch HQ | - | 0 | 0
3VA1225-5GF42-0HA0 |  | 3VA1225-5GF42-0HA0 | 1 | UN | 1 | 10 | C | D | EAR99 | N | 85362090 | 1 | 4042949100249 | 2.39 | KG | 1190 | 1190 | LP17 | LP17 | circuit breaker 3VA1 IEC frame 250 breaking capacity class M Icu=55kA @ 415V 4-pole, line protection TM240, ATAM, In=250A overload protection Ir=175A...250A short-circuit protection Ii=5...10 x In N conductor protection 100% nut keeper kit shunt trip (STL) 12-30V DC; 24V AC 50/60Hz | - | 0 | 0
3VA1225-5GF42-0HC0 |  | 3VA1225-5GF42-0HC0 | 1 | UN | 1 | 10 | C | D | EAR99 | N | 85362090 | 1 | 4042949103042 | 2.45 | KG | 1241 | 1241 | LP17 | LP17 | circuit breaker 3VA1 IEC frame 250 breaking capacity class M Icu=55kA @ 415V 4-pole, line protection TM240, ATAM, In=250A overload protection Ir=175A...250A short-circuit protection Ii=5...10 x In N conductor protection 100% nut keeper kit shunt trip (STL) 12-30V DC; 24V AC 50/60Hz 2 auxiliary switches HQ | - | 0 | 0
3VA1225-5GF42-0HH0 |  | 3VA1225-5GF42-0HH0 | 1 | UN | 1 | 10 | C | D | EAR99 | N | 85362090 | 1 | 4042949104247 | 2.48 | KG | 1258 | 1258 | LP17 | LP17 | circuit breaker 3VA1 IEC frame 250 breaking capacity class M Icu=55kA @ 415V 4-pole, line protection TM240, ATAM, In=250A overload protection Ir=175A...250A short-circuit protection Ii=5...10 x In N conductor protection 100% nut keeper kit shunt trip (STL) 12-30V DC; 24V AC 50/60Hz 2 auxiliary switches HQ 1 trip alarm switch HQ | - | 0 | 0
3VA1225-5GF42-0JA0 |  | 3VA1225-5GF42-0JA0 | 1 | UN | 1 | 10 | C | D | EAR99 | N | 85362090 | 1 | 4042949100447 | 2.39 | KG | 1190 | 1190 | LP17 | LP17 | circuit breaker 3VA1 IEC frame 250 breaking capacity class M Icu=55kA @ 415V 4-pole, line protection TM240, ATAM, In=250A overload protection Ir=175A...250A short-circuit protection Ii=5...10 x In N conductor protection 100% nut keeper kit shunt trip (STL) 110-127V DC, AC 50/60Hz | - | 0 | 0
3VA1225-5GF42-0JC0 |  | 3VA1225-5GF42-0JC0 | 1 | UN | 1 | 10 | C | D | EAR99 | N | 85362090 | 1 | 4042949103240 | 2.45 | KG | 1241 | 1241 | LP17 | LP17 | circuit breaker 3VA1 IEC frame 250 breaking capacity class M Icu=55kA @ 415V 4-pole, line protection TM240, ATAM, In=250A overload protection Ir=175A...250A short-circuit protection Ii=5...10 x In N conductor protection 100% nut keeper kit shunt trip (STL) 110-127V DC, AC 50/60Hz 2 auxiliary switches HQ | - | 0 | 0
3VA1225-5GF42-0JH0 |  | 3VA1225-5GF42-0JH0 | 1 | UN | 1 | 10 | C | D | EAR99 | N | 85362090 | 1 | 4042949104445 | 2.48 | KG | 1258 | 1258 | LP17 | LP17 | circuit breaker 3VA1 IEC frame 250 breaking capacity class M Icu=55kA @ 415V 4-pole, line protection TM240, ATAM, In=250A overload protection Ir=175A...250A short-circuit protection Ii=5...10 x In N conductor protection 100% nut keeper kit shunt trip (STL) 110-127V DC, AC 50/60Hz 2 auxiliary switches HQ | - | 0 | 0
3VA1225-5GF42-0KA0 |  | 3VA1225-5GF42-0KA0 | 1 | UN | 1 | 10 | C | D | EAR99 | N | 85362090 | 1 | 4042949100645 | 2.39 | KG | 1190 | 1190 | LP17 | LP17 | circuit breaker 3VA1 IEC frame 250 breaking capacity class M Icu=55kA @ 415V 4-pole, line protection TM240, ATAM, In=250A overload protection Ir=175A...250A short-circuit protection Ii=5...10 x In N conductor protection 100% nut keeper kit shunt trip (STL) 220-250V DC; 208-277V AC | - | 0 | 0
3VA1225-5GF42-0KC0 |  | 3VA1225-5GF42-0KC0 | 1 | UN | 1 | 10 | C | D | EAR99 | N | 85362090 | 1 | 4042949103448 | 2.45 | KG | 1241 | 1241 | LP17 | LP17 | circuit breaker 3VA1 IEC frame 250 breaking capacity class M Icu=55kA @ 415V 4-pole, line protection TM240, ATAM, In=250A overload protection Ir=175A...250A short-circuit protection Ii=5...10 x In N conductor protection 100% nut keeper kit shunt trip (STL) 220-250V DC; 208-277V AC 2 auxiliary switches HQ | - | 0 | 0
3VA1225-5GF42-0KH0 |  | 3VA1225-5GF42-0KH0 | 1 | UN | 1 | 10 | C | D | EAR99 | N | 85362090 | 1 | 4042949104643 | 2.48 | KG | 1258 | 1258 | LP17 | LP17 | circuit breaker 3VA1 IEC frame 250 breaking capacity class M Icu=55kA @ 415V 4-pole, line protection TM240, ATAM, In=250A overload protection Ir=175A...250A short-circuit protection Ii=5...10 x In N conductor protection 100% nut keeper kit shunt trip (STL) 220-250V DC; 208-277V AC 2 auxiliary switches HQ 1 trip alarm switch HQ | - | 0 | 0
3VA1225-6EF32-0AA0 |  | 3VA1225-6EF32-0AA0 | 1 | UN | 1 | 2 | A | D | EAR99 | N | 85362090 | 1 | 4042948809433 | 1.587 | KG | 943 | 918.4 | LP17 | LP17 | circuit breaker 3VA1 IEC frame 250 breaking capacity class H Icu=70kA @ 415V 3-pole, line protection TM240, ATAM, In=250A overload protection Ir=175A...250A short-circuit protection Ii=5...10 x In nut keeper kit | Lista Papel 2020 SI | 0 | 0
3VA1225-6EF32-0AB0 |  | 3VA1225-6EF32-0AB0 | 1 | UN | 1 | 10 | C | D | EAR99 | N | 85362090 | 1 | 4042949100836 | 1.88 | KG | 1037 | 1037 | LP17 | LP17 | circuit breaker 3VA1 IEC frame 250 breaking capacity class H Icu=70kA @ 415V 3-pole, line protection TM240, ATAM, In=250A overload protection Ir=175A...250A short-circuit protection Ii=5...10 x In nut keeper kit 2 auxiliary switches HP | - | 0 | 0
3VA1225-6EF32-0AC0 |  | 3VA1225-6EF32-0AC0 | 1 | UN | 1 | 10 | C | D | EAR99 | N | 85362090 | 1 | 4042949101031 | 1.86 | KG | 1020 | 1020 | LP17 | LP17 | circuit breaker 3VA1 IEC frame 250 breaking capacity class H Icu=70kA @ 415V 3-pole, line protection TM240, ATAM, In=250A overload protection Ir=175A...250A short-circuit protection Ii=5...10 x In nut keeper kit 2 auxiliary switches HQ | - | 0 | 0
3VA1225-6EF32-0AD0 |  | 3VA1225-6EF32-0AD0 | 1 | UN | 1 | 10 | C | D | EAR99 | N | 85362090 | 1 | 4042949101239 | 1.89 | KG | 1037 | 1037 | LP17 | LP17 | circuit breaker 3VA1 IEC frame 250 breaking capacity class H Icu=70kA @ 415V 3-pole, line protection TM240, ATAM, In=250A overload protection Ir=175A...250A short-circuit protection Ii=5...10 x In nut keeper kit 3 auxiliary switches HQ | - | 0 | 0
3VA1225-6EF32-0AE0 |  | 3VA1225-6EF32-0AE0 | 1 | UN | 1 | 10 | C | D | EAR99 | N | 85362090 | 1 | 4042949101437 | 1.92 | KG | 1071 | 1071 | LP17 | LP17 | circuit breaker 3VA1 IEC frame 250 breaking capacity class H Icu=70kA @ 415V 3-pole, line protection TM240, ATAM, In=250A overload protection Ir=175A...250A short-circuit protection Ii=5...10 x In nut keeper kit 4 auxiliary switches HQ | - | 0 | 0
3VA1225-6EF32-0AF0 |  | 3VA1225-6EF32-0AF0 | 1 | UN | 1 | 10 | C | D | EAR99 | N | 85362090 | 1 | 4042949101635 | 1.86 | KG | 1020 | 1020 | LP17 | LP17 | circuit breaker 3VA1 IEC frame 250 breaking capacity class H Icu=70kA @ 415V 3-pole, line protection TM240, ATAM, In=250A overload protection Ir=175A...250A short-circuit protection Ii=5...10 x In nut keeper kit 1 auxiliary switch HQ 1 trip alarm switch HQ | - | 0 | 0
3VA1225-6EF32-0AG0 |  | 3VA1225-6EF32-0AG0 | 1 | UN | 1 | 10 | C | D | EAR99 | N | 85362090 | 1 | 4042949101833 | 1.873 | KG | 1037 | 1037 | LP17 | LP17 | circuit breaker 3VA1 IEC frame 250 breaking capacity class H Icu=70kA @ 415V 3-pole, line protection TM240, ATAM, In=250A overload protection Ir=175A...250A short-circuit protection Ii=5...10 x In nut keeper kit 1 auxiliary switch HP 1 trip alarm switch HP | - | 0 | 0
3VA1225-6EF32-0AH0 |  | 3VA1225-6EF32-0AH0 | 1 | UN | 1 | 10 | C | D | EAR99 | N | 85362090 | 1 | 4042949102038 | 1.89 | KG | 1037 | 1037 | LP17 | LP17 | circuit breaker 3VA1 IEC frame 250 breaking capacity class H Icu=70kA @ 415V 3-pole, line protection TM240, ATAM, In=250A overload protection Ir=175A...250A short-circuit protection Ii=5...10 x In nut keeper kit 2 auxiliary switches HQ 1 trip alarm switch HQ | - | 0 | 0
3VA1225-6EF32-0AJ0 |  | 3VA1225-6EF32-0AJ0 | 1 | UN | 1 | 10 | C | D | EAR99 | N | 85362090 | 1 | 4042949102236 | 1.91 | KG | 1079.5 | 1079.5 | LP17 | LP17 | circuit breaker 3VA1 IEC frame 250 breaking capacity class H Icu=70kA @ 415V 3-pole, line protection TM240, ATAM, In=250A overload protection Ir=175A...250A short-circuit protection Ii=5...10 x In nut keeper kit 2 auxiliary switches HP 1 trip alarm switch HP | - | 0 | 0
3VA1225-6EF32-0BA0 |  | 3VA1225-6EF32-0BA0 | 1 | UN | 1 | 10 | C | D | EAR99 | N | 85362090 | 1 | 4042949099635 | 1.89 | KG | 1079.5 | 1079.5 | LP17 | LP17 | circuit breaker 3VA1 IEC frame 250 breaking capacity class H Icu=70kA @ 415V 3-pole, line protection TM240, ATAM, In=250A overload protection Ir=175A...250A short-circuit protection Ii=5...10 x In nut keeper kit undervoltage release (UVR) 24V DC | - | 0 | 0
3VA1225-6EF32-0BC0 |  | 3VA1225-6EF32-0BC0 | 1 | UN | 1 | 10 | C | D | EAR99 | N | 85362090 | 1 | 4042949102434 | 1.95 | KG | 1122 | 1122 | LP17 | LP17 | circuit breaker 3VA1 IEC frame 250 breaking capacity class H Icu=70kA @ 415V 3-pole, line protection TM240, ATAM, In=250A overload protection Ir=175A...250A short-circuit protection Ii=5...10 x In nut keeper kit undervoltage release (UVR) 24V DC | - | 0 | 0
3VA1225-6EF32-0BE0 |  | 3VA1225-6EF32-0BE0 | 1 | UN | 1 | 10 | C | D | EAR99 | N | 85362090 | 1 | 4042949321460 | 1.818 | KG | 1147.5 | 1147.5 | LP17 | LP17 | circuit breaker 3VA1 IEC frame 250 breaking capacity class H Icu=70kA @ 415V 3-pole, line protection TM240, ATAM, In=250A overload protection Ir=175A...250A short-circuit protection Ii=5...10 x In nut keeper kit undervoltage release (UVR) 24V DC 4 auxiliary switches HQ | - | 0 | 0
3VA1225-6EF32-0BH0 |  | 3VA1225-6EF32-0BH0 | 1 | UN | 1 | 10 | C | D | EAR99 | N | 85362090 | 1 | 4042949103639 | 1.98 | KG | 1147.5 | 1147.5 | LP17 | LP17 | circuit breaker 3VA1 IEC frame 250 breaking capacity class H Icu=70kA @ 415V 3-pole, line protection TM240, ATAM, In=250A overload protection Ir=175A...250A short-circuit protection Ii=5...10 x In nut keeper kit undervoltage release (UVR) 24V DC 2 auxiliary switches HQ 1 trip alarm switch HQ | - | 0 | 0
3VA1225-6EF32-0CA0 |  | 3VA1225-6EF32-0CA0 | 1 | UN | 1 | 10 | C | D | EAR99 | N | 85362090 | 1 | 4042949099833 | 1.89 | KG | 1079.5 | 1079.5 | LP17 | LP17 | circuit breaker 3VA1 IEC frame 250 breaking capacity class H Icu=70kA @ 415V 3-pole, line protection TM240, ATAM, In=250A overload protection Ir=175A...250A short-circuit protection Ii=5...10 x In nut keeper kit undervoltage release (UVR) 120-127V AC 50/60Hz | - | 0 | 0
3VA1225-6EF32-0CC0 |  | 3VA1225-6EF32-0CC0 | 1 | UN | 1 | 10 | C | D | EAR99 | N | 85362090 | 1 | 4042949102632 | 1.95 | KG | 1122 | 1122 | LP17 | LP17 | circuit breaker 3VA1 IEC frame 250 breaking capacity class H Icu=70kA @ 415V 3-pole, line protection TM240, ATAM, In=250A overload protection Ir=175A...250A short-circuit protection Ii=5...10 x In nut keeper kit undervoltage release (UVR) 120-127V AC 50/60Hz | - | 0 | 0
3VA1225-6EF32-0CH0 |  | 3VA1225-6EF32-0CH0 | 1 | UN | 1 | 10 | C | D | EAR99 | N | 85362090 | 1 | 4042949103837 | 1.98 | KG | 1147.5 | 1147.5 | LP17 | LP17 | circuit breaker 3VA1 IEC frame 250 breaking capacity class H Icu=70kA @ 415V 3-pole, line protection TM240, ATAM, In=250A overload protection Ir=175A...250A short-circuit protection Ii=5...10 x In nut keeper kit undervoltage release (UVR) 120-127V AC 50/60Hz 2 auxiliary switches HQ 1 trip alarm switch HQ | - | 0 | 0
3VA1225-6EF32-0DA0 |  | 3VA1225-6EF32-0DA0 | 1 | UN | 1 | 10 | C | D | EAR99 | N | 85362090 | 1 | 4042949100034 | 1.89 | KG | 1079.5 | 1079.5 | LP17 | LP17 | circuit breaker 3VA1 IEC frame 250 breaking capacity class H Icu=70kA @ 415V 3-pole, line protection TM240, ATAM, In=250A overload protection Ir=175A...250A short-circuit protection Ii=5...10 x In nut keeper kit undervoltage release (UVR) 208-230V AC 50/60Hz | - | 0 | 0
3VA1225-6EF32-0DC0 |  | 3VA1225-6EF32-0DC0 | 1 | UN | 1 | 10 | C | D | EAR99 | N | 85362090 | 1 | 4042949102830 | 1.95 | KG | 1122 | 1122 | LP17 | LP17 | circuit breaker 3VA1 IEC frame 250 breaking capacity class H Icu=70kA @ 415V 3-pole, line protection TM240, ATAM, In=250A overload protection Ir=175A...250A short-circuit protection Ii=5...10 x In nut keeper kit undervoltage release (UVR) 208-230V AC 50/60Hz 2 auxiliary switches HQ | - | 0 | 0
3VA1225-6EF32-0DH0 |  | 3VA1225-6EF32-0DH0 | 1 | UN | 1 | 10 | C | D | EAR99 | N | 85362090 | 1 | 4042949104032 | 1.98 | KG | 1147.5 | 1147.5 | LP17 | LP17 | circuit breaker 3VA1 IEC frame 250 breaking capacity class H Icu=70kA @ 415V 3-pole, line protection TM240, ATAM, In=250A overload protection Ir=175A...250A short-circuit protection Ii=5...10 x In nut keeper kit undervoltage release (UVR) 208-230V AC 50/60Hz 2 auxiliary switches HQ 1 trip alarm switch HQ | - | 0 | 0
3VA1225-6EF32-0HA0 |  | 3VA1225-6EF32-0HA0 | 1 | UN | 1 | 10 | C | D | EAR99 | N | 85362090 | 1 | 4042949100232 | 1.89 | KG | 1062.5 | 1062.5 | LP17 | LP17 | circuit breaker 3VA1 IEC frame 250 breaking capacity class H Icu=70kA @ 415V 3-pole, line protection TM240, ATAM, In=250A overload protection Ir=175A...250A short-circuit protection Ii=5...10 x In nut keeper kit shunt trip (STL) 12-30V DC, 24V AC 50/60Hz | - | 0 | 0
3VA1225-6EF32-0HC0 |  | 3VA1225-6EF32-0HC0 | 1 | UN | 1 | 10 | C | D | EAR99 | N | 85362090 | 1 | 4042949103035 | 1.95 | KG | 1105 | 1105 | LP17 | LP17 | circuit breaker 3VA1 IEC frame 250 breaking capacity class H Icu=70kA @ 415V 3-pole, line protection TM240, ATAM, In=250A overload protection Ir=175A...250A short-circuit protection Ii=5...10 x In nut keeper kit shunt trip (STL) 12-30V DC, 24V AC 50/60Hz 2 auxiliary switches HQ | - | 0 | 0
3VA1225-6EF32-0HH0 |  | 3VA1225-6EF32-0HH0 | 1 | UN | 1 | 10 | C | D | EAR99 | N | 85362090 | 1 | 4042949104230 | 1.98 | KG | 1122 | 1122 | LP17 | LP17 | circuit breaker 3VA1 IEC frame 250 breaking capacity class H Icu=70kA @ 415V 3-pole, line protection TM240, ATAM, In=250A overload protection Ir=175A...250A short-circuit protection Ii=5...10 x In nut keeper kit shunt trip (STL) 12-30V DC, 24V AC 50/60Hz 2 auxiliary switches HQ 1 trip alarm switch HQ | - | 0 | 0
3VA1225-6EF32-0JA0 |  | 3VA1225-6EF32-0JA0 | 1 | UN | 1 | 10 | C | D | EAR99 | N | 85362090 | 1 | 4042949100430 | 1.89 | KG | 1062.5 | 1062.5 | LP17 | LP17 | circuit breaker 3VA1 IEC frame 250 breaking capacity class H Icu=70kA @ 415V 3-pole, line protection TM240, ATAM, In=250A overload protection Ir=175A...250A short-circuit protection Ii=5...10 x In nut keeper kit shunt trip (STL) 110-127V DC, AC 50/60Hz | - | 0 | 0
3VA1225-6EF32-0JC0 |  | 3VA1225-6EF32-0JC0 | 1 | UN | 1 | 10 | C | D | EAR99 | N | 85362090 | 1 | 4042949103233 | 1.95 | KG | 1105 | 1105 | LP17 | LP17 | circuit breaker 3VA1 IEC frame 250 breaking capacity class H Icu=70kA @ 415V 3-pole, line protection TM240, ATAM, In=250A overload protection Ir=175A...250A short-circuit protection Ii=5...10 x In nut keeper kit shunt trip (STL) 110-127V DC, AC 50/60Hz 2 auxiliary switches HQ | - | 0 | 0
3VA1225-6EF32-0JH0 |  | 3VA1225-6EF32-0JH0 | 1 | UN | 1 | 10 | C | D | EAR99 | N | 85362090 | 1 | 4042949104438 | 1.98 | KG | 1122 | 1122 | LP17 | LP17 | circuit breaker 3VA1 IEC frame 250 breaking capacity class H Icu=70kA @ 415V 3-pole, line protection TM240, ATAM, In=250A overload protection Ir=175A...250A short-circuit protection Ii=5...10 x In nut keeper kit shunt trip (STL) 110-127V DC, AC 50/60Hz 2 auxiliary switches HQ 1 trip alarm switch HQ | - | 0 | 0
3VA1225-6EF32-0KA0 |  | 3VA1225-6EF32-0KA0 | 1 | UN | 1 | 10 | C | D | EAR99 | N | 85362090 | 1 | 4042949100638 | 1.89 | KG | 1062.5 | 1062.5 | LP17 | LP17 | circuit breaker 3VA1 IEC frame 250 breaking capacity class H Icu=70kA @ 415V 3-pole, line protection TM240, ATAM, In=250A overload protection Ir=175A...250A short-circuit protection Ii=5...10 x In nut keeper kit shunt trip (STL) 220-250V DC, 208-277V AC | - | 0 | 0
3VA1225-6EF32-0KC0 |  | 3VA1225-6EF32-0KC0 | 1 | UN | 1 | 10 | C | D | EAR99 | N | 85362090 | 1 | 4042949103431 | 1.95 | KG | 1105 | 1105 | LP17 | LP17 | circuit breaker 3VA1 IEC frame 250 breaking capacity class H Icu=70kA @ 415V 3-pole, line protection TM240, ATAM, In=250A overload protection Ir=175A...250A short-circuit protection Ii=5...10 x In nut keeper kit shunt trip (STL) 220-250V DC, 208-277V AC 2 auxiliary switches HQ | - | 0 | 0
3VA1225-6EF32-0KH0 |  | 3VA1225-6EF32-0KH0 | 1 | UN | 1 | 10 | C | D | EAR99 | N | 85362090 | 1 | 4042949104636 | 1.98 | KG | 1122 | 1122 | LP17 | LP17 | circuit breaker 3VA1 IEC frame 250 breaking capacity class H Icu=70kA @ 415V 3-pole, line protection TM240, ATAM, In=250A overload protection Ir=175A...250A short-circuit protection Ii=5...10 x In nut keeper kit shunt trip (STL) 220-250V DC, 208-277V AC 2 auxiliary switches HQ 1 trip alarm switch HQ | - | 0 | 0
3VA1225-6EF32-0LA0 |  | 3VA1225-6EF32-0LA0 | 1 | UN | 1 | 10 | C | D | EAR99 | N | 85362090 | 1 | 4042949328414 | 1.677 | KG | 1173 | 1173 | LP17 | LP17 | circuit breaker 3VA1 IEC frame 250 breaking capacity class H Icu=70kA @ 415V 3-pole, line protection TM240, ATAM, In=250A overload protection Ir=175A...250A short-circuit protection Ii=5...10 x In nut keeper kit circuit breaker 3VA1 IEC frame 250 breaking capacity class H Icu=70kA @ 415V 3-pole, line protection TM240, ATAM, In=250A overload protection Ir=175A...250A short-circuit protection Ii=5...10 x In nut UNIVERSAL RELEASE 24 V DC ACCESSORY FOR 3VA1 and 3VA20 up |  | 0 | 0
3VA1225-6EF42-0AA0 |  | 3VA1225-6EF42-0AA0 | 1 | UN | 1 | 2 | A | D | EAR99 | N | 85362090 | 1 | 4042948809495 | 2.063 | KG | 1213.6 | 1180.8 | LP17 | LP17 | circuit breaker 3VA1 IEC frame 250 breaking capacity class H Icu=70kA @ 415V 4-pole, line protection TM240, ATAM, In=250A overload protection Ir=175A...250A short-circuit protection Ii=5...10 x In N conductor unprotected nut keeper kit | Lista Papel 2020 SI | 0 | 0
3VA1225-6EF42-0AB0 |  | 3VA1225-6EF42-0AB0 | 1 | UN | 1 | 10 | C | D | EAR99 | N | 85362090 | 1 | 4042949100829 | 2.2 | KG | 1317.5 | 1317.5 | LP17 | LP17 | circuit breaker 3VA1 IEC frame 250 breaking capacity class H Icu=70kA @ 415V 4-pole, line protection TM240, ATAM, In=250A overload protection Ir=175A...250A short-circuit protection Ii=5...10 x In N conductor unprotected nut keeper kit 2 auxiliary switches HP | - | 0 | 0
3VA1225-6EF42-0AC0 |  | 3VA1225-6EF42-0AC0 | 1 | UN | 1 | 10 | C | D | EAR99 | N | 85362090 | 1 | 4042949101024 | 2.2 | KG | 1300.5 | 1300.5 | LP17 | LP17 | circuit breaker 3VA1 IEC frame 250 breaking capacity class H Icu=70kA @ 415V 4-pole, line protection TM240, ATAM, In=250A overload protection Ir=175A...250A short-circuit protection Ii=5...10 x In N conductor unprotected nut keeper kit 2 auxiliary switches HQ | - | 0 | 0
3VA1225-6EF42-0AD0 |  | 3VA1225-6EF42-0AD0 | 1 | UN | 1 | 10 | C | D | EAR99 | N | 85362090 | 1 | 4042949101222 | 2.2 | KG | 1317.5 | 1317.5 | LP17 | LP17 | circuit breaker 3VA1 IEC frame 250 breaking capacity class H Icu=70kA @ 415V 4-pole, line protection TM240, ATAM, In=250A overload protection Ir=175A...250A short-circuit protection Ii=5...10 x In N conductor unprotected nut keeper kit 3 auxiliary switches HQ | - | 0 | 0
3VA1225-6EF42-0AE0 |  | 3VA1225-6EF42-0AE0 | 1 | UN | 1 | 10 | C | D | EAR99 | N | 85362090 | 1 | 4042949101420 | 2.2 | KG | 1351.5 | 1351.5 | LP17 | LP17 | circuit breaker 3VA1 IEC frame 250 breaking capacity class H Icu=70kA @ 415V 4-pole, line protection TM240, ATAM, In=250A overload protection Ir=175A...250A short-circuit protection Ii=5...10 x In N conductor unprotected nut keeper kit 4 auxiliary switches HQ | - | 0 | 0
3VA1225-6EF42-0AF0 |  | 3VA1225-6EF42-0AF0 | 1 | UN | 1 | 10 | C | D | EAR99 | N | 85362090 | 1 | 4042949101628 | 2.2 | KG | 1300.5 | 1300.5 | LP17 | LP17 | circuit breaker 3VA1 IEC frame 250 breaking capacity class H Icu=70kA @ 415V 4-pole, line protection TM240, ATAM, In=250A overload protection Ir=175A...250A short-circuit protection Ii=5...10 x In N conductor unprotected nut keeper kit 1 auxiliary switch HQ 1 trip alarm switch HQ | - | 0 | 0
3VA1225-6EF42-0AG0 |  | 3VA1225-6EF42-0AG0 | 1 | UN | 1 | 10 | C | D | EAR99 | N | 85362090 | 1 | 4042949101826 | 2.2 | KG | 1317.5 | 1317.5 | LP17 | LP17 | circuit breaker 3VA1 IEC frame 250 breaking capacity class H Icu=70kA @ 415V 4-pole, line protection TM240, ATAM, In=250A overload protection Ir=175A...250A short-circuit protection Ii=5...10 x In N conductor unprotected nut keeper kit 1 auxiliary switch HP 1 trip alarm switch HP | - | 0 | 0
3VA1225-6EF42-0AH0 |  | 3VA1225-6EF42-0AH0 | 1 | UN | 1 | 10 | C | D | EAR99 | N | 85362090 | 1 | 4042949102021 | 2.2 | KG | 1317.5 | 1317.5 | LP17 | LP17 | circuit breaker 3VA1 IEC frame 250 breaking capacity class H Icu=70kA @ 415V 4-pole, line protection TM240, ATAM, In=250A overload protection Ir=175A...250A short-circuit protection Ii=5...10 x In N conductor unprotected nut keeper kit 2 auxiliary switches HQ 1 trip alarm switch HQ | - | 0 | 0
3VA1225-6EF42-0AJ0 |  | 3VA1225-6EF42-0AJ0 | 1 | UN | 1 | 10 | C | D | EAR99 | N | 85362090 | 1 | 4042949102229 | 2.2 | KG | 1368.5 | 1368.5 | LP17 | LP17 | circuit breaker 3VA1 IEC frame 250 breaking capacity class H Icu=70kA @ 415V 4-pole, line protection TM240, ATAM, In=250A overload protection Ir=175A...250A short-circuit protection Ii=5...10 x In N conductor unprotected nut keeper kit 2 auxiliary switches HP 1 trip alarm switch HP | - | 0 | 0
3VA1225-6EF42-0BA0 |  | 3VA1225-6EF42-0BA0 | 1 | UN | 1 | 10 | C | D | EAR99 | N | 85362090 | 1 | 4042949099628 | 2.2 | KG | 1368.5 | 1368.5 | LP17 | LP17 | circuit breaker 3VA1 IEC frame 250 breaking capacity class H Icu=70kA @ 415V 4-pole, line protection TM240, ATAM, In=250A overload protection Ir=175A...250A short-circuit protection Ii=5...10 x In N conductor unprotected nut keeper kit undervoltage release (UVR) 24V DC | - | 0 | 0
3VA1225-6EF42-0BC0 |  | 3VA1225-6EF42-0BC0 | 1 | UN | 1 | 10 | C | D | EAR99 | N | 85362090 | 1 | 4042949102427 | 2.2 | KG | 1411 | 1411 | LP17 | LP17 | circuit breaker 3VA1 IEC frame 250 breaking capacity class H Icu=70kA @ 415V 4-pole, line protection TM240, ATAM, In=250A overload protection Ir=175A...250A short-circuit protection Ii=5...10 x In N conductor unprotected nut keeper kit undervoltage release (UVR) 24V DC | - | 0 | 0
3VA1225-6EF42-0BH0 |  | 3VA1225-6EF42-0BH0 | 1 | UN | 1 | 10 | C | D | EAR99 | N | 85362090 | 1 | 4042949103622 | 2.2 | KG | 1445 | 1445 | LP17 | LP17 | circuit breaker 3VA1 IEC frame 250 breaking capacity class H Icu=70kA @ 415V 4-pole, line protection TM240, ATAM, In=250A overload protection Ir=175A...250A short-circuit protection Ii=5...10 x In N conductor unprotected nut keeper kit undervoltage release (UVR) 24 V DC 2 auxiliary switches HQ 1 trip alarm switch HQ | - | 0 | 0
3VA1225-6EF42-0CA0 |  | 3VA1225-6EF42-0CA0 | 1 | UN | 1 | 10 | C | D | EAR99 | N | 85362090 | 1 | 4042949099826 | 2.2 | KG | 1368.5 | 1368.5 | LP17 | LP17 | circuit breaker 3VA1 IEC frame 250 breaking capacity class H Icu=70kA @ 415V 4-pole, line protection TM240, ATAM, In=250A overload protection Ir=175A...250A short-circuit protection Ii=5...10 x In N conductor unprotected nut keeper kit undervoltage release (UVR) 120-127V AC 50/60Hz | - | 0 | 0
3VA1225-6EF42-0CC0 |  | 3VA1225-6EF42-0CC0 | 1 | UN | 1 | 10 | C | D | EAR99 | N | 85362090 | 1 | 4042949102625 | 2.2 | KG | 1411 | 1411 | LP17 | LP17 | circuit breaker 3VA1 IEC frame 250 breaking capacity class H Icu=70kA @ 415V 4-pole, line protection TM240, ATAM, In=250A overload protection Ir=175A...250A short-circuit protection Ii=5...10 x In N conductor unprotected nut keeper kit undervoltage release (UVR) 120-127V AC 50/60Hz | - | 0 | 0
3VA1225-6EF42-0CH0 |  | 3VA1225-6EF42-0CH0 | 1 | UN | 1 | 10 | C | D | EAR99 | N | 85362090 | 1 | 4042949103820 | 2.2 | KG | 1445 | 1445 | LP17 | LP17 | circuit breaker 3VA1 IEC frame 250 breaking capacity class H Icu=70kA @ 415V 4-pole, line protection TM240, ATAM, In=250A overload protection Ir=175A...250A short-circuit protection Ii=5...10 x In N conductor unprotected nut keeper kit undervoltage release (UVR) 120-127V AC 50/60Hz 2 auxiliary switches HQ 1 trip alarm switch HQ | - | 0 | 0
3VA1225-6EF42-0DA0 |  | 3VA1225-6EF42-0DA0 | 1 | UN | 1 | 10 | C | D | EAR99 | N | 85362090 | 1 | 4042949100027 | 2.2 | KG | 1368.5 | 1368.5 | LP17 | LP17 | circuit breaker 3VA1 IEC frame 250 breaking capacity class H Icu=70kA @ 415V 4-pole, line protection TM240, ATAM, In=250A overload protection Ir=175A...250A short-circuit protection Ii=5...10 x In N conductor unprotected nut keeper kit undervoltage release (UVR) 208-230V AC 50/60Hz | - | 0 | 0
3VA1225-6EF42-0DC0 |  | 3VA1225-6EF42-0DC0 | 1 | UN | 1 | 10 | C | D | EAR99 | N | 85362090 | 1 | 4042949102823 | 2.2 | KG | 1411 | 1411 | LP17 | LP17 | circuit breaker 3VA1 IEC frame 250 breaking capacity class H Icu=70kA @ 415V 4-pole, line protection TM240, ATAM, In=250A overload protection Ir=175A...250A short-circuit protection Ii=5...10 x In N conductor unprotected nut keeper kit undervoltage release (UVR) 208-230V AC 50/60Hz 2 auxiliary switches HQ | - | 0 | 0
3VA1225-6EF42-0DH0 |  | 3VA1225-6EF42-0DH0 | 1 | UN | 1 | 10 | C | D | EAR99 | N | 85362090 | 1 | 4042949104025 | 2.2 | KG | 1445 | 1445 | LP17 | LP17 | circuit breaker 3VA1 IEC frame 250 breaking capacity class H Icu=70kA @ 415V 4-pole, line protection TM240, ATAM, In=250A overload protection Ir=175A...250A short-circuit protection Ii=5...10 x In N conductor unprotected nut keeper kit undervoltage release (UVR) 208-230V AC 50/60Hz 2 auxiliary switches HQ 1 trip alarm switch HQ | - | 0 | 0
3VA1225-6EF42-0HA0 |  | 3VA1225-6EF42-0HA0 | 1 | UN | 1 | 10 | C | D | EAR99 | N | 85362090 | 1 | 4042949100225 | 2.2 | KG | 1343 | 1343 | LP17 | LP17 | circuit breaker 3VA1 IEC frame 250 breaking capacity class H Icu=70kA @ 415V 4-pole, line protection TM240, ATAM, In=250A overload protection Ir=175A...250A short-circuit protection Ii=5...10 x In N conductor unprotected nut keeper kit shunt trip (STL) 12-30V DC; 24V AC 50/60Hz | - | 0 | 0
3VA1225-6EF42-0HC0 |  | 3VA1225-6EF42-0HC0 | 1 | UN | 1 | 10 | C | D | EAR99 | N | 85362090 | 1 | 4042949103028 | 2.2 | KG | 1394 | 1394 | LP17 | LP17 | circuit breaker 3VA1 IEC frame 250 breaking capacity class H Icu=70kA @ 415V 4-pole, line protection TM240, ATAM, In=250A overload protection Ir=175A...250A short-circuit protection Ii=5...10 x In N conductor unprotected nut keeper kit shunt trip (STL) 12-30V DC; 24V AC 50/60Hz 2 auxiliary switches HQ | - | 0 | 0
3VA1225-6EF42-0HH0 |  | 3VA1225-6EF42-0HH0 | 1 | UN | 1 | 10 | C | D | EAR99 | N | 85362090 | 1 | 4042949104223 | 2.2 | KG | 1411 | 1411 | LP17 | LP17 | circuit breaker 3VA1 IEC frame 250 breaking capacity class H Icu=70kA @ 415V 4-pole, line protection TM240, ATAM, In=250A overload protection Ir=175A...250A short-circuit protection Ii=5...10 x In N conductor unprotected nut keeper kit shunt trip (STL) 12-30V DC; 24V AC 50/60Hz 2 auxiliary switches HQ 1 trip alarm switch HQ | - | 0 | 0
3VA1225-6EF42-0JA0 |  | 3VA1225-6EF42-0JA0 | 1 | UN | 1 | 10 | C | D | EAR99 | N | 85362090 | 1 | 4042949100423 | 2.2 | KG | 1343 | 1343 | LP17 | LP17 | circuit breaker 3VA1 IEC frame 250 breaking capacity class H Icu=70kA @ 415V 4-pole, line protection TM240, ATAM, In=250A overload protection Ir=175A...250A short-circuit protection Ii=5...10 x In N conductor unprotected nut keeper kit shunt trip (STL) 110-127V DC, AC 50/60Hz | - | 0 | 0
3VA1225-6EF42-0JC0 |  | 3VA1225-6EF42-0JC0 | 1 | UN | 1 | 10 | C | D | EAR99 | N | 85362090 | 1 | 4042949103226 | 2.2 | KG | 1394 | 1394 | LP17 | LP17 | circuit breaker 3VA1 IEC frame 250 breaking capacity class H Icu=70kA @ 415V 4-pole, line protection TM240, ATAM, In=250A overload protection Ir=175A...250A short-circuit protection Ii=5...10 x In N conductor unprotected nut keeper kit shunt trip (STL) 110-127V DC, AC 50/60Hz 2 auxiliary switches HQ | - | 0 | 0
3VA1225-6EF42-0JH0 |  | 3VA1225-6EF42-0JH0 | 1 | UN | 1 | 10 | C | D | EAR99 | N | 85362090 | 1 | 4042949104421 | 2.2 | KG | 1411 | 1411 | LP17 | LP17 | circuit breaker 3VA1 IEC frame 250 breaking capacity class H Icu=70kA @ 415V 4-pole, line protection TM240, ATAM, In=250A overload protection Ir=175A...250A short-circuit protection Ii=5...10 x In N conductor unprotected nut keeper kit shunt trip (STL) 110-127V DC, AC 50/60Hz 2 auxiliary switches HQ 1 trip alarm switch HQ | - | 0 | 0
3VA1225-6EF42-0KA0 |  | 3VA1225-6EF42-0KA0 | 1 | UN | 1 | 10 | C | D | EAR99 | N | 85362090 | 1 | 4042949100621 | 2.2 | KG | 1343 | 1343 | LP17 | LP17 | circuit breaker 3VA1 IEC frame 250 breaking capacity class H Icu=70kA @ 415V 4-pole, line protection TM240, ATAM, In=250A overload protection Ir=175A...250A short-circuit protection Ii=5...10 x In N conductor unprotected nut keeper kit shunt trip (STL) 220-250V DC; 208-277V AC | - | 0 | 0
3VA1225-6EF42-0KC0 |  | 3VA1225-6EF42-0KC0 | 1 | UN | 1 | 10 | C | D | EAR99 | N | 85362090 | 1 | 4042949103424 | 2.2 | KG | 1394 | 1394 | LP17 | LP17 | circuit breaker 3VA1 IEC frame 250 breaking capacity class H Icu=70kA @ 415V 4-pole, line protection TM240, ATAM, In=250A overload protection Ir=175A...250A short-circuit protection Ii=5...10 x In N conductor unprotected nut keeper kit shunt trip (STL) 220-250V DC; 208-277V AC 2 auxiliary switches HQ | - | 0 | 0
3VA1225-6EF42-0KH0 |  | 3VA1225-6EF42-0KH0 | 1 | UN | 1 | 10 | C | D | EAR99 | N | 85362090 | 1 | 4042949104629 | 2.2 | KG | 1411 | 1411 | LP17 | LP17 | circuit breaker 3VA1 IEC frame 250 breaking capacity class H Icu=70kA @ 415V 4-pole, line protection TM240, ATAM, In=250A overload protection Ir=175A...250A short-circuit protection Ii=5...10 x In N conductor unprotected nut keeper kit shunt trip (STL) 220-250V DC; 208-277V AC 2 auxiliary switches HQ 1 trip alarm switch HQ | - | 0 | 0
3VA1225-6FF42-0AA0 |  | 3VA1225-6FF42-0AA0 | 1 | UN | 1 | 5 | B | D | EAR99 | N | 85362090 | 1 | 4042948815472 | 2.3 | KG | 1213.6 | 1180.8 | LP17 | LP17 | circuit breaker 3VA1 IEC frame 250 breaking capacity class H Icu=70kA @ 415V 4-pole, line protection TM240, ATAM, In=250A overload protection Ir=175A...250A short-circuit protection Ii=5...10 x In N conductor protection 50% nut keeper kit | Lista Papel 2020 SI | 0 | 0
3VA1225-6GF42-0AA0 |  | 3VA1225-6GF42-0AA0 | 1 | UN | 1 | 5 | B | D | EAR99 | N | 85362090 | 1 | 4042948816011 | 2.116 | KG | 1213.6 | 1180.8 | LP17 | LP17 | circuit breaker 3VA1 IEC frame 250 breaking capacity class H Icu=70kA @ 415V 4-pole, line protection TM240, ATAM, In=250A overload protection Ir=175A...250A short-circuit protection Ii=5...10 x In N conductor protection 100% nut keeper kit | Lista Papel 2020 SI | 0 | 0
3VA1225-6GF42-0AB0 |  | 3VA1225-6GF42-0AB0 | 1 | UN | 1 | 10 | C | D | EAR99 | N | 85362090 | 1 | 4042949100812 | 2.2 | KG | 1317.5 | 1317.5 | LP17 | LP17 | circuit breaker 3VA1 IEC frame 250 breaking capacity class H Icu=70kA @ 415V 4-pole, line protection TM240, ATAM, In=250A overload protection Ir=175A...250A short-circuit protection Ii=5...10 x In N conductor protection 100% nut keeper kit 2 auxiliary switches HP | - | 0 | 0
3VA1225-6GF42-0AC0 |  | 3VA1225-6GF42-0AC0 | 1 | UN | 1 | 10 | C | D | EAR99 | N | 85362090 | 1 | 4042949101017 | 2.2 | KG | 1300.5 | 1300.5 | LP17 | LP17 | circuit breaker 3VA1 IEC frame 250 breaking capacity class H Icu=70kA @ 415V 4-pole, line protection TM240, ATAM, In=250A overload protection Ir=175A...250A short-circuit protection Ii=5...10 x In N conductor protection 100% nut keeper kit 2 auxiliary switches HQ | - | 0 | 0
3VA1225-6GF42-0AD0 |  | 3VA1225-6GF42-0AD0 | 1 | UN | 1 | 10 | C | D | EAR99 | N | 85362090 | 1 | 4042949101215 | 2.2 | KG | 1317.5 | 1317.5 | LP17 | LP17 | circuit breaker 3VA1 IEC frame 250 breaking capacity class H Icu=70kA @ 415V 4-pole, line protection TM240, ATAM, In=250A overload protection Ir=175A...250A short-circuit protection Ii=5...10 x In N conductor protection 100% nut keeper kit 3 auxiliary switches HQ | - | 0 | 0
3VA1225-6GF42-0AE0 |  | 3VA1225-6GF42-0AE0 | 1 | UN | 1 | 10 | C | D | EAR99 | N | 85362090 | 1 | 4042949101413 | 2.2 | KG | 1351.5 | 1351.5 | LP17 | LP17 | circuit breaker 3VA1 IEC frame 250 breaking capacity class H Icu=70kA @ 415V 4-pole, line protection TM240, ATAM, In=250A overload protection Ir=175A...250A short-circuit protection Ii=5...10 x In N conductor protection 100% nut keeper kit 4 auxiliary switches HQ | - | 0 | 0
3VA1225-6GF42-0AF0 |  | 3VA1225-6GF42-0AF0 | 1 | UN | 1 | 10 | C | D | EAR99 | N | 85362090 | 1 | 4042949101611 | 2.2 | KG | 1300.5 | 1300.5 | LP17 | LP17 | circuit breaker 3VA1 IEC frame 250 breaking capacity class H Icu=70kA @ 415V 4-pole, line protection TM240, ATAM, In=250A overload protection Ir=175A...250A short-circuit protection Ii=5...10 x In N conductor protection 100% nut keeper kit 1 auxiliary switch HQ 1 trip alarm switch HQ | - | 0 | 0
3VA1225-6GF42-0AG0 |  | 3VA1225-6GF42-0AG0 | 1 | UN | 1 | 10 | C | D | EAR99 | N | 85362090 | 1 | 4042949101819 | 2.2 | KG | 1317.5 | 1317.5 | LP17 | LP17 | circuit breaker 3VA1 IEC frame 250 breaking capacity class H Icu=70kA @ 415V 4-pole, line protection TM240, ATAM, In=250A overload protection Ir=175A...250A short-circuit protection Ii=5...10 x In N conductor protection 100% nut keeper kit 1 auxiliary switch HP 1 trip alarm switch HP | - | 0 | 0
3VA1225-6GF42-0AH0 |  | 3VA1225-6GF42-0AH0 | 1 | UN | 1 | 10 | C | D | EAR99 | N | 85362090 | 1 | 4042949102014 | 2.2 | KG | 1317.5 | 1317.5 | LP17 | LP17 | circuit breaker 3VA1 IEC frame 250 breaking capacity class H Icu=70kA @ 415V 4-pole, line protection TM240, ATAM, In=250A overload protection Ir=175A...250A short-circuit protection Ii=5...10 x In N conductor protection 100% nut keeper kit 2 auxiliary switches HQ 1 trip alarm switch HQ | - | 0 | 0
3VA1225-6GF42-0AJ0 |  | 3VA1225-6GF42-0AJ0 | 1 | UN | 1 | 10 | C | D | EAR99 | N | 85362090 | 1 | 4042949102212 | 2.2 | KG | 1368.5 | 1368.5 | LP17 | LP17 | circuit breaker 3VA1 IEC frame 250 breaking capacity class H Icu=70kA @ 415V 4-pole, line protection TM240, ATAM, In=250A overload protection Ir=175A...250A short-circuit protection Ii=5...10 x In N conductor protection 100% nut keeper kit 2 auxiliary switches HP 1 trip alarm switch HP | - | 0 | 0
3VA1225-6GF42-0BA0 |  | 3VA1225-6GF42-0BA0 | 1 | UN | 1 | 10 | C | D | EAR99 | N | 85362090 | 1 | 4042949099611 | 2.2 | KG | 1368.5 | 1368.5 | LP17 | LP17 | circuit breaker 3VA1 IEC frame 250 breaking capacity class H Icu=70kA @ 415V 4-pole, line protection TM240, ATAM, In=250A overload protection Ir=175A...250A short-circuit protection Ii=5...10 x In N conductor protection 100% nut keeper kit undervoltage release (UVR) 24V DC | - | 0 | 0
3VA1225-6GF42-0BC0 |  | 3VA1225-6GF42-0BC0 | 1 | UN | 1 | 10 | C | D | EAR99 | N | 85362090 | 1 | 4042949102410 | 2.2 | KG | 1411 | 1411 | LP17 | LP17 | circuit breaker 3VA1 IEC frame 250 breaking capacity class H Icu=70kA @ 415V 4-pole, line protection TM240, ATAM, In=250A overload protection Ir=175A...250A short-circuit protection Ii=5...10 x In N conductor protection 100% nut keeper kit undervoltage release (UVR) 24V DC | - | 0 | 0
3VA1225-6GF42-0BH0 |  | 3VA1225-6GF42-0BH0 | 1 | UN | 1 | 10 | C | D | EAR99 | N | 85362090 | 1 | 4042949103615 | 2.2 | KG | 1445 | 1445 | LP17 | LP17 | circuit breaker 3VA1 IEC frame 250 breaking capacity class H Icu=70kA @ 415V 4-pole, line protection TM240, ATAM, In=250A overload protection Ir=175A...250A short-circuit protection Ii=5...10 x In N conductor protection 100% nut keeper kit undervoltage release (UVR) 24 V DC 2 auxiliary switches HQ 1 trip alarm switch HQ | - | 0 | 0
3VA1225-6GF42-0CA0 |  | 3VA1225-6GF42-0CA0 | 1 | UN | 1 | 10 | C | D | EAR99 | N | 85362090 | 1 | 4042949099819 | 2.2 | KG | 1368.5 | 1368.5 | LP17 | LP17 | circuit breaker 3VA1 IEC frame 250 breaking capacity class H Icu=70kA @ 415V 4-pole, line protection TM240, ATAM, In=250A overload protection Ir=175A...250A short-circuit protection Ii=5...10 x In N conductor protection 100% nut keeper kit undervoltage release (UVR) 120-127V AC 50/60Hz | - | 0 | 0
3VA1225-6GF42-0CC0 |  | 3VA1225-6GF42-0CC0 | 1 | UN | 1 | 10 | C | D | EAR99 | N | 85362090 | 1 | 4042949102618 | 2.2 | KG | 1411 | 1411 | LP17 | LP17 | circuit breaker 3VA1 IEC frame 250 breaking capacity class H Icu=70kA @ 415V 4-pole, line protection TM240, ATAM, In=250A overload protection Ir=175A...250A short-circuit protection Ii=5...10 x In N conductor protection 100% nut keeper kit undervoltage release (UVR) 120-127V AC 50/60Hz | - | 0 | 0
3VA1225-6GF42-0CH0 |  | 3VA1225-6GF42-0CH0 | 1 | UN | 1 | 10 | C | D | EAR99 | N | 85362090 | 1 | 4042949103813 | 2.2 | KG | 1445 | 1445 | LP17 | LP17 | circuit breaker 3VA1 IEC frame 250 breaking capacity class H Icu=70kA @ 415V 4-pole, line protection TM240, ATAM, In=250A overload protection Ir=175A...250A short-circuit protection Ii=5...10 x In N conductor protection 100% nut keeper kit undervoltage release (UVR) 120-127V AC 50/60Hz 2 auxiliary switches HQ 1 trip alarm switch HQ | - | 0 | 0
3VA1225-6GF42-0DA0 |  | 3VA1225-6GF42-0DA0 | 1 | UN | 1 | 10 | C | D | EAR99 | N | 85362090 | 1 | 4042949100010 | 2.2 | KG | 1368.5 | 1368.5 | LP17 | LP17 | circuit breaker 3VA1 IEC frame 250 breaking capacity class H Icu=70kA @ 415V 4-pole, line protection TM240, ATAM, In=250A overload protection Ir=175A...250A short-circuit protection Ii=5...10 x In N conductor protection 100% nut keeper kit undervoltage release (UVR) 208-230V AC 50/60Hz | - | 0 | 0
3VA1225-6GF42-0DB0 |  | 3VA1225-6GF42-0DB0 | 1 | UN | 1 | 10 | C | D | EAR99 | N | 85362090 | 1 | 4042949324386 | 2.266 | KG | 1436.5 | 1436.5 | LP17 | LP17 | circuit breaker 3VA1 IEC frame 250 breaking capacity class H Icu=70kA @ 415V 4-pole, line protection TM240, ATAM, In=250A overload protection Ir=175A...250A short-circuit protection II=5...10xIN N conductor protection 1 nut keeper kit undervoltage release 208-230V AC 50/60Hz 2 auxiliary switches | - | 0 | 0
3VA1225-6GF42-0DC0 |  | 3VA1225-6GF42-0DC0 | 1 | UN | 1 | 10 | C | D | EAR99 | N | 85362090 | 1 | 4042949102816 | 2.2 | KG | 1411 | 1411 | LP17 | LP17 | circuit breaker 3VA1 IEC frame 250 breaking capacity class H Icu=70kA @ 415V 4-pole, line protection TM240, ATAM, In=250A overload protection Ir=175A...250A short-circuit protection Ii=5...10 x In N conductor protection 100% nut keeper kit undervoltage release (UVR) 208-230V AC 50/60Hz 2 auxiliary switches HQ | - | 0 | 0
3VA1225-6GF42-0DH0 |  | 3VA1225-6GF42-0DH0 | 1 | UN | 1 | 10 | C | D | EAR99 | N | 85362090 | 1 | 4042949104018 | 2.2 | KG | 1445 | 1445 | LP17 | LP17 | circuit breaker 3VA1 IEC frame 250 breaking capacity class H Icu=70kA @ 415V 4-pole, line protection TM240, ATAM, In=250A overload protection Ir=175A...250A short-circuit protection Ii=5...10 x In N conductor protection 100% nut keeper kit undervoltage release (UVR) 208-230V AC 50/60Hz 2 auxiliary switches HQ 1 trip alarm switch HQ | - | 0 | 0
3VA1225-6GF42-0HA0 |  | 3VA1225-6GF42-0HA0 | 1 | UN | 1 | 10 | C | D | EAR99 | N | 85362090 | 1 | 4042949100218 | 2.2 | KG | 1343 | 1343 | LP17 | LP17 | circuit breaker 3VA1 IEC frame 250 breaking capacity class H Icu=70kA @ 415V 4-pole, line protection TM240, ATAM, In=250A overload protection Ir=175A...250A short-circuit protection Ii=5...10 x In N conductor protection 100% nut keeper kit shunt trip (STL) 12-30V DC; 24V AC 50/60Hz | - | 0 | 0
3VA1225-6GF42-0HC0 |  | 3VA1225-6GF42-0HC0 | 1 | UN | 1 | 10 | C | D | EAR99 | N | 85362090 | 1 | 4042949103011 | 2.2 | KG | 1394 | 1394 | LP17 | LP17 | circuit breaker 3VA1 IEC frame 250 breaking capacity class H Icu=70kA @ 415V 4-pole, line protection TM240, ATAM, In=250A overload protection Ir=175A...250A short-circuit protection Ii=5...10 x In N conductor protection 100% nut keeper kit shunt trip (STL) 12-30V DC; 24V AC 50/60Hz 2 auxiliary switches HQ | - | 0 | 0
3VA1225-6GF42-0HH0 |  | 3VA1225-6GF42-0HH0 | 1 | UN | 1 | 10 | C | D | EAR99 | N | 85362090 | 1 | 4042949104216 | 2.2 | KG | 1411 | 1411 | LP17 | LP17 | circuit breaker 3VA1 IEC frame 250 breaking capacity class H Icu=70kA @ 415V 4-pole, line protection TM240, ATAM, In=250A overload protection Ir=175A...250A short-circuit protection Ii=5...10 x In N conductor protection 100% nut keeper kit shunt trip (STL) 12-30V DC; 24V AC 50/60Hz 2 auxiliary switches HQ 1 trip alarm switch HQ | - | 0 | 0
3VA1225-6GF42-0JA0 |  | 3VA1225-6GF42-0JA0 | 1 | UN | 1 | 10 | C | D | EAR99 | N | 85362090 | 1 | 4042949100416 | 2.2 | KG | 1343 | 1343 | LP17 | LP17 | circuit breaker 3VA1 IEC frame 250 breaking capacity class H Icu=70kA @ 415V 4-pole, line protection TM240, ATAM, In=250A overload protection Ir=175A...250A short-circuit protection Ii=5...10 x In N conductor protection 100% nut keeper kit shunt trip (STL) 110-127V DC, AC 50/60Hz | - | 0 | 0
3VA1225-6GF42-0JC0 |  | 3VA1225-6GF42-0JC0 | 1 | UN | 1 | 10 | C | D | EAR99 | N | 85362090 | 1 | 4042949103219 | 2.2 | KG | 1394 | 1394 | LP17 | LP17 | circuit breaker 3VA1 IEC frame 250 breaking capacity class H Icu=70kA @ 415V 4-pole, line protection TM240, ATAM, In=250A overload protection Ir=175A...250A short-circuit protection Ii=5...10 x In N conductor protection 100% nut keeper kit shunt trip (STL) 110-127V DC, AC 50/60Hz 2 auxiliary switches HQ | - | 0 | 0
3VA1225-6GF42-0JH0 |  | 3VA1225-6GF42-0JH0 | 1 | UN | 1 | 10 | C | D | EAR99 | N | 85362090 | 1 | 4042949104414 | 2.2 | KG | 1411 | 1411 | LP17 | LP17 | circuit breaker 3VA1 IEC frame 250 breaking capacity class H Icu=70kA @ 415V 4-pole, line protection TM240, ATAM, In=250A overload protection Ir=175A...250A short-circuit protection Ii=5...10 x In N conductor protection 100% nut keeper kit shunt trip (STL) 110-127V DC, AC 50/60Hz 2 auxiliary switches HQ 1 trip alarm switch HQ | - | 0 | 0
3VA1225-6GF42-0KA0 |  | 3VA1225-6GF42-0KA0 | 1 | UN | 1 | 10 | C | D | EAR99 | N | 85362090 | 1 | 4042949100614 | 2.2 | KG | 1343 | 1343 | LP17 | LP17 | circuit breaker 3VA1 IEC frame 250 breaking capacity class H Icu=70kA @ 415V 4-pole, line protection TM240, ATAM, In=250A overload protection Ir=175A...250A short-circuit protection Ii=5...10 x In N conductor protection 100% nut keeper kit shunt trip (STL) 220-250V DC; 208-277V AC | - | 0 | 0
3VA1225-6GF42-0KC0 |  | 3VA1225-6GF42-0KC0 | 1 | UN | 1 | 10 | C | D | EAR99 | N | 85362090 | 1 | 4042949103417 | 2.2 | KG | 1394 | 1394 | LP17 | LP17 | circuit breaker 3VA1 IEC frame 250 breaking capacity class H Icu=70kA @ 415V 4-pole, line protection TM240, ATAM, In=250A overload protection Ir=175A...250A short-circuit protection Ii=5...10 x In N conductor protection 100% nut keeper kit shunt trip (STL) 220-250V DC; 208-277V AC 2 auxiliary switches HQ | - | 0 | 0
3VA1225-6GF42-0KF0 |  | 3VA1225-6GF42-0KF0 | 1 | UN | 1 | 10 | C | D | EAR99 | N | 85362090 | 1 | 4042949323921 | 2.247 | KG | 1385.5 | 1385.5 | LP17 | LP17 | circuit breaker 3VA1 IEC frame 250 breaking capacity class H Icu=70kA @ 415V 4-pole, line protection TM240, ATAM, In=250A overload protection Ir=175A...250A short-circuit protection Ii=5...10 x In N conductor protection 100% nut keeper kit shunt trip (STL) 220-250V DC; 208-277V AC 1 auxiliary switch HQ 1 trip alarm switch HQ | - | 0 | 0
3VA1225-6GF42-0KH0 |  | 3VA1225-6GF42-0KH0 | 1 | UN | 1 | 10 | C | D | EAR99 | N | 85362090 | 1 | 4042949104612 | 2.2 | KG | 1411 | 1411 | LP17 | LP17 | circuit breaker 3VA1 IEC frame 250 breaking capacity class H Icu=70kA @ 415V 4-pole, line protection TM240, ATAM, In=250A overload protection Ir=175A...250A short-circuit protection Ii=5...10 x In N conductor protection 100% nut keeper kit shunt trip (STL) 220-250V DC; 208-277V AC 2 auxiliary switches HQ 1 trip alarm switch HQ | - | 0 | 0
3VA1325-5MH32-0AA0 |  | 3VA1325-5MH32-0AA0 | 1 | UN | 1 | 5 | B | D | EAR99 | N | 85362090 | 1 | 4042948827673 | 4.93 | KG | 820 | 797.9 | LP17 | LP17 | circuit breaker 3VA1 IEC frame 400 breaking capacity class M Icu=55kA @ 415V 3-pole, starter protection TM120M, AM, In=250A without overload protection short-circuit protection Ii=8...16 x In nut keeper kit | Lista Papel 2020 SI | 0 | 0
3VA1325-6MH32-0AA0 |  | 3VA1325-6MH32-0AA0 | 1 | UN | 1 | 5 | B | D | EAR99 | N | 85362090 | 1 | 4042948827666 | 5.214 | KG | 934.8 | 910.2 | LP17 | LP17 | circuit breaker 3VA1 IEC frame 400 breaking capacity class H Icu=70kA @ 415V 3-pole, starter protection TM120M, AM, In=250A without overload protection short-circuit protection Ii=8...16 x In nut keeper kit | Lista Papel 2020 SI | 0 | 0
3VA1325-7MH32-0AA0 |  | 3VA1325-7MH32-0AA0 | 1 | UN | 1 | 5 | B | D | EAR99 | N | 85362090 | 1 | 4042949067887 | 5.214 | KG | 1147.5 | 1147.5 | LP17 | LP17 | circuit breaker 3VA1 IEC frame 400 breaking capacity class C Icu=110kA @ 415 V 3-pole, starter protection TM120M, AM, In=250A without overload protection short-circuit protection Ii=8...16 x In nut keeper kit | - | 0 | 0
3VA1332-4EF32-0AA0 |  | 3VA1332-4EF32-0AA0 | 1 | UN | 1 | 5 | B | D | EAR99 | N | 85362090 | 1 | 4042948809501 | 4.931 | KG | 1033.2 | 1000.4 | LP17 | LP17 | circuit breaker 3VA1 IEC frame 400 breaking capacity class S Icu=36kA @ 415V 3-pole, line protection TM240, ATAM, In=320A overload protection Ir=224A...320A short-circuit protection Ii=5...10 x In nut keeper kit | Lista Papel 2020 SI | 0 | 0
3VA1332-4EF42-0AA0 |  | 3VA1332-4EF42-0AA0 | 1 | UN | 1 | 5 | B | D | EAR99 | N | 85362090 | 1 | 4042948809563 | 6.301 | KG | 1336.6 | 1295.6 | LP17 | LP17 | circuit breaker 3VA1 IEC frame 400 breaking capacity class S Icu=36kA @ 415V 4-pole, line protection TM240, ATAM, In=320A overload protection Ir=224A...320A short-circuit protection Ii=5...10 x In N conductor unprotected nut keeper kit | Lista Papel 2020 SI | 0 | 0
3VA1332-4FF42-0AA0 |  | 3VA1332-4FF42-0AA0 | 1 | UN | 1 | 5 | B | D | EAR99 | N | 85362090 | 1 | 4042948815489 | 6.812 | KG | 1336.6 | 1295.6 | LP17 | LP17 | circuit breaker 3VA1 IEC frame 400 breaking capacity class N Icu=36kA @ 415V 4-pole, line protection TM240, ATAM, In=320A overload protection Ir=224A...320A short-circuit protection Ii=5...10 x In N conductor protection 50% nut keeper kit | Lista Papel 2020 SI | 0 | 0
3VA1332-4GF42-0AA0 |  | 3VA1332-4GF42-0AA0 | 1 | UN | 1 | 5 | B | D | EAR99 | N | 85362090 | 1 | 4042948816028 | 6.309 | KG | 1336.6 | 1295.6 | LP17 | LP17 | circuit breaker 3VA1 IEC frame 400 breaking capacity class S Icu=36kA @ 415V 4-pole, line protection TM240, ATAM, In=320A overload protection Ir=224A...320A short-circuit protection Ii=5...10 x In N conductor protection 100% nut keeper kit | Lista Papel 2020 SI | 0 | 0
3VA1332-5EF32-0AA0 |  | 3VA1332-5EF32-0AA0 | 1 | UN | 1 | 2 | A | D | EAR99 | N | 85362090 | 1 | 4042948809518 | 4.927 | KG | 1131.6 | 1098.8 | LP17 | LP17 | circuit breaker 3VA1 IEC frame 400 breaking capacity class M Icu=55kA @ 415V 3-pole, line protection TM240, ATAM, In=320A overload protection Ir=224A...320A short-circuit protection Ii=5...10 x In nut keeper kit | Lista Papel 2020 SI | 0 | 0
3VA1332-5EF32-0AC0 |  | 3VA1332-5EF32-0AC0 | 1 | UN | 1 | 10 | C | D | EAR99 | N | 85362090 | 1 | 4042949329053 | 4.949 | KG | 1224 | 1224 | LP17 | LP17 | circuit breaker 3VA1 IEC frame 400 breaking capacity class M Icu=55kA @ 415V 3-pole, line protection TM240, ATAM, In=320A overload protection Ir=224A...320A short-circuit protection Ii=5...10 x In nut keeper kit circuit breaker 3VA1 IEC frame 400 breaking capacity class M Icu=55kA @ 415V 3-pole, line protection TM240, ATAM, In=320A overload protection Ir=224A...320A short-circuit protection Ii=5...10 x In nut 2 AUXILIARY SWITCH CHANGEOVER H |  | 0 | 0
3VA1332-5EF32-0BA0 |  | 3VA1332-5EF32-0BA0 | 1 | UN | 1 | 10 | C | D | EAR99 | N | 85362090 | 1 | 4042949330097 | 5.009 | KG | 1283.5 |  | LP17 |  | circuit breaker 3VA1 IEC frame 400 breaking capacity class M Icu=55kA @ 415V 3-pole, line protection TM240, ATAM, In=320A overload protection Ir=224A...320A short-circuit protection Ii=5...10 x In nut keeper kit circuit breaker 3VA1 IEC frame 400 breaking capacity class M Icu=55kA @ 415V 3-pole, line protection TM240, ATAM, In=320A overload protection Ir=224A...320A short-circuit protection Ii=5...10 x In nut UNDERVOLTAGE RELEASE 24 V DC ACCESSORY FOR 3VA1 and 3VA20 up |  | 0 | 0
3VA1332-5EF32-0BC0 |  | 3VA1332-5EF32-0BC0 | 1 | UN | 1 | 10 | C | D | EAR99 | N | 85362090 | 1 | 4042949330066 | 5.063 | KG | 1326 |  | LP17 |  | circuit breaker 3VA1 IEC frame 400 breaking capacity class M Icu=55kA @ 415V 3-pole, line protection TM240, ATAM, In=320A overload protection Ir=224A...320A short-circuit protection Ii=5...10 x In nut keeper kit circuit breaker 3VA1 IEC frame 400 breaking capacity class M Icu=55kA @ 415V 3-pole, line protection TM240, ATAM, In=320A overload protection Ir=224A...320A short-circuit protection Ii=5...10 x In nut UNDERVOLTAGE RELEASE 24 V DC ACCESSORY FOR 3VA1 and 3VA20 up 2 AUXILIARY SWITCH CHANGEOVER H |  | 0 | 0
3VA1332-5EF32-0KJ0 |  | 3VA1332-5EF32-0KJ0 | 1 | UN | 1 | 10 | C | D | EAR99 | N | 85362090 | 1 | 4042949329701 | 5.109 | KG | 1360 |  | LP17 |  | circuit breaker 3VA1 IEC frame 400 breaking capacity class M Icu=55kA @ 415V 3-pole, line protection TM240, ATAM, In=320A overload protection Ir=224A...320A short-circuit protection Ii=5...10 x In nut keeper kit circuit breaker 3VA1 IEC frame 400 breaking capacity class M Icu=55kA @ 415V 3-pole, line protection TM240, ATAM, In=320A overload protection Ir=224A...320A short-circuit protection Ii=5...10 x In nut SHUNT TRIP LEFT 208-277 V AC 50/60 HZ 220-250 V DC ACCESSORY 2 AUXILIARY SWITCH CHANGEOVER H 1 TRIP ALARM SWITCH CHANGEOVER |  | 0 | 0
3VA1332-5EF42-0AA0 |  | 3VA1332-5EF42-0AA0 | 1 | UN | 1 | 5 | B | D | EAR99 | N | 85362090 | 1 | 4042948809570 | 6.299 | KG | 1467.8 | 1426.8 | LP17 | LP17 | circuit breaker 3VA1 IEC frame 400 breaking capacity class M Icu=55kA @ 415V 4-pole, line protection TM240, ATAM, In=320A overload protection Ir=224A...320A short-circuit protection Ii=5...10 x In N conductor unprotected nut keeper kit | Lista Papel 2020 SI | 0 | 0
3VA1332-5EF42-0BB0 |  | 3VA1332-5EF42-0BB0 | 1 | UN | 1 | 10 | C | D | EAR99 | N | 85362090 | 1 | 4042949326694 | 6.963 | KG | 1708.5 | 1708.5 | LP17 | LP17 | circuit breaker 3VA1 IEC frame 400 breaking capacity class M Icu=55kA @ 415 V 4-pole, line protection TM240, ATAM, In=320A overload protection ir=224A ...320A short circuit protection iI=5...10 x In neutral Unprotected busbar connection circuit breaker 3VA1 IEC frame 400 breaking capacity class M Icu=55kA @ 415 V 4-pole, line protection TM240, ATAM, In=320A overload protection ir=224A ...320A short circuit undervoltage release 24 V DC accessory for 3VA1 100/160 3VA2 2 auxiliary switch changeover H | - | 0 | 0
3VA1332-5FF42-0AA0 |  | 3VA1332-5FF42-0AA0 | 1 | UN | 1 | 5 | B | D | EAR99 | N | 85362090 | 1 | 4042948815496 | 6.812 | KG | 1467.8 | 1426.8 | LP17 | LP17 | circuit breaker 3VA1 IEC frame 400 breaking capacity class S Icu=55kA @ 415V 4-pole, line protection TM240, ATAM, In=320A overload protection Ir=224A...320A short-circuit protection Ii=5...10 x In N conductor protection 50% nut keeper kit | Lista Papel 2020 SI | 0 | 0
3VA1332-5GF42-0AA0 |  | 3VA1332-5GF42-0AA0 | 1 | UN | 1 | 5 | B | D | EAR99 | N | 85362090 | 1 | 4042948816035 | 6.32 | KG | 1467.8 | 1426.8 | LP17 | LP17 | circuit breaker 3VA1 IEC frame 400 breaking capacity class M Icu=55kA @ 415V 4-pole, line protection TM240, ATAM, In=320A overload protection Ir=224A...320A short-circuit protection Ii=5...10 x In N conductor protection 100% nut keeper kit | Lista Papel 2020 SI | 0 | 0
3VA1332-5GF42-0AF0 |  | 3VA1332-5GF42-0AF0 | 1 | UN | 1 | 10 | C | D | EAR99 | N | 85362090 | 1 | 4042949329398 | 6.374 | KG | 1572.5 | 1572.5 | LP17 | LP17 | circuit breaker 3VA1 IEC frame 400 breaking capacity class M Icu=55kA @ 415V 4-pole, line protection TM240, ATAM, In=320A overload protection Ir=224A...320A short-circuit protection Ii=5...10 x In N conductor protection 100% nut keeper kit circuit breaker 3VA1 IEC frame 400 breaking capacity class M Icu=55kA @ 415V 4-pole, line protection TM240, ATAM, In=320A overload protection Ir=224A...320A short-circuit 1 AUXILIARY SWITCH CHANGEOVER H 1 TRIP ALARM SWITCH CHANGEOVER |  | 0 | 0
3VA1332-5MH32-0AA0 |  | 3VA1332-5MH32-0AA0 | 1 | UN | 1 | 5 | B | D | EAR99 | N | 85362090 | 1 | 4042948827659 | 5.214 | KG | 1131.6 | 1098.8 | LP17 | LP17 | circuit breaker 3VA1 IEC frame 400 breaking capacity class M Icu=55kA @ 415V 3-pole, starter protection TM120M, AM, In=320A without overload protection short-circuit protection Ii=8...16 x In nut keeper kit | Lista Papel 2020 SI | 0 | 0
3VA1332-5MH32-0CE0 |  | 3VA1332-5MH32-0CE0 | 1 | UN | 1 | 10 | C | D | EAR99 | N | 85362090 | 1 | 4042949326922 | 5.393 | KG | 1377 | 1377 | LP17 | LP17 | circuit breaker 3VA1 IEC frame 400 breaking capacity class M Icu=55kA @ 415 V 3-pole,motor starter protection tm120m, aM, In=320A without overload protection short circuit protection iI=8...16 x In busbar connection circuit breaker 3VA1 IEC frame 400 breaking capacity class M Icu=55kA @ 415 V 3-pole,motor starter protection tm120m, aM, In=320A without overload protection short circuit protection iI=8...16 x In undervoltage release 120-127 V AC 50/60 Hz ACcessory for 3VA1 4 auxiliary switch changeover H | - | 0 | 0
3VA1332-6EF32-0AA0 |  | 3VA1332-6EF32-0AA0 | 1 | UN | 1 | 5 | B | D | EAR99 | N | 85362090 | 1 | 4042948809525 | 4.884 | KG | 1279.2 | 1246.4 | LP17 | LP17 | circuit breaker 3VA1 IEC frame 400 breaking capacity class H Icu=70kA @ 415V 3-pole, line protection TM240, ATAM, In=320A overload protection Ir=224A...320A short-circuit protection Ii=5...10 x In nut keeper kit | Lista Papel 2020 SI | 0 | 0
3VA1332-6EF42-0AA0 |  | 3VA1332-6EF42-0AA0 | 1 | UN | 1 | 5 | B | D | EAR99 | N | 85362090 | 1 | 4042948809587 | 6.812 | KG | 1672.8 | 1623.6 | LP17 | LP17 | circuit breaker 3VA1 IEC frame 400 breaking capacity class H Icu=70kA @ 415V 4-pole, line protection TM240, ATAM, In=320A overload protection Ir=224A...320A short-circuit protection Ii=5...10 x In N conductor unprotected nut keeper kit | Lista Papel 2020 SI | 0 | 0
3VA1332-6EF42-0CA0 |  | 3VA1332-6EF42-0CA0 | 1 | UN | 1 | 10 | C | D | EAR99 | N | 85362090 | 1 | 4042949326700 | 6.895 | KG | 1844.5 | 1844.5 | LP17 | LP17 | circuit breaker 3VA1 IEC frame 400 breaking capacity class H Icu=70kA @ 415 V 4-pole, line protection TM240, ATAM, In=320A overload protection ir=224A ...320A short circuit protection iI=5...10 x In neutral Unprotected busbar connection circuit breaker 3VA1 IEC frame 400 breaking capacity class H Icu=70kA @ 415 V 4-pole, line protection TM240, ATAM, In=320A overload protection ir=224A ...320A short circuit undervoltage release 120-127 V AC 50/60 Hz ACcessory for 3VA1 | - | 0 | 0
3VA1332-6FF42-0AA0 |  | 3VA1332-6FF42-0AA0 | 1 | UN | 1 | 5 | B | D | EAR99 | N | 85362090 | 1 | 4042948815502 | 6.812 | KG | 1672.8 | 1623.6 | LP17 | LP17 | circuit breaker 3VA1 IEC frame 400 breaking capacity class H Icu=70kA @ 415V 4-pole, line protection TM240, ATAM, In=320A overload protection Ir=224A...320A short-circuit protection Ii=5...10 x In N conductor protection 50% nut keeper kit | Lista Papel 2020 SI | 0 | 0
3VA1332-6GF42-0AA0 |  | 3VA1332-6GF42-0AA0 | 1 | UN | 1 | 5 | B | D | EAR99 | N | 85362090 | 1 | 4042948816042 | 6.812 | KG | 1672.8 | 1623.6 | LP17 | LP17 | circuit breaker 3VA1 IEC frame 400 breaking capacity class H Icu=70kA @ 415V 4-pole, line protection TM240, ATAM, In=320A overload protection Ir=224A...320A short-circuit protection Ii=5...10 x In N conductor protection 100% nut keeper kit | Lista Papel 2020 SI | 0 | 0
3VA1332-6MH32-0AA0 |  | 3VA1332-6MH32-0AA0 | 1 | UN | 1 | 5 | B | D | EAR99 | N | 85362090 | 1 | 4042948827642 | 5.214 | KG | 1279.2 | 1246.4 | LP17 | LP17 | circuit breaker 3VA1 IEC frame 400 breaking capacity class H Icu=70kA @ 415V 3-pole, starter protection TM120M, AM, In=320A without overload protection short-circuit protection Ii=8...16 x In nut keeper kit | Lista Papel 2020 SI | 0 | 0
3VA1332-7EF32-0AA0 |  | 3VA1332-7EF32-0AA0 | 1 | UN | 1 | 5 | B | D | EAR99 | N | 85362090 | 1 | 4042948806616 | 5.214 | KG | 1445 | 1445 | LP17 | LP17 | circuit breaker 3VA1 IEC frame 400 breaking capacity class C Icu=110kA @ 415 V 3-pole, line protection TM240, ATAM, In=320A overload protection Ir=224A ...320A short-circuit protection Ii=5...10 x In nut keeper kit | - | 0 | 0
3VA1332-7EF42-0AA0 |  | 3VA1332-7EF42-0AA0 | 1 | UN | 1 | 5 | B | D | EAR99 | N | 85362090 | 1 | 4042949095194 | 6.812 | KG | 1870 | 1870 | LP17 | LP17 | circuit breaker 3VA1 IEC frame 400 breaking capacity class C Icu=110kA @ 415 V 4-pole, line protection TM240, ATAM, In=320A overload protection Ir=224A ...320A short-circuit protection Ii=5...10 x In N conductor unprotected nut keeper kit | - | 0 | 0
3VA1332-7FF42-0AA0 |  | 3VA1332-7FF42-0AA0 | 1 | UN | 1 | 5 | B | D | EAR99 | N | 85362090 | 1 | 4042949093039 | 6.812 | KG | 1870 | 1870 | LP17 | LP17 | circuit breaker 3VA1 IEC frame 400 breaking capacity class C Icu=110kA @ 415 V 4-pole, line protection TM240, ATAM, In=320A overload protection Ir=224A ...320A short-circuit protection Ii=5...10 x In N conductor protection 0.5 nut keeper kit | - | 0 | 0
3VA1332-7GF42-0AA0 |  | 3VA1332-7GF42-0AA0 | 1 | UN | 1 | 5 | B | D | EAR99 | N | 85362090 | 1 | 4042949080497 | 6.812 | KG | 1870 | 1870 | LP17 | LP17 | circuit breaker 3VA1 IEC frame 400 breaking capacity class C Icu=110kA @ 415 V 4-pole, line protection TM240, ATAM, In=320A overload protection Ir=224A ...320A short-circuit protection Ii=5...10 x In N conductor protection 1 nut keeper kit | - | 0 | 0
3VA1332-7MH32-0AA0 |  | 3VA1332-7MH32-0AA0 | 1 | UN | 1 | 5 | B | D | EAR99 | N | 85362090 | 1 | 4042949067528 | 5.214 | KG | 1572.5 | 1572.5 | LP17 | LP17 | circuit breaker 3VA1 IEC frame 400 breaking capacity class C Icu=110kA @ 415 V 3-pole, starter protection TM120M, AM, In=320A without overload protection short-circuit protection Ii=8...16 x In nut keeper kit | - | 0 | 0
3VA1340-1AA32-0AA0 |  | 3VA1340-1AA32-0AA0 | 1 | UN | 1 | 5 | B | D | EAR99 | N | 85362090 | 1 | 4042948800409 | 4.776 | KG | 719.1 | 698.6 | LP17 | LP17 | switch disconnector 3VA1 IEC frame 400 3-pole SD100, In=400A without overload protection w/o short-circuit protection nut keeper kit | Lista Papel 2020 SI | 0 | 0
3VA1340-1AA32-0KB0 |  | 3VA1340-1AA32-0KB0 | 1 | UN | 1 | 10 | C | D | EAR99 | N | 85362090 | 1 | 4042949327080 | 5.365 | KG | 901 | 901 | LP17 | LP17 | switch disconnector 3VA1 IEC frame 400 3-pole SD100, In=400A without overload protection w/o short-circuit protection nut keeper kit switch disconnector 3VA1 IEC frame 400 3-pole SD100, In=400A without overload protection w/o short-circuit protection nut keeper kit shunt trip left 208-277V AC 50/60Hz 220-250V DC accessory 2 auxiliary switch changeover H |  | 0 | 0
3VA1340-1AA42-0AA0 |  | 3VA1340-1AA42-0AA0 | 1 | UN | 1 | 5 | B | D | EAR99 | N | 85362090 | 1 | 4042948800416 | 6.169 | KG | 934.8 | 910.2 | LP17 | LP17 | switch disconnector 3VA1 IEC frame 400 4-pole SD100, In=400A without overload protection w/o short-circuit protection nut keeper kit | Lista Papel 2020 SI | 0 | 0
3VA1340-1AA42-0AB0 |  | 3VA1340-1AA42-0AB0 | 1 | UN | 1 | 10 | C | D | EAR99 | N | 85362090 | 1 | 4042949327066 | 6.878 | KG | 1037 | 1037 | LP17 | LP17 | switch disconnector 3VA1 IEC frame 400 4-pole SD100, In=400A without overload protection w/o short-circuit protection nut keeper kit switch disconnector 3VA1 IEC frame 400 4-pole SD100, In=400A without overload protection w/o short-circuit protection nut keeper kit 2 auxiliary switch changeover H |  | 0 | 0
3VA1340-1AA42-0KB0 |  | 3VA1340-1AA42-0KB0 | 1 | UN | 1 | 10 | C | D | EAR99 | N | 85362090 | 1 | 4042949329404 | 6.326 | KG | 1122 | 1122 | LP17 | LP17 | switch disconnector 3VA1 IEC frame 400 4-pole SD100, In=400A without overload protection w/o short-circuit protection nut keeper kit switch disconnector 3VA1 IEC frame 400 4-pole SD100, In=400A without overload protection w/o short-circuit protection nut keeper kit SHUNT TRIP LEFT 208-277 V AC 50/60 HZ 220-250 V DC ACCESSORY 2 AUXILIARY SWITCH CHANGEOVER H |  | 0 | 0
3VA1340-4EF32-0AA0 |  | 3VA1340-4EF32-0AA0 | 1 | UN | 1 | 2 | A | D | EAR99 | N | 85362090 | 1 | 4042948809532 | 4.94 | KG | 1033.2 | 1000.4 | LP17 | LP17 | circuit breaker 3VA1 IEC frame 400 breaking capacity class S Icu=36kA @ 415V 3-pole, line protection TM240, ATAM, In=400A overload protection Ir=280A...400A short-circuit protection Ii=5...10 x In nut keeper kit | Lista Papel 2020 SI | 0 | 0
3VA1340-4EF32-0KA0 |  | 3VA1340-4EF32-0KA0 | 1 | UN | 1 | 10 | C | D | EAR99 | N | 85362090 | 1 | 4042949329367 | 5.036 | KG | 1156 | 1156 | LP17 | LP17 | circuit breaker 3VA1 IEC frame 400 breaking capacity class S Icu=36kA @ 415V 3-pole, line protection TM240, ATAM, In=400A overload protection Ir=280A...400A short-circuit protection Ii=5...10 x In nut keeper kit circuit breaker 3VA1 IEC frame 400 breaking capacity class S Icu=36kA @ 415V 3-pole, line protection TM240, ATAM, In=400A overload protection Ir=280A...400A short-circuit protection Ii=5...10 x In nut SHUNT TRIP LEFT 208-277 V AC 50/60 HZ 220-250 V DC ACCESSORY |  | 0 | 0
3VA1340-4EF32-0KH0 |  | 3VA1340-4EF32-0KH0 | 1 | UN | 1 | 10 | C | D | EAR99 | N | 85362090 | 1 | 4042949330080 | 5.123 | KG | 1224 |  | LP17 |  | circuit breaker 3VA1 IEC frame 400 breaking capacity class S Icu=36kA @ 415V 3-pole, line protection TM240, ATAM, In=400A overload protection Ir=280A...400A short-circuit protection Ii=5...10 x In nut keeper kit circuit breaker 3VA1 IEC frame 400 breaking capacity class S Icu=36kA @ 415V 3-pole, line protection TM240, ATAM, In=400A overload protection Ir=280A...400A short-circuit protection Ii=5...10 x In nut SHUNT TRIP LEFT 208-277 V AC 50/60 HZ 220-250 V DC ACCESSORY 2 AUXILIARY SWITCH CHANGEOVER H 1 TRIP ALARM SWITCH CHANGEOVER |  | 0 | 0
3VA1340-4EF42-0AA0 |  | 3VA1340-4EF42-0AA0 | 1 | UN | 1 | 5 | B | D | EAR99 | N | 85362090 | 1 | 4042948809594 | 6.334 | KG | 1336.6 | 1295.6 | LP17 | LP17 | circuit breaker 3VA1 IEC frame 400 breaking capacity class S Icu=36kA @ 415V 4-pole, line protection TM240, ATAM, In=400A overload protection Ir=280A...400A short-circuit protection Ii=5...10 x In N conductor unprotected nut keeper kit | Lista Papel 2020 SI | 0 | 0
3VA1340-4EF42-0AH0 |  | 3VA1340-4EF42-0AH0 | 1 | UN | 1 | 10 | C | D | EAR99 | N | 85362090 | 1 | 4042949328674 | 6.411 | KG | 1453.5 | 1453.5 | LP17 | LP17 | circuit breaker 3VA1 IEC frame 400 breaking capacity class S Icu=36kA @ 415V 4-pole, line protection TM240, ATAM, In=400A overload protection Ir=280A...400A short-circuit protection Ii=5...10 x In N conductor unprotected nut keeper kit circuit breaker 3VA1 IEC frame 400 breaking capacity class S Icu=36kA @ 415V 4-pole, line protection TM240, ATAM, In=400A overload protection Ir=280A...400A short-circuit 2 AUXILIARY SWITCH CHANGEOVER H 1 TRIP ALARM SWITCH CHANGEOVER |  | 0 | 0
3VA1340-4EF42-0BB0 |  | 3VA1340-4EF42-0BB0 | 1 | UN | 1 | 10 | C | D | EAR99 | N | 85362090 | 1 | 4042949329572 | 6.48 | KG | 1564 | 1564 | LP17 | LP17 | circuit breaker 3VA1 IEC frame 400 breaking capacity class S Icu=36kA @ 415V 4-pole, line protection TM240, ATAM, In=400A overload protection Ir=280A...400A short-circuit protection Ii=5...10 x In N conductor unprotected nut keeper kit circuit breaker 3VA1 IEC frame 400 breaking capacity class S Icu=36kA @ 415V 4-pole, line protection TM240, ATAM, In=400A overload protection Ir=280A...400A short-circuit UNDERVOLTAGE RELEASE 24 V DC ACCESSORY FOR 3VA1 and 3VA20 up 2 AUXILIARY SWITCH CHANGEOVER H |  | 0 | 0
3VA1340-4FF42-0AA0 |  | 3VA1340-4FF42-0AA0 | 1 | UN | 1 | 5 | B | D | EAR99 | N | 85362090 | 1 | 4042948815519 | 6.812 | KG | 1336.6 | 1295.6 | LP17 | LP17 | circuit breaker 3VA1 IEC frame 400 breaking capacity class N Icu=36kA @ 415V 4-pole, line protection TM240, ATAM, In=400A overload protection Ir=280A...400A short-circuit protection Ii=5...10 x In N conductor protection 50% nut keeper kit | Lista Papel 2020 SI | 0 | 0
3VA1340-4GF42-0AA0 |  | 3VA1340-4GF42-0AA0 | 1 | UN | 1 | 5 | B | D | EAR99 | N | 85362090 | 1 | 4042948816059 | 6.365 | KG | 1336.6 | 1295.6 | LP17 | LP17 | circuit breaker 3VA1 IEC frame 400 breaking capacity class S Icu=36kA @ 415V 4-pole, line protection TM240, ATAM, In=400A overload protection Ir=280A...400A short-circuit protection Ii=5...10 x In N conductor protection 100% nut keeper kit | Lista Papel 2020 SI | 0 | 0
3VA1340-4GF42-0AH0 |  | 3VA1340-4GF42-0AH0 | 1 | UN | 1 | 10 | C | D | EAR99 | N | 85362090 | 1 | 4042949329435 | 6.446 | KG | 1453.5 | 1453.5 | LP17 | LP17 | circuit breaker 3VA1 IEC frame 400 breaking capacity class S Icu=36kA @ 415V 4-pole, line protection TM240, ATAM, In=400A overload protection Ir=280A...400A short-circuit protection Ii=5...10 x In N conductor protection 100% nut keeper kit circuit breaker 3VA1 IEC frame 400 breaking capacity class S Icu=36kA @ 415V 4-pole, line protection TM240, ATAM, In=400A overload protection Ir=280A...400A short-circuit 2 AUXILIARY SWITCH CHANGEOVER H 1 TRIP ALARM SWITCH CHANGEOVER |  | 0 | 0
3VA1340-4GF42-0DH0 |  | 3VA1340-4GF42-0DH0 | 1 | UN | 1 | 10 | C | D | EAR99 | N | 85362090 | 1 | 4042949328254 | 6.522 | KG | 1564 | 1564 | LP17 | LP17 | circuit breaker 3VA1 IEC frame 400 breaking capacity class S Icu=36kA @ 415V 4-pole, line protection TM240, ATAM, In=400A overload protection Ir=280A...400A short-circuit protection Ii=5...10 x In N conductor protection 100% nut keeper kit circuit breaker 3VA1 IEC frame 400 breaking capacity class S Icu=36kA @ 415V 4-pole, line protection TM240, ATAM, In=400A overload protection Ir=280A...400A short-circuit UNDERVOLTAGE RELEASE 208-230 V AC 50/60 HZ ACCESSORY FOR 3VA1 2 AUXILIARY SWITCH CHANGEOVER H 1 TRIP ALARM SWITCH CHANGEOVER |  | 0 | 0
3VA1340-5EF32-0AA0 |  | 3VA1340-5EF32-0AA0 | 1 | UN | 1 | 2 | A | D | EAR99 | N | 85362090 | 1 | 4042948809549 | 4.941 | KG | 1131.6 | 1098.8 | LP17 | LP17 | circuit breaker 3VA1 IEC frame 400 breaking capacity class M Icu=55kA @ 415V 3-pole, line protection TM240, ATAM, In=400A overload protection Ir=280A...400A short-circuit protection Ii=5...10 x In nut keeper kit | Lista Papel 2020 SI | 0 | 0
3VA1340-5EF32-0AC0 |  | 3VA1340-5EF32-0AC0 | 1 | UN | 1 | 10 | C | D | EAR99 | N | 85362090 | 1 | 4042949327301 | 4.979 | KG | 1215.5 | 1215.5 | LP17 | LP17 | circuit breaker 3VA1 IEC frame 400 breaking capacity class M Icu=55kA @ 415V 3-pole, line protection TM240, ATAM, In=400A overload protection Ir=280A...400A short-circuit protection Ii=5...10 x In nut keeper kit circuit breaker 3VA1 IEC frame 400 breaking capacity class M Icu=55kA @ 415V 3-pole, line protection TM240, ATAM, In=400A overload protection Ir=280A...400A short-circuit protection Ii=5...10 x In nut 2 AUXILIARY SWITCH CHANGEOVER H |  | 0 | 0
3VA1340-5EF32-0AH0 |  | 3VA1340-5EF32-0AH0 | 1 | UN | 1 | 10 | C | D | EAR99 | N | 85362090 | 1 | 4042949327738 | 5.001 | KG | 1241 | 1241 | LP17 | LP17 | circuit breaker 3VA1 IEC frame 400 breaking capacity class M Icu=55kA @ 415V 3-pole, line protection TM240, ATAM, In=400A overload protection Ir=280A...400A short-circuit protection Ii=5...10 x In nut keeper kit circuit breaker 3VA1 IEC frame 400 breaking capacity class M Icu=55kA @ 415V 3-pole, line protection TM240, ATAM, In=400A overload protection Ir=280A...400A short-circuit protection Ii=5...10 x In nut 2 AUXILIARY SWITCH CHANGEOVER H 1 TRIP ALARM SWITCH CHANGEOVER |  | 0 | 0
3VA1340-5EF32-0AJ0 |  | 3VA1340-5EF32-0AJ0 | 1 | UN | 1 | 10 | C | D | EAR99 | N | 85362090 | 1 | 4042949327578 | 5.03 | KG | 1275 | 1275 | LP17 | LP17 | circuit breaker 3VA1 IEC frame 400 breaking capacity class M Icu=55kA @ 415V 3-pole, line protection TM240, ATAM, In=400A overload protection Ir=280A...400A short-circuit protection Ii=5...10 x In nut keeper kit circuit breaker 3VA1 IEC frame 400 breaking capacity class M Icu=55kA @ 415V 3-pole, line protection TM240, ATAM, In=400A overload protection Ir=280A...400A short-circuit protection Ii=5...10 x In nut 2 AUXILIARY SWITCH CHANGEOVER H 1 TRIP ALARM SWITCH CHANGEOVER |  | 0 | 0
3VA1340-5EF32-0DJ0 |  | 3VA1340-5EF32-0DJ0 | 1 | UN | 1 | 10 | C | D | EAR99 | N | 85362090 | 1 | 4042949327752 | 5.114 | KG | 1394 | 1394 | LP17 | LP17 | circuit breaker 3VA1 IEC frame 400 breaking capacity class M Icu=55kA @ 415V 3-pole, line protection TM240, ATAM, In=400A overload protection Ir=280A...400A short-circuit protection Ii=5...10 x In nut keeper kit circuit breaker 3VA1 IEC frame 400 breaking capacity class M Icu=55kA @ 415V 3-pole, line protection TM240, ATAM, In=400A overload protection Ir=280A...400A short-circuit protection Ii=5...10 x In nut UNDERVOLTAGE RELEASE 208-230 V AC 50/60 HZ ACCESSORY FOR 3VA1 2 AUXILIARY SWITCH CHANGEOVER H 1 TRIP ALARM SWITCH CHANGEOVER |  | 0 | 0
3VA1340-5EF32-0HC0 |  | 3VA1340-5EF32-0HC0 | 1 | UN | 1 | 10 | C | D | EAR99 | N | 85362090 | 1 | 4042949328476 | 5.086 | KG | 1300.5 | 1300.5 | LP17 | LP17 | circuit breaker 3VA1 IEC frame 400 breaking capacity class M Icu=55kA @ 415V 3-pole, line protection TM240, ATAM, In=400A overload protection Ir=280A...400A short-circuit protection Ii=5...10 x In nut keeper kit circuit breaker 3VA1 IEC frame 400 breaking capacity class M Icu=55kA @ 415V 3-pole, line protection TM240, ATAM, In=400A overload protection Ir=280A...400A short-circuit protection Ii=5...10 x In nut SHUNT TRIP LEFT 24 V AC 50/60 HZ / 24-30 V DC ACCESSORY FOR 2 AUXILIARY SWITCH CHANGEOVER H |  | 0 | 0
3VA1340-5EF32-0LF0 |  | 3VA1340-5EF32-0LF0 | 1 | UN | 1 | 10 | C | D | EAR99 | N | 85362090 | 1 | 4042949328889 | 5.087 | KG | 1411 | 1411 | LP17 | LP17 | circuit breaker 3VA1 IEC frame 400 breaking capacity class M Icu=55kA @ 415V 3-pole, line protection TM240, ATAM, In=400A overload protection Ir=280A...400A short-circuit protection Ii=5...10 x In nut keeper kit circuit breaker 3VA1 IEC frame 400 breaking capacity class M Icu=55kA @ 415V 3-pole, line protection TM240, ATAM, In=400A overload protection Ir=280A...400A short-circuit protection Ii=5...10 x In nut UNIVERSAL RELEASE 24 V DC ACCESSORY FOR 3VA1 and 3VA20 up 1 AUXILIARY SWITCH CHANGEOVER H 1 TRIP ALARM SWITCH CHANGEOVER |  | 0 | 0
3VA1340-5EF42-0AA0 |  | 3VA1340-5EF42-0AA0 | 1 | UN | 1 | 5 | B | D | EAR99 | N | 85362090 | 1 | 4042948809600 | 6.342 | KG | 1467.8 | 1426.8 | LP17 | LP17 | circuit breaker 3VA1 IEC frame 400 breaking capacity class M Icu=55kA @ 415V 4-pole, line protection TM240, ATAM, In=400A overload protection Ir=280A...400A short-circuit protection Ii=5...10 x In N conductor unprotected nut keeper kit | Lista Papel 2020 SI | 0 | 0
3VA1340-5EF42-0BB0 |  | 3VA1340-5EF42-0BB0 | 1 | UN | 1 | 10 | C | D | EAR99 | N | 85362090 | 1 | 4042949329565 | 6.488 | KG | 1700 | 1700 | LP17 | LP17 | circuit breaker 3VA1 IEC frame 400 breaking capacity class M Icu=55kA @ 415V 4-pole, line protection TM240, ATAM, In=400A overload protection Ir=280A...400A short-circuit protection Ii=5...10 x In N conductor unprotected nut keeper kit circuit breaker 3VA1 IEC frame 400 breaking capacity class M Icu=55kA @ 415V 4-pole, line protection TM240, ATAM, In=400A overload protection Ir=280A...400A short-circuit UNDERVOLTAGE RELEASE 24 V DC ACCESSORY FOR 3VA1 and 3VA20 up 2 AUXILIARY SWITCH CHANGEOVER H |  | 0 | 0
3VA1340-5FF42-0AA0 |  | 3VA1340-5FF42-0AA0 | 1 | UN | 1 | 5 | B | D | EAR99 | N | 85362090 | 1 | 4042948815526 | 6.363 | KG | 1467.8 | 1426.8 | LP17 | LP17 | circuit breaker 3VA1 IEC frame 400 breaking capacity class S Icu=55kA @ 415V 4-pole, line protection TM240, ATAM, In=400A overload protection Ir=280A...400A short-circuit protection Ii=5...10 x In N conductor protection 50% nut keeper kit | Lista Papel 2020 SI | 0 | 0
3VA1340-5GF42-0AA0 |  | 3VA1340-5GF42-0AA0 | 1 | UN | 1 | 5 | B | D | EAR99 | N | 85362090 | 1 | 4042948816066 | 6.359 | KG | 1467.8 | 1426.8 | LP17 | LP17 | circuit breaker 3VA1 IEC frame 400 breaking capacity class M Icu=55kA @ 415V 4-pole, line protection TM240, ATAM, In=400A overload protection Ir=280A...400A short-circuit protection Ii=5...10 x In N conductor protection 100% nut keeper kit | Lista Papel 2020 SI | 0 | 0
3VA1340-6EF32-0AA0 |  | 3VA1340-6EF32-0AA0 | 1 | UN | 1 | 2 | A | D | EAR99 | N | 85362090 | 1 | 4042948809556 | 4.932 | KG | 1279.2 | 1246.4 | LP17 | LP17 | circuit breaker 3VA1 IEC frame 400 breaking capacity class H Icu=70kA @ 415V 3-pole, line protection TM240, ATAM, In=400A overload protection Ir=280A...400A short-circuit protection Ii=5...10 x In nut keeper kit | Lista Papel 2020 SI | 0 | 0
3VA1340-6EF32-0AB0 |  | 3VA1340-6EF32-0AB0 | 1 | UN | 1 | 10 | C | D | EAR99 | N | 85362090 | 1 | 4042949327943 | 4.999 | KG | 1402.5 | 1402.5 | LP17 | LP17 | circuit breaker 3VA1 IEC frame 400 breaking capacity class H Icu=70kA @ 415V 3-pole, line protection TM240, ATAM, In=400A overload protection Ir=280A...400A short-circuit protection Ii=5...10 x In nut keeper kit circuit breaker 3VA1 IEC frame 400 breaking capacity class H Icu=70kA @ 415V 3-pole, line protection TM240, ATAM, In=400A overload protection Ir=280A...400A short-circuit protection Ii=5...10 x In nut 2 AUXILIARY SWITCH CHANGEOVER H |  | 0 | 0
3VA1340-6EF32-0AF0 |  | 3VA1340-6EF32-0AF0 | 1 | UN | 1 | 10 | C | D | EAR99 | N | 85362090 | 1 | 4042949329060 | 4.989 | KG | 1377 | 1377 | LP17 | LP17 | circuit breaker 3VA1 IEC frame 400 breaking capacity class H Icu=70kA @ 415V 3-pole, line protection TM240, ATAM, In=400A overload protection Ir=280A...400A short-circuit protection Ii=5...10 x In nut keeper kit circuit breaker 3VA1 IEC frame 400 breaking capacity class H Icu=70kA @ 415V 3-pole, line protection TM240, ATAM, In=400A overload protection Ir=280A...400A short-circuit protection Ii=5...10 x In nut 1 AUXILIARY SWITCH CHANGEOVER H 1 TRIP ALARM SWITCH CHANGEOVER |  | 0 | 0
3VA1340-6EF32-0AH0 |  | 3VA1340-6EF32-0AH0 | 1 | UN | 1 | 10 | C | D | EAR99 | N | 85362090 | 1 | 4042949329114 | 5.016 | KG | 1394 | 1394 | LP17 | LP17 | circuit breaker 3VA1 IEC frame 400 breaking capacity class H Icu=70kA @ 415V 3-pole, line protection TM240, ATAM, In=400A overload protection Ir=280A...400A short-circuit protection Ii=5...10 x In nut keeper kit circuit breaker 3VA1 IEC frame 400 breaking capacity class H Icu=70kA @ 415V 3-pole, line protection TM240, ATAM, In=400A overload protection Ir=280A...400A short-circuit protection Ii=5...10 x In nut 2 AUXILIARY SWITCH CHANGEOVER H 1 TRIP ALARM SWITCH CHANGEOVER |  | 0 | 0
3VA1340-6EF32-0BC0 |  | 3VA1340-6EF32-0BC0 | 1 | UN | 1 | 10 | C | D | EAR99 | N | 85362090 | 1 | 4042949327929 | 5.064 | KG | 1487.5 | 1487.5 | LP17 | LP17 | circuit breaker 3VA1 IEC frame 400 breaking capacity class H Icu=70kA @ 415V 3-pole, line protection TM240, ATAM, In=400A overload protection Ir=280A...400A short-circuit protection Ii=5...10 x In nut keeper kit circuit breaker 3VA1 IEC frame 400 breaking capacity class H Icu=70kA @ 415V 3-pole, line protection TM240, ATAM, In=400A overload protection Ir=280A...400A short-circuit protection Ii=5...10 x In nut UNDERVOLTAGE RELEASE 24 V DC ACCESSORY FOR 3VA1 and 3VA20 up 2 AUXILIARY SWITCH CHANGEOVER H |  | 0 | 0
3VA1340-6EF32-0BF0 |  | 3VA1340-6EF32-0BF0 | 1 | UN | 1 | 10 | C | D | EAR99 | N | 85362090 | 1 | 4042949328216 | 5.068 | KG | 1487.5 | 1487.5 | LP17 | LP17 | circuit breaker 3VA1 IEC frame 400 breaking capacity class H Icu=70kA @ 415V 3-pole, line protection TM240, ATAM, In=400A overload protection Ir=280A...400A short-circuit protection Ii=5...10 x In nut keeper kit circuit breaker 3VA1 IEC frame 400 breaking capacity class H Icu=70kA @ 415V 3-pole, line protection TM240, ATAM, In=400A overload protection Ir=280A...400A short-circuit protection Ii=5...10 x In nut UNDERVOLTAGE RELEASE 24 V DC ACCESSORY FOR 3VA1 and 3VA20 up 1 AUXILIARY SWITCH CHANGEOVER H 1 TRIP ALARM SWITCH CHANGEOVER |  | 0 | 0
3VA1340-6EF32-0DH0 |  | 3VA1340-6EF32-0DH0 | 1 | UN | 1 | 10 | C | D | EAR99 | N | 85362090 | 1 | 4042949327639 | 5.086 | KG | 1513 | 1513 | LP17 | LP17 | circuit breaker 3VA1 IEC frame 400 breaking capacity class H Icu=70kA @ 415V 3-pole, line protection TM240, ATAM, In=400A overload protection Ir=280A...400A short-circuit protection Ii=5...10 x In nut keeper kit circuit breaker 3VA1 IEC frame 400 breaking capacity class H Icu=70kA @ 415V 3-pole, line protection TM240, ATAM, In=400A overload protection Ir=280A...400A short-circuit protection Ii=5...10 x In nut UNDERVOLTAGE RELEASE 208-230 V AC 50/60 HZ ACCESSORY FOR 3VA1 2 AUXILIARY SWITCH CHANGEOVER H 1 TRIP ALARM SWITCH CHANGEOVER |  | 0 | 0
3VA1340-6EF32-0HH0 |  | 3VA1340-6EF32-0HH0 | 1 | UN | 1 | 10 | C | D | EAR99 | N | 85362090 | 1 | 4042949327967 | 5.088 | KG | 1487.5 | 1487.5 | LP17 | LP17 | circuit breaker 3VA1 IEC frame 400 breaking capacity class H Icu=70kA @ 415V 3-pole, line protection TM240, ATAM, In=400A overload protection Ir=280A...400A short-circuit protection Ii=5...10 x In nut keeper kit circuit breaker 3VA1 IEC frame 400 breaking capacity class H Icu=70kA @ 415V 3-pole, line protection TM240, ATAM, In=400A overload protection Ir=280A...400A short-circuit protection Ii=5...10 x In nut SHUNT TRIP LEFT 24 V AC 50/60 HZ / 24-30 V DC ACCESSORY FOR 2 AUXILIARY SWITCH CHANGEOVER H 1 TRIP ALARM SWITCH CHANGEOVER |  | 0 | 0
3VA1340-6EF32-0HJ0 |  | 3VA1340-6EF32-0HJ0 | 1 | UN | 1 | 10 | C | D | EAR99 | N | 85362090 | 1 | 4042949328650 | 5.127 | KG | 1513 | 1513 | LP17 | LP17 | circuit breaker 3VA1 IEC frame 400 breaking capacity class H Icu=70kA @ 415V 3-pole, line protection TM240, ATAM, In=400A overload protection Ir=280A...400A short-circuit protection Ii=5...10 x In nut keeper kit circuit breaker 3VA1 IEC frame 400 breaking capacity class H Icu=70kA @ 415V 3-pole, line protection TM240, ATAM, In=400A overload protection Ir=280A...400A short-circuit protection Ii=5...10 x In nut SHUNT TRIP LEFT 24 V AC 50/60 HZ / 24-30 V DC ACCESSORY FOR 2 AUXILIARY SWITCH CHANGEOVER H 1 TRIP ALARM SWITCH CHANGEOVER |  | 0 | 0
3VA1340-6EF32-0KD0 |  | 3VA1340-6EF32-0KD0 | 1 | UN | 1 | 10 | C | D | EAR99 | N | 85362090 | 1 | 4042949328193 | 5.087 | KG | 1487.5 | 1487.5 | LP17 | LP17 | circuit breaker 3VA1 IEC frame 400 breaking capacity class H Icu=70kA @ 415V 3-pole, line protection TM240, ATAM, In=400A overload protection Ir=280A...400A short-circuit protection Ii=5...10 x In nut keeper kit circuit breaker 3VA1 IEC frame 400 breaking capacity class H Icu=70kA @ 415V 3-pole, line protection TM240, ATAM, In=400A overload protection Ir=280A...400A short-circuit protection Ii=5...10 x In nut SHUNT TRIP LEFT 208-277 V AC 50/60 HZ 220-250 V DC ACCESSORY 3 AUXILIARY SWITCH CHANGEOVER H |  | 0 | 0
3VA1340-6EF42-0AA0 |  | 3VA1340-6EF42-0AA0 | 1 | UN | 1 | 5 | B | D | EAR99 | N | 85362090 | 1 | 4042948809617 | 6.812 | KG | 1672.8 | 1623.6 | LP17 | LP17 | circuit breaker 3VA1 IEC frame 400 breaking capacity class H Icu=70kA @ 415V 4-pole, line protection TM240, ATAM, In=400A overload protection Ir=280A...400A short-circuit protection Ii=5...10 x In N conductor unprotected nut keeper kit | Lista Papel 2020 SI | 0 | 0
3VA1340-6FF42-0AA0 |  | 3VA1340-6FF42-0AA0 | 1 | UN | 1 | 5 | B | D | EAR99 | N | 85362090 | 1 | 4042948815533 | 6.812 | KG | 1672.8 | 1623.6 | LP17 | LP17 | circuit breaker 3VA1 IEC frame 400 breaking capacity class H Icu=70kA @ 415V 4-pole, line protection TM240, ATAM, In=400A overload protection Ir=280A...400A short-circuit protection Ii=5...10 x In N conductor protection 50% nut keeper kit | Lista Papel 2020 SI | 0 | 0
3VA1340-6GF42-0AA0 |  | 3VA1340-6GF42-0AA0 | 1 | UN | 1 | 5 | B | D | EAR99 | N | 85362090 | 1 | 4042948816073 | 6.812 | KG | 1672.8 | 1623.6 | LP17 | LP17 | circuit breaker 3VA1 IEC frame 400 breaking capacity class H Icu=70kA @ 415V 4-pole, line protection TM240, ATAM, In=400A overload protection Ir=280A...400A short-circuit protection Ii=5...10 x In N conductor protection 100% nut keeper kit | Lista Papel 2020 SI | 0 | 0
3VA1340-7EF32-0AA0 |  | 3VA1340-7EF32-0AA0 | 1 | UN | 1 | 5 | B | D | EAR99 | N | 85362090 | 1 | 4042949052968 | 4.928 | KG | 1445 | 1445 | LP17 | LP17 | circuit breaker 3VA1 IEC frame 400 breaking capacity class C Icu=110kA @ 415 V 3-pole, line protection TM240, ATAM, In=400A overload protection Ir=280A ...400A short-circuit protection Ii=5...10 x In nut keeper kit | - | 0 | 0
3VA1340-7EF42-0AA0 |  | 3VA1340-7EF42-0AA0 | 1 | UN | 1 | 5 | B | D | EAR99 | N | 85362090 | 1 | 4042949094838 | 6.812 | KG | 1870 | 1870 | LP17 | LP17 | circuit breaker 3VA1 IEC frame 400 breaking capacity class C Icu=110kA @ 415 V 4-pole, line protection TM240, ATAM, In=400A overload protection Ir=280A ...400A short-circuit protection Ii=5...10 x In N conductor unprotected nut keeper kit | - | 0 | 0
3VA1340-7FF42-0AA0 |  | 3VA1340-7FF42-0AA0 | 1 | UN | 1 | 5 | B | D | EAR99 | N | 85362090 | 1 | 4042949090946 | 6.812 | KG | 1870 | 1870 | LP17 | LP17 | circuit breaker 3VA1 IEC frame 400 breaking capacity class C Icu=110kA @ 415 V 4-pole, line protection TM240, ATAM, In=400A overload protection Ir=280A ...400A short-circuit protection Ii=5...10 x In N conductor protection 0.5 nut keeper kit | - | 0 | 0
3VA1340-7GF42-0AA0 |  | 3VA1340-7GF42-0AA0 | 1 | UN | 1 | 5 | B | D | EAR99 | N | 85362090 | 1 | 4042949078401 | 6.812 | KG | 1870 | 1870 | LP17 | LP17 | circuit breaker 3VA1 IEC frame 400 breaking capacity class C Icu=110kA @ 415 V 4-pole, line protection TM240, ATAM, In=400A overload protection Ir=280A ...400A short-circuit protection Ii=5...10 x In N conductor protection 1 nut keeper kit | - | 0 | 0
3VA1440-5MH32-0AA0 |  | 3VA1440-5MH32-0AA0 | 1 | UN | 1 | 5 | B | D | EAR99 | N | 85362090 | 1 | 4042948827611 | 4.911 | KG | 1131.6 | 1098.8 | LP17 | LP17 | circuit breaker 3VA1 IEC frame 630 breaking capacity class M Icu=55kA @ 415V 3-pole, starter protection TM120M, AM, In=400A without overload protection short-circuit protection Ii=8...16 x In nut keeper kit | Lista Papel 2020 SI | 0 | 0
3VA1440-5MH32-0BC0 |  | 3VA1440-5MH32-0BC0 | 1 | UN | 1 | 10 | C | D | EAR99 | N | 85362090 | 1 | 4042949328698 | 5.044 | KG | 1326 | 1326 | LP17 | LP17 | circuit breaker 3VA1 IEC frame 630 breaking capacity class M Icu=55kA @ 415V 3-pole, starter protection TM120M, AM, In=400A without overload protection short-circuit protection Ii=8...16 x In nut keeper kit circuit breaker 3VA1 IEC frame 630 breaking capacity class M Icu=55kA @ 415V 3-pole, starter protection TM120M, AM, In=400A without overload protection short-circuit protection Ii=8...16 x In nut keeper kit UNDERVOLTAGE RELEASE 24 V DC ACCESSORY FOR 3VA1 and 3VA20 up 2 AUXILIARY SWITCH CHANGEOVER H |  | 0 | 0
3VA1440-6MH32-0AA0 |  | 3VA1440-6MH32-0AA0 | 1 | UN | 1 | 5 | B | D | EAR99 | N | 85362090 | 1 | 4042948827604 | 5.214 | KG | 1279.2 | 1246.4 | LP17 | LP17 | circuit breaker 3VA1 IEC frame 630 breaking capacity class H Icu=70kA @ 415V 3-pole, starter protection TM120M, AM, In=400A without overload protection short-circuit protection Ii=8...16 x In nut keeper kit | Lista Papel 2020 SI | 0 | 0
3VA1440-7MH32-0AA0 |  | 3VA1440-7MH32-0AA0 | 1 | UN | 1 | 5 | B | D | EAR99 | N | 85362090 | 1 | 4042949094401 | 5.214 | KG | 1572.5 | 1572.5 | LP17 | LP17 | circuit breaker 3VA1 IEC frame 630 breaking capacity class C Icu=110kA @ 415 V 3-pole, starter protection TM120M, AM, In=400A without overload protection short-circuit protection Ii=8...16 x In nut keeper kit | - | 0 | 0
3VA1450-1AA42-0AA0 |  | 3VA1450-1AA42-0AA0 | 1 | UN | 1 | 5 | B | D | EAR99 | N | 85362090 | 1 | 4042948800430 | 6440 | G | 1275 | 1275 | LP17 | LP17 | switch disconnector 3VA1 IEC frame 630 4-pole SD100, In=500A without overload protection w/o short-circuit protection nut keeper kit |  | 0 | 0
3VA1450-4EF32-0AA0 |  | 3VA1450-4EF32-0AA0 | 1 | UN | 1 | 5 | B | D | EAR99 | N | 85362090 | 1 | 4042948809624 | 4.934 | KG | 1353 | 1312 | LP17 | LP17 | circuit breaker 3VA1 IEC frame 630 breaking capacity class S Icu=36kA @ 415V 3-pole, line protection TM240, ATAM, In=500A overload protection Ir=350A...500A short-circuit protection Ii=5...10 x In nut keeper kit | Lista Papel 2020 SI | 0 | 0
3VA1450-4EF32-0KH0 |  | 3VA1450-4EF32-0KH0 | 1 | UN | 1 | 10 | C | D | EAR99 | N | 85362090 | 1 | 4042949329299 | 5.101 | KG | 1555.5 | 1555.5 | LP17 | LP17 | circuit breaker 3VA1 IEC frame 630 breaking capacity class S Icu=36kA @ 415V 3-pole, line protection TM240, ATAM, In=500A overload protection Ir=350A...500A short-circuit protection Ii=5...10 x In nut keeper kit circuit breaker 3VA1 IEC frame 630 breaking capacity class S Icu=36kA @ 415V 3-pole, line protection TM240, ATAM, In=500A overload protection Ir=350A...500A short-circuit protection Ii=5...10 x In nut SHUNT TRIP LEFT 208-277 V AC 50/60 HZ 220-250 V DC ACCESSORY 2 AUXILIARY SWITCH CHANGEOVER H 1 TRIP ALARM SWITCH CHANGEOVER |  | 0 | 0
3VA1450-4EF42-0AA0 |  | 3VA1450-4EF42-0AA0 | 1 | UN | 1 | 5 | B | D | EAR99 | N | 85362090 | 1 | 4042948809686 | 6.812 | KG | 1754.8 | 1705.6 | LP17 | LP17 | circuit breaker 3VA1 IEC frame 630 breaking capacity class S Icu=36kA @ 415V 4-pole, line protection TM240, ATAM, In=500A overload protection Ir=350A...500A short-circuit protection Ii=5...10 x In N conductor unprotected nut keeper kit | Lista Papel 2020 SI | 0 | 0
3VA1450-4FF42-0AA0 |  | 3VA1450-4FF42-0AA0 | 1 | UN | 1 | 5 | B | D | EAR99 | N | 85362090 | 1 | 4042948815540 | 6.812 | KG | 1754.8 | 1705.6 | LP17 | LP17 | circuit breaker 3VA1 IEC frame 630 breaking capacity class N Icu=36kA @ 415V 4-pole, line protection TM240, ATAM, In=500A overload protection Ir=350A...500A short-circuit protection Ii=5...10 x In N conductor protection 50% nut keeper kit | Lista Papel 2020 SI | 0 | 0
3VA1450-4GF42-0AA0 |  | 3VA1450-4GF42-0AA0 | 1 | UN | 1 | 5 | B | D | EAR99 | N | 85362090 | 1 | 4042948816080 | 6.812 | KG | 1754.8 | 1705.6 | LP17 | LP17 | circuit breaker 3VA1 IEC frame 630 breaking capacity class S Icu=36kA @ 415V 4-pole, line protection TM240, ATAM, In=500A overload protection Ir=350A...500A short-circuit protection Ii=5...10 x In N conductor protection 100% nut keeper kit | Lista Papel 2020 SI | 0 | 0
3VA1450-5EF32-0AA0 |  | 3VA1450-5EF32-0AA0 | 1 | UN | 1 | 5 | B | D | EAR99 | N | 85362090 | 1 | 4042948809631 | 4.943 | KG | 1484.2 | 1443.2 | LP17 | LP17 | circuit breaker 3VA1 IEC frame 630 breaking capacity class M Icu=55kA @ 415V 3-pole, line protection TM240, ATAM, In=500A overload protection Ir=350A...500A short-circuit protection Ii=5...10 x In nut keeper kit | Lista Papel 2020 SI | 0 | 0
3VA1450-5EF32-0AF0 |  | 3VA1450-5EF32-0AF0 | 1 | UN | 1 | 10 | C | D | EAR99 | N | 85362090 | 1 | 4042949329077 | 4.999 | KG | 1589.5 | 1589.5 | LP17 | LP17 | circuit breaker 3VA1 IEC frame 630 breaking capacity class M Icu=55kA @ 415V 3-pole, line protection TM240, ATAM, In=500A overload protection Ir=350A...500A short-circuit protection Ii=5...10 x In nut keeper kit circuit breaker 3VA1 IEC frame 630 breaking capacity class M Icu=55kA @ 415V 3-pole, line protection TM240, ATAM, In=500A overload protection Ir=350A...500A short-circuit protection Ii=5...10 x In nut 1 AUXILIARY SWITCH CHANGEOVER H 1 TRIP ALARM SWITCH CHANGEOVER |  | 0 | 0
3VA1450-5EF32-0LA0 |  | 3VA1450-5EF32-0LA0 | 1 | UN | 1 | 10 | C | D | EAR99 | N | 85362090 | 1 | 4042949327790 | 5.033 | KG | 1734 | 1734 | LP17 | LP17 | circuit breaker 3VA1 IEC frame 630 breaking capacity class M Icu=55kA @ 415V 3-pole, line protection TM240, ATAM, In=500A overload protection Ir=350A...500A short-circuit protection Ii=5...10 x In nut keeper kit circuit breaker 3VA1 IEC frame 630 breaking capacity class M Icu=55kA @ 415V 3-pole, line protection TM240, ATAM, In=500A overload protection Ir=350A...500A short-circuit protection Ii=5...10 x In nut UNIVERSAL RELEASE 24 V DC ACCESSORY FOR 3VA1 and 3VA20 up |  | 0 | 0
3VA1450-5EF42-0AA0 |  | 3VA1450-5EF42-0AA0 | 1 | UN | 1 | 5 | B | D | EAR99 | N | 85362090 | 1 | 4042948809693 | 6.812 | KG | 1935.2 | 1877.8 | LP17 | LP17 | circuit breaker 3VA1 IEC frame 630 breaking capacity class M Icu=55kA @ 415V 4-pole, line protection TM240, ATAM, In=500A overload protection Ir=350A...500A short-circuit protection Ii=5...10 x In N conductor unprotected nut keeper kit | Lista Papel 2020 SI | 0 | 0
3VA1450-5FF42-0AA0 |  | 3VA1450-5FF42-0AA0 | 1 | UN | 1 | 5 | B | D | EAR99 | N | 85362090 | 1 | 4042948815557 | 6.812 | KG | 1935.2 | 1877.8 | LP17 | LP17 | circuit breaker 3VA1 IEC frame 630 breaking capacity class S Icu=55kA @ 415V 4-pole, line protection TM240, ATAM, In=500A overload protection Ir=350A...500A short-circuit protection Ii=5...10 x In N conductor protection 50% nut keeper kit | Lista Papel 2020 SI | 0 | 0
3VA1450-5GF42-0AA0 |  | 3VA1450-5GF42-0AA0 | 1 | UN | 1 | 5 | B | D | EAR99 | N | 85362090 | 1 | 4042948816097 | 6.812 | KG | 1935.2 | 1877.8 | LP17 | LP17 | circuit breaker 3VA1 IEC frame 630 breaking capacity class M Icu=55kA @ 415V 4-pole, line protection TM240, ATAM, In=500A overload protection Ir=350A...500A short-circuit protection Ii=5...10 x In N conductor protection 100% nut keeper kit | Lista Papel 2020 SI | 0 | 0
3VA1450-5MH32-0AA0 |  | 3VA1450-5MH32-0AA0 | 1 | UN | 1 | 5 | B | D | EAR99 | N | 85362090 | 1 | 4042948827598 | 4.949 | KG | 1484.2 | 1443.2 | LP17 | LP17 | circuit breaker 3VA1 IEC frame 630 breaking capacity class M Icu=55kA @ 415V 3-pole, starter protection TM120M, AM, In=500A without overload protection short-circuit protection Ii=8...16 x In nut keeper kit | Lista Papel 2020 SI | 0 | 0
3VA1450-5MH32-0BF0 |  | 3VA1450-5MH32-0BF0 | 1 | UN | 1 | 10 | C | D | EAR99 | N | 85362090 | 1 | 4042949328629 | 5.349 | KG | 1691.5 | 1691.5 | LP17 | LP17 | circuit breaker 3VA1 IEC frame 630 breaking capacity class M Icu=55kA @ 415V 3-pole, starter protection TM120M, AM, In=500A without overload protection short-circuit protection Ii=8...16 x In nut keeper kit circuit breaker 3VA1 IEC frame 630 breaking capacity class M Icu=55kA @ 415V 3-pole, starter protection TM120M, AM, In=500A without overload protection short-circuit protection Ii=8...16 x In nut keeper kit UNDERVOLTAGE RELEASE 24 V DC ACCESSORY FOR 3VA1 and 3VA20 up 1 AUXILIARY SWITCH CHANGEOVER H 1 TRIP ALARM SWITCH CHANGEOVER |  | 0 | 0
3VA1450-6EF32-0AA0 |  | 3VA1450-6EF32-0AA0 | 1 | UN | 1 | 5 | B | D | EAR99 | N | 85362090 | 1 | 4042948809648 | 4.94 | KG | 1689.2 | 1640 | LP17 | LP17 | circuit breaker 3VA1 IEC frame 630 breaking capacity class H Icu=70kA @ 415V 3-pole, line protection TM240, ATAM, In=500A overload protection Ir=350A...500A short-circuit protection Ii=5...10 x In nut keeper kit | Lista Papel 2020 SI | 0 | 0
3VA1450-6EF42-0AA0 |  | 3VA1450-6EF42-0AA0 | 1 | UN | 1 | 5 | B | D | EAR99 | N | 85362090 | 1 | 4042948809709 | 6.812 | KG | 2197.6 | 2132 | LP17 | LP17 | circuit breaker 3VA1 IEC frame 630 breaking capacity class H Icu=70kA @ 415V 4-pole, line protection TM240, ATAM, In=500A overload protection Ir=350A...500A short-circuit protection Ii=5...10 x In N conductor unprotected nut keeper kit | Lista Papel 2020 SI | 0 | 0
3VA1450-6FF42-0AA0 |  | 3VA1450-6FF42-0AA0 | 1 | UN | 1 | 5 | B | D | EAR99 | N | 85362090 | 1 | 4042948815564 | 6.812 | KG | 2197.6 | 2132 | LP17 | LP17 | circuit breaker 3VA1 IEC frame 630 breaking capacity class H Icu=70kA @ 415V 4-pole, line protection TM240, ATAM, In=500A overload protection Ir=350A...500A short-circuit protection Ii=5...10 x In N conductor protection 50% nut keeper kit | Lista Papel 2020 SI | 0 | 0
3VA1450-6GF42-0AA0 |  | 3VA1450-6GF42-0AA0 | 1 | UN | 1 | 5 | B | D | EAR99 | N | 85362090 | 1 | 4042948816103 | 6.812 | KG | 2197.6 | 2132 | LP17 | LP17 | circuit breaker 3VA1 IEC frame 630 breaking capacity class H Icu=70kA @ 415V 4-pole, line protection TM240, ATAM, In=500A overload protection Ir=350A...500A short-circuit protection Ii=5...10 x In N conductor protection 100% nut keeper kit | Lista Papel 2020 SI | 0 | 0
3VA1450-6MH32-0AA0 |  | 3VA1450-6MH32-0AA0 | 1 | UN | 1 | 5 | B | D | EAR99 | N | 85362090 | 1 | 4042948827581 | 5.214 | KG | 1689.2 | 1640 | LP17 | LP17 | circuit breaker 3VA1 IEC frame 630 breaking capacity class H Icu=70kA @ 415V 3-pole, starter protection TM120M, AM, In=500A without overload protection short-circuit protection Ii=8...16 x In nut keeper kit | Lista Papel 2020 SI | 0 | 0
3VA1450-7EF32-0AA0 |  | 3VA1450-7EF32-0AA0 | 1 | UN | 1 | 5 | B | D | EAR99 | N | 85362090 | 1 | 4042949093688 | 5.214 | KG | 1887 | 1887 | LP17 | LP17 | circuit breaker 3VA1 IEC frame 630 breaking capacity class C Icu=110kA @ 415 V 3-pole, line protection TM240, ATAM, In=500A overload protection Ir=350A ...500A short-circuit protection Ii=5...10 x In nut keeper kit | - | 0 | 0
3VA1450-7EF42-0AA0 |  | 3VA1450-7EF42-0AA0 | 1 | UN | 1 | 5 | B | D | EAR99 | N | 85362090 | 1 | 4042949084600 | 6.812 | KG | 2448 | 2448 | LP17 | LP17 | circuit breaker 3VA1 IEC frame 630 breaking capacity class C Icu=110kA @ 415 V 4-pole, line protection TM240, ATAM, In=500A overload protection Ir=350A ...500A short-circuit protection Ii=5...10 x In N conductor unprotected nut keeper kit | - | 0 | 0
3VA1450-7FF42-0AA0 |  | 3VA1450-7FF42-0AA0 | 1 | UN | 1 | 5 | B | D | EAR99 | N | 85362090 | 1 | 4042949072065 | 6.812 | KG | 2448 | 2448 | LP17 | LP17 | circuit breaker 3VA1 IEC frame 630 breaking capacity class C Icu=110kA @ 415 V 4-pole, line protection TM240, ATAM, In=500A overload protection Ir=350A ...500A short-circuit protection Ii=5...10 x In N conductor protection 0.5 nut keeper kit | - | 0 | 0
3VA1450-7GF42-0AA0 |  | 3VA1450-7GF42-0AA0 | 1 | UN | 1 | 5 | B | D | EAR99 | N | 85362090 | 1 | 4042949044536 | 6.812 | KG | 2448 | 2448 | LP17 | LP17 | circuit breaker 3VA1 IEC frame 630 breaking capacity class C Icu=110kA @ 415 V 4-pole, line protection TM240, ATAM, In=500A overload protection Ir=350A ...500A short-circuit protection Ii=5...10 x In N conductor protection 1 nut keeper kit | - | 0 | 0
3VA1450-7MH32-0AA0 |  | 3VA1450-7MH32-0AA0 | 1 | UN | 1 | 5 | B | D | EAR99 | N | 85362090 | 1 | 4042949088783 | 5.214 | KG | 2082.5 | 2082.5 | LP17 | LP17 | circuit breaker 3VA1 IEC frame 630 breaking capacity class C Icu=110kA @ 415 V 3-pole, starter protection TM120M, AM, In=500A without overload protection short-circuit protection Ii=8...16 x In nut keeper kit | - | 0 | 0
3VA1463-1AA32-0AA0 |  | 3VA1463-1AA32-0AA0 | 1 | UN | 1 | 5 | B | D | EAR99 | N | 85362090 | 1 | 4042948800423 | 5.214 | KG | 986 | 986 | LP17 | LP17 | switch disconnector 3VA1 IEC frame 630 3-pole SD100, In=630A without overload protection w/o short-circuit protection nut keeper kit | - | 0 | 0
3VA1463-1AA32-0HB0 |  | 3VA1463-1AA32-0HB0 | 1 | UN | 1 | 10 | C | D | EAR99 | N | 85362090 | 1 | 4042949329343 | 5.371 | KG | 1139 | 1139 | LP17 | LP17 | switch disconnector 3VA1 IEC frame 630 3-pole SD100, In=630A without overload protection w/o short-circuit protection nut keeper kit switch disconnector 3VA1 IEC frame 630 3-pole SD100, In=630A without overload protection w/o short-circuit protection nut keeper kit SHUNT TRIP LEFT 24 V AC 50/60 HZ / 24-30 V DC ACCESSORY FOR 2 AUXILIARY SWITCH CHANGEOVER H |  | 0 | 0
3VA1463-4EF32-0AA0 |  | 3VA1463-4EF32-0AA0 | 1 | UN | 1 | 5 | B | D | EAR99 | N | 85362090 | 1 | 4042948809655 | 4.923 | KG | 1459.6 | 1418.6 | LP17 | LP17 | circuit breaker 3VA1 IEC frame 630 breaking capacity class S Icu=36kA @ 415V 3-pole, line protection TM240, ATAM, In=630A overload protection Ir=441A...630A short-circuit protection Ii=5...10 x In nut keeper kit | Lista Papel 2020 SI | 0 | 0
3VA1463-4EF32-0AF0 |  | 3VA1463-4EF32-0AF0 | 1 | UN | 1 | 10 | C | D | EAR99 | N | 85362090 | 1 | 4042949330035 | 4.997 | KG | 1564 |  | LP17 |  | circuit breaker 3VA1 IEC frame 630 breaking capacity class S Icu=36kA @ 415V 3-pole, line protection TM240, ATAM, In=630A overload protection Ir=441A...630A short-circuit protection Ii=5...10 x In nut keeper kit circuit breaker 3VA1 IEC frame 630 breaking capacity class S Icu=36kA @ 415V 3-pole, line protection TM240, ATAM, In=630A overload protection Ir=441A...630A short-circuit protection Ii=5...10 x In nut 1 AUXILIARY SWITCH CHANGEOVER H 1 TRIP ALARM SWITCH CHANGEOVER |  | 0 | 0
3VA1463-4EF32-0BH0 |  | 3VA1463-4EF32-0BH0 | 1 | UN | 1 | 10 | C | D | EAR99 | N | 85362090 | 1 | 4042949329978 | 5.106 | KG | 1691.5 |  | LP17 |  | circuit breaker 3VA1 IEC frame 630 breaking capacity class S Icu=36kA @ 415V 3-pole, line protection TM240, ATAM, In=630A overload protection Ir=441A...630A short-circuit protection Ii=5...10 x In nut keeper kit circuit breaker 3VA1 IEC frame 630 breaking capacity class S Icu=36kA @ 415V 3-pole, line protection TM240, ATAM, In=630A overload protection Ir=441A...630A short-circuit protection Ii=5...10 x In nut UNDERVOLTAGE RELEASE 24 V DC ACCESSORY FOR 3VA1 and 3VA20 up 2 AUXILIARY SWITCH CHANGEOVER H 1 TRIP ALARM SWITCH CHANGEOVER |  | 0 | 0
3VA1463-4EF32-0DF0 |  | 3VA1463-4EF32-0DF0 | 1 | UN | 1 | 10 | C | D | EAR99 | N | 85362090 | 1 | 4042949328469 | 5.067 | KG | 1674.5 | 1674.5 | LP17 | LP17 | circuit breaker 3VA1 IEC frame 630 breaking capacity class S Icu=36kA @ 415V 3-pole, line protection TM240, ATAM, In=630A overload protection Ir=441A...630A short-circuit protection Ii=5...10 x In nut keeper kit circuit breaker 3VA1 IEC frame 630 breaking capacity class S Icu=36kA @ 415V 3-pole, line protection TM240, ATAM, In=630A overload protection Ir=441A...630A short-circuit protection Ii=5...10 x In nut UNDERVOLTAGE RELEASE 208-230 V AC 50/60 HZ ACCESSORY FOR 3VA1 1 AUXILIARY SWITCH CHANGEOVER H 1 TRIP ALARM SWITCH CHANGEOVER |  | 0 | 0
3VA1463-4EF42-0AA0 |  | 3VA1463-4EF42-0AA0 | 1 | UN | 1 | 5 | B | D | EAR99 | N | 85362090 | 1 | 4042948809716 | 6.336 | KG | 1902.4 | 1845 | LP17 | LP17 | circuit breaker 3VA1 IEC frame 630 breaking capacity class S Icu=36kA @ 415V 4-pole, line protection TM240, ATAM, In=630A overload protection Ir=441A...630A short-circuit protection Ii=5...10 x In N conductor unprotected nut keeper kit | Lista Papel 2020 SI | 0 | 0
3VA1463-4EF42-0AB0 |  | 3VA1463-4EF42-0AB0 | 1 | UN | 1 | 10 | C | D | EAR99 | N | 85362090 | 1 | 4042949329206 | 6.408 | KG | 2040 | 2040 | LP17 | LP17 | circuit breaker 3VA1 IEC frame 630 breaking capacity class S Icu=36kA @ 415V 4-pole, line protection TM240, ATAM, In=630A overload protection Ir=441A...630A short-circuit protection Ii=5...10 x In N conductor unprotected nut keeper kit circuit breaker 3VA1 IEC frame 630 breaking capacity class S Icu=36kA @ 415V 4-pole, line protection TM240, ATAM, In=630A overload protection Ir=441A...630A short-circuit 2 AUXILIARY SWITCH CHANGEOVER H |  | 0 | 0
3VA1463-4EF42-0BB0 |  | 3VA1463-4EF42-0BB0 | 1 | UN | 1 | 10 | C | D | EAR99 | N | 85362090 | 1 | 4042949329589 | 6.482 | KG | 2150.5 | 2150.5 | LP17 | LP17 | circuit breaker 3VA1 IEC frame 630 breaking capacity class S Icu=36kA @ 415V 4-pole, line protection TM240, ATAM, In=630A overload protection Ir=441A...630A short-circuit protection Ii=5...10 x In N conductor unprotected nut keeper kit circuit breaker 3VA1 IEC frame 630 breaking capacity class S Icu=36kA @ 415V 4-pole, line protection TM240, ATAM, In=630A overload protection Ir=441A...630A short-circuit UNDERVOLTAGE RELEASE 24 V DC ACCESSORY FOR 3VA1 and 3VA20 up 2 AUXILIARY SWITCH CHANGEOVER H |  | 0 | 0
3VA1463-4EF42-0DA0 |  | 3VA1463-4EF42-0DA0 | 1 | UN | 1 | 10 | C | D | EAR99 | N | 85362090 | 1 | 4042949326717 | 6.896 | KG | 2082.5 | 2082.5 | LP17 | LP17 | circuit breaker 3VA1 IEC frame 630 breaking capacity class S Icu=36kA @ 415 V 4-pole, line protection TM240, ATAM, In=630A overload protection ir=441a ...630A short circuit protection iI=5...10 x In neutral Unprotected busbar connection circuit breaker 3VA1 IEC frame 630 breaking capacity class S Icu=36kA @ 415 V 4-pole, line protection TM240, ATAM, In=630A overload protection ir=441a ...630A short circuit undervoltage release 208-230 V AC 50/60 Hz ACcessory for 3VA1 | - | 0 | 0
3VA1463-4FF42-0AA0 |  | 3VA1463-4FF42-0AA0 | 1 | UN | 1 | 5 | B | D | EAR99 | N | 85362090 | 1 | 4042948815571 | 6.812 | KG | 1902.4 | 1845 | LP17 | LP17 | circuit breaker 3VA1 IEC frame 630 breaking capacity class N Icu=36kA @ 415V 4-pole, line protection TM240, ATAM, In=630A overload protection Ir=441A...630A short-circuit protection Ii=5...10 x In N conductor protection 50% nut keeper kit | Lista Papel 2020 SI | 0 | 0
3VA1463-4GF42-0AA0 |  | 3VA1463-4GF42-0AA0 | 1 | UN | 1 | 5 | B | D | EAR99 | N | 85362090 | 1 | 4042948816110 | 6.812 | KG | 1902.4 | 1845 | LP17 | LP17 | circuit breaker 3VA1 IEC frame 630 breaking capacity class S Icu=36kA @ 415V 4-pole, line protection TM240, ATAM, In=630A overload protection Ir=441A...630A short-circuit protection Ii=5...10 x In N conductor protection 100% nut keeper kit | Lista Papel 2020 SI | 0 | 0
3VA1463-5EF32-0AA0 |  | 3VA1463-5EF32-0AA0 | 1 | UN | 1 | 2 | A | D | EAR99 | N | 85362090 | 1 | 4042948809662 | 4.921 | KG | 1607.2 | 1558 | LP17 | LP17 | circuit breaker 3VA1 IEC frame 630 breaking capacity class M Icu=55kA @ 415V 3-pole, line protection TM240, ATAM, In=630A overload protection Ir=441A...630A short-circuit protection Ii=5...10 x In nut keeper kit | Lista Papel 2020 SI | 0 | 0
3VA1463-5EF32-0BH0 |  | 3VA1463-5EF32-0BH0 | 1 | UN | 1 | 10 | C | D | EAR99 | N | 85362090 | 1 | 4042949327226 | 5.088 | KG | 1844.5 | 1844.5 | LP17 | LP17 | circuit breaker 3VA1 IEC frame 630 breaking capacity class M Icu=55kA @ 415V 3-pole, line protection TM240, ATAM, In=630A overload protection Ir=441A...630A short-circuit protection Ii=5...10 x In nut keeper kit circuit breaker 3VA1 IEC frame 630 breaking capacity class M Icu=55kA @ 415V 3-pole, line protection TM240, ATAM, In=630A overload protection Ir=441A...630A short-circuit protection Ii=5...10 x In nut undervoltage release 24V DC accessory for: 3VA1 100/160 2 auxiliary switch changeover H 1 trip alarm switch changeover |  | 0 | 0
3VA1463-5EF32-0DF0 |  | 3VA1463-5EF32-0DF0 | 1 | UN | 1 | 10 | C | D | EAR99 | N | 85362090 | 1 | 4042949328452 | 5.053 | KG | 1819 | 1819 | LP17 | LP17 | circuit breaker 3VA1 IEC frame 630 breaking capacity class M Icu=55kA @ 415V 3-pole, line protection TM240, ATAM, In=630A overload protection Ir=441A...630A short-circuit protection Ii=5...10 x In nut keeper kit circuit breaker 3VA1 IEC frame 630 breaking capacity class M Icu=55kA @ 415V 3-pole, line protection TM240, ATAM, In=630A overload protection Ir=441A...630A short-circuit protection Ii=5...10 x In nut UNDERVOLTAGE RELEASE 208-230 V AC 50/60 HZ ACCESSORY FOR 3VA1 1 AUXILIARY SWITCH CHANGEOVER H 1 TRIP ALARM SWITCH CHANGEOVER |  | 0 | 0
3VA1463-5EF32-0DH0 |  | 3VA1463-5EF32-0DH0 | 1 | UN | 1 | 10 | C | D | EAR99 | N | 85362090 | 1 | 4042949329510 | 5.079 | KG | 1844.5 | 1844.5 | LP17 | LP17 | circuit breaker 3VA1 IEC frame 630 breaking capacity class M Icu=55kA @ 415V 3-pole, line protection TM240, ATAM, In=630A overload protection Ir=441A...630A short-circuit protection Ii=5...10 x In nut keeper kit circuit breaker 3VA1 IEC frame 630 breaking capacity class M Icu=55kA @ 415V 3-pole, line protection TM240, ATAM, In=630A overload protection Ir=441A...630A short-circuit protection Ii=5...10 x In nut UNDERVOLTAGE RELEASE 208-230 V AC 50/60 HZ ACCESSORY FOR 3VA1 2 AUXILIARY SWITCH CHANGEOVER H 1 TRIP ALARM SWITCH CHANGEOVER |  | 0 | 0
3VA1463-5EF42-0AA0 |  | 3VA1463-5EF42-0AA0 | 1 | UN | 1 | 5 | B | D | EAR99 | N | 85362090 | 1 | 4042948809723 | 6.396 | KG | 2082.8 | 2025.4 | LP17 | LP17 | circuit breaker 3VA1 IEC frame 630 breaking capacity class M Icu=55kA @ 415V 4-pole, line protection TM240, ATAM, In=630A overload protection Ir=441A...630A short-circuit protection Ii=5...10 x In N conductor unprotected nut keeper kit | Lista Papel 2020 SI | 0 | 0
3VA1463-5EF42-0AB0 |  | 3VA1463-5EF42-0AB0 | 1 | UN | 1 | 10 | C | D | EAR99 | N | 85362090 | 1 | 4042949326861 | 6.878 | KG | 2227 | 2227 | LP17 | LP17 | circuit breaker 3VA1 IEC frame 630 breaking capacity class M Icu=55kA @ 415 V 4-pole, line protection TM240, ATAM, In=630A overload protection ir=441a ...630A short circuit protection iI=5...10 x In neutral Unprotected busbar connection circuit breaker 3VA1 IEC frame 630 breaking capacity class M Icu=55kA @ 415 V 4-pole, line protection TM240, ATAM, In=630A overload protection ir=441a ...630A short circuit 2 auxiliary switch changeover H | - | 0 | 0
3VA1463-5FF42-0AA0 |  | 3VA1463-5FF42-0AA0 | 1 | UN | 1 | 5 | B | D | EAR99 | N | 85362090 | 1 | 4042948815588 | 6.812 | KG | 2082.8 | 2025.4 | LP17 | LP17 | circuit breaker 3VA1 IEC frame 630 breaking capacity class S Icu=55kA @ 415V 4-pole, line protection TM240, ATAM, In=630A overload protection Ir=441A...630A short-circuit protection Ii=5...10 x In N conductor protection 50% nut keeper kit | Lista Papel 2020 SI | 0 | 0
3VA1463-5GF42-0AA0 |  | 3VA1463-5GF42-0AA0 | 1 | UN | 1 | 5 | B | D | EAR99 | N | 85362090 | 1 | 4042948816127 | 6.428 | KG | 2082.8 | 2025.4 | LP17 | LP17 | circuit breaker 3VA1 IEC frame 630 breaking capacity class M Icu=55kA @ 415V 4-pole, line protection TM240, ATAM, In=630A overload protection Ir=441A...630A short-circuit protection Ii=5...10 x In N conductor protection 100% nut keeper kit | Lista Papel 2020 SI | 0 | 0
3VA1463-5GF42-0DA0 |  | 3VA1463-5GF42-0DA0 | 1 | UN | 1 | 10 | C | D | EAR99 | N | 85362090 | 1 | 4042949326724 | 6.896 | KG | 2278 | 2278 | LP17 | LP17 | circuit breaker 3VA1 IEC frame 630 breaking capacity class M Icu=55kA @ 415 V 4-pole, line protection TM240, ATAM, In=630A overload protection ir=441a ...630A short circuit protection iI=5...10 x In neutral protection 100% busbar connection circuit breaker 3VA1 IEC frame 630 breaking capacity class M Icu=55kA @ 415 V 4-pole, line protection TM240, ATAM, In=630A overload protection ir=441a ...630A short circuit undervoltage release 208-230 V AC 50/60 Hz ACcessory for 3VA1 | - | 0 | 0
3VA1463-5GF42-0DB0 |  | 3VA1463-5GF42-0DB0 | 1 | UN | 1 | 10 | C | D | EAR99 | N | 85362090 | 1 | 4042949329312 | 6.584 | KG | 2337.5 | 2337.5 | LP17 | LP17 | circuit breaker 3VA1 IEC frame 630 breaking capacity class M Icu=55kA @ 415V 4-pole, line protection TM240, ATAM, In=630A overload protection Ir=441A...630A short-circuit protection Ii=5...10 x In N conductor protection 100% nut keeper kit circuit breaker 3VA1 IEC frame 630 breaking capacity class M Icu=55kA @ 415V 4-pole, line protection TM240, ATAM, In=630A overload protection Ir=441A...630A short-circuit UNDERVOLTAGE RELEASE 208-230 V AC 50/60 HZ ACCESSORY FOR 3VA1 2 AUXILIARY SWITCH CHANGEOVER H |  | 0 | 0
3VA1463-5GF42-0DH0 |  | 3VA1463-5GF42-0DH0 | 1 | UN | 1 | 10 | C | D | EAR99 | N | 85362090 | 1 | 4042949329305 | 6.595 | KG | 2337.5 | 2337.5 | LP17 | LP17 | circuit breaker 3VA1 IEC frame 630 breaking capacity class M Icu=55kA @ 415V 4-pole, line protection TM240, ATAM, In=630A overload protection Ir=441A...630A short-circuit protection Ii=5...10 x In N conductor protection 100% nut keeper kit circuit breaker 3VA1 IEC frame 630 breaking capacity class M Icu=55kA @ 415V 4-pole, line protection TM240, ATAM, In=630A overload protection Ir=441A...630A short-circuit UNDERVOLTAGE RELEASE 208-230 V AC 50/60 HZ ACCESSORY FOR 3VA1 2 AUXILIARY SWITCH CHANGEOVER H 1 TRIP ALARM SWITCH CHANGEOVER |  | 0 | 0
3VA1463-6EF32-0AA0 |  | 3VA1463-6EF32-0AA0 | 1 | UN | 1 | 5 | B | D | EAR99 | N | 85362090 | 1 | 4042948809679 | 4.941 | KG | 1820.4 | 1771.2 | LP17 | LP17 | circuit breaker 3VA1 IEC frame 630 breaking capacity class H Icu=70kA @ 415V 3-pole, line protection TM240, ATAM, In=630A overload protection Ir=441A...630A short-circuit protection Ii=5...10 x In nut keeper kit | Lista Papel 2020 SI | 0 | 0
3VA1463-6EF32-0AH0 |  | 3VA1463-6EF32-0AH0 | 1 | UN | 1 | 10 | C | D | EAR99 | N | 85362090 | 1 | 4042949329084 | 5.001 | KG | 1955 | 1955 | LP17 | LP17 | circuit breaker 3VA1 IEC frame 630 breaking capacity class H Icu=70kA @ 415V 3-pole, line protection TM240, ATAM, In=630A overload protection Ir=441A...630A short-circuit protection Ii=5...10 x In nut keeper kit circuit breaker 3VA1 IEC frame 630 breaking capacity class H Icu=70kA @ 415V 3-pole, line protection TM240, ATAM, In=630A overload protection Ir=441A...630A short-circuit protection Ii=5...10 x In nut 2 AUXILIARY SWITCH CHANGEOVER H 1 TRIP ALARM SWITCH CHANGEOVER |  | 0 | 0
3VA1463-6EF32-0DF0 |  | 3VA1463-6EF32-0DF0 | 1 | UN | 1 | 10 | C | D | EAR99 | N | 85362090 | 1 | 4042949328445 | 5.045 | KG | 2048.5 | 2048.5 | LP17 | LP17 | circuit breaker 3VA1 IEC frame 630 breaking capacity class H Icu=70kA @ 415V 3-pole, line protection TM240, ATAM, In=630A overload protection Ir=441A...630A short-circuit protection Ii=5...10 x In nut keeper kit circuit breaker 3VA1 IEC frame 630 breaking capacity class H Icu=70kA @ 415V 3-pole, line protection TM240, ATAM, In=630A overload protection Ir=441A...630A short-circuit protection Ii=5...10 x In nut UNDERVOLTAGE RELEASE 208-230 V AC 50/60 HZ ACCESSORY FOR 3VA1 1 AUXILIARY SWITCH CHANGEOVER H 1 TRIP ALARM SWITCH CHANGEOVER |  | 0 | 0
3VA1463-6EF42-0AA0 |  | 3VA1463-6EF42-0AA0 | 1 | UN | 1 | 5 | B | D | EAR99 | N | 85362090 | 1 | 4042948809730 | 6.382 | KG | 2378 | 2312.4 | LP17 | LP17 | circuit breaker 3VA1 IEC frame 630 breaking capacity class H Icu=70kA @ 415V 4-pole, line protection TM240, ATAM, In=630A overload protection Ir=441A...630A short-circuit protection Ii=5...10 x In N conductor unprotected nut keeper kit | Lista Papel 2020 SI | 0 | 0
3VA1463-6FF42-0AA0 |  | 3VA1463-6FF42-0AA0 | 1 | UN | 1 | 5 | B | D | EAR99 | N | 85362090 | 1 | 4042948815595 | 6.812 | KG | 2378 | 2312.4 | LP17 | LP17 | circuit breaker 3VA1 IEC frame 630 breaking capacity class H Icu=70kA @ 415V 4-pole, line protection TM240, ATAM, In=630A overload protection Ir=441A...630A short-circuit protection Ii=5...10 x In N conductor protection 50% nut keeper kit | Lista Papel 2020 SI | 0 | 0
3VA1463-6GF42-0AA0 |  | 3VA1463-6GF42-0AA0 | 1 | UN | 1 | 5 | B | D | EAR99 | N | 85362090 | 1 | 4042948816134 | 6.812 | KG | 2378 | 2312.4 | LP17 | LP17 | circuit breaker 3VA1 IEC frame 630 breaking capacity class H Icu=70kA @ 415V 4-pole, line protection TM240, ATAM, In=630A overload protection Ir=441A...630A short-circuit protection Ii=5...10 x In N conductor protection 100% nut keeper kit | Lista Papel 2020 SI | 0 | 0
3VA1463-6GF42-0CA0 |  | 3VA1463-6GF42-0CA0 | 1 | UN | 1 | 10 | C | D | EAR99 | N | 85362090 | 1 | 4042949326731 | 6.895 | KG | 2584 | 2584 | LP17 | LP17 | circuit breaker 3VA1 IEC frame 630 breaking capacity class H Icu=70kA @ 415 V 4-pole, line protection TM240, ATAM, In=630A overload protection ir=441a ...630A short circuit protection iI=5...10 x In neutral protection 100% busbar connection circuit breaker 3VA1 IEC frame 630 breaking capacity class H Icu=70kA @ 415 V 4-pole, line protection TM240, ATAM, In=630A overload protection ir=441a ...630A short circuit undervoltage release 120-127 V AC 50/60 Hz ACcessory for 3VA1 | - | 0 | 0
3VA1463-7EF32-0AA0 |  | 3VA1463-7EF32-0AA0 | 1 | UN | 1 | 5 | B | D | EAR99 | N | 85362090 | 1 | 4042949093329 | 4.904 | KG | 2040 | 2040 | LP17 | LP17 | circuit breaker 3VA1 IEC frame 630 breaking capacity class C Icu=110kA @ 415 V 3-pole, line protection TM240, ATAM, In=630A overload protection Ir=440A ...630A short-circuit protection Ii=5...10 x In nut keeper kit | - | 0 | 0
3VA1463-7EF32-0AE0 |  | 3VA1463-7EF32-0AE0 | 1 | UN | 1 | 10 | C | D | EAR99 | N | 85362090 | 1 | 4042949327431 | 5.306 | KG | 2975 | 2975 | LP17 | LP17 | circuit breaker 3VA1 IEC frame 630 breaking capacity class C Icu=110kA @ 415 V 3-pole, line protection TM240, ATAM, In=630A overload protection Ir=440A ...630A short-circuit protection Ii=5...10 x In nut keeper kit circuit breaker 3VA1 IEC frame 630 breaking capacity class C Icu=110kA @ 415 V 3-pole, line protection TM240, ATAM, In=630A overload protection Ir=440A ...630A short-circuit protection Ii=5...10 x In nut 4 AUXILIARY SWITCH CHANGEOVER H |  | 0 | 0
3VA1463-7EF42-0AA0 |  | 3VA1463-7EF42-0AA0 | 1 | UN | 1 | 5 | B | D | EAR99 | N | 85362090 | 1 | 4042949082514 | 6.812 | KG | 2652 | 2652 | LP17 | LP17 | circuit breaker 3VA1 IEC frame 630 breaking capacity class C Icu=110kA @ 415 V 4-pole, line protection TM240, ATAM, In=630A overload protection Ir=440A ...630A short-circuit protection Ii=5...10 x In N conductor unprotected nut keeper kit | - | 0 | 0
3VA1463-7EF42-0CA0 |  | 3VA1463-7EF42-0CA0 | 1 | UN | 1 | 10 | C | D | EAR99 | N | 85362090 | 1 | 4042949326748 | 6.895 | KG | 3740 | 3740 | LP17 | LP17 | Circuit breaker 3VA1 IEC Frame 630 Switching capacity class C Icu=110 kA @ 415 V 4-pole, system protection TM240, ATAM, In=630 A Overload protection Ir=440 A ...630 A Short-circuit protection Ii=5...10 x In Neutral conductor unprotected Lug terminal Circuit breaker 3VA1 IEC Frame 630 Switching capacity class C Icu=110 kA @ 415 V 4-pole, system protection TM240, ATAM, In=630 A Overload protection Ir=440 A ...630 A Short-circuit undervoltage release 120-127 V AC 50/60 Hz ACcessory for 3VA1 | - | 0 | 0
3VA1463-7FF42-0AA0 |  | 3VA1463-7FF42-0AA0 | 1 | UN | 1 | 5 | B | D | EAR99 | N | 85362090 | 1 | 4042949069973 | 6.812 | KG | 2652 | 2652 | LP17 | LP17 | circuit breaker 3VA1 IEC frame 630 breaking capacity class C Icu=110kA @ 415 V 4-pole, line protection TM240, ATAM, In=630A overload protection Ir=440A ...630A short-circuit protection Ii=5...10 x In N conductor protection 0.5 nut keeper kit | - | 0 | 0
3VA1463-7GF42-0AA0 |  | 3VA1463-7GF42-0AA0 | 1 | UN | 1 | 5 | B | D | EAR99 | N | 85362090 | 1 | 4042949042440 | 6.812 | KG | 2652 | 2652 | LP17 | LP17 | circuit breaker 3VA1 IEC frame 630 breaking capacity class C Icu=110kA @ 415 V 4-pole, line protection TM240, ATAM, In=630A overload protection Ir=440A ...630A short-circuit protection Ii=5...10 x In N conductor protection 1 nut keeper kit | - | 0 | 0
3VA1510-5EF32-0AA0 |  | 3VA1510-5EF32-0AA0 | 1 | UN | 1 | 5 | B | D | EAR99 | N | 85362090 | 1 | 4042948836149 | 13.933 | KG | 3264 | 3264 | LP17 | LP17 | circuit breaker 3VA1 IEC frame 1000 breaking capacity class M Icu=55kA @ 415V 3-pole, line protection TM240, ATAM, In=1000A overload protection Ir=700A...1000A short-circuit protection Ii=5...10 x In nut keeper kit | - | 0 | 0
3VA1510-5EF32-0KD0 |  | 3VA1510-5EF32-0KD0 | 1 | UN | 1 | 10 | C | D | EAR99 | N | 85362090 | 1 | 4042949329169 | 13.086 | KG | 3417 | 3417 | LP17 | LP17 | circuit breaker 3VA1 IEC frame 1000 breaking capacity class M Icu=55kA @ 415V 3-pole, line protection TM240, ATAM, In=1000A overload protection Ir=700A...1000A short-circuit protection Ii=5...10 x In nut keeper kit circuit breaker 3VA1 IEC frame 1000 breaking capacity class M Icu=55kA @ 415V 3-pole, line protection TM240, ATAM, In=1000A overload protection Ir=700A...1000A short-circuit protection Ii=5...10 x In nut SHUNT TRIP LEFT 208-277 V AC 50/60 HZ 220-250 V DC ACCESSORY 3 AUXILIARY SWITCH CHANGEOVER H |  | 0 | 0
3VA1510-5EF42-0AA0 |  | 3VA1510-5EF42-0AA0 | 1 | UN | 1 | 5 | B | D | EAR99 | N | 85362090 | 1 | 4042948836132 | 18.12 | KG | 4233 | 4233 | LP17 | LP17 | circuit breaker 3VA1 IEC frame 1000 breaking capacity class M Icu=55kA @ 415V 4-pole, line protection TM240, ATAM, In=1000A overload protection Ir=700A...1000A short-circuit protection Ii=5...10 x In N conductor unprotected nut keeper kit | - | 0 | 0
3VA1510-5GF42-0AA0 |  | 3VA1510-5GF42-0AA0 | 1 | UN | 1 | 5 | B | D | EAR99 | N | 85362090 | 1 | 4042948836224 | 12.921 | KG | 4233 | 4233 | LP17 | LP17 | circuit breaker 3VA1 IEC frame 1000 breaking capacity class M Icu=55kA @ 415V 4-pole, line protection TM240, ATAM, In=1000A overload protection Ir=700A...1000A short-circuit protection Ii=5...10 x In N conductor protection 100% nut keeper kit | - | 0 | 0
3VA1510-6EF32-0AA0 |  | 3VA1510-6EF32-0AA0 | 1 | UN | 1 | 5 | B | D | EAR99 | N | 85362090 | 1 | 4042948836026 | 13.918 | KG | 3587 | 3587 | LP17 | LP17 | circuit breaker 3VA1 IEC frame 1000 breaking capacity class H Icu=70kA @ 415V 3-pole, line protection TM240, ATAM, In=1000A overload protection Ir=700A...1000A short-circuit protection Ii=5...10 x In nut keeper kit | - | 0 | 0
3VA1510-6EF32-0KJ0 |  | 3VA1510-6EF32-0KJ0 | 1 | UN | 1 | 10 | C | D | EAR99 | N | 85362090 | 1 | 4042949329497 | 14.128 | KG | 3774 | 3774 | LP17 | LP17 | circuit breaker 3VA1 IEC frame 1000 breaking capacity class H Icu=70kA @ 415V 3-pole, line protection TM240, ATAM, In=1000A overload protection Ir=700A...1000A short-circuit protection Ii=5...10 x In nut keeper kit circuit breaker 3VA1 IEC frame 1000 breaking capacity class H Icu=70kA @ 415V 3-pole, line protection TM240, ATAM, In=1000A overload protection Ir=700A...1000A short-circuit protection Ii=5...10 x In nut SHUNT TRIP LEFT 208-277 V AC 50/60 HZ 220-250 V DC ACCESSORY 2 AUXILIARY SWITCH CHANGEOVER H 1 TRIP ALARM SWITCH CHANGEOVER |  | 0 | 0
3VA1510-6EF42-0AA0 |  | 3VA1510-6EF42-0AA0 | 1 | UN | 1 | 5 | B | D | EAR99 | N | 85362090 | 1 | 4042948836019 | 12.921 | KG | 4658 | 4658 | LP17 | LP17 | circuit breaker 3VA1 IEC frame 1000 breaking capacity class H Icu=70kA @ 415V 4-pole, line protection TM240, ATAM, In=1000A overload protection Ir=700A...1000A short-circuit protection Ii=5...10 x In N conductor unprotected nut keeper kit | - | 0 | 0
3VA1510-6GF42-0AA0 |  | 3VA1510-6GF42-0AA0 | 1 | UN | 1 | 5 | B | D | EAR99 | N | 85362090 | 1 | 4042948836217 | 12.921 | KG | 4658 | 4658 | LP17 | LP17 | circuit breaker 3VA1 IEC frame 1000 breaking capacity class H Icu=70kA @ 415V 4-pole, line protection TM240, ATAM, In=1000A overload protection Ir=700A...1000A short-circuit protection Ii=5...10 x In N conductor protection 100% nut keeper kit | - | 0 | 0
3VA1510-7EF32-0AA0 |  | 3VA1510-7EF32-0AA0 | 1 | UN | 1 | 5 | B | D | EAR99 | N | 85362090 | 1 | 4042948835906 | 12.921 | KG | 3918.5 | 3918.5 | LP17 | LP17 | circuit breaker 3VA1 IEC frame 1000 breaking capacity class C Icu=110kA @ 415V 3-pole, line protection TM240, ATAM, In=1000A overload protection Ir=700A...1000A short-circuit protection Ii=5...10 x In nut keeper kit | - | 0 | 0
3VA1510-7EF42-0AA0 |  | 3VA1510-7EF42-0AA0 | 1 | UN | 1 | 5 | B | D | EAR99 | N | 85362090 | 1 | 4042948835890 | 12.921 | KG | 5091.5 | 5091.5 | LP17 | LP17 | circuit breaker 3VA1 IEC frame 1000 breaking capacity class C Icu=110kA @ 415V 4-pole, line protection TM240, ATAM, In=1000A overload protection Ir=700A...1000A short-circuit protection Ii=5...10 x In N conductor unprotected nut keeper kit | - | 0 | 0
3VA1510-7GF42-0AA0 |  | 3VA1510-7GF42-0AA0 | 1 | UN | 1 | 5 | B | D | EAR99 | N | 85362090 | 1 | 4042948836200 | 12.921 | KG | 5091.5 | 5091.5 | LP17 | LP17 | circuit breaker 3VA1 IEC frame 1000 breaking capacity class C Icu=110kA @ 415V 4-pole, line protection TM240, ATAM, In=1000A overload protection Ir=700A...1000A short-circuit protection Ii=5...10 x In N conductor protection 100% nut keeper kit | - | 0 | 0
3VA1563-5EF32-0AA0 |  | 3VA1563-5EF32-0AA0 | 1 | UN | 1 | 5 | B | D | EAR99 | N | 85362090 | 1 | 4042948835784 | 13.52 | KG | 1759.5 | 1759.5 | LP17 | LP17 | circuit breaker 3VA1 IEC frame 1000 breaking capacity class M Icu=55kA @ 415V 3-pole, line protection TM240, ATAM, In=630A overload protection Ir=440A...630A short-circuit protection Ii=5...10 x In nut keeper kit | - | 0 | 0
3VA1563-5EF42-0AA0 |  | 3VA1563-5EF42-0AA0 | 1 | UN | 1 | 5 | B | D | EAR99 | N | 85362090 | 1 | 4042948835777 | 12.921 | KG | 2286.5 | 2286.5 | LP17 | LP17 | circuit breaker 3VA1 IEC frame 1000 breaking capacity class M Icu=55kA @ 415V 4-pole, line protection TM240, ATAM, In=630A overload protection Ir=440A...630A short-circuit protection Ii=5...10 x In N conductor unprotected nut keeper kit | - | 0 | 0
3VA1563-5GF42-0AA0 |  | 3VA1563-5GF42-0AA0 | 1 | UN | 1 | 5 | B | D | EAR99 | N | 85362090 | 1 | 4042948835753 | 12.921 | KG | 2286.5 | 2286.5 | LP17 | LP17 | circuit breaker 3VA1 IEC frame 1000 breaking capacity class M Icu=55kA @ 415V 4-pole, line protection TM240, ATAM, In=630A overload protection Ir=440A...630A short-circuit protection Ii=5...10 x In N conductor protection 100% nut keeper kit | - | 0 | 0
3VA1563-5MH32-0AA0 |  | 3VA1563-5MH32-0AA0 | 1 | UN | 1 | 5 | B | D | EAR99 | N | 85362090 | 1 | 4042948835029 | 12.921 | KG | 1759.5 | 1759.5 | LP17 | LP17 | circuit breaker 3VA1 IEC frame 1000 breaking capacity class M Icu=55kA @ 415V 3-pole, starter protection TM120M, AM, In=630A without overload protection short-circuit protection Ii=8...15 x In nut keeper kit | - | 0 | 0
3VA1563-6EF32-0AA0 |  | 3VA1563-6EF32-0AA0 | 1 | UN | 1 | 5 | B | D | EAR99 | N | 85362090 | 1 | 4042948835647 | 12.921 | KG | 1912.5 | 1912.5 | LP17 | LP17 | circuit breaker 3VA1 IEC frame 1000 breaking capacity class H Icu=70kA @ 415V 3-pole, line protection TM240, ATAM, In=630A overload protection Ir=440A...630A short-circuit protection Ii=5...10 x In nut keeper kit | - | 0 | 0
3VA1563-6EF42-0AA0 |  | 3VA1563-6EF42-0AA0 | 1 | UN | 1 | 5 | B | D | EAR99 | N | 85362090 | 1 | 4042948835630 | 12.921 | KG | 2499 | 2499 | LP17 | LP17 | circuit breaker 3VA1 IEC frame 1000 breaking capacity class H Icu=70kA @ 415V 4-pole, line protection TM240, ATAM, In=630A overload protection Ir=440A...630A short-circuit protection Ii=5...10 x In N conductor unprotected nut keeper kit | - | 0 | 0
3VA1563-6GF42-0AA0 |  | 3VA1563-6GF42-0AA0 | 1 | UN | 1 | 5 | B | D | EAR99 | N | 85362090 | 1 | 4042948836194 | 12.921 | KG | 2499 | 2499 | LP17 | LP17 | circuit breaker 3VA1 IEC frame 1000 breaking capacity class H Icu=70kA @ 415V 4-pole, line protection TM240, ATAM, In=630A overload protection Ir=440A...630A short-circuit protection Ii=5...10 x In N conductor protection 100% nut keeper kit | - | 0 | 0
3VA1563-6MH32-0AA0 |  | 3VA1563-6MH32-0AA0 | 1 | UN | 1 | 5 | B | D | EAR99 | N | 85362090 | 1 | 4042948834992 | 12.921 | KG | 1912.5 | 1912.5 | LP17 | LP17 | circuit breaker 3VA1 IEC frame 1000 breaking capacity class H Icu=70kA @ 415V 3-pole, starter protection TM120M, AM, In=630A without overload protection short-circuit protection Ii=8...15 x In nut keeper kit | - | 0 | 0
3VA1563-7EF32-0AA0 |  | 3VA1563-7EF32-0AA0 | 1 | UN | 1 | 5 | B | D | EAR99 | N | 85362090 | 1 | 4042948835524 | 12.921 | KG | 2099.5 | 2099.5 | LP17 | LP17 | circuit breaker 3VA1 IEC frame 1000 breaking capacity class C Icu=110kA @ 415V 3-pole, line protection TM240, ATAM, In=630A overload protection Ir=440A...630A short-circuit protection Ii=5...10 x In nut keeper kit | - | 0 | 0
3VA1563-7EF42-0AA0 |  | 3VA1563-7EF42-0AA0 | 1 | UN | 1 | 5 | B | D | EAR99 | N | 85362090 | 1 | 4042948835517 | 12.921 | KG | 2728.5 | 2728.5 | LP17 | LP17 | circuit breaker 3VA1 IEC frame 1000 breaking capacity class C Icu=110kA @ 415V 4-pole, line protection TM240, ATAM, In=630A overload protection Ir=440A...630A short-circuit protection Ii=5...10 x In N conductor unprotected nut keeper kit | - | 0 | 0
3VA1563-7GF42-0AA0 |  | 3VA1563-7GF42-0AA0 | 1 | UN | 1 | 5 | B | D | EAR99 | N | 85362090 | 1 | 4042948836187 | 12.921 | KG | 2728.5 | 2728.5 | LP17 | LP17 | circuit breaker 3VA1 IEC frame 1000 breaking capacity class C Icu=110kA @ 415V 4-pole, line protection TM240, ATAM, In=630A overload protection Ir=440A...630A short-circuit protection Ii=5...10 x In N conductor protection 100% nut keeper kit | - | 0 | 0
3VA1563-7MH32-0AA0 |  | 3VA1563-7MH32-0AA0 | 1 | UN | 1 | 5 | B | D | EAR99 | N | 85362090 | 1 | 4042948834961 | 12.921 | KG | 2099.5 | 2099.5 | LP17 | LP17 | circuit breaker 3VA1 IEC frame 1000 breaking capacity class C Icu=110kA @ 415V 3-pole, starter protection TM120M, AM, In=630A without overload protection short-circuit protection Ii=8...15 x In nut keeper kit | - | 0 | 0
3VA1580-5EF32-0AA0 |  | 3VA1580-5EF32-0AA0 | 1 | UN | 1 | 5 | B | D | EAR99 | N | 85362090 | 1 | 4042948835401 | 13.748 | KG | 2337.5 | 2337.5 | LP17 | LP17 | circuit breaker 3VA1 IEC frame 1000 breaking capacity class M Icu=55kA @ 415V 3-pole, line protection TM240, ATAM, In=800A overload protection Ir=560A...800A short-circuit protection Ii=5...10 x In nut keeper kit | - | 0 | 0
3VA1580-5EF42-0AA0 |  | 3VA1580-5EF42-0AA0 | 1 | UN | 1 | 5 | B | D | EAR99 | N | 85362090 | 1 | 4042948835395 | 17.86 | KG | 3026 | 3026 | LP17 | LP17 | circuit breaker 3VA1 IEC frame 1000 breaking capacity class M Icu=55kA @ 415V 4-pole, line protection TM240, ATAM, In=800A overload protection Ir=560A...800A short-circuit protection Ii=5...10 x In N conductor unprotected nut keeper kit | - | 0 | 0
3VA1580-5GF42-0AA0 |  | 3VA1580-5GF42-0AA0 | 1 | UN | 1 | 5 | B | D | EAR99 | N | 85362090 | 1 | 4042948836170 | 12.921 | KG | 3026 | 3026 | LP17 | LP17 | circuit breaker 3VA1 IEC frame 1000 breaking capacity class M Icu=55kA @ 415V 4-pole, line protection TM240, ATAM, In=800A overload protection Ir=560A...800A short-circuit protection Ii=5...10 x In N conductor protection 100% nut keeper kit | - | 0 | 0
3VA1580-5MH32-0AA0 |  | 3VA1580-5MH32-0AA0 | 1 | UN | 1 | 5 | B | D | EAR99 | N | 85362090 | 1 | 4042948836514 | 12.921 | KG | 2337.5 | 2337.5 | LP17 | LP17 | circuit breaker 3VA1 IEC frame 1000 breaking capacity class M Icu=55kA @ 415V 3-pole, starter protection TM120M, AM, In=800A without overload protection short-circuit protection Ii=6...12 x In nut keeper kit | - | 0 | 0
3VA1580-6EF32-0AA0 |  | 3VA1580-6EF32-0AA0 | 1 | UN | 1 | 5 | B | D | EAR99 | N | 85362090 | 1 | 4042948835289 | 13.833 | KG | 2575.5 | 2575.5 | LP17 | LP17 | circuit breaker 3VA1 IEC frame 1000 breaking capacity class H Icu=70kA @ 415V 3-pole, line protection TM240, ATAM, In=800A overload protection Ir=560A...800A short-circuit protection Ii=5...10 x In nut keeper kit | - | 0 | 0
3VA1580-6EF42-0AA0 |  | 3VA1580-6EF42-0AA0 | 1 | UN | 1 | 5 | B | D | EAR99 | N | 85362090 | 1 | 4042948835272 | 12.921 | KG | 3332 | 3332 | LP17 | LP17 | circuit breaker 3VA1 IEC frame 1000 breaking capacity class H Icu=70kA @ 415V 4-pole, line protection TM240, ATAM, In=800A overload protection Ir=560A...800A short-circuit protection Ii=5...10 x In N conductor unprotected nut keeper kit | - | 0 | 0
3VA1580-6GF42-0AA0 |  | 3VA1580-6GF42-0AA0 | 1 | UN | 1 | 5 | B | D | EAR99 | N | 85362090 | 1 | 4042948836163 | 12.921 | KG | 3332 | 3332 | LP17 | LP17 | circuit breaker 3VA1 IEC frame 1000 breaking capacity class H Icu=70kA @ 415V 4-pole, line protection TM240, ATAM, In=800A overload protection Ir=560A...800A short-circuit protection Ii=5...10 x In N conductor protection 100% nut keeper kit | - | 0 | 0
3VA1580-6MH32-0AA0 |  | 3VA1580-6MH32-0AA0 | 1 | UN | 1 | 5 | B | D | EAR99 | N | 85362090 | 1 | 4042948836507 | 12.921 | KG | 2575.5 | 2575.5 | LP17 | LP17 | circuit breaker 3VA1 IEC frame 1000 breaking capacity class H Icu=70kA @ 415V 3-pole, starter protection TM120M, AM, In=800A without overload protection short-circuit protection Ii=6...12 x In nut keeper kit | - | 0 | 0
3VA1580-7EF32-0AA0 |  | 3VA1580-7EF32-0AA0 | 1 | UN | 1 | 5 | B | D | EAR99 | N | 85362090 | 1 | 4042948835166 | 12.921 | KG | 2796.5 | 2796.5 | LP17 | LP17 | circuit breaker 3VA1 IEC frame 1000 breaking capacity class C Icu=110kA @ 415V 3-pole, line protection TM240, ATAM, In=800A overload protection Ir=560A...800A short-circuit protection Ii=5...10 x In nut keeper kit | - | 0 | 0
3VA1580-7EF42-0AA0 |  | 3VA1580-7EF42-0AA0 | 1 | UN | 1 | 5 | B | D | EAR99 | N | 85362090 | 1 | 4042948835159 | 12.921 | KG | 3638 | 3638 | LP17 | LP17 | circuit breaker 3VA1 IEC frame 1000 breaking capacity class C Icu=110kA @ 415V 4-pole, line protection TM240, ATAM, In=800A overload protection Ir=560A...800A short-circuit protection Ii=5...10 x In N conductor unprotected nut keeper kit | - | 0 | 0
3VA1580-7GF42-0AA0 |  | 3VA1580-7GF42-0AA0 | 1 | UN | 1 | 5 | B | D | EAR99 | N | 85362090 | 1 | 4042948836156 | 12.921 | KG | 3638 | 3638 | LP17 | LP17 | circuit breaker 3VA1 IEC frame 1000 breaking capacity class C Icu=110kA @ 415V 4-pole, line protection TM240, ATAM, In=800A overload protection Ir=560A...800A short-circuit protection Ii=5...10 x In N conductor protection 100% nut keeper kit | - | 0 | 0
3VA1580-7MH32-0AA0 |  | 3VA1580-7MH32-0AA0 | 1 | UN | 1 | 5 | B | D | EAR99 | N | 85362090 | 1 | 4042948836491 | 12.921 | KG | 2796.5 | 2796.5 | LP17 | LP17 | circuit breaker 3VA1 IEC frame 1000 breaking capacity class C Icu=110kA @ 415V 3-pole, starter protection TM120M, AM, In=800A without overload protection short-circuit protection Ii=6...12 x In nut keeper kit | - | 0 | 0
3VA2010-5HL32-0AA0 |  | 3VA2010-5HL32-0AA0 | 1 | UN | 1 | 2 | A | D | EAR99 | N | 85362090 | 1 | 4042948834046 | 2.101 | KG | 503.2 | 488.8 | LP18 | LP18 | circuit breaker 3VA2 IEC frame 100 breaking capacity class M Icu=55kA @ 415V 3-pole, line protection ETU320, LI, In=100A overload protection Ir=40A...100A short-circuit protection Ii=1.5...12 x In nut keeper kit | Lista Papel 2020 SI | 0 | 0
3VA2010-5HL32-0AB0 |  | 3VA2010-5HL32-0AB0 | 1 | UN | 1 | 10 | C | D | EAR99 | N | 85362090 | 1 | 4042949024477 | 2.37 | KG | 593.12 | 593.12 | LP18 | LP18 | circuit breaker 3VA2 IEC frame 100 breaking capacity class M Icu=55kA @ 415V 3-pole, line protection ETU320, LI, In=100A overload protection Ir=40A...100A short-circuit protection Ii=1.5...12 x In nut keeper kit 2 auxiliary switches HP | - | 0 | 0
3VA2010-5HL32-0AC0 |  | 3VA2010-5HL32-0AC0 | 1 | UN | 1 | 10 | C | D | EAR99 | N | 85362090 | 1 | 4042949025115 | 2.35 | KG | 568.48 | 568.48 | LP18 | LP18 | circuit breaker 3VA2 IEC frame 100 breaking capacity class M Icu=55kA @ 415V 3-pole, line protection ETU320, LI, In=100A overload protection Ir=40A...100A short-circuit protection Ii=1.5...12 x In nut keeper kit 2 auxiliary switches HQ | - | 0 | 0
3VA2010-5HL32-0AD0 |  | 3VA2010-5HL32-0AD0 | 1 | UN | 1 | 10 | C | D | EAR99 | N | 85362090 | 1 | 4042949025757 | 2.38 | KG | 593.12 | 593.12 | LP18 | LP18 | circuit breaker 3VA2 IEC frame 100 breaking capacity class M Icu=55kA @ 415V 3-pole, line protection ETU320, LI, In=100A overload protection Ir=40A...100A short-circuit protection Ii=1.5...12 x In nut keeper kit 3 auxiliary switches HQ | - | 0 | 0
3VA2010-5HL32-0AE0 |  | 3VA2010-5HL32-0AE0 | 1 | UN | 1 | 10 | C | D | EAR99 | N | 85362090 | 1 | 4042949026396 | 2.41 | KG | 618.64 | 618.64 | LP18 | LP18 | circuit breaker 3VA2 IEC frame 100 breaking capacity class M Icu=55kA @ 415V 3-pole, line protection ETU320, LI, In=100A overload protection Ir=40A...100A short-circuit protection Ii=1.5...12 x In nut keeper kit 4 auxiliary switches HQ | - | 0 | 0
3VA2010-5HL32-0AF0 |  | 3VA2010-5HL32-0AF0 | 1 | UN | 1 | 10 | C | D | EAR99 | N | 85362090 | 1 | 4042949027034 | 2.35 | KG | 568.48 | 568.48 | LP18 | LP18 | circuit breaker 3VA2 IEC frame 100 breaking capacity class M Icu=55kA @ 415V 3-pole, line protection ETU320, LI, In=100A overload protection Ir=40A...100A short-circuit protection Ii=1.5...12 x In nut keeper kit 1 auxiliary switch HQ 1 trip alarm switch HQ | - | 0 | 0
3VA2010-5HL32-0AG0 |  | 3VA2010-5HL32-0AG0 | 1 | UN | 1 | 10 | C | D | EAR99 | N | 85362090 | 1 | 4042949027676 | 2.37 | KG | 593.12 | 593.12 | LP18 | LP18 | circuit breaker 3VA2 IEC frame 100 breaking capacity class M Icu=55kA @ 415V 3-pole, line protection ETU320, LI, In=100A overload protection Ir=40A...100A short-circuit protection Ii=1.5...12 x In nut keeper kit 1 auxiliary switch HP 1 trip alarm switch HP | - | 0 | 0
3VA2010-5HL32-0AH0 |  | 3VA2010-5HL32-0AH0 | 1 | UN | 1 | 10 | C | D | EAR99 | N | 85362090 | 1 | 4042949028314 | 2.38 | KG | 593.12 | 593.12 | LP18 | LP18 | circuit breaker 3VA2 IEC frame 100 breaking capacity class M Icu=55kA @ 415V 3-pole, line protection ETU320, LI, In=100A overload protection Ir=40A...100A short-circuit protection Ii=1.5...12 x In nut keeper kit 2 auxiliary switches HQ 1 trip alarm switch HQ | - | 0 | 0
3VA2010-5HL32-0AJ0 |  | 3VA2010-5HL32-0AJ0 | 1 | UN | 1 | 10 | C | D | EAR99 | N | 85362090 | 1 | 4042949028956 | 2.41 | KG | 630.96 | 630.96 | LP18 | LP18 | circuit breaker 3VA2 IEC frame 100 breaking capacity class M Icu=55kA @ 415V 3-pole, line protection ETU320, LI, In=100A overload protection Ir=40A...100A short-circuit protection Ii=1.5...12 x In nut keeper kit 2 auxiliary switches HP 1 trip alarm switch HP | - | 0 | 0
3VA2010-5HL32-0BA0 |  | 3VA2010-5HL32-0BA0 | 1 | UN | 1 | 10 | C | D | EAR99 | N | 85362090 | 1 | 4042949020639 | 2.41 | KG | 633.6 | 633.6 | LP18 | LP18 | circuit breaker 3VA2 IEC frame 100 breaking capacity class M Icu=55kA @ 415V 3-pole, line protection ETU320, LI, In=100A overload protection Ir=40A...100A short-circuit protection Ii=1.5...12 x In nut keeper kit undervoltage release (UVR) 24V DC | - | 0 | 0
3VA2010-5HL32-0BC0 |  | 3VA2010-5HL32-0BC0 | 1 | UN | 1 | 10 | C | D | EAR99 | N | 85362090 | 1 | 4042949029595 | 2.47 | KG | 681.12 | 681.12 | LP18 | LP18 | circuit breaker 3VA2 IEC frame 100 breaking capacity class M Icu=55kA @ 415V 3-pole, line protection ETU320, LI, In=100A overload protection Ir=40A...100A short-circuit protection Ii=1.5...12 x In nut keeper kit undervoltage release (UVR) 24V DC 2 auxiliary switches HQ | - | 0 | 0
3VA2010-5HL32-0BH0 |  | 3VA2010-5HL32-0BH0 | 1 | UN | 1 | 10 | C | D | EAR99 | N | 85362090 | 1 | 4042949033431 | 2.5 | KG | 705.76 | 705.76 | LP18 | LP18 | circuit breaker 3VA2 IEC frame 100 breaking capacity class M Icu=55kA @ 415V 3-pole, line protection ETU320, LI, In=100A overload protection Ir=40A...100A short-circuit protection Ii=1.5...12 x In nut keeper kit undervoltage release (UVR) 24V DC 2 auxiliary switches HQ 1 trip alarm switch HQ | - | 0 | 0
3VA2010-5HL32-0BL0 |  | 3VA2010-5HL32-0BL0 | 1 | UN | 1 | 10 | C | D | EAR99 | N | 85362090 | 1 | 4042949037279 | 2.53 | KG | 742.72 | 742.72 | LP18 | LP18 | circuit breaker 3VA2 IEC frame 100 breaking capacity class M Icu=55kA @ 415V 3-pole, line protection ETU320, LI, In=100A overload protection Ir=40A...100A short-circuit protection Ii=1.5...12 x In nut keeper kit undervoltage release (UVR) 24V DC 2 auxiliary switches HQ 1 trip alarm switch HQ 1 electrical alarm switch | - | 0 | 0
3VA2010-5HL32-0CA0 |  | 3VA2010-5HL32-0CA0 | 1 | UN | 1 | 10 | C | D | EAR99 | N | 85362090 | 1 | 4042949021278 | 2.41 | KG | 633.6 | 633.6 | LP18 | LP18 | circuit breaker 3VA2 IEC frame 100 breaking capacity class M Icu=55kA @ 415V 3-pole, line protection ETU320, LI, In=100A overload protection Ir=40A...100A short-circuit protection Ii=1.5...12 x In nut keeper kit undervoltage release (UVR) 120-127V AC 50/60Hz | - | 0 | 0
3VA2010-5HL32-0CC0 |  | 3VA2010-5HL32-0CC0 | 1 | UN | 1 | 10 | C | D | EAR99 | N | 85362090 | 1 | 4042949030232 | 2.47 | KG | 681.12 | 681.12 | LP18 | LP18 | circuit breaker 3VA2 IEC frame 100 breaking capacity class M Icu=55kA @ 415V 3-pole, line protection ETU320, LI, In=100A overload protection Ir=40A...100A short-circuit protection Ii=1.5...12 x In nut keeper kit undervoltage release (UVR) 120-127V AC 50/60Hz 2 auxiliary switches HQ | - | 0 | 0
3VA2010-5HL32-0CH0 |  | 3VA2010-5HL32-0CH0 | 1 | UN | 1 | 10 | C | D | EAR99 | N | 85362090 | 1 | 4042949034070 | 2.5 | KG | 705.76 | 705.76 | LP18 | LP18 | circuit breaker 3VA2 IEC frame 100 breaking capacity class M Icu=55kA @ 415V 3-pole, line protection ETU320, LI, In=100A overload protection Ir=40A...100A short-circuit protection Ii=1.5...12 x In nut keeper kit undervoltage release (UVR) 120-127V AC 50/60Hz 2 auxiliary switches HQ 1 trip alarm switch HQ | - | 0 | 0
3VA2010-5HL32-0CL0 |  | 3VA2010-5HL32-0CL0 | 1 | UN | 1 | 10 | C | D | EAR99 | N | 85362090 | 1 | 4042949037910 | 2.53 | KG | 742.72 | 742.72 | LP18 | LP18 | circuit breaker 3VA2 IEC frame 100 breaking capacity class M Icu=55kA @ 415V 3-pole, line protection ETU320, LI, In=100A overload protection Ir=40A...100A short-circuit protection Ii=1.5...12 x In nut keeper kit undervoltage release (UVR) 120-127V AC 50/60Hz 2 auxiliary switches HQ 1 trip alarm switch HQ 1 electrical alarm switch | - | 0 | 0
3VA2010-5HL32-0DA0 |  | 3VA2010-5HL32-0DA0 | 1 | UN | 1 | 10 | C | D | EAR99 | N | 85362090 | 1 | 4042949021919 | 2.41 | KG | 633.6 | 633.6 | LP18 | LP18 | circuit breaker 3VA2 IEC frame 100 breaking capacity class M Icu=55kA @ 415V 3-pole, line protection ETU320, LI, In=100A overload protection Ir=40A...100A short-circuit protection Ii=1.5...12 x In nut keeper kit undervoltage release (UVR) 208-230V AC 50/60Hz | - | 0 | 0
3VA2010-5HL32-0DC0 |  | 3VA2010-5HL32-0DC0 | 1 | UN | 1 | 10 | C | D | EAR99 | N | 85362090 | 1 | 4042949030874 | 2.47 | KG | 681.12 | 681.12 | LP18 | LP18 | circuit breaker 3VA2 IEC frame 100 breaking capacity class M Icu=55kA @ 415V 3-pole, line protection ETU320, LI, In=100A overload protection Ir=40A...100A short-circuit protection Ii=1.5...12 x In nut keeper kit undervoltage release (UVR) 208-230V AC 50/60Hz 2 auxiliary switches HQ | - | 0 | 0
3VA2010-5HL32-0DH0 |  | 3VA2010-5HL32-0DH0 | 1 | UN | 1 | 10 | C | D | EAR99 | N | 85362090 | 1 | 4042949034711 | 2.5 | KG | 705.76 | 705.76 | LP18 | LP18 | circuit breaker 3VA2 IEC frame 100 breaking capacity class M Icu=55kA @ 415V 3-pole, line protection ETU320, LI, In=100A overload protection Ir=40A...100A short-circuit protection Ii=1.5...12 x In nut keeper kit undervoltage release (UVR) 208-230V AC 50/60Hz 2 auxiliary switches HQ 1 trip alarm switch HQ | - | 0 | 0
3VA2010-5HL32-0DL0 |  | 3VA2010-5HL32-0DL0 | 1 | UN | 1 | 10 | C | D | EAR99 | N | 85362090 | 1 | 4042949038559 | 2.53 | KG | 742.72 | 742.72 | LP18 | LP18 | circuit breaker 3VA2 IEC frame 100 breaking capacity class M Icu=55kA @ 415V 3-pole, line protection ETU320, LI, In=100A overload protection Ir=40A...100A short-circuit protection Ii=1.5...12 x In nut keeper kit undervoltage release (UVR) 208-230V AC 50/60Hz 2 auxiliary switches HQ 1 trip alarm switch HQ 1 electrical alarm switch | - | 0 | 0
3VA2010-5HL32-0HA0 |  | 3VA2010-5HL32-0HA0 | 1 | UN | 1 | 10 | C | D | EAR99 | N | 85362090 | 1 | 4042949022558 | 2.41 | KG | 607.2 | 607.2 | LP18 | LP18 | circuit breaker 3VA2 IEC frame 100 breaking capacity class M Icu=55kA @ 415V 3-pole, line protection ETU320, LI, In=100A overload protection Ir=40A...100A short-circuit protection Ii=1.5...12 x In nut keeper kit shunt trip (STL) 12-30V DC, 24V AC 50/60Hz | - | 0 | 0
3VA2010-5HL32-0HC0 |  | 3VA2010-5HL32-0HC0 | 1 | UN | 1 | 10 | C | D | EAR99 | N | 85362090 | 1 | 4042949031512 | 2.44 | KG | 657.36 | 657.36 | LP18 | LP18 | circuit breaker 3VA2 IEC frame 100 breaking capacity class M Icu=55kA @ 415V 3-pole, line protection ETU320, LI, In=100A overload protection Ir=40A...100A short-circuit protection Ii=1.5...12 x In nut keeper kit shunt trip (STL) 12-30V DC, 24V AC 50/60Hz 2 auxiliary switches HQ | - | 0 | 0
3VA2010-5HL32-0HH0 |  | 3VA2010-5HL32-0HH0 | 1 | UN | 1 | 10 | C | D | EAR99 | N | 85362090 | 1 | 4042949035350 | 2.47 | KG | 680.24 | 680.24 | LP18 | LP18 | circuit breaker 3VA2 IEC frame 100 breaking capacity class M Icu=55kA @ 415V 3-pole, line protection ETU320, LI, In=100A overload protection Ir=40A...100A short-circuit protection Ii=1.5...12 x In nut keeper kit shunt trip (STL) 12-30V DC, 24V AC 50/60Hz 2 auxiliary switches HQ 1 trip alarm switch HQ | - | 0 | 0
3VA2010-5HL32-0HL0 |  | 3VA2010-5HL32-0HL0 | 1 | UN | 1 | 10 | C | D | EAR99 | N | 85362090 | 1 | 4042949039198 | 2.5 | KG | 716.32 | 716.32 | LP18 | LP18 | circuit breaker 3VA2 IEC frame 100 breaking capacity class M Icu=55kA @ 415V 3-pole, line protection ETU320, LI, In=100A overload protection Ir=40A...100A short-circuit protection Ii=1.5...12 x In nut keeper kit shunt trip (STL) 12-30V DC, 24V AC 50/60Hz 2 auxiliary switches HQ 1 trip alarm switch HQ 1 electrical alarm switch | - | 0 | 0
3VA2010-5HL32-0JA0 |  | 3VA2010-5HL32-0JA0 | 1 | UN | 1 | 10 | C | D | EAR99 | N | 85362090 | 1 | 4042949023197 | 2.41 | KG | 607.2 | 607.2 | LP18 | LP18 | circuit breaker 3VA2 IEC frame 100 breaking capacity class M Icu=55kA @ 415V 3-pole, line protection ETU320, LI, In=100A overload protection Ir=40A...100A short-circuit protection Ii=1.5...12 x In nut keeper kit shunt trip (STL) 110-127V DC, AC 50/60Hz | - | 0 | 0
3VA2010-5HL32-0JC0 |  | 3VA2010-5HL32-0JC0 | 1 | UN | 1 | 10 | C | D | EAR99 | N | 85362090 | 1 | 4042949032151 | 2.44 | KG | 657.36 | 657.36 | LP18 | LP18 | circuit breaker 3VA2 IEC frame 100 breaking capacity class M Icu=55kA @ 415V 3-pole, line protection ETU320, LI, In=100A overload protection Ir=40A...100A short-circuit protection Ii=1.5...12 x In nut keeper kit shunt trip (STL) 110-127V DC, AC 50/60Hz 2 auxiliary switches HQ | - | 0 | 0
3VA2010-5HL32-0JH0 |  | 3VA2010-5HL32-0JH0 | 1 | UN | 1 | 10 | C | D | EAR99 | N | 85362090 | 1 | 4042949035992 | 2.47 | KG | 680.24 | 680.24 | LP18 | LP18 | circuit breaker 3VA2 IEC frame 100 breaking capacity class M Icu=55kA @ 415V 3-pole, line protection ETU320, LI, In=100A overload protection Ir=40A...100A short-circuit protection Ii=1.5...12 x In nut keeper kit shunt trip (STL) 110-127V DC, AC 50/60Hz 2 auxiliary switches HQ 1 trip alarm switch HQ | - | 0 | 0
3VA2010-5HL32-0JL0 |  | 3VA2010-5HL32-0JL0 | 1 | UN | 1 | 10 | C | D | EAR99 | N | 85362090 | 1 | 4042949039839 | 2.5 | KG | 716.32 | 716.32 | LP18 | LP18 | circuit breaker 3VA2 IEC frame 100 breaking capacity class M Icu=55kA @ 415V 3-pole, line protection ETU320, LI, In=100A overload protection Ir=40A...100A short-circuit protection Ii=1.5...12 x In nut keeper kit shunt trip (STL) 110-127V DC, AC 50/60Hz 2 auxiliary switches HQ 1 trip alarm switch HQ 1 electrical alarm switch | - | 0 | 0
3VA2010-5HL32-0KA0 |  | 3VA2010-5HL32-0KA0 | 1 | UN | 1 | 10 | C | D | EAR99 | N | 85362090 | 1 | 4042949023838 | 2.41 | KG | 607.2 | 607.2 | LP18 | LP18 | circuit breaker 3VA2 IEC frame 100 breaking capacity class M Icu=55kA @ 415V 3-pole, line protection ETU320, LI, In=100A overload protection Ir=40A...100A short-circuit protection Ii=1.5...12 x In nut keeper kit shunt trip (STL) 220-250V DC, 208-277V AC | - | 0 | 0
3VA2010-5HL32-0KC0 |  | 3VA2010-5HL32-0KC0 | 1 | UN | 1 | 10 | C | D | EAR99 | N | 85362090 | 1 | 4042949032793 | 2.44 | KG | 657.36 | 657.36 | LP18 | LP18 | circuit breaker 3VA2 IEC frame 100 breaking capacity class M Icu=55kA @ 415V 3-pole, line protection ETU320, LI, In=100A overload protection Ir=40A...100A short-circuit protection Ii=1.5...12 x In nut keeper kit shunt trip (STL) 220-250V DC, 208-277V AC 2 auxiliary switches HQ | - | 0 | 0
3VA2010-5HL32-0KH0 |  | 3VA2010-5HL32-0KH0 | 1 | UN | 1 | 10 | C | D | EAR99 | N | 85362090 | 1 | 4042949036630 | 2.47 | KG | 680.24 | 680.24 | LP18 | LP18 | circuit breaker 3VA2 IEC frame 100 breaking capacity class M Icu=55kA @ 415V 3-pole, line protection ETU320, LI, In=100A overload protection Ir=40A...100A short-circuit protection Ii=1.5...12 x In nut keeper kit shunt trip (STL) 220-250V DC, 208-277V AC 2 auxiliary switches HQ 1 trip alarm switch HQ | - | 0 | 0
3VA2010-5HL32-0KL0 |  | 3VA2010-5HL32-0KL0 | 1 | UN | 1 | 10 | C | D | EAR99 | N | 85362090 | 1 | 4042949040477 | 2.5 | KG | 716.32 | 716.32 | LP18 | LP18 | circuit breaker 3VA2 IEC frame 100 breaking capacity class M Icu=55kA @ 415V 3-pole, line protection ETU320, LI, In=100A overload protection Ir=40A...100A short-circuit protection Ii=1.5...12 x In nut keeper kit shunt trip (STL) 220-250V DC, 208-277V AC 2 auxiliary switches HQ 1 trip alarm switch HQ 1 electrical alarm switch | - | 0 | 0
3VA2010-5HL36-0AA0 |  | 3VA2010-5HL36-0AA0 | 1 | UN | 1 | 2 | A | D | EAR99 | N | 85362090 | 1 | 4042948834039 | 2.23 | KG | 526.2 | 511.7 | LP18 | LP18 | circuit breaker 3VA2 IEC frame 100 breaking capacity class M Icu=55kA @ 415V 3-pole, line protection ETU320, LI, In=100A overload protection Ir=40A...100A short-circuit protection Ii=1.5...12 x In clamp connection | Lista Papel 2020 SI | 0 | 0
3VA2010-5HL36-0AB0 |  | 3VA2010-5HL36-0AB0 | 1 | UN | 1 | 10 | C | D | EAR99 | N | 85362090 | 1 | 4042949024460 | 2.51 | KG | 618.64 | 618.64 | LP18 | LP18 | circuit breaker 3VA2 IEC frame 100 breaking capacity class M Icu=55kA @ 415V 3-pole, line protection ETU320, LI, In=100A overload protection Ir=40A...100A short-circuit protection Ii=1.5...12 x In clamp connection 2 auxiliary switches HP | - | 0 | 0
3VA2010-5HL36-0AC0 |  | 3VA2010-5HL36-0AC0 | 1 | UN | 1 | 10 | C | D | EAR99 | N | 85362090 | 1 | 4042949025108 | 2.49 | KG | 593.12 | 593.12 | LP18 | LP18 | circuit breaker 3VA2 IEC frame 100 breaking capacity class M Icu=55kA @ 415V 3-pole, line protection ETU320, LI, In=100A overload protection Ir=40A...100A short-circuit protection Ii=1.5...12 x In clamp connection 2 auxiliary switches HQ | - | 0 | 0
3VA2010-5HL36-0AD0 |  | 3VA2010-5HL36-0AD0 | 1 | UN | 1 | 10 | C | D | EAR99 | N | 85362090 | 1 | 4042949025740 | 2.52 | KG | 618.64 | 618.64 | LP18 | LP18 | circuit breaker 3VA2 IEC frame 100 breaking capacity class M Icu=55kA @ 415V 3-pole, line protection ETU320, LI, In=100A overload protection Ir=40A...100A short-circuit protection Ii=1.5...12 x In clamp connection 3 auxiliary switches HQ | - | 0 | 0
3VA2010-5HL36-0AE0 |  | 3VA2010-5HL36-0AE0 | 1 | UN | 1 | 10 | C | D | EAR99 | N | 85362090 | 1 | 4042949026389 | 2.55 | KG | 642.4 | 642.4 | LP18 | LP18 | circuit breaker 3VA2 IEC frame 100 breaking capacity class M Icu=55kA @ 415V 3-pole, line protection ETU320, LI, In=100A overload protection Ir=40A...100A short-circuit protection Ii=1.5...12 x In clamp connection 4 auxiliary switches HQ | - | 0 | 0
3VA2010-5HL36-0AF0 |  | 3VA2010-5HL36-0AF0 | 1 | UN | 1 | 10 | C | D | EAR99 | N | 85362090 | 1 | 4042949027027 | 2.49 | KG | 593.12 | 593.12 | LP18 | LP18 | circuit breaker 3VA2 IEC frame 100 breaking capacity class M Icu=55kA @ 415V 3-pole, line protection ETU320, LI, In=100A overload protection Ir=40A...100A short-circuit protection Ii=1.5...12 x In clamp connection 1 auxiliary switch HQ 1 trip alarm switch HQ | - | 0 | 0
3VA2010-5HL36-0AG0 |  | 3VA2010-5HL36-0AG0 | 1 | UN | 1 | 10 | C | D | EAR99 | N | 85362090 | 1 | 4042949027669 | 2.51 | KG | 618.64 | 618.64 | LP18 | LP18 | circuit breaker 3VA2 IEC frame 100 breaking capacity class M Icu=55kA @ 415V 3-pole, line protection ETU320, LI, In=100A overload protection Ir=40A...100A short-circuit protection Ii=1.5...12 x In clamp connection 1 auxiliary switch HP 1 trip alarm switch HP | - | 0 | 0
3VA2010-5HL36-0AH0 |  | 3VA2010-5HL36-0AH0 | 1 | UN | 1 | 10 | C | D | EAR99 | N | 85362090 | 1 | 4042949028307 | 2.52 | KG | 618.64 | 618.64 | LP18 | LP18 | circuit breaker 3VA2 IEC frame 100 breaking capacity class M Icu=55kA @ 415V 3-pole, line protection ETU320, LI, In=100A overload protection Ir=40A...100A short-circuit protection Ii=1.5...12 x In clamp connection 2 auxiliary switches HQ 1 trip alarm switch HQ | - | 0 | 0
3VA2010-5HL36-0AJ0 |  | 3VA2010-5HL36-0AJ0 | 1 | UN | 1 | 10 | C | D | EAR99 | N | 85362090 | 1 | 4042949028949 | 2.55 | KG | 654.72 | 654.72 | LP18 | LP18 | circuit breaker 3VA2 IEC frame 100 breaking capacity class M Icu=55kA @ 415V 3-pole, line protection ETU320, LI, In=100A overload protection Ir=40A...100A short-circuit protection Ii=1.5...12 x In clamp connection 2 auxiliary switches HP 1 trip alarm switch HP | - | 0 | 0
3VA2010-5HL36-0BA0 |  | 3VA2010-5HL36-0BA0 | 1 | UN | 1 | 10 | C | D | EAR99 | N | 85362090 | 1 | 4042949020622 | 2.55 | KG | 659.12 | 659.12 | LP18 | LP18 | circuit breaker 3VA2 IEC frame 100 breaking capacity class M Icu=55kA @ 415V 3-pole, line protection ETU320, LI, In=100A overload protection Ir=40A...100A short-circuit protection Ii=1.5...12 x In clamp connection undervoltage release (UVR) 24V DC | - | 0 | 0
3VA2010-5HL36-0BC0 |  | 3VA2010-5HL36-0BC0 | 1 | UN | 1 | 10 | C | D | EAR99 | N | 85362090 | 1 | 4042949029588 | 2.61 | KG | 705.76 | 705.76 | LP18 | LP18 | circuit breaker 3VA2 IEC frame 100 breaking capacity class M Icu=55kA @ 415V 3-pole, line protection ETU320, LI, In=100A overload protection Ir=40A...100A short-circuit protection Ii=1.5...12 x In clamp connection undervoltage release (UVR) 24V DC 2 auxiliary switches HQ | - | 0 | 0
3VA2010-5HL36-0BD0 |  | 3VA2010-5HL36-0BD0 | 1 | UN | 1 | 10 | C | D | EAR99 | N | 85362090 | 1 | 4042949322078 | 2.388 | KG | 728.64 | 728.64 | LP18 | LP18 | circuit breaker 3VA2 IEC frame 100 breaking capacity class M Icu=55kA @ 415V 3-pole, line protection ETU320, LI, In=100A overload protection Ir=40A...100A short-circuit protection Ii=1.5...12 x In clamp connection undervoltage release (UVR) 24V DC 3 auxiliary switches HQ | - | 0 | 0
3VA2010-5HL36-0BE0 |  | 3VA2010-5HL36-0BE0 | 1 | UN | 1 | 10 | C | D | EAR99 | N | 85362090 | 1 | 4042949322061 | 2.411 | KG | 754.16 | 754.16 | LP18 | LP18 | circuit breaker 3VA2 IEC frame 100 breaking capacity class M Icu=55kA @ 415V 3-pole, line protection ETU320, LI, In=100A overload protection Ir=40A...100A short-circuit protection Ii=1.5...12 x In clamp connection undervoltage release (UVR) 24V DC 4 auxiliary switches HQ | - | 0 | 0
3VA2010-5HL36-0BH0 |  | 3VA2010-5HL36-0BH0 | 1 | UN | 1 | 10 | C | D | EAR99 | N | 85362090 | 1 | 4042949033424 | 2.64 | KG | 729.52 | 729.52 | LP18 | LP18 | circuit breaker 3VA2 IEC frame 100 breaking capacity class M Icu=55kA @ 415V 3-pole, line protection ETU320, LI, In=100A overload protection Ir=40A...100A short-circuit protection Ii=1.5...12 x In clamp connection undervoltage release (UVR) 24V DC 2 auxiliary switches HQ 1 trip alarm switch HQ | - | 0 | 0
3VA2010-5HL36-0BL0 |  | 3VA2010-5HL36-0BL0 | 1 | UN | 1 | 10 | C | D | EAR99 | N | 85362090 | 1 | 4042949037262 | 2.67 | KG | 767.36 | 767.36 | LP18 | LP18 | circuit breaker 3VA2 IEC frame 100 breaking capacity class M Icu=55kA @ 415V 3-pole, line protection ETU320, LI, In=100A overload protection Ir=40A...100A short-circuit protection Ii=1.5...12 x In clamp connection undervoltage release (UVR) 24V DC 2 auxiliary switches HQ 1 trip alarm switch HQ 1 electrical alarm switch | - | 0 | 0
3VA2010-5HL36-0CA0 |  | 3VA2010-5HL36-0CA0 | 1 | UN | 1 | 10 | C | D | EAR99 | N | 85362090 | 1 | 4042949021261 | 2.55 | KG | 659.12 | 659.12 | LP18 | LP18 | circuit breaker 3VA2 IEC frame 100 breaking capacity class M Icu=55kA @ 415V 3-pole, line protection ETU320, LI, In=100A overload protection Ir=40A...100A short-circuit protection Ii=1.5...12 x In clamp connection undervoltage release (UVR) 120-127V AC 50/60Hz | - | 0 | 0
3VA2010-5HL36-0CC0 |  | 3VA2010-5HL36-0CC0 | 1 | UN | 1 | 10 | C | D | EAR99 | N | 85362090 | 1 | 4042949030225 | 2.61 | KG | 705.76 | 705.76 | LP18 | LP18 | circuit breaker 3VA2 IEC frame 100 breaking capacity class M Icu=55kA @ 415V 3-pole, line protection ETU320, LI, In=100A overload protection Ir=40A...100A short-circuit protection Ii=1.5...12 x In clamp connection undervoltage release (UVR) 120-127V AC 50/60Hz 2 auxiliary switches HQ | - | 0 | 0
3VA2010-5HL36-0CH0 |  | 3VA2010-5HL36-0CH0 | 1 | UN | 1 | 10 | C | D | EAR99 | N | 85362090 | 1 | 4042949034063 | 2.64 | KG | 729.52 | 729.52 | LP18 | LP18 | circuit breaker 3VA2 IEC frame 100 breaking capacity class M Icu=55kA @ 415V 3-pole, line protection ETU320, LI, In=100A overload protection Ir=40A...100A short-circuit protection Ii=1.5...12 x In clamp connection undervoltage release (UVR) 120-127V AC 50/60Hz 2 auxiliary switches HQ 1 trip alarm switch HQ | - | 0 | 0
3VA2010-5HL36-0CL0 |  | 3VA2010-5HL36-0CL0 | 1 | UN | 1 | 10 | C | D | EAR99 | N | 85362090 | 1 | 4042949037903 | 2.67 | KG | 767.36 | 767.36 | LP18 | LP18 | circuit breaker 3VA2 IEC frame 100 breaking capacity class M Icu=55kA @ 415V 3-pole, line protection ETU320, LI, In=100A overload protection Ir=40A...100A short-circuit protection Ii=1.5...12 x In clamp connection undervoltage release (UVR) 120-127V AC 50/60Hz 2 auxiliary switches HQ 1 trip alarm switch HQ 1 electrical alarm switch | - | 0 | 0
3VA2010-5HL36-0DA0 |  | 3VA2010-5HL36-0DA0 | 1 | UN | 1 | 10 | C | D | EAR99 | N | 85362090 | 1 | 4042949021902 | 2.55 | KG | 659.12 | 659.12 | LP18 | LP18 | circuit breaker 3VA2 IEC frame 100 breaking capacity class M Icu=55kA @ 415V 3-pole, line protection ETU320, LI, In=100A overload protection Ir=40A...100A short-circuit protection Ii=1.5...12 x In clamp connection undervoltage release (UVR) 208-230V AC 50/60Hz | - | 0 | 0
3VA2010-5HL36-0DC0 |  | 3VA2010-5HL36-0DC0 | 1 | UN | 1 | 10 | C | D | EAR99 | N | 85362090 | 1 | 4042949030867 | 2.61 | KG | 705.76 | 705.76 | LP18 | LP18 | circuit breaker 3VA2 IEC frame 100 breaking capacity class M Icu=55kA @ 415V 3-pole, line protection ETU320, LI, In=100A overload protection Ir=40A...100A short-circuit protection Ii=1.5...12 x In clamp connection undervoltage release (UVR) 208-230V AC 50/60Hz 2 auxiliary switches HQ | - | 0 | 0
3VA2010-5HL36-0DH0 |  | 3VA2010-5HL36-0DH0 | 1 | UN | 1 | 10 | C | D | EAR99 | N | 85362090 | 1 | 4042949034704 | 2.64 | KG | 729.52 | 729.52 | LP18 | LP18 | circuit breaker 3VA2 IEC frame 100 breaking capacity class M Icu=55kA @ 415V 3-pole, line protection ETU320, LI, In=100A overload protection Ir=40A...100A short-circuit protection Ii=1.5...12 x In clamp connection undervoltage release (UVR) 208-230V AC 50/60Hz 2 auxiliary switches HQ 1 trip alarm switch HQ | - | 0 | 0
3VA2010-5HL36-0DL0 |  | 3VA2010-5HL36-0DL0 | 1 | UN | 1 | 10 | C | D | EAR99 | N | 85362090 | 1 | 4042949038542 | 2.67 | KG | 767.36 | 767.36 | LP18 | LP18 | circuit breaker 3VA2 IEC frame 100 breaking capacity class M Icu=55kA @ 415V 3-pole, line protection ETU320, LI, In=100A overload protection Ir=40A...100A short-circuit protection Ii=1.5...12 x In clamp connection undervoltage release (UVR) 208-230V AC 50/60Hz 2 auxiliary switches HQ 1 trip alarm switch HQ 1 electrical alarm switch | - | 0 | 0
3VA2010-5HL36-0HA0 |  | 3VA2010-5HL36-0HA0 | 1 | UN | 1 | 10 | C | D | EAR99 | N | 85362090 | 1 | 4042949022541 | 2.52 | KG | 632.72 | 632.72 | LP18 | LP18 | circuit breaker 3VA2 IEC frame 100 breaking capacity class M Icu=55kA @ 415V 3-pole, line protection ETU320, LI, In=100A overload protection Ir=40A...100A short-circuit protection Ii=1.5...12 x In clamp connection shunt trip (STL) 12-30V DC, 24V AC 50/60Hz | - | 0 | 0
3VA2010-5HL36-0HC0 |  | 3VA2010-5HL36-0HC0 | 1 | UN | 1 | 10 | C | D | EAR99 | N | 85362090 | 1 | 4042949031505 | 2.58 | KG | 680.24 | 680.24 | LP18 | LP18 | circuit breaker 3VA2 IEC frame 100 breaking capacity class M Icu=55kA @ 415V 3-pole, line protection ETU320, LI, In=100A overload protection Ir=40A...100A short-circuit protection Ii=1.5...12 x In clamp connection shunt trip (STL) 12-30V DC, 24V AC 50/60Hz 2 auxiliary switches HQ | - | 0 | 0
3VA2010-5HL36-0HH0 |  | 3VA2010-5HL36-0HH0 | 1 | UN | 1 | 10 | C | D | EAR99 | N | 85362090 | 1 | 4042949035343 | 2.61 | KG | 704.88 | 704.88 | LP18 | LP18 | circuit breaker 3VA2 IEC frame 100 breaking capacity class M Icu=55kA @ 415V 3-pole, line protection ETU320, LI, In=100A overload protection Ir=40A...100A short-circuit protection Ii=1.5...12 x In clamp connection shunt trip (STL) 12-30V DC, 24V AC 50/60Hz 2 auxiliary switches HQ 1 trip alarm switch HQ | - | 0 | 0
3VA2010-5HL36-0HL0 |  | 3VA2010-5HL36-0HL0 | 1 | UN | 1 | 10 | C | D | EAR99 | N | 85362090 | 1 | 4042949039181 | 2.64 | KG | 741.84 | 741.84 | LP18 | LP18 | circuit breaker 3VA2 IEC frame 100 breaking capacity class M Icu=55kA @ 415V 3-pole, line protection ETU320, LI, In=100A overload protection Ir=40A...100A short-circuit protection Ii=1.5...12 x In clamp connection shunt trip (STL) 12-30V DC, 24V AC 50/60Hz 2 auxiliary switches HQ 1 trip alarm switch HQ 1 electrical alarm switch | - | 0 | 0
3VA2010-5HL36-0JA0 |  | 3VA2010-5HL36-0JA0 | 1 | UN | 1 | 10 | C | D | EAR99 | N | 85362090 | 1 | 4042949023180 | 2.52 | KG | 632.72 | 632.72 | LP18 | LP18 | circuit breaker 3VA2 IEC frame 100 breaking capacity class M Icu=55kA @ 415V 3-pole, line protection ETU320, LI, In=100A overload protection Ir=40A...100A short-circuit protection Ii=1.5...12 x In clamp connection shunt trip (STL) 110-127V DC, AC 50/60Hz | - | 0 | 0
3VA2010-5HL36-0JC0 |  | 3VA2010-5HL36-0JC0 | 1 | UN | 1 | 10 | C | D | EAR99 | N | 85362090 | 1 | 4042949032144 | 2.58 | KG | 680.24 | 680.24 | LP18 | LP18 | circuit breaker 3VA2 IEC frame 100 breaking capacity class M Icu=55kA @ 415V 3-pole, line protection ETU320, LI, In=100A overload protection Ir=40A...100A short-circuit protection Ii=1.5...12 x In clamp connection shunt trip (STL) 110-127V DC, AC 50/60Hz 2 auxiliary switches HQ | - | 0 | 0
3VA2010-5HL36-0JF0 |  | 3VA2010-5HL36-0JF0 | 1 | UN | 1 | 10 | C | D | EAR99 | N | 85362090 | 1 | 4042949324195 | 2.361 | KG | 680.24 | 680.24 | LP18 | LP18 | circuit breaker 3VA2 IEC frame 100 breaking capacity class M Icu=55kA @ 415V 3-pole, line protection ETU320, LI, In=100A overload protection Ir=40A...100A short-circuit protection Ii=1.5...12 x In clamp connection shunt trip (STL) 110-127V DC, AC 50/60Hz 1 auxiliary switch HQ 1 trip alarm switch HQ | - | 0 | 0
3VA2010-5HL36-0JH0 |  | 3VA2010-5HL36-0JH0 | 1 | UN | 1 | 10 | C | D | EAR99 | N | 85362090 | 1 | 4042949035985 | 2.61 | KG | 704.88 | 704.88 | LP18 | LP18 | circuit breaker 3VA2 IEC frame 100 breaking capacity class M Icu=55kA @ 415V 3-pole, line protection ETU320, LI, In=100A overload protection Ir=40A...100A short-circuit protection Ii=1.5...12 x In clamp connection shunt trip (STL) 110-127V DC, AC 50/60Hz 2 auxiliary switches HQ 1 trip alarm switch HQ | - | 0 | 0
3VA2010-5HL36-0JL0 |  | 3VA2010-5HL36-0JL0 | 1 | UN | 1 | 10 | C | D | EAR99 | N | 85362090 | 1 | 4042949039822 | 2.64 | KG | 741.84 | 741.84 | LP18 | LP18 | circuit breaker 3VA2 IEC frame 100 breaking capacity class M Icu=55kA @ 415V 3-pole, line protection ETU320, LI, In=100A overload protection Ir=40A...100A short-circuit protection Ii=1.5...12 x In clamp connection shunt trip (STL) 110-127V DC, AC 50/60Hz 2 auxiliary switches HQ 1 trip alarm switch HQ 1 electrical alarm switch | - | 0 | 0
3VA2010-5HL36-0KA0 |  | 3VA2010-5HL36-0KA0 | 1 | UN | 1 | 10 | C | D | EAR99 | N | 85362090 | 1 | 4042949023821 | 2.52 | KG | 632.72 | 632.72 | LP18 | LP18 | circuit breaker 3VA2 IEC frame 100 breaking capacity class M Icu=55kA @ 415V 3-pole, line protection ETU320, LI, In=100A overload protection Ir=40A...100A short-circuit protection Ii=1.5...12 x In clamp connection shunt trip (STL) 220-250V DC, 208-277V AC | - | 0 | 0
3VA2010-5HL36-0KC0 |  | 3VA2010-5HL36-0KC0 | 1 | UN | 1 | 10 | C | D | EAR99 | N | 85362090 | 1 | 4042949032786 | 2.58 | KG | 680.24 | 680.24 | LP18 | LP18 | circuit breaker 3VA2 IEC frame 100 breaking capacity class M Icu=55kA @ 415V 3-pole, line protection ETU320, LI, In=100A overload protection Ir=40A...100A short-circuit protection Ii=1.5...12 x In clamp connection shunt trip (STL) 220-250V DC, 208-277V AC 2 auxiliary switches HQ | - | 0 | 0
3VA2010-5HL36-0KF0 |  | 3VA2010-5HL36-0KF0 | 1 | UN | 1 | 10 | C | D | EAR99 | N | 85362090 | 1 | 4042949324188 | 2.36 | KG | 680.24 | 680.24 | LP18 | LP18 | circuit breaker 3VA2 IEC frame 100 breaking capacity class M Icu=55kA @ 415V 3-pole, line protection ETU320, LI, In=100A overload protection Ir=40A...100A short-circuit protection Ii=1.5...12 x In clamp connection shunt trip (STL) 220-250V DC, 208-277V AC 1 auxiliary switch HQ 1 trip alarm switch HQ | - | 0 | 0
3VA2010-5HL36-0KH0 |  | 3VA2010-5HL36-0KH0 | 1 | UN | 1 | 10 | C | D | EAR99 | N | 85362090 | 1 | 4042949036623 | 2.61 | KG | 704.88 | 704.88 | LP18 | LP18 | circuit breaker 3VA2 IEC frame 100 breaking capacity class M Icu=55kA @ 415V 3-pole, line protection ETU320, LI, In=100A overload protection Ir=40A...100A short-circuit protection Ii=1.5...12 x In clamp connection shunt trip (STL) 220-250V DC, 208-277V AC 2 auxiliary switches HQ 1 trip alarm switch HQ | - | 0 | 0
3VA2010-5HL36-0KL0 |  | 3VA2010-5HL36-0KL0 | 1 | UN | 1 | 10 | C | D | EAR99 | N | 85362090 | 1 | 4042949040460 | 2.64 | KG | 741.84 | 741.84 | LP18 | LP18 | circuit breaker 3VA2 IEC frame 100 breaking capacity class M Icu=55kA @ 415V 3-pole, line protection ETU320, LI, In=100A overload protection Ir=40A...100A short-circuit protection Ii=1.5...12 x In clamp connection shunt trip (STL) 220-250V DC, 208-277V AC 2 auxiliary switches HQ 1 trip alarm switch HQ 1 electrical alarm switch | - | 0 | 0
3VA2010-5HL42-0AA0 |  | 3VA2010-5HL42-0AA0 | 1 | UN | 1 | 2 | A | D | EAR99 | N | 85362090 | 1 | 4042948834022 | 2.704 | KG | 639.2 | 621.4 | LP18 | LP18 | circuit breaker 3VA2 IEC frame 100 breaking capacity class M Icu=55kA @ 415V 4-pole, line protection ETU320, LI, In=100A overload protection Ir=40A...100A short-circuit protection Ii=1.5...12 x In N conductor protection adjustable (OFF, 50%, 100%) nut keeper kit | Lista Papel 2020 SI | 0 | 0
3VA2010-5HL46-0AA0 |  | 3VA2010-5HL46-0AA0 | 1 | UN | 1 | 5 | B | D | EAR99 | N | 85362090 | 1 | 4042948834015 | 2.882 | KG | 669.8 | 651.1 | LP18 | LP18 | circuit breaker 3VA2 IEC frame 100 breaking capacity class M Icu=55kA @ 415V 4-pole, line protection ETU320, LI, In=100A overload protection Ir=40A...100A short-circuit protection Ii=1.5...12 x In N conductor protection adjustable (OFF, 50%, 100%) clamp connection | Lista Papel 2020 SI | 0 | 0
3VA2010-5HM32-0AA0 |  | 3VA2010-5HM32-0AA0 | 1 | UN | 1 | 5 | B | D | EAR99 | N | 85362090 | 1 | 4042948801529 | 2.097 | KG | 747.2 | 725.9 | LP18 | LP18 | circuit breaker 3VA2 IEC frame 100 breaking capacity class M Icu=55kA @ 415V 3-pole, line protection ETU330, LIG, In=100A overload protection Ir=40A...100A short-circuit protection Ii=1.5...12 x In ground-fault protection Ig=0.2...1 x In, tg=0.1/0.3s nut keeper kit | Lista Papel 2020 SI | 0 | 0
3VA2010-5HM36-0AA0 |  | 3VA2010-5HM36-0AA0 | 1 | UN | 1 | 5 | B | D | EAR99 | N | 85362090 | 1 | 4042948817247 | 2.5 | KG | 771.8 | 749.7 | LP18 | LP18 | circuit breaker 3VA2 IEC frame 100 breaking capacity class M Icu=55kA @ 415V 3-pole, line protection ETU330, LIG, In=100A overload protection Ir=40A...100A short-circuit protection Ii=1.5...12 x In ground-fault protection Ig=0.2...1 x In, tg=0.1/0.3s clamp connection | Lista Papel 2020 SI | 0 | 0
3VA2010-5HM42-0AA0 |  | 3VA2010-5HM42-0AA0 | 1 | UN | 1 | 5 | B | D | EAR99 | N | 85362090 | 1 | 4042948803769 | 2.704 | KG | 884 | 858.5 | LP18 | LP18 | circuit breaker 3VA2 IEC frame 100 breaking capacity class M Icu=55kA @ 415V 4-pole, line protection ETU330, LIG, In=100A overload protection Ir=40A...100A short-circuit protection Ii=1.5...12 x In N conductor protection adjustable (OFF, 50%, 100%) ground-fault protection Ig=0.2...1 x In= tg=0.1/0.3s nut keeper kit | Lista Papel 2020 SI | 0 | 0
3VA2010-5HM46-0AA0 |  | 3VA2010-5HM46-0AA0 | 1 | UN | 1 | 5 | B | D | EAR99 | N | 85362090 | 1 | 4042948818367 | 2.897 | KG | 918 | 892.5 | LP18 | LP18 | circuit breaker 3VA2 IEC frame 100 breaking capacity class M Icu=55kA @ 415V 4-pole, line protection ETU330, LIG, In=100A overload protection Ir=40A...100A short-circuit protection Ii=1.5...12 x In N conductor protection adjustable (OFF, 50%, 100%) ground-fault protection Ig=0.2...1 x In= tg=0.1/0.3s clamp connection | Lista Papel 2020 SI | 0 | 0
3VA2010-5HN32-0AA0 |  | 3VA2010-5HN32-0AA0 | 1 | UN | 1 | 2 | A | D | EAR99 | N | 85362090 | 1 | 4042948801512 | 2.092 | KG | 561.9 | 545.7 | LP18 | LP18 | circuit breaker 3VA2 IEC frame 100 breaking capacity class M Icu=55kA @ 415V 3-pole, line protection ETU350, LSI, In=100A overload protection Ir=40A...100A short-circuit protection Isd=1.5...10 x Ir, Ii=12 x In nut keeper kit | Lista Papel 2020 SI | 0 | 0
3VA2010-5HN32-0AB0 |  | 3VA2010-5HN32-0AB0 | 1 | UN | 1 | 10 | C | D | EAR99 | N | 85362090 | 1 | 4042949024453 | 2.36 | KG | 653.84 | 653.84 | LP18 | LP18 | circuit breaker 3VA2 IEC frame 100 breaking capacity class M Icu=55kA @ 415V 3-pole, line protection ETU350, LSI, In=100A overload protection Ir=40A...100A short-circuit protection Isd=1.5...10 x Ir, Ii=12 x In nut keeper kit 2 auxiliary switches HP | - | 0 | 0
3VA2010-5HN32-0AC0 |  | 3VA2010-5HN32-0AC0 | 1 | UN | 1 | 10 | C | D | EAR99 | N | 85362090 | 1 | 4042949025092 | 2.34 | KG | 630.08 | 630.08 | LP18 | LP18 | circuit breaker 3VA2 IEC frame 100 breaking capacity class M Icu=55kA @ 415V 3-pole, line protection ETU350, LSI, In=100A overload protection Ir=40A...100A short-circuit protection Isd=1.5...10 x Ir, Ii=12 x In nut keeper kit 2 auxiliary switches HQ | - | 0 | 0
3VA2010-5HN32-0AD0 |  | 3VA2010-5HN32-0AD0 | 1 | UN | 1 | 10 | C | D | EAR99 | N | 85362090 | 1 | 4042949025733 | 2.37 | KG | 653.84 | 653.84 | LP18 | LP18 | circuit breaker 3VA2 IEC frame 100 breaking capacity class M Icu=55kA @ 415V 3-pole, line protection ETU350, LSI, In=100A overload protection Ir=40A...100A short-circuit protection Isd=1.5...10 x Ir, Ii=12 x In nut keeper kit 3 auxiliary switches HQ | - | 0 | 0
3VA2010-5HN32-0AE0 |  | 3VA2010-5HN32-0AE0 | 1 | UN | 1 | 10 | C | D | EAR99 | N | 85362090 | 1 | 4042949026372 | 2.4 | KG | 677.6 | 677.6 | LP18 | LP18 | circuit breaker 3VA2 IEC frame 100 breaking capacity class M Icu=55kA @ 415V 3-pole, line protection ETU350, LSI, In=100A overload protection Ir=40A...100A short-circuit protection Isd=1.5...10 x Ir, Ii=12 x In nut keeper kit 4 auxiliary switches HQ | - | 0 | 0
3VA2010-5HN32-0AF0 |  | 3VA2010-5HN32-0AF0 | 1 | UN | 1 | 10 | C | D | EAR99 | N | 85362090 | 1 | 4042949027010 | 2.34 | KG | 630.08 | 630.08 | LP18 | LP18 | circuit breaker 3VA2 IEC frame 100 breaking capacity class M Icu=55kA @ 415V 3-pole, line protection ETU350, LSI, In=100A overload protection Ir=40A...100A short-circuit protection Isd=1.5...10 x Ir, Ii=12 x In nut keeper kit 1 auxiliary switch HQ 1 trip alarm switch HQ | - | 0 | 0
3VA2010-5HN32-0AG0 |  | 3VA2010-5HN32-0AG0 | 1 | UN | 1 | 10 | C | D | EAR99 | N | 85362090 | 1 | 4042949027652 | 2.36 | KG | 653.84 | 653.84 | LP18 | LP18 | circuit breaker 3VA2 IEC frame 100 breaking capacity class M Icu=55kA @ 415V 3-pole, line protection ETU350, LSI, In=100A overload protection Ir=40A...100A short-circuit protection Isd=1.5...10 x Ir, Ii=12 x In nut keeper kit 1 auxiliary switch HP 1 trip alarm switch HP | - | 0 | 0
3VA2010-5HN32-0AH0 |  | 3VA2010-5HN32-0AH0 | 1 | UN | 1 | 10 | C | D | EAR99 | N | 85362090 | 1 | 4042949028291 | 2.37 | KG | 653.84 | 653.84 | LP18 | LP18 | circuit breaker 3VA2 IEC frame 100 breaking capacity class M Icu=55kA @ 415V 3-pole, line protection ETU350, LSI, In=100A overload protection Ir=40A...100A short-circuit protection Isd=1.5...10 x Ir, Ii=12 x In nut keeper kit 2 auxiliary switches HQ 1 trip alarm switch HQ | - | 0 | 0
3VA2010-5HN32-0AJ0 |  | 3VA2010-5HN32-0AJ0 | 1 | UN | 1 | 10 | C | D | EAR99 | N | 85362090 | 1 | 4042949028932 | 2.4 | KG | 690.8 | 690.8 | LP18 | LP18 | circuit breaker 3VA2 IEC frame 100 breaking capacity class M Icu=55kA @ 415V 3-pole, line protection ETU350, LSI, In=100A overload protection Ir=40A...100A short-circuit protection Isd=1.5...10 x Ir, Ii=12 x In nut keeper kit 2 auxiliary switches HP 1 trip alarm switch HP | - | 0 | 0
3VA2010-5HN32-0BA0 |  | 3VA2010-5HN32-0BA0 | 1 | UN | 1 | 10 | C | D | EAR99 | N | 85362090 | 1 | 4042949020615 | 2.4 | KG | 693.44 | 693.44 | LP18 | LP18 | circuit breaker 3VA2 IEC frame 100 breaking capacity class M Icu=55kA @ 415V 3-pole, line protection ETU350, LSI, In=100A overload protection Ir=40A...100A short-circuit protection Isd=1.5...10 x Ir, Ii=12 x In nut keeper kit undervoltage release (UVR) 24V DC | - | 0 | 0
3VA2010-5HN32-0BC0 |  | 3VA2010-5HN32-0BC0 | 1 | UN | 1 | 10 | C | D | EAR99 | N | 85362090 | 1 | 4042949029571 | 2.46 | KG | 742.72 | 742.72 | LP18 | LP18 | circuit breaker 3VA2 IEC frame 100 breaking capacity class M Icu=55kA @ 415V 3-pole, line protection ETU350, LSI, In=100A overload protection Ir=40A...100A short-circuit protection Isd=1.5...10 x Ir, Ii=12 x In nut keeper kit undervoltage release (UVR) 24V DC 2 auxiliary switches HQ | - | 0 | 0
3VA2010-5HN32-0BE0 |  | 3VA2010-5HN32-0BE0 | 1 | UN | 1 | 10 | C | D | EAR99 | N | 85362090 | 1 | 4042949320265 | 2.287 | KG | 791.12 | 791.12 | LP18 | LP18 | circuit breaker 3VA2 IEC frame 100 breaking capacity class M Icu=55kA @ 415V 3-pole, line protection ETU350, LSI, In=100A overload protection Ir=40A...100A short-circuit protection Isd=1.5...10 x Ir, Ii=12 x In nut keeper kit undervoltage release (UVR) 24V DC 4 auxiliary switches HQ | - | 0 | 0
3VA2010-5HN32-0BH0 |  | 3VA2010-5HN32-0BH0 | 1 | UN | 1 | 10 | C | D | EAR99 | N | 85362090 | 1 | 4042949033417 | 2.49 | KG | 767.36 | 767.36 | LP18 | LP18 | circuit breaker 3VA2 IEC frame 100 breaking capacity class M Icu=55kA @ 415V 3-pole, line protection ETU350, LSI, In=100A overload protection Ir=40A...100A short-circuit protection Isd=1.5...10 x Ir, Ii=12 x In nut keeper kit undervoltage release (UVR) 24V DC 2 auxiliary switches HQ 1 trip alarm switch HQ | - | 0 | 0
3VA2010-5HN32-0BL0 |  | 3VA2010-5HN32-0BL0 | 1 | UN | 1 | 10 | C | D | EAR99 | N | 85362090 | 1 | 4042949037255 | 2.52 | KG | 802.56 | 802.56 | LP18 | LP18 | circuit breaker 3VA2 IEC frame 100 breaking capacity class M Icu=55kA @ 415V 3-pole, line protection ETU350, LSI, In=100A overload protection Ir=40A...100A short-circuit protection Isd=1.5...10 x Ir, Ii=12 x In nut keeper kit undervoltage release (UVR) 24V DC 2 auxiliary switches HQ 1 trip alarm switch HQ 1 electrical alarm switch | - | 0 | 0
3VA2010-5HN32-0CA0 |  | 3VA2010-5HN32-0CA0 | 1 | UN | 1 | 10 | C | D | EAR99 | N | 85362090 | 1 | 4042949021254 | 2.4 | KG | 693.44 | 693.44 | LP18 | LP18 | circuit breaker 3VA2 IEC frame 100 breaking capacity class M Icu=55kA @ 415V 3-pole, line protection ETU350, LSI, In=100A overload protection Ir=40A...100A short-circuit protection Isd=1.5...10 x Ir, Ii=12 x In nut keeper kit undervoltage release (UVR) 120-127V AC 50/60Hz | - | 0 | 0
3VA2010-5HN32-0CC0 |  | 3VA2010-5HN32-0CC0 | 1 | UN | 1 | 10 | C | D | EAR99 | N | 85362090 | 1 | 4042949030218 | 2.46 | KG | 742.72 | 742.72 | LP18 | LP18 | circuit breaker 3VA2 IEC frame 100 breaking capacity class M Icu=55kA @ 415V 3-pole, line protection ETU350, LSI, In=100A overload protection Ir=40A...100A short-circuit protection Isd=1.5...10 x Ir, Ii=12 x In nut keeper kit undervoltage release (UVR) 120-127V AC 50/60Hz 2 auxiliary switches HQ | - | 0 | 0
3VA2010-5HN32-0CH0 |  | 3VA2010-5HN32-0CH0 | 1 | UN | 1 | 10 | C | D | EAR99 | N | 85362090 | 1 | 4042949034056 | 2.49 | KG | 767.36 | 767.36 | LP18 | LP18 | circuit breaker 3VA2 IEC frame 100 breaking capacity class M Icu=55kA @ 415V 3-pole, line protection ETU350, LSI, In=100A overload protection Ir=40A...100A short-circuit protection Isd=1.5...10 x Ir, Ii=12 x In nut keeper kit undervoltage release (UVR) 120-127V AC 50/60Hz 2 auxiliary switches HQ 1 trip alarm switch HQ | - | 0 | 0
3VA2010-5HN32-0CL0 |  | 3VA2010-5HN32-0CL0 | 1 | UN | 1 | 10 | C | D | EAR99 | N | 85362090 | 1 | 4042949037897 | 2.52 | KG | 802.56 | 802.56 | LP18 | LP18 | circuit breaker 3VA2 IEC frame 100 breaking capacity class M Icu=55kA @ 415V 3-pole, line protection ETU350, LSI, In=100A overload protection Ir=40A...100A short-circuit protection Isd=1.5...10 x Ir, Ii=12 x In nut keeper kit undervoltage release (UVR) 120-127V AC 50/60Hz 2 auxiliary switches HQ 1 trip alarm switch HQ 1 electrical alarm switch | - | 0 | 0
3VA2010-5HN32-0DA0 |  | 3VA2010-5HN32-0DA0 | 1 | UN | 1 | 10 | C | D | EAR99 | N | 85362090 | 1 | 4042949021896 | 2.4 | KG | 693.44 | 693.44 | LP18 | LP18 | circuit breaker 3VA2 IEC frame 100 breaking capacity class M Icu=55kA @ 415V 3-pole, line protection ETU350, LSI, In=100A overload protection Ir=40A...100A short-circuit protection Isd=1.5...10 x Ir, Ii=12 x In nut keeper kit undervoltage release (UVR) 208-230V AC 50/60Hz | - | 0 | 0
3VA2010-5HN32-0DC0 |  | 3VA2010-5HN32-0DC0 | 1 | UN | 1 | 10 | C | D | EAR99 | N | 85362090 | 1 | 4042949030850 | 2.46 | KG | 742.72 | 742.72 | LP18 | LP18 | circuit breaker 3VA2 IEC frame 100 breaking capacity class M Icu=55kA @ 415V 3-pole, line protection ETU350, LSI, In=100A overload protection Ir=40A...100A short-circuit protection Isd=1.5...10 x Ir, Ii=12 x In nut keeper kit undervoltage release (UVR) 208-230V AC 50/60Hz 2 auxiliary switches HQ | - | 0 | 0
3VA2010-5HN32-0DH0 |  | 3VA2010-5HN32-0DH0 | 1 | UN | 1 | 10 | C | D | EAR99 | N | 85362090 | 1 | 4042949034698 | 2.49 | KG | 767.36 | 767.36 | LP18 | LP18 | circuit breaker 3VA2 IEC frame 100 breaking capacity class M Icu=55kA @ 415V 3-pole, line protection ETU350, LSI, In=100A overload protection Ir=40A...100A short-circuit protection Isd=1.5...10 x Ir, Ii=12 x In nut keeper kit undervoltage release (UVR) 208-230V AC 50/60Hz 2 auxiliary switches HQ 1 trip alarm switch HQ | - | 0 | 0
3VA2010-5HN32-0DL0 |  | 3VA2010-5HN32-0DL0 | 1 | UN | 1 | 10 | C | D | EAR99 | N | 85362090 | 1 | 4042949038535 | 2.52 | KG | 802.56 | 802.56 | LP18 | LP18 | circuit breaker 3VA2 IEC frame 100 breaking capacity class M Icu=55kA @ 415V 3-pole, line protection ETU350, LSI, In=100A overload protection Ir=40A...100A short-circuit protection Isd=1.5...10 x Ir, Ii=12 x In nut keeper kit undervoltage release (UVR) 208-230V AC 50/60Hz 2 auxiliary switches HQ 1 trip alarm switch HQ 1 electrical alarm switch | - | 0 | 0
3VA2010-5HN32-0HA0 |  | 3VA2010-5HN32-0HA0 | 1 | UN | 1 | 10 | C | D | EAR99 | N | 85362090 | 1 | 4042949022534 | 2.37 | KG | 667.92 | 667.92 | LP18 | LP18 | circuit breaker 3VA2 IEC frame 100 breaking capacity class M Icu=55kA @ 415V 3-pole, line protection ETU350, LSI, In=100A overload protection Ir=40A...100A short-circuit protection Isd=1.5...10 x Ir, Ii=12 x In nut keeper kit shunt trip (STL) 12-30V DC, 24V AC 50/60Hz | - | 0 | 0
3VA2010-5HN32-0HC0 |  | 3VA2010-5HN32-0HC0 | 1 | UN | 1 | 10 | C | D | EAR99 | N | 85362090 | 1 | 4042949031499 | 2.43 | KG | 716.32 | 716.32 | LP18 | LP18 | circuit breaker 3VA2 IEC frame 100 breaking capacity class M Icu=55kA @ 415V 3-pole, line protection ETU350, LSI, In=100A overload protection Ir=40A...100A short-circuit protection Isd=1.5...10 x Ir, Ii=12 x In nut keeper kit shunt trip (STL) 12-30V DC, 24V AC 50/60Hz 2 auxiliary switches HQ | - | 0 | 0
3VA2010-5HN32-0HH0 |  | 3VA2010-5HN32-0HH0 | 1 | UN | 1 | 10 | C | D | EAR99 | N | 85362090 | 1 | 4042949035336 | 2.46 | KG | 741.84 | 741.84 | LP18 | LP18 | circuit breaker 3VA2 IEC frame 100 breaking capacity class M Icu=55kA @ 415V 3-pole, line protection ETU350, LSI, In=100A overload protection Ir=40A...100A short-circuit protection Isd=1.5...10 x Ir, Ii=12 x In nut keeper kit shunt trip (STL) 12-30V DC, 24V AC 50/60Hz 2 auxiliary switches HQ 1 trip alarm switch HQ | - | 0 | 0
3VA2010-5HN32-0HL0 |  | 3VA2010-5HN32-0HL0 | 1 | UN | 1 | 10 | C | D | EAR99 | N | 85362090 | 1 | 4042949039174 | 2.49 | KG | 777.04 | 777.04 | LP18 | LP18 | circuit breaker 3VA2 IEC frame 100 breaking capacity class M Icu=55kA @ 415V 3-pole, line protection ETU350, LSI, In=100A overload protection Ir=40A...100A short-circuit protection Isd=1.5...10 x Ir, Ii=12 x In nut keeper kit shunt trip (STL) 12-30V DC, 24V AC 50/60Hz 2 auxiliary switches HQ 1 trip alarm switch HQ 1 electrical alarm switch | - | 0 | 0
3VA2010-5HN32-0JA0 |  | 3VA2010-5HN32-0JA0 | 1 | UN | 1 | 10 | C | D | EAR99 | N | 85362090 | 1 | 4042949023173 | 2.37 | KG | 667.92 | 667.92 | LP18 | LP18 | circuit breaker 3VA2 IEC frame 100 breaking capacity class M Icu=55kA @ 415V 3-pole, line protection ETU350, LSI, In=100A overload protection Ir=40A...100A short-circuit protection Isd=1.5...10 x Ir, Ii=12 x In nut keeper kit shunt trip (STL) 110-127V DC, AC 50/60Hz | - | 0 | 0
3VA2010-5HN32-0JC0 |  | 3VA2010-5HN32-0JC0 | 1 | UN | 1 | 10 | C | D | EAR99 | N | 85362090 | 1 | 4042949032137 | 2.43 | KG | 716.32 | 716.32 | LP18 | LP18 | circuit breaker 3VA2 IEC frame 100 breaking capacity class M Icu=55kA @ 415V 3-pole, line protection ETU350, LSI, In=100A overload protection Ir=40A...100A short-circuit protection Isd=1.5...10 x Ir, Ii=12 x In nut keeper kit shunt trip (STL) 110-127V DC, AC 50/60Hz 2 auxiliary switches HQ | - | 0 | 0
3VA2010-5HN32-0JH0 |  | 3VA2010-5HN32-0JH0 | 1 | UN | 1 | 10 | C | D | EAR99 | N | 85362090 | 1 | 4042949035978 | 2.46 | KG | 741.84 | 741.84 | LP18 | LP18 | circuit breaker 3VA2 IEC frame 100 breaking capacity class M Icu=55kA @ 415V 3-pole, line protection ETU350, LSI, In=100A overload protection Ir=40A...100A short-circuit protection Isd=1.5...10 x Ir, Ii=12 x In nut keeper kit shunt trip (STL) 110-127V DC, AC 50/60Hz 2 auxiliary switches HQ 1 trip alarm switch HQ | - | 0 | 0
3VA2010-5HN32-0JL0 |  | 3VA2010-5HN32-0JL0 | 1 | UN | 1 | 10 | C | D | EAR99 | N | 85362090 | 1 | 4042949039815 | 2.49 | KG | 777.04 | 777.04 | LP18 | LP18 | circuit breaker 3VA2 IEC frame 100 breaking capacity class M Icu=55kA @ 415V 3-pole, line protection ETU350, LSI, In=100A overload protection Ir=40A...100A short-circuit protection Isd=1.5...10 x Ir, Ii=12 x In nut keeper kit shunt trip (STL) 110-127V DC, AC 50/60Hz 2 auxiliary switches HQ 1 trip alarm switch HQ 1 electrical alarm switch | - | 0 | 0
3VA2010-5HN32-0KA0 |  | 3VA2010-5HN32-0KA0 | 1 | UN | 1 | 10 | C | D | EAR99 | N | 85362090 | 1 | 4042949023814 | 2.37 | KG | 667.92 | 667.92 | LP18 | LP18 | circuit breaker 3VA2 IEC frame 100 breaking capacity class M Icu=55kA @ 415V 3-pole, line protection ETU350, LSI, In=100A overload protection Ir=40A...100A short-circuit protection Isd=1.5...10 x Ir, Ii=12 x In nut keeper kit shunt trip (STL) 220-250V DC, 208-277V AC | - | 0 | 0
3VA2010-5HN32-0KC0 |  | 3VA2010-5HN32-0KC0 | 1 | UN | 1 | 10 | C | D | EAR99 | N | 85362090 | 1 | 4042949032779 | 2.43 | KG | 716.32 | 716.32 | LP18 | LP18 | circuit breaker 3VA2 IEC frame 100 breaking capacity class M Icu=55kA @ 415V 3-pole, line protection ETU350, LSI, In=100A overload protection Ir=40A...100A short-circuit protection Isd=1.5...10 x Ir, Ii=12 x In nut keeper kit shunt trip (STL) 220-250V DC, 208-277V AC 2 auxiliary switches HQ | - | 0 | 0
3VA2010-5HN32-0KF0 |  | 3VA2010-5HN32-0KF0 | 1 | UN | 1 | 10 | C | D | EAR99 | N | 85362090 | 1 | 4042949329091 | 2.232 | KG | 717.2 | 717.2 | LP18 | LP18 | circuit breaker 3VA2 IEC frame 100 breaking capacity class M Icu=55kA @ 415V 3-pole, line protection ETU350, LSI, In=100A overload protection Ir=40A...100A short-circuit protection Isd=1.5...10 x Ir, Ii=12 x In nut keeper kit circuit breaker 3VA2 IEC frame 100 breaking capacity class M Icu=55kA @ 415V 3-pole, line protection ETU350, LSI, In=100A overload protection Ir=40A...100A short-circuit protection Isd=1.5...10 x Ir, SHUNT TRIP LEFT 208-277 V AC 50/60 HZ 220-250 V DC ACCESSORY 1 AUXILIARY SWITCH CHANGEOVER H 1 TRIP ALARM SWITCH CHANGEOVER |  | 0 | 0
3VA2010-5HN32-0KG0 |  | 3VA2010-5HN32-0KG0 | 1 | UN | 1 | 10 | C | D | EAR99 | N | 85362090 | 1 | 4042949329107 | 2.248 | KG | 740.96 | 740.96 | LP18 | LP18 | circuit breaker 3VA2 IEC frame 100 breaking capacity class M Icu=55kA @ 415V 3-pole, line protection ETU350, LSI, In=100A overload protection Ir=40A...100A short-circuit protection Isd=1.5...10 x Ir, Ii=12 x In nut keeper kit circuit breaker 3VA2 IEC frame 100 breaking capacity class M Icu=55kA @ 415V 3-pole, line protection ETU350, LSI, In=100A overload protection Ir=40A...100A short-circuit protection Isd=1.5...10 x Ir, SHUNT TRIP LEFT 208-277 V AC 50/60 HZ 220-250 V DC ACCESSORY 1 AUXILIARY SWITCH CHANGEOVER H 1 TRIP ALARM SWITCH CHANGEOVER |  | 0 | 0
3VA2010-5HN32-0KH0 |  | 3VA2010-5HN32-0KH0 | 1 | UN | 1 | 10 | C | D | EAR99 | N | 85362090 | 1 | 4042949036616 | 2.46 | KG | 741.84 | 741.84 | LP18 | LP18 | circuit breaker 3VA2 IEC frame 100 breaking capacity class M Icu=55kA @ 415V 3-pole, line protection ETU350, LSI, In=100A overload protection Ir=40A...100A short-circuit protection Isd=1.5...10 x Ir, Ii=12 x In nut keeper kit shunt trip (STL) 220-250V DC, 208-277V AC 2 auxiliary switches HQ 1 trip alarm switch HQ | - | 0 | 0
3VA2010-5HN32-0KL0 |  | 3VA2010-5HN32-0KL0 | 1 | UN | 1 | 10 | C | D | EAR99 | N | 85362090 | 1 | 4042949040453 | 2.49 | KG | 777.04 | 777.04 | LP18 | LP18 | circuit breaker 3VA2 IEC frame 100 breaking capacity class M Icu=55kA @ 415V 3-pole, line protection ETU350, LSI, In=100A overload protection Ir=40A...100A short-circuit protection Isd=1.5...10 x Ir, Ii=12 x In nut keeper kit shunt trip (STL) 220-250V DC, 208-277V AC 2 auxiliary switches HQ 1 trip alarm switch HQ 1 electrical alarm switch | - | 0 | 0
3VA2010-5HN36-0AA0 |  | 3VA2010-5HN36-0AA0 | 1 | UN | 1 | 5 | B | D | EAR99 | N | 85362090 | 1 | 4042948817230 | 2.235 | KG | 584.8 | 568.7 | LP18 | LP18 | circuit breaker 3VA2 IEC frame 100 breaking capacity class M Icu=55kA @ 415V 3-pole, line protection ETU350, LSI, In=100A overload protection Ir=40A...100A short-circuit protection Isd=1.5...10 x Ir, Ii=12 x In clamp connection | Lista Papel 2020 SI | 0 | 0
3VA2010-5HN36-0AB0 |  | 3VA2010-5HN36-0AB0 | 1 | UN | 1 | 10 | C | D | EAR99 | N | 85362090 | 1 | 4042949024446 | 2.51 | KG | 677.6 | 677.6 | LP18 | LP18 | circuit breaker 3VA2 IEC frame 100 breaking capacity class M Icu=55kA @ 415V 3-pole, line protection ETU350, LSI, In=100A overload protection Ir=40A...100A short-circuit protection Isd=1.5...10 x Ir, Ii=12 x In clamp connection 2 auxiliary switches HP | - | 0 | 0
3VA2010-5HN36-0AC0 |  | 3VA2010-5HN36-0AC0 | 1 | UN | 1 | 10 | C | D | EAR99 | N | 85362090 | 1 | 4042949025085 | 2.49 | KG | 653.84 | 653.84 | LP18 | LP18 | circuit breaker 3VA2 IEC frame 100 breaking capacity class M Icu=55kA @ 415V 3-pole, line protection ETU350, LSI, In=100A overload protection Ir=40A...100A short-circuit protection Isd=1.5...10 x Ir, Ii=12 x In clamp connection 2 auxiliary switches HQ | - | 0 | 0
3VA2010-5HN36-0AD0 |  | 3VA2010-5HN36-0AD0 | 1 | UN | 1 | 10 | C | D | EAR99 | N | 85362090 | 1 | 4042949025726 | 2.52 | KG | 677.6 | 677.6 | LP18 | LP18 | circuit breaker 3VA2 IEC frame 100 breaking capacity class M Icu=55kA @ 415V 3-pole, line protection ETU350, LSI, In=100A overload protection Ir=40A...100A short-circuit protection Isd=1.5...10 x Ir, Ii=12 x In clamp connection 3 auxiliary switches HQ | - | 0 | 0
3VA2010-5HN36-0AE0 |  | 3VA2010-5HN36-0AE0 | 1 | UN | 1 | 10 | C | D | EAR99 | N | 85362090 | 1 | 4042949026365 | 2.55 | KG | 703.12 | 703.12 | LP18 | LP18 | circuit breaker 3VA2 IEC frame 100 breaking capacity class M Icu=55kA @ 415V 3-pole, line protection ETU350, LSI, In=100A overload protection Ir=40A...100A short-circuit protection Isd=1.5...10 x Ir, Ii=12 x In clamp connection 4 auxiliary switches HQ | - | 0 | 0
3VA2010-5HN36-0AF0 |  | 3VA2010-5HN36-0AF0 | 1 | UN | 1 | 10 | C | D | EAR99 | N | 85362090 | 1 | 4042949027003 | 2.49 | KG | 653.84 | 653.84 | LP18 | LP18 | circuit breaker 3VA2 IEC frame 100 breaking capacity class M Icu=55kA @ 415V 3-pole, line protection ETU350, LSI, In=100A overload protection Ir=40A...100A short-circuit protection Isd=1.5...10 x Ir, Ii=12 x In clamp connection 1 auxiliary switch HQ 1 trip alarm switch HQ | - | 0 | 0
3VA2010-5HN36-0AG0 |  | 3VA2010-5HN36-0AG0 | 1 | UN | 1 | 10 | C | D | EAR99 | N | 85362090 | 1 | 4042949027645 | 2.51 | KG | 677.6 | 677.6 | LP18 | LP18 | circuit breaker 3VA2 IEC frame 100 breaking capacity class M Icu=55kA @ 415V 3-pole, line protection ETU350, LSI, In=100A overload protection Ir=40A...100A short-circuit protection Isd=1.5...10 x Ir, Ii=12 x In clamp connection 1 auxiliary switch HP 1 trip alarm switch HP | - | 0 | 0
3VA2010-5HN36-0AH0 |  | 3VA2010-5HN36-0AH0 | 1 | UN | 1 | 10 | C | D | EAR99 | N | 85362090 | 1 | 4042949028284 | 2.52 | KG | 677.6 | 677.6 | LP18 | LP18 | circuit breaker 3VA2 IEC frame 100 breaking capacity class M Icu=55kA @ 415V 3-pole, line protection ETU350, LSI, In=100A overload protection Ir=40A...100A short-circuit protection Isd=1.5...10 x Ir, Ii=12 x In clamp connection 2 auxiliary switches HQ 1 trip alarm switch HQ | - | 0 | 0
3VA2010-5HN36-0AJ0 |  | 3VA2010-5HN36-0AJ0 | 1 | UN | 1 | 10 | C | D | EAR99 | N | 85362090 | 1 | 4042949028925 | 2.55 | KG | 715.44 | 715.44 | LP18 | LP18 | circuit breaker 3VA2 IEC frame 100 breaking capacity class M Icu=55kA @ 415V 3-pole, line protection ETU350, LSI, In=100A overload protection Ir=40A...100A short-circuit protection Isd=1.5...10 x Ir, Ii=12 x In clamp connection 2 auxiliary switches HP 1 trip alarm switch HP | - | 0 | 0
3VA2010-5HN36-0BA0 |  | 3VA2010-5HN36-0BA0 | 1 | UN | 1 | 10 | C | D | EAR99 | N | 85362090 | 1 | 4042949020608 | 2.55 | KG | 718.08 | 718.08 | LP18 | LP18 | circuit breaker 3VA2 IEC frame 100 breaking capacity class M Icu=55kA @ 415V 3-pole, line protection ETU350, LSI, In=100A overload protection Ir=40A...100A short-circuit protection Isd=1.5...10 x Ir, Ii=12 x In clamp connection undervoltage release (UVR) 24V DC | - | 0 | 0
3VA2010-5HN36-0BC0 |  | 3VA2010-5HN36-0BC0 | 1 | UN | 1 | 10 | C | D | EAR99 | N | 85362090 | 1 | 4042949029564 | 2.61 | KG | 767.36 | 767.36 | LP18 | LP18 | circuit breaker 3VA2 IEC frame 100 breaking capacity class M Icu=55kA @ 415V 3-pole, line protection ETU350, LSI, In=100A overload protection Ir=40A...100A short-circuit protection Isd=1.5...10 x Ir, Ii=12 x In clamp connection undervoltage release (UVR) 24V DC 2 auxiliary switches HQ | - | 0 | 0
3VA2010-5HN36-0BH0 |  | 3VA2010-5HN36-0BH0 | 1 | UN | 1 | 10 | C | D | EAR99 | N | 85362090 | 1 | 4042949033400 | 2.64 | KG | 791.12 | 791.12 | LP18 | LP18 | circuit breaker 3VA2 IEC frame 100 breaking capacity class M Icu=55kA @ 415V 3-pole, line protection ETU350, LSI, In=100A overload protection Ir=40A...100A short-circuit protection Isd=1.5...10 x Ir, Ii=12 x In clamp connection undervoltage release (UVR) 24V DC 2 auxiliary switches HQ 1 trip alarm switch HQ | - | 0 | 0
3VA2010-5HN36-0BL0 |  | 3VA2010-5HN36-0BL0 | 1 | UN | 1 | 10 | C | D | EAR99 | N | 85362090 | 1 | 4042949037248 | 2.67 | KG | 826.32 | 826.32 | LP18 | LP18 | circuit breaker 3VA2 IEC frame 100 breaking capacity class M Icu=55kA @ 415V 3-pole, line protection ETU350, LSI, In=100A overload protection Ir=40A...100A short-circuit protection Isd=1.5...10 x Ir, Ii=12 x In clamp connection undervoltage release (UVR) 24V DC 2 auxiliary switches HQ 1 trip alarm switch HQ 1 electrical alarm switch | - | 0 | 0
3VA2010-5HN36-0CA0 |  | 3VA2010-5HN36-0CA0 | 1 | UN | 1 | 10 | C | D | EAR99 | N | 85362090 | 1 | 4042949021247 | 2.55 | KG | 718.08 | 718.08 | LP18 | LP18 | circuit breaker 3VA2 IEC frame 100 breaking capacity class M Icu=55kA @ 415V 3-pole, line protection ETU350, LSI, In=100A overload protection Ir=40A...100A short-circuit protection Isd=1.5...10 x Ir, Ii=12 x In clamp connection undervoltage release (UVR) 120-127V AC 50/60Hz | - | 0 | 0
3VA2010-5HN36-0CC0 |  | 3VA2010-5HN36-0CC0 | 1 | UN | 1 | 10 | C | D | EAR99 | N | 85362090 | 1 | 4042949030201 | 2.61 | KG | 767.36 | 767.36 | LP18 | LP18 | circuit breaker 3VA2 IEC frame 100 breaking capacity class M Icu=55kA @ 415V 3-pole, line protection ETU350, LSI, In=100A overload protection Ir=40A...100A short-circuit protection Isd=1.5...10 x Ir, Ii=12 x In clamp connection undervoltage release (UVR) 120-127V AC 50/60Hz 2 auxiliary switches HQ | - | 0 | 0
3VA2010-5HN36-0CH0 |  | 3VA2010-5HN36-0CH0 | 1 | UN | 1 | 10 | C | D | EAR99 | N | 85362090 | 1 | 4042949034049 | 2.64 | KG | 791.12 | 791.12 | LP18 | LP18 | circuit breaker 3VA2 IEC frame 100 breaking capacity class M Icu=55kA @ 415V 3-pole, line protection ETU350, LSI, In=100A overload protection Ir=40A...100A short-circuit protection Isd=1.5...10 x Ir, Ii=12 x In clamp connection undervoltage release (UVR) 120-127V AC 50/60Hz 2 auxiliary switches HQ 1 trip alarm switch HQ | - | 0 | 0
3VA2010-5HN36-0CL0 |  | 3VA2010-5HN36-0CL0 | 1 | UN | 1 | 10 | C | D | EAR99 | N | 85362090 | 1 | 4042949037880 | 2.67 | KG | 826.32 | 826.32 | LP18 | LP18 | circuit breaker 3VA2 IEC frame 100 breaking capacity class M Icu=55kA @ 415V 3-pole, line protection ETU350, LSI, In=100A overload protection Ir=40A...100A short-circuit protection Isd=1.5...10 x Ir, Ii=12 x In clamp connection undervoltage release (UVR) 120-127V AC 50/60Hz 2 auxiliary switches HQ 1 trip alarm switch HQ 1 electrical alarm switch | - | 0 | 0
3VA2010-5HN36-0DA0 |  | 3VA2010-5HN36-0DA0 | 1 | UN | 1 | 10 | C | D | EAR99 | N | 85362090 | 1 | 4042949021889 | 2.55 | KG | 718.08 | 718.08 | LP18 | LP18 | circuit breaker 3VA2 IEC frame 100 breaking capacity class M Icu=55kA @ 415V 3-pole, line protection ETU350, LSI, In=100A overload protection Ir=40A...100A short-circuit protection Isd=1.5...10 x Ir, Ii=12 x In clamp connection undervoltage release (UVR) 208-230V AC 50/60Hz | - | 0 | 0
3VA2010-5HN36-0DC0 |  | 3VA2010-5HN36-0DC0 | 1 | UN | 1 | 10 | C | D | EAR99 | N | 85362090 | 1 | 4042949030843 | 2.61 | KG | 767.36 | 767.36 | LP18 | LP18 | circuit breaker 3VA2 IEC frame 100 breaking capacity class M Icu=55kA @ 415V 3-pole, line protection ETU350, LSI, In=100A overload protection Ir=40A...100A short-circuit protection Isd=1.5...10 x Ir, Ii=12 x In clamp connection undervoltage release (UVR) 208-230V AC 50/60Hz 2 auxiliary switches HQ | - | 0 | 0
3VA2010-5HN36-0DH0 |  | 3VA2010-5HN36-0DH0 | 1 | UN | 1 | 10 | C | D | EAR99 | N | 85362090 | 1 | 4042949034681 | 2.64 | KG | 791.12 | 791.12 | LP18 | LP18 | circuit breaker 3VA2 IEC frame 100 breaking capacity class M Icu=55kA @ 415V 3-pole, line protection ETU350, LSI, In=100A overload protection Ir=40A...100A short-circuit protection Isd=1.5...10 x Ir, Ii=12 x In clamp connection undervoltage release (UVR) 208-230V AC 50/60Hz 2 auxiliary switches HQ 1 trip alarm switch HQ | - | 0 | 0
3VA2010-5HN36-0DL0 |  | 3VA2010-5HN36-0DL0 | 1 | UN | 1 | 10 | C | D | EAR99 | N | 85362090 | 1 | 4042949038528 | 2.67 | KG | 826.32 | 826.32 | LP18 | LP18 | circuit breaker 3VA2 IEC frame 100 breaking capacity class M Icu=55kA @ 415V 3-pole, line protection ETU350, LSI, In=100A overload protection Ir=40A...100A short-circuit protection Isd=1.5...10 x Ir, Ii=12 x In clamp connection undervoltage release (UVR) 208-230V AC 50/60Hz 2 auxiliary switches HQ 1 trip alarm switch HQ 1 electrical alarm switch | - | 0 | 0
3VA2010-5HN36-0HA0 |  | 3VA2010-5HN36-0HA0 | 1 | UN | 1 | 10 | C | D | EAR99 | N | 85362090 | 1 | 4042949022527 | 2.52 | KG | 692.56 | 692.56 | LP18 | LP18 | circuit breaker 3VA2 IEC frame 100 breaking capacity class M Icu=55kA @ 415V 3-pole, line protection ETU350, LSI, In=100A overload protection Ir=40A...100A short-circuit protection Isd=1.5...10 x Ir, Ii=12 x In clamp connection shunt trip (STL) 12-30V DC, 24V AC 50/60Hz | - | 0 | 0
3VA2010-5HN36-0HC0 |  | 3VA2010-5HN36-0HC0 | 1 | UN | 1 | 10 | C | D | EAR99 | N | 85362090 | 1 | 4042949031482 | 2.58 | KG | 741.84 | 741.84 | LP18 | LP18 | circuit breaker 3VA2 IEC frame 100 breaking capacity class M Icu=55kA @ 415V 3-pole, line protection ETU350, LSI, In=100A overload protection Ir=40A...100A short-circuit protection Isd=1.5...10 x Ir, Ii=12 x In clamp connection shunt trip (STL) 12-30V DC, 24V AC 50/60Hz 2 auxiliary switches HQ | - | 0 | 0
3VA2010-5HN36-0HH0 |  | 3VA2010-5HN36-0HH0 | 1 | UN | 1 | 10 | C | D | EAR99 | N | 85362090 | 1 | 4042949035329 | 2.61 | KG | 766.48 | 766.48 | LP18 | LP18 | circuit breaker 3VA2 IEC frame 100 breaking capacity class M Icu=55kA @ 415V 3-pole, line protection ETU350, LSI, In=100A overload protection Ir=40A...100A short-circuit protection Isd=1.5...10 x Ir, Ii=12 x In clamp connection shunt trip (STL) 12-30V DC, 24V AC 50/60Hz 2 auxiliary switches HQ 1 trip alarm switch HQ | - | 0 | 0
3VA2010-5HN36-0HL0 |  | 3VA2010-5HN36-0HL0 | 1 | UN | 1 | 10 | C | D | EAR99 | N | 85362090 | 1 | 4042949039167 | 2.64 | KG | 801.68 | 801.68 | LP18 | LP18 | circuit breaker 3VA2 IEC frame 100 breaking capacity class M Icu=55kA @ 415V 3-pole, line protection ETU350, LSI, In=100A overload protection Ir=40A...100A short-circuit protection Isd=1.5...10 x Ir, Ii=12 x In clamp connection shunt trip (STL) 12-30V DC, 24V AC 50/60Hz 2 auxiliary switches HQ 1 trip alarm switch HQ 1 electrical alarm switch | - | 0 | 0
3VA2010-5HN36-0JA0 |  | 3VA2010-5HN36-0JA0 | 1 | UN | 1 | 10 | C | D | EAR99 | N | 85362090 | 1 | 4042949023166 | 2.52 | KG | 692.56 | 692.56 | LP18 | LP18 | circuit breaker 3VA2 IEC frame 100 breaking capacity class M Icu=55kA @ 415V 3-pole, line protection ETU350, LSI, In=100A overload protection Ir=40A...100A short-circuit protection Isd=1.5...10 x Ir, Ii=12 x In clamp connection shunt trip (STL) 110-127V DC, AC 50/60Hz | - | 0 | 0
3VA2010-5HN36-0JC0 |  | 3VA2010-5HN36-0JC0 | 1 | UN | 1 | 10 | C | D | EAR99 | N | 85362090 | 1 | 4042949032120 | 2.58 | KG | 741.84 | 741.84 | LP18 | LP18 | circuit breaker 3VA2 IEC frame 100 breaking capacity class M Icu=55kA @ 415V 3-pole, line protection ETU350, LSI, In=100A overload protection Ir=40A...100A short-circuit protection Isd=1.5...10 x Ir, Ii=12 x In clamp connection shunt trip (STL) 110-127V DC, AC 50/60Hz 2 auxiliary switches HQ | - | 0 | 0
3VA2010-5HN36-0JH0 |  | 3VA2010-5HN36-0JH0 | 1 | UN | 1 | 10 | C | D | EAR99 | N | 85362090 | 1 | 4042949035961 | 2.61 | KG | 766.48 | 766.48 | LP18 | LP18 | circuit breaker 3VA2 IEC frame 100 breaking capacity class M Icu=55kA @ 415V 3-pole, line protection ETU350, LSI, In=100A overload protection Ir=40A...100A short-circuit protection Isd=1.5...10 x Ir, Ii=12 x In clamp connection shunt trip (STL) 110-127V DC, AC 50/60Hz 2 auxiliary switches HQ 1 trip alarm switch HQ | - | 0 | 0
3VA2010-5HN36-0JL0 |  | 3VA2010-5HN36-0JL0 | 1 | UN | 1 | 10 | C | D | EAR99 | N | 85362090 | 1 | 4042949039808 | 2.64 | KG | 801.68 | 801.68 | LP18 | LP18 | circuit breaker 3VA2 IEC frame 100 breaking capacity class M Icu=55kA @ 415V 3-pole, line protection ETU350, LSI, In=100A overload protection Ir=40A...100A short-circuit protection Isd=1.5...10 x Ir, Ii=12 x In clamp connection shunt trip (STL) 110-127V DC, AC 50/60Hz 2 auxiliary switches HQ 1 trip alarm switch HQ 1 electrical alarm switch | - | 0 | 0
3VA2010-5HN36-0KA0 |  | 3VA2010-5HN36-0KA0 | 1 | UN | 1 | 10 | C | D | EAR99 | N | 85362090 | 1 | 4042949023807 | 2.52 | KG | 692.56 | 692.56 | LP18 | LP18 | circuit breaker 3VA2 IEC frame 100 breaking capacity class M Icu=55kA @ 415V 3-pole, line protection ETU350, LSI, In=100A overload protection Ir=40A...100A short-circuit protection Isd=1.5...10 x Ir, Ii=12 x In clamp connection shunt trip (STL) 220-250V DC, 208-277V AC | - | 0 | 0
3VA2010-5HN36-0KC0 |  | 3VA2010-5HN36-0KC0 | 1 | UN | 1 | 10 | C | D | EAR99 | N | 85362090 | 1 | 4042949032762 | 2.58 | KG | 741.84 | 741.84 | LP18 | LP18 | circuit breaker 3VA2 IEC frame 100 breaking capacity class M Icu=55kA @ 415V 3-pole, line protection ETU350, LSI, In=100A overload protection Ir=40A...100A short-circuit protection Isd=1.5...10 x Ir, Ii=12 x In clamp connection shunt trip (STL) 220-250V DC, 208-277V AC 2 auxiliary switches HQ | - | 0 | 0
3VA2010-5HN36-0KH0 |  | 3VA2010-5HN36-0KH0 | 1 | UN | 1 | 10 | C | D | EAR99 | N | 85362090 | 1 | 4042949036609 | 2.61 | KG | 766.48 | 766.48 | LP18 | LP18 | circuit breaker 3VA2 IEC frame 100 breaking capacity class M Icu=55kA @ 415V 3-pole, line protection ETU350, LSI, In=100A overload protection Ir=40A...100A short-circuit protection Isd=1.5...10 x Ir, Ii=12 x In clamp connection shunt trip (STL) 220-250V DC, 208-277V AC 2 auxiliary switches HQ 1 trip alarm switch HQ | - | 0 | 0
3VA2010-5HN36-0KL0 |  | 3VA2010-5HN36-0KL0 | 1 | UN | 1 | 10 | C | D | EAR99 | N | 85362090 | 1 | 4042949040446 | 2.64 | KG | 801.68 | 801.68 | LP18 | LP18 | circuit breaker 3VA2 IEC frame 100 breaking capacity class M Icu=55kA @ 415V 3-pole, line protection ETU350, LSI, In=100A overload protection Ir=40A...100A short-circuit protection Isd=1.5...10 x Ir, Ii=12 x In clamp connection shunt trip (STL) 220-250V DC, 208-277V AC 2 auxiliary switches HQ 1 trip alarm switch HQ 1 electrical alarm switch | - | 0 | 0
3VA2010-5HN42-0AA0 |  | 3VA2010-5HN42-0AA0 | 1 | UN | 1 | 5 | B | D | EAR99 | N | 85362090 | 1 | 4042948803752 | 2.709 | KG | 696.2 | 676.6 | LP18 | LP18 | circuit breaker 3VA2 IEC frame 100 breaking capacity class M Icu=55kA @ 415V 4-pole, line protection ETU350, LSI, In=100A overload protection Ir=40A...100A short-circuit protection Isd=1.5...10 x Ir, Ii=12 x In N conductor protection adjustable (OFF, 50%, 100%) nut keeper kit | Lista Papel 2020 SI | 0 | 0
3VA2010-5HN42-0HJ0 |  | 3VA2010-5HN42-0HJ0 | 1 | UN | 1 | 10 | C | D | EAR99 | N | 85362090 | 1 | 4042949329695 | 2.894 | KG | 915.2 |  | LP18 |  | circuit breaker 3VA2 IEC frame 100 breaking capacity class M Icu=55kA @ 415V 4-pole, line protection ETU350, LSI, In=100A overload protection Ir=40A...100A short-circuit protection Isd=1.5...10 x Ir, Ii=12 x In N conductor protection adjustable (OFF, 50%, 100%) nut keeper kit circuit breaker 3VA2 IEC frame 100 breaking capacity class M Icu=55kA @ 415V 4-pole, line protection ETU350, LSI, In=100A overload protection SHUNT TRIP LEFT 24 V AC 50/60 HZ / 24-30 V DC ACCESSORY FOR 2 AUXILIARY SWITCH CHANGEOVER H 1 TRIP ALARM SWITCH CHANGEOVER |  | 0 | 0
3VA2010-5HN46-0AA0 |  | 3VA2010-5HN46-0AA0 | 1 | UN | 1 | 5 | B | D | EAR99 | N | 85362090 | 1 | 4042948818350 | 2.889 | KG | 727.6 | 707.2 | LP18 | LP18 | circuit breaker 3VA2 IEC frame 100 breaking capacity class M Icu=55kA @ 415V 4-pole, line protection ETU350, LSI, In=100A overload protection Ir=40A...100A short-circuit protection Isd=1.5...10 x Ir, Ii=12 x In N conductor protection adjustable (OFF, 50%, 100%) clamp connection | Lista Papel 2020 SI | 0 | 0
3VA2010-5JP32-0AA0 |  | 3VA2010-5JP32-0AA0 | 1 | UN | 1 | 5 | B | D | EAR99 | N | 85362090 | 1 | 4042948801536 | 2.105 | KG | 977.5 | 952 | LP18 | LP18 | circuit breaker 3VA2 IEC frame 100 breaking capacity class M Icu=55kA @ 415V 3-pole, line protection ETU550, LSI, In=100A overload protection Ir=40A...100A short-circuit protection Isd=0.6..10x In, Ii=1.5..12x In N conductor protection optionally with external current transformer, up to 160% nut keeper kit | Lista Papel 2020 SI | 0 | 0
3VA2010-5JP32-0AH0 |  | 3VA2010-5JP32-0AH0 | 1 | UN | 1 | 10 | C | D | EAR99 | N | 85362090 | 1 | 4042949321477 | 2.37 | KG | 1073.6 | 1073.6 | LP18 | LP18 | circuit breaker 3VA2 IEC frame 100 breaking capacity class M Icu=55kA @ 415V 3-pole, line protection ETU550, LSI, In=100A overload protection Ir=40A...100A short-circuit protection Isd=0.6..10x In, Ii=1.5..12x In N conductor protection optionally with external current transformer, up to 160% nut keeper kit 2 auxiliary switches HQ 1 trip alarm switch HQ | - | 0 | 0
3VA2010-5JP36-0AA0 |  | 3VA2010-5JP36-0AA0 | 1 | UN | 1 | 5 | B | D | EAR99 | N | 85362090 | 1 | 4042948817254 | 2.5 | KG | 994.5 | 969 | LP18 | LP18 | circuit breaker 3VA2 IEC frame 100 breaking capacity class M Icu=55kA @ 415V 3-pole, line protection ETU550, LSI, In=100A overload protection Ir=40A...100A short-circuit protection Isd=0.6..10x In, Ii=1.5..12x In N conductor protection optionally with external current transformer, up to 160% clamp connection | Lista Papel 2020 SI | 0 | 0
3VA2010-5JP42-0AA0 |  | 3VA2010-5JP42-0AA0 | 1 | UN | 1 | 5 | B | D | EAR99 | N | 85362090 | 1 | 4042948803776 | 2.728 | KG | 1105 | 1071 | LP18 | LP18 | circuit breaker 3VA2 IEC frame 100 breaking capacity class M Icu=55kA @ 415V 4-pole, line protection ETU550, LSI, In=100A overload protection Ir=40A...100A short-circuit protection Isd=0.6..10x In, Ii=1.5..12x In N conductor protection adjustable (OFF, up to 100%) nut keeper kit | Lista Papel 2020 SI | 0 | 0
3VA2010-5JP46-0AA0 |  | 3VA2010-5JP46-0AA0 | 1 | UN | 1 | 5 | B | D | EAR99 | N | 85362090 | 1 | 4042948818374 | 2.892 | KG | 1130.5 | 1096.5 | LP18 | LP18 | circuit breaker 3VA2 IEC frame 100 breaking capacity class M Icu=55kA @ 415V 4-pole, line protection ETU550, LSI, In=100A overload protection Ir=40A...100A short-circuit protection Isd=0.6..10x In, Ii=1.5..12x In N conductor protection adjustable (OFF, up to 100%) clamp connection | Lista Papel 2020 SI | 0 | 0
3VA2010-5JQ32-0AA0 |  | 3VA2010-5JQ32-0AA0 | 1 | UN | 1 | 5 | B | D | EAR99 | N | 85362090 | 1 | 4042948801543 | 2.108 | KG | 1215.5 | 1181.5 | LP18 | LP18 | circuit breaker 3VA2 IEC frame 100 breaking capacity class M Icu=55kA @ 415V 3-pole, line protection ETU560, LSIG, In=100A overload protection Ir=40A...100A short-circuit protection Isd=0.6..10x In, Ii=1.5..12x In N conductor protection optionally with external current transformer, up to 160% gr.-fault prot., can be sw. off Ig=0.2...1 x In, tg=0.05-0.8s nut keeper kit | Lista Papel 2020 SI | 0 | 0
3VA2010-5JQ32-0AB0 |  | 3VA2010-5JQ32-0AB0 | 1 | UN | 1 | 10 | C | D | EAR99 | N | 85362090 | 1 | 4042949024439 | 2.37 | KG | 1320 | 1320 | LP18 | LP18 | circuit breaker 3VA2 IEC frame 100 breaking capacity class M Icu=55kA @ 415V 3-pole, line protection ETU560, LSIG, In=100A overload protection Ir=40A...100A short-circuit protection Isd=0.6..10x In, Ii=1.5..12x In N conductor protection optionally with external current transformer gr.-fault prot., can be sw. off Ig=0.2...1 x In, tg=0.05-0.8s nut keeper kit 2 auxiliary switches HP | - | 0 | 0
3VA2010-5JQ32-0AC0 |  | 3VA2010-5JQ32-0AC0 | 1 | UN | 1 | 10 | C | D | EAR99 | N | 85362090 | 1 | 4042949025078 | 2.35 | KG | 1302.4 | 1302.4 | LP18 | LP18 | circuit breaker 3VA2 IEC frame 100 breaking capacity class M Icu=55kA @ 415V 3-pole, line protection ETU560, LSIG, In=100A overload protection Ir=40A...100A short-circuit protection Isd=0.6..10x In, Ii=1.5..12x In N conductor protection optionally with external current transformer gr.-fault prot., can be sw. off Ig=0.2...1 x In, tg=0.05-0.8s nut keeper kit 2 auxiliary switches HQ | - | 0 | 0
3VA2010-5JQ32-0AD0 |  | 3VA2010-5JQ32-0AD0 | 1 | UN | 1 | 10 | C | D | EAR99 | N | 85362090 | 1 | 4042949025719 | 2.38 | KG | 1320 | 1320 | LP18 | LP18 | circuit breaker 3VA2 IEC frame 100 breaking capacity class M Icu=55kA @ 415V 3-pole, line protection ETU560, LSIG, In=100A overload protection Ir=40A...100A short-circuit protection Isd=0.6..10x In, Ii=1.5..12x In N conductor protection optionally with external current transformer gr.-fault prot., can be sw. off Ig=0.2...1 x In, tg=0.05-0.8s nut keeper kit 3 auxiliary switches HQ | - | 0 | 0
3VA2010-5JQ32-0AE0 |  | 3VA2010-5JQ32-0AE0 | 1 | UN | 1 | 10 | C | D | EAR99 | N | 85362090 | 1 | 4042949026358 | 2.41 | KG | 1337.6 | 1337.6 | LP18 | LP18 | circuit breaker 3VA2 IEC frame 100 breaking capacity class M Icu=55kA @ 415V 3-pole, line protection ETU560, LSIG, In=100A overload protection Ir=40A...100A short-circuit protection Isd=0.6..10x In, Ii=1.5..12x In N conductor protection optionally with external current transformer gr.-fault prot., can be sw. off Ig=0.2...1 x In, tg=0.05-0.8s nut keeper kit 4 auxiliary switches HQ | - | 0 | 0
3VA2010-5JQ32-0AF0 |  | 3VA2010-5JQ32-0AF0 | 1 | UN | 1 | 10 | C | D | EAR99 | N | 85362090 | 1 | 4042949026990 | 2.35 | KG | 1302.4 | 1302.4 | LP18 | LP18 | circuit breaker 3VA2 IEC frame 100 breaking capacity class M Icu=55kA @ 415V 3-pole, line protection ETU560, LSIG, In=100A overload protection Ir=40A...100A short-circuit protection Isd=0.6..10x In, Ii=1.5..12x In N conductor protection optionally with external current transformer gr.-fault prot., can be sw. off Ig=0.2...1 x In, tg=0.05-0.8s nut keeper kit 1 auxiliary switch HQ 1 trip alarm switch HQ | - | 0 | 0
3VA2010-5JQ32-0AG0 |  | 3VA2010-5JQ32-0AG0 | 1 | UN | 1 | 10 | C | D | EAR99 | N | 85362090 | 1 | 4042949027638 | 2.37 | KG | 1320 | 1320 | LP18 | LP18 | circuit breaker 3VA2 IEC frame 100 breaking capacity class M Icu=55kA @ 415V 3-pole, line protection ETU560, LSIG, In=100A overload protection Ir=40A...100A short-circuit protection Isd=0.6..10x In, Ii=1.5..12x In N conductor protection optionally with external current transformer gr.-fault prot., can be sw. off Ig=0.2...1 x In, tg=0.05-0.8s nut keeper kit 1 auxiliary switch HP 1 trip alarm switch HP | - | 0 | 0
3VA2010-5JQ32-0AH0 |  | 3VA2010-5JQ32-0AH0 | 1 | UN | 1 | 10 | C | D | EAR99 | N | 85362090 | 1 | 4042949028277 | 2.38 | KG | 1320 | 1320 | LP18 | LP18 | circuit breaker 3VA2 IEC frame 100 breaking capacity class M Icu=55kA @ 415V 3-pole, line protection ETU560, LSIG, In=100A overload protection Ir=40A...100A short-circuit protection Isd=0.6..10x In, Ii=1.5..12x In N conductor protection optionally with external current transformer gr.-fault prot., can be sw. off Ig=0.2...1 x In, tg=0.05-0.8s nut keeper kit 2 auxiliary switches HQ 1 trip alarm switch HQ | - | 0 | 0
3VA2010-5JQ32-0AJ0 |  | 3VA2010-5JQ32-0AJ0 | 1 | UN | 1 | 10 | C | D | EAR99 | N | 85362090 | 1 | 4042949028918 | 2.41 | KG | 1355.2 | 1355.2 | LP18 | LP18 | circuit breaker 3VA2 IEC frame 100 breaking capacity class M Icu=55kA @ 415V 3-pole, line protection ETU560, LSIG, In=100A overload protection Ir=40A...100A short-circuit protection Isd=0.6..10x In, Ii=1.5..12x In N conductor protection optionally with external current transformer gr.-fault prot., can be sw. off Ig=0.2...1 x In, tg=0.05-0.8s nut keeper kit 2 auxiliary switches HP 1 trip alarm switch HP | - | 0 | 0
3VA2010-5JQ32-0BA0 |  | 3VA2010-5JQ32-0BA0 | 1 | UN | 1 | 10 | C | D | EAR99 | N | 85362090 | 1 | 4042949020592 | 2.41 | KG | 1355.2 | 1355.2 | LP18 | LP18 | circuit breaker 3VA2 IEC frame 100 breaking capacity class M Icu=55kA @ 415V 3-pole, line protection ETU560, LSIG, In=100A overload protection Ir=40A...100A short-circuit protection Isd=0.6..10x In, Ii=1.5..12x In N conductor protection optionally with external current transformer gr.-fault prot., can be sw. off Ig=0.2...1 x In, tg=0.05-0.8s nut keeper kit undervoltage release (UVR) 24V DC | - | 0 | 0
3VA2010-5JQ32-0BC0 |  | 3VA2010-5JQ32-0BC0 | 1 | UN | 1 | 10 | C | D | EAR99 | N | 85362090 | 1 | 4042949029557 | 2.47 | KG | 1416.8 | 1416.8 | LP18 | LP18 | circuit breaker 3VA2 IEC frame 100 breaking capacity class M Icu=55kA @ 415V 3-pole, line protection ETU560, LSIG, In=100A overload protection Ir=40A...100A short-circuit protection Isd=0.6..10x In, Ii=1.5..12x In N conductor protection optionally with external current transformer gr.-fault prot., can be sw. off Ig=0.2...1 x In, tg=0.05-0.8s nut keeper kit undervoltage release (UVR) 24V DC 2 auxiliary switches HQ | - | 0 | 0
3VA2010-5JQ32-0BH0 |  | 3VA2010-5JQ32-0BH0 | 1 | UN | 1 | 10 | C | D | EAR99 | N | 85362090 | 1 | 4042949033394 | 2.5 | KG | 1434.4 | 1434.4 | LP18 | LP18 | circuit breaker 3VA2 IEC frame 100 breaking capacity class M Icu=55kA @ 415V 3-pole, line protection ETU560, LSIG, In=100A overload protection Ir=40A...100A short-circuit protection Isd=0.6..10x In, Ii=1.5..12x In N conductor protection optionally with external current transformer gr.-fault prot., can be sw. off Ig=0.2...1 x In, tg=0.05-0.8s nut keeper kit undervoltage release (UVR) 24V DC 2 auxiliary switches HQ 1 trip alarm switch HQ | - | 0 | 0
3VA2010-5JQ32-0BL0 |  | 3VA2010-5JQ32-0BL0 | 1 | UN | 1 | 10 | C | D | EAR99 | N | 85362090 | 1 | 4042949037231 | 2.53 | KG | 1469.6 | 1469.6 | LP18 | LP18 | circuit breaker 3VA2 IEC frame 100 breaking capacity class M Icu=55kA @ 415V 3-pole, line protection ETU560, LSIG, In=100A overload protection Ir=40A...100A short-circuit protection Isd=0.6..10x In, Ii=1.5..12x In N conductor protection, opt. w. external current transformer gr.-fault prot., can be sw. off Ig=0.2...1 x In= tg=0.05-0.8s nut keeper kit undervoltage release (UVR) 24V DC 2 auxiliary switches HQ 1 trip alarm switch HQ 1 electrical alarm switch | - | 0 | 0
3VA2010-5JQ32-0CA0 |  | 3VA2010-5JQ32-0CA0 | 1 | UN | 1 | 10 | C | D | EAR99 | N | 85362090 | 1 | 4042949021230 | 2.41 | KG | 1355.2 | 1355.2 | LP18 | LP18 | circuit breaker 3VA2 IEC frame 100 breaking capacity class M Icu=55kA @ 415V 3-pole, line protection ETU560, LSIG, In=100A overload protection Ir=40A...100A short-circuit protection Isd=0.6..10x In, Ii=1.5..12x In N conductor protection optionally with external current transformer gr.-fault prot., can be sw. off Ig=0.2...1 x In, tg=0.05-0.8s nut keeper kit undervoltage release (UVR) 120-127V AC 50/60Hz | - | 0 | 0
3VA2010-5JQ32-0CC0 |  | 3VA2010-5JQ32-0CC0 | 1 | UN | 1 | 10 | C | D | EAR99 | N | 85362090 | 1 | 4042949030195 | 2.47 | KG | 1416.8 | 1416.8 | LP18 | LP18 | circuit breaker 3VA2 IEC frame 100 breaking capacity class M Icu=55kA @ 415V 3-pole, line protection ETU560, LSIG, In=100A overload protection Ir=40A...100A short-circuit protection Isd=0.6..10x In, Ii=1.5..12x In N conductor protection optionally with external current transformer gr.-fault prot., can be sw. off Ig=0.2...1 x In, tg=0.05-0.8s nut keeper kit undervoltage release (UVR) 120-127V AC 50/60Hz 2 auxiliary switches HQ | - | 0 | 0
3VA2010-5JQ32-0CH0 |  | 3VA2010-5JQ32-0CH0 | 1 | UN | 1 | 10 | C | D | EAR99 | N | 85362090 | 1 | 4042949034032 | 2.5 | KG | 1434.4 | 1434.4 | LP18 | LP18 | circuit breaker 3VA2 IEC frame 100 breaking capacity class M Icu=55kA @ 415V 3-pole, line protection ETU560, LSIG, In=100A overload protection Ir=40A...100A short-circuit protection Isd=0.6..10x In, Ii=1.5..12x In N conductor protection optionally with external current transformer gr.-fault prot., can be sw. off Ig=0.2...1 x In, tg=0.05-0.8s nut keeper kit undervoltage release (UVR) 120-127V AC 50/60Hz 2 auxiliary switches HQ 1 trip alarm switch HQ | - | 0 | 0
3VA2010-5JQ32-0CL0 |  | 3VA2010-5JQ32-0CL0 | 1 | UN | 1 | 10 | C | D | EAR99 | N | 85362090 | 1 | 4042949037873 | 2.53 | KG | 1469.6 | 1469.6 | LP18 | LP18 | circuit breaker 3VA2 IEC frame 100 breaking capacity class M Icu=55kA @ 415V 3-pole, line protection ETU560, LSIG, IN=100A overload protection Ir=40A ...100A short-circuit protection Isd=0.6..10x In, Ii=1.5..12x In N conductor protection, opt. w. external current transformer gr.-fault prot., can be sw. off Ig=0.2...1 x In= tg=0.05-0.8s nut keeper kit undervoltage release (UVR) 120-127V AC 50/60Hz 2 auxiliary switches HQ 1 trip alarm switch HQ 1 electrical alarm switch | - | 0 | 0
3VA2010-5JQ32-0DA0 |  | 3VA2010-5JQ32-0DA0 | 1 | UN | 1 | 10 | C | D | EAR99 | N | 85362090 | 1 | 4042949021872 | 2.41 | KG | 1355.2 | 1355.2 | LP18 | LP18 | circuit breaker 3VA2 IEC frame 100 breaking capacity class M Icu=55kA @ 415V 3-pole, line protection ETU560, LSIG, In=100A overload protection Ir=40A...100A short-circuit protection Isd=0.6..10x In, Ii=1.5..12x In N conductor protection optionally with external current transformer gr.-fault prot., can be sw. off Ig=0.2...1 x In, tg=0.05-0.8s nut keeper kit undervoltage release (UVR) 208-230V AC 50/60Hz | - | 0 | 0
3VA2010-5JQ32-0DC0 |  | 3VA2010-5JQ32-0DC0 | 1 | UN | 1 | 10 | C | D | EAR99 | N | 85362090 | 1 | 4042949030836 | 2.47 | KG | 1416.8 | 1416.8 | LP18 | LP18 | circuit breaker 3VA2 IEC frame 100 breaking capacity class M Icu=55kA @ 415V 3-pole, line protection ETU560, LSIG, In=100A overload protection Ir=40A...100A short-circuit protection Isd=0.6..10x In, Ii=1.5..12x In N conductor protection optionally with external current transformer gr.-fault prot., can be sw. off Ig=0.2...1 x In, tg=0.05-0.8s nut keeper kit undervoltage release (UVR) 208-230V AC 50/60Hz 2 auxiliary switches HQ | - | 0 | 0
3VA2010-5JQ32-0DH0 |  | 3VA2010-5JQ32-0DH0 | 1 | UN | 1 | 10 | C | D | EAR99 | N | 85362090 | 1 | 4042949034674 | 2.5 | KG | 1434.4 | 1434.4 | LP18 | LP18 | circuit breaker 3VA2 IEC frame 100 breaking capacity class M Icu=55kA @ 415V 3-pole, line protection ETU560, LSIG, In=100A overload protection Ir=40A...100A short-circuit protection Isd=0.6..10x In, Ii=1.5..12x In N conductor protection optionally with external current transformer gr.-fault prot., can be sw. off Ig=0.2...1 x In, tg=0.05-0.8s nut keeper kit undervoltage release (UVR) 208-230V AC 50/60Hz 2 auxiliary switches HQ 1 trip alarm switch HQ | - | 0 | 0
3VA2010-5JQ32-0DL0 |  | 3VA2010-5JQ32-0DL0 | 1 | UN | 1 | 10 | C | D | EAR99 | N | 85362090 | 1 | 4042949038511 | 2.53 | KG | 1469.6 | 1469.6 | LP18 | LP18 | circuit breaker 3VA2 IEC frame 100 breaking capacity class M Icu=55kA @ 415V 3-pole, line protection ETU560, LSIG, IN=100A overload protection Ir=40A ...100A short-circuit protection Isd=0.6..10x In, Ii=1.5..12x In N conductor protection, opt. w. external current transformer gr.-fault prot., can be sw. off Ig=0.2...1 x In= tg=0.05-0.8s nut keeper kit undervoltage release (UVR) 208-230V AC 50/60Hz 2 auxiliary switches HQ 1 trip alarm switch HQ 1 electrical alarm switch | - | 0 | 0
3VA2010-5JQ32-0HA0 |  | 3VA2010-5JQ32-0HA0 | 1 | UN | 1 | 10 | C | D | EAR99 | N | 85362090 | 1 | 4042949022510 | 2.41 | KG | 1328.8 | 1328.8 | LP18 | LP18 | circuit breaker 3VA2 IEC frame 100 breaking capacity class M Icu=55kA @ 415V 3-pole, line protection ETU560, LSIG, In=100A overload protection Ir=40A...100A short-circuit protection Isd=0.6..10x In, Ii=1.5..12x In N conductor protection optionally with external current transformer gr.-fault prot., can be sw. off Ig=0.2...1 x In, tg=0.05-0.8s nut keeper kit shunt trip (STL) 12-30V DC; 24V AC 50/60Hz | - | 0 | 0
3VA2010-5JQ32-0HC0 |  | 3VA2010-5JQ32-0HC0 | 1 | UN | 1 | 10 | C | D | EAR99 | N | 85362090 | 1 | 4042949031475 | 2.44 | KG | 1372.8 | 1372.8 | LP18 | LP18 | circuit breaker 3VA2 IEC frame 100 breaking capacity class M Icu=55kA @ 415V 3-pole, line protection ETU560, LSIG, In=100A overload protection Ir=40A...100A short-circuit protection Isd=0.6..10x In, Ii=1.5..12x In N conductor protection optionally with external current transformer gr.-fault prot., can be sw. off Ig=0.2...1 x In, tg=0.05-0.8s nut keeper kit shunt trip (STL) 12-30V DC; 24V AC 50/60Hz 2 auxiliary switches HQ | - | 0 | 0
3VA2010-5JQ32-0HH0 |  | 3VA2010-5JQ32-0HH0 | 1 | UN | 1 | 10 | C | D | EAR99 | N | 85362090 | 1 | 4042949035312 | 2.47 | KG | 1416.8 | 1416.8 | LP18 | LP18 | circuit breaker 3VA2 IEC frame 100 breaking capacity class M Icu=55kA @ 415V 3-pole, line protection ETU560, LSIG, In=100A overload protection Ir=40A...100A short-circuit protection Isd=0.6..10x In, Ii=1.5..12x In N conductor protection optionally with external current transformer gr.-fault prot., can be sw. off Ig=0.2...1 x In, tg=0.05-0.8s nut keeper kit shunt trip (STL) 12-30V DC; 24V AC 50/60Hz 2 auxiliary switches HQ 1 trip alarm switch HQ | - | 0 | 0
3VA2010-5JQ32-0HL0 |  | 3VA2010-5JQ32-0HL0 | 1 | UN | 1 | 10 | C | D | EAR99 | N | 85362090 | 1 | 4042949039150 | 2.5 | KG | 1443.2 | 1443.2 | LP18 | LP18 | circuit breaker 3VA2 IEC frame 100 breaking capacity class M Icu=55kA @ 415V 3-pole, line protection ETU560, LSIG, In=100A overload protection Ir=40A...100A short-circuit protection Isd=0.6..10x In, Ii=1.5..12x In N conductor protection, opt. w. external current transformer gr.-fault prot., can be sw. off Ig=0.2...1 x In= tg=0.05-0.8s nut keeper kit shunt trip (STL) 12-30V DC; 24V AC 50/60Hz 2 auxiliary switches HQ 1 trip alarm switch HQ 1 electrical alarm switch | - | 0 | 0
3VA2010-5JQ32-0JA0 |  | 3VA2010-5JQ32-0JA0 | 1 | UN | 1 | 10 | C | D | EAR99 | N | 85362090 | 1 | 4042949023159 | 2.41 | KG | 1328.8 | 1328.8 | LP18 | LP18 | circuit breaker 3VA2 IEC frame 100 breaking capacity class M Icu=55kA @ 415V 3-pole, line protection ETU560, LSIG, In=100A overload protection Ir=40A...100A short-circuit protection Isd=0.6..10x In, Ii=1.5..12x In N conductor protection optionally with external current transformer gr.-fault prot., can be sw. off Ig=0.2...1 x In, tg=0.05-0.8s nut keeper kit shunt trip (STL) 110-127V DC, AC 50/60Hz | - | 0 | 0
3VA2010-5JQ32-0JC0 |  | 3VA2010-5JQ32-0JC0 | 1 | UN | 1 | 10 | C | D | EAR99 | N | 85362090 | 1 | 4042949032113 | 2.44 | KG | 1372.8 | 1372.8 | LP18 | LP18 | circuit breaker 3VA2 IEC frame 100 breaking capacity class M Icu=55kA @ 415V 3-pole, line protection ETU560, LSIG, In=100A overload protection Ir=40A...100A short-circuit protection Isd=0.6..10x In, Ii=1.5..12x In N conductor protection optionally with external current transformer gr.-fault prot., can be sw. off Ig=0.2...1 x In, tg=0.05-0.8s nut keeper kit shunt trip (STL) 110-127V DC, AC 50/60Hz 2 auxiliary switches HQ | - | 0 | 0
3VA2010-5JQ32-0JH0 |  | 3VA2010-5JQ32-0JH0 | 1 | UN | 1 | 10 | C | D | EAR99 | N | 85362090 | 1 | 4042949035954 | 2.47 | KG | 1416.8 | 1416.8 | LP18 | LP18 | circuit breaker 3VA2 IEC frame 100 breaking capacity class M Icu=55kA @ 415V 3-pole, line protection ETU560, LSIG, In=100A overload protection Ir=40A...100A short-circuit protection Isd=0.6..10x In, Ii=1.5..12x In N conductor protection optionally with external current transformer gr.-fault prot., can be sw. off Ig=0.2...1 x In, tg=0.05-0.8s nut keeper kit shunt trip (STL) 110-127V DC, AC 50/60Hz 2 auxiliary switches HQ 1 trip alarm switch HQ | - | 0 | 0
3VA2010-5JQ32-0JL0 |  | 3VA2010-5JQ32-0JL0 | 1 | UN | 1 | 10 | C | D | EAR99 | N | 85362090 | 1 | 4042949039792 | 2.5 | KG | 1443.2 | 1443.2 | LP18 | LP18 | circuit breaker 3VA2 IEC frame 100 breaking capacity class M Icu=55kA @ 415V 3-pole, line protection ETU560, LSIG, In=100A overload protection Ir=40A...100A short-circuit protection Isd=0.6..10x In, Ii=1.5..12x In N conductor protection, opt. w. external current transformer gr.-fault prot., can be sw. off Ig=0.2...1 x In= tg=0.05-0.8s nut keeper kit shunt trip (STL) 110-127V DC, AC 50/60Hz 2 auxiliary switches HQ 1 trip alarm switch HQ 1 electrical alarm switch | - | 0 | 0
3VA2010-5JQ32-0KA0 |  | 3VA2010-5JQ32-0KA0 | 1 | UN | 1 | 10 | C | D | EAR99 | N | 85362090 | 1 | 4042949023791 | 2.41 | KG | 1328.8 | 1328.8 | LP18 | LP18 | circuit breaker 3VA2 IEC frame 100 breaking capacity class M Icu=55kA @ 415V 3-pole, line protection ETU560, LSIG, In=100A overload protection Ir=40A...100A short-circuit protection Isd=0.6..10x In, Ii=1.5..12x In N conductor protection optionally with external current transformer gr.-fault prot., can be sw. off Ig=0.2...1 x In, tg=0.05-0.8s nut keeper kit shunt trip (STL) 220-250V DC; 208-277V AC | - | 0 | 0
3VA2010-5JQ32-0KC0 |  | 3VA2010-5JQ32-0KC0 | 1 | UN | 1 | 10 | C | D | EAR99 | N | 85362090 | 1 | 4042949032755 | 2.44 | KG | 1372.8 | 1372.8 | LP18 | LP18 | circuit breaker 3VA2 IEC frame 100 breaking capacity class M Icu=55kA @ 415V 3-pole, line protection ETU560, LSIG, In=100A overload protection Ir=40A...100A short-circuit protection Isd=0.6..10x In, Ii=1.5..12x In N conductor protection optionally with external current transformer gr.-fault prot., can be sw. off Ig=0.2...1 x In, tg=0.05-0.8s nut keeper kit shunt trip (STL) 220-250V DC; 208-277V AC 2 auxiliary switches HQ | - | 0 | 0
3VA2010-5JQ32-0KH0 |  | 3VA2010-5JQ32-0KH0 | 1 | UN | 1 | 10 | C | D | EAR99 | N | 85362090 | 1 | 4042949036593 | 2.47 | KG | 1416.8 | 1416.8 | LP18 | LP18 | circuit breaker 3VA2 IEC frame 100 breaking capacity class M Icu=55kA @ 415V 3-pole, line protection ETU560, LSIG, In=100A overload protection Ir=40A...100A short-circuit protection Isd=0.6..10x In, Ii=1.5..12x In N conductor protection optionally with external current transformer gr.-fault prot., can be sw. off Ig=0.2...1 x In, tg=0.05-0.8s nut keeper kit shunt trip (STL) 220-250V DC; 208-277V AC 2 auxiliary switches HQ 1 trip alarm switch HQ | - | 0 | 0
3VA2010-5JQ32-0KL0 |  | 3VA2010-5JQ32-0KL0 | 1 | UN | 1 | 10 | C | D | EAR99 | N | 85362090 | 1 | 4042949040439 | 2.5 | KG | 1443.2 | 1443.2 | LP18 | LP18 | circuit breaker 3VA2 IEC frame 100 breaking capacity class M Icu=55kA @ 415V 3-pole, line protection ETU560, LSIG, In=100A overload protection Ir=40A...100A short-circuit protection Isd=0.6..10x In, Ii=1.5..12x In N conductor protection, opt. w. external current transformer gr.-fault prot., can be sw. off Ig=0.2...1 x In= tg=0.05-0.8s nut keeper kit shunt trip (STL) 220-250V DC; 208-277V AC 2 auxiliary switches HQ 1 trip alarm switch HQ 1 electrical alarm switch | - | 0 | 0
3VA2010-5JQ36-0AA0 |  | 3VA2010-5JQ36-0AA0 | 1 | UN | 1 | 5 | B | D | EAR99 | N | 85362090 | 1 | 4042948817261 | 2.249 | KG | 1249.5 | 1215.5 | LP18 | LP18 | circuit breaker 3VA2 IEC frame 100 breaking capacity class M Icu=55kA @ 415V 3-pole, line protection ETU560, LSIG, In=100A overload protection Ir=40A...100A short-circuit protection Isd=0.6..10x In, Ii=1.5..12x In N conductor protection optionally with external current transformer, up to 160% gr.-fault prot., can be sw. off Ig=0.2...1 x In, tg=0.05-0.8s clamp connection | Lista Papel 2020 SI | 0 | 0
3VA2010-5JQ42-0AA0 |  | 3VA2010-5JQ42-0AA0 | 1 | UN | 1 | 5 | B | D | EAR99 | N | 85362090 | 1 | 4042948803783 | 2.714 | KG | 1351.5 | 1317.5 | LP18 | LP18 | circuit breaker 3VA2 IEC frame 100 breaking capacity class M Icu=55kA @ 415V 4-pole, line protection ETU560, LSIG, In=100A overload protection Ir=40A...100A short-circuit protection Isd=0.6..10x In, Ii=1.5..12x In N conductor protection adjustable (OFF, up to 100%) gr.-fault prot., can be sw. off Ig=0.2...1 x In= tg=0.05-0.8s nut keeper kit | Lista Papel 2020 SI | 0 | 0
3VA2010-5JQ46-0AA0 |  | 3VA2010-5JQ46-0AA0 | 1 | UN | 1 | 5 | B | D | EAR99 | N | 85362090 | 1 | 4042948818381 | 2.882 | KG | 1385.5 | 1343 | LP18 | LP18 | circuit breaker 3VA2 IEC frame 100 breaking capacity class M Icu=55kA @ 415V 4-pole, line protection ETU560, LSIG, In=100A overload protection Ir=40A...100A short-circuit protection Isd=0.6..10x In, Ii=1.5..12x In N conductor protection adjustable (OFF, up to 100%) gr.-fault prot., can be sw. off Ig=0.2...1 x In= tg=0.05-0.8s clamp connection | Lista Papel 2020 SI | 0 | 0
3VA2010-5KP32-0AA0 |  | 3VA2010-5KP32-0AA0 | 1 | UN | 1 | 5 | B | D | EAR99 | N | 85362090 | 1 | 4042948801550 | 2.17 | KG | 1156 | 1122 | LP18 | LP18 | circuit breaker 3VA2 IEC frame 100 breaking capacity class M Icu=55kA @ 415V 3-pole, line protection ETU850, LSI, In=100A overload protection Ir=40A...100A short-circuit protection Isd=0.6..10x In, Ii=1.5..12x In N conductor protection optionally with external current transformer, up to 160% nut keeper kit | Lista Papel 2020 SI | 0 | 0
3VA2010-5KP32-0AB0 |  | 3VA2010-5KP32-0AB0 | 1 | UN | 1 | 10 | C | D | EAR99 | N | 85362090 | 1 | 4042949024422 | 2.38 | KG | 1284.8 | 1284.8 | LP18 | LP18 | circuit breaker 3VA2 IEC frame 100 breaking capacity class M Icu=55kA @ 415V 3-pole, line protection ETU850, LSI, In=100A overload protection Ir=40A...100A short-circuit protection Isd=0.6..10x In, Ii=1.5..12x In N conductor protection optionally with external current transformer nut keeper kit 2 auxiliary switches HP | - | 0 | 0
3VA2010-5KP32-0AC0 |  | 3VA2010-5KP32-0AC0 | 1 | UN | 1 | 10 | C | D | EAR99 | N | 85362090 | 1 | 4042949025061 | 2.36 | KG | 1267.2 | 1267.2 | LP18 | LP18 | circuit breaker 3VA2 IEC frame 100 breaking capacity class M Icu=55kA @ 415V 3-pole, line protection ETU850, LSI, In=100A overload protection Ir=40A...100A short-circuit protection Isd=0.6..10x In, Ii=1.5..12x In N conductor protection optionally with external current transformer nut keeper kit 2 auxiliary switches HQ | - | 0 | 0
3VA2010-5KP32-0AD0 |  | 3VA2010-5KP32-0AD0 | 1 | UN | 1 | 10 | C | D | EAR99 | N | 85362090 | 1 | 4042949025702 | 2.39 | KG | 1284.8 | 1284.8 | LP18 | LP18 | circuit breaker 3VA2 IEC frame 100 breaking capacity class M Icu=55kA @ 415V 3-pole, line protection ETU850, LSI, In=100A overload protection Ir=40A...100A short-circuit protection Isd=0.6..10x In, Ii=1.5..12x In N conductor protection optionally with external current transformer nut keeper kit 3 auxiliary switches HQ | - | 0 | 0
3VA2010-5KP32-0AE0 |  | 3VA2010-5KP32-0AE0 | 1 | UN | 1 | 10 | C | D | EAR99 | N | 85362090 | 1 | 4042949026341 | 2.42 | KG | 1302.4 | 1302.4 | LP18 | LP18 | circuit breaker 3VA2 IEC frame 100 breaking capacity class M Icu=55kA @ 415V 3-pole, line protection ETU850, LSI, In=100A overload protection Ir=40A...100A short-circuit protection Isd=0.6..10x In, Ii=1.5..12x In N conductor protection optionally with external current transformer nut keeper kit 4 auxiliary switches HQ | - | 0 | 0
3VA2010-5KP32-0AF0 |  | 3VA2010-5KP32-0AF0 | 1 | UN | 1 | 10 | C | D | EAR99 | N | 85362090 | 1 | 4042949026983 | 2.36 | KG | 1267.2 | 1267.2 | LP18 | LP18 | circuit breaker 3VA2 IEC frame 100 breaking capacity class M Icu=55kA @ 415V 3-pole, line protection ETU850, LSI, In=100A overload protection Ir=40A...100A short-circuit protection Isd=0.6..10x In, Ii=1.5..12x In N conductor protection optionally with external current transformer nut keeper kit 1 auxiliary switch HQ 1 trip alarm switch HQ | - | 0 | 0
3VA2010-5KP32-0AG0 |  | 3VA2010-5KP32-0AG0 | 1 | UN | 1 | 10 | C | D | EAR99 | N | 85362090 | 1 | 4042949027621 | 2.38 | KG | 1284.8 | 1284.8 | LP18 | LP18 | circuit breaker 3VA2 IEC frame 100 breaking capacity class M Icu=55kA @ 415V 3-pole, line protection ETU850, LSI, In=100A overload protection Ir=40A...100A short-circuit protection Isd=0.6..10x In, Ii=1.5..12x In N conductor protection optionally with external current transformer nut keeper kit 1 auxiliary switch HP 1 trip alarm switch HP | - | 0 | 0
3VA2010-5KP32-0AH0 |  | 3VA2010-5KP32-0AH0 | 1 | UN | 1 | 10 | C | D | EAR99 | N | 85362090 | 1 | 4042949028260 | 2.39 | KG | 1284.8 | 1284.8 | LP18 | LP18 | circuit breaker 3VA2 IEC frame 100 breaking capacity class M Icu=55kA @ 415V 3-pole, line protection ETU850, LSI, In=100A overload protection Ir=40A...100A short-circuit protection Isd=0.6..10x In, Ii=1.5..12x In N conductor protection optionally with external current transformer nut keeper kit 2 auxiliary switches HQ 1 trip alarm switch HQ | - | 0 | 0
3VA2010-5KP32-0AJ0 |  | 3VA2010-5KP32-0AJ0 | 1 | UN | 1 | 10 | C | D | EAR99 | N | 85362090 | 1 | 4042949028901 | 2.42 | KG | 1320 | 1320 | LP18 | LP18 | circuit breaker 3VA2 IEC frame 100 breaking capacity class M Icu=55kA @ 415V 3-pole, line protection ETU850, LSI, In=100A overload protection Ir=40A...100A short-circuit protection Isd=0.6..10x In, Ii=1.5..12x In N conductor protection optionally with external current transformer nut keeper kit 2 auxiliary switches HP 1 trip alarm switch HP | - | 0 | 0
3VA2010-5KP32-0BA0 |  | 3VA2010-5KP32-0BA0 | 1 | UN | 1 | 10 | C | D | EAR99 | N | 85362090 | 1 | 4042949020585 | 2.42 | KG | 1320 | 1320 | LP18 | LP18 | circuit breaker 3VA2 IEC frame 100 breaking capacity class M Icu=55kA @ 415V 3-pole, line protection ETU850, LSI, In=100A overload protection Ir=40A...100A short-circuit protection Isd=0.6..10x In, Ii=1.5..12x In N conductor protection optionally with external current transformer nut keeper kit undervoltage release (UVR) 24V DC | - | 0 | 0
3VA2010-5KP32-0BC0 |  | 3VA2010-5KP32-0BC0 | 1 | UN | 1 | 10 | C | D | EAR99 | N | 85362090 | 1 | 4042949029540 | 2.48 | KG | 1364 | 1364 | LP18 | LP18 | circuit breaker 3VA2 IEC frame 100 breaking capacity class M Icu=55kA @ 415V 3-pole, line protection ETU850, LSI, In=100A overload protection Ir=40A...100A short-circuit protection Isd=0.6..10x In, Ii=1.5..12x In N conductor protection optionally with external current transformer nut keeper kit undervoltage release (UVR) 24V DC 2 auxiliary switches HQ | - | 0 | 0
3VA2010-5KP32-0BH0 |  | 3VA2010-5KP32-0BH0 | 1 | UN | 1 | 10 | C | D | EAR99 | N | 85362090 | 1 | 4042949033387 | 2.51 | KG | 1390.4 | 1390.4 | LP18 | LP18 | circuit breaker 3VA2 IEC frame 100 breaking capacity class M Icu=55kA @ 415V 3-pole, line protection ETU850, LSI, In=100A overload protection Ir=40A...100A short-circuit protection Isd=0.6..10x In, Ii=1.5..12x In N conductor protection optionally with external current transformer nut keeper kit undervoltage release (UVR) 24V DC 2 auxiliary switches HQ 1 trip alarm switch HQ | - | 0 | 0
3VA2010-5KP32-0BL0 |  | 3VA2010-5KP32-0BL0 | 1 | UN | 1 | 10 | C | D | EAR99 | N | 85362090 | 1 | 4042949037224 | 2.54 | KG | 1434.4 | 1434.4 | LP18 | LP18 | circuit breaker 3VA2 IEC frame 100 breaking capacity class M Icu=55kA @ 415V 3-pole, line protection ETU850, LSI, In=100A overload protection Ir=40A...100A short-circuit protection Isd=0.6..10x In, Ii=1.5..12x In N conductor protection optionally with external current transformer nut keeper kit undervoltage release (UVR) 24V DC 2 auxiliary switches HQ 1 trip alarm switch HQ 1 electrical alarm switch | - | 0 | 0
3VA2010-5KP32-0CA0 |  | 3VA2010-5KP32-0CA0 | 1 | UN | 1 | 10 | C | D | EAR99 | N | 85362090 | 1 | 4042949021223 | 2.42 | KG | 1320 | 1320 | LP18 | LP18 | circuit breaker 3VA2 IEC frame 100 breaking capacity class M Icu=55kA @ 415V 3-pole, line protection ETU850, LSI, In=100A overload protection Ir=40A...100A short-circuit protection Isd=0.6..10x In, Ii=1.5..12x In N conductor protection optionally with external current transformer nut keeper kit undervoltage release (UVR) 120-127V AC 50/60Hz | - | 0 | 0
3VA2010-5KP32-0CC0 |  | 3VA2010-5KP32-0CC0 | 1 | UN | 1 | 10 | C | D | EAR99 | N | 85362090 | 1 | 4042949030188 | 2.48 | KG | 1364 | 1364 | LP18 | LP18 | circuit breaker 3VA2 IEC frame 100 breaking capacity class M Icu=55kA @ 415V 3-pole, line protection ETU850, LSI, In=100A overload protection Ir=40A...100A short-circuit protection Isd=0.6..10x In, Ii=1.5..12x In N conductor protection optionally with external current transformer nut keeper kit undervoltage release (UVR) 120-127V AC 50/60Hz 2 auxiliary switches HQ | - | 0 | 0
3VA2010-5KP32-0CH0 |  | 3VA2010-5KP32-0CH0 | 1 | UN | 1 | 10 | C | D | EAR99 | N | 85362090 | 1 | 4042949034025 | 2.51 | KG | 1390.4 | 1390.4 | LP18 | LP18 | circuit breaker 3VA2 IEC frame 100 breaking capacity class M Icu=55kA @ 415V 3-pole, line protection ETU850, LSI, In=100A overload protection Ir=40A...100A short-circuit protection Isd=0.6..10x In, Ii=1.5..12x In N conductor protection optionally with external current transformer nut keeper kit undervoltage release (UVR) 120-127V AC 50/60Hz 2 auxiliary switches HQ 1 trip alarm switch HQ | - | 0 | 0
3VA2010-5KP32-0CL0 |  | 3VA2010-5KP32-0CL0 | 1 | UN | 1 | 10 | C | D | EAR99 | N | 85362090 | 1 | 4042949037866 | 2.54 | KG | 1434.4 | 1434.4 | LP18 | LP18 | circuit breaker 3VA2 IEC frame 100 breaking capacity class M Icu=55kA @ 415V 3-pole, line protection ETU850, LSI, In=100A overload protection Ir=40A...100A short-circuit protection Isd=0.6..10x In, Ii=1.5..12x In N conductor protection optionally with external current transformer nut keeper kit undervoltage release (UVR) 120-127V AC 50/60Hz 2 auxiliary switches HQ 1 trip alarm switch HQ 1 electrical alarm switch | - | 0 | 0
3VA2010-5KP32-0DA0 |  | 3VA2010-5KP32-0DA0 | 1 | UN | 1 | 10 | C | D | EAR99 | N | 85362090 | 1 | 4042949021865 | 2.42 | KG | 1320 | 1320 | LP18 | LP18 | circuit breaker 3VA2 IEC frame 100 breaking capacity class M Icu=55kA @ 415V 3-pole, line protection ETU850, LSI, In=100A overload protection Ir=40A...100A short-circuit protection Isd=0.6..10x In, Ii=1.5..12x In N conductor protection optionally with external current transformer nut keeper kit undervoltage release (UVR) 208-230V AC 50/60Hz | - | 0 | 0
3VA2010-5KP32-0DC0 |  | 3VA2010-5KP32-0DC0 | 1 | UN | 1 | 10 | C | D | EAR99 | N | 85362090 | 1 | 4042949030829 | 2.48 | KG | 1364 | 1364 | LP18 | LP18 | circuit breaker 3VA2 IEC frame 100 breaking capacity class M Icu=55kA @ 415V 3-pole, line protection ETU850, LSI, In=100A overload protection Ir=40A...100A short-circuit protection Isd=0.6..10x In, Ii=1.5..12x In N conductor protection optionally with external current transformer nut keeper kit undervoltage release (UVR) 208-230V AC 50/60Hz 2 auxiliary switches HQ | - | 0 | 0
3VA2010-5KP32-0DH0 |  | 3VA2010-5KP32-0DH0 | 1 | UN | 1 | 10 | C | D | EAR99 | N | 85362090 | 1 | 4042949034667 | 2.51 | KG | 1390.4 | 1390.4 | LP18 | LP18 | circuit breaker 3VA2 IEC frame 100 breaking capacity class M Icu=55kA @ 415V 3-pole, line protection ETU850, LSI, In=100A overload protection Ir=40A...100A short-circuit protection Isd=0.6..10x In, Ii=1.5..12x In N conductor protection optionally with external current transformer nut keeper kit undervoltage release (UVR) 208-230V AC 50/60Hz 2 auxiliary switches HQ 1 trip alarm switch HQ | - | 0 | 0
3VA2010-5KP32-0DL0 |  | 3VA2010-5KP32-0DL0 | 1 | UN | 1 | 10 | C | D | EAR99 | N | 85362090 | 1 | 4042949038504 | 2.54 | KG | 1434.4 | 1434.4 | LP18 | LP18 | circuit breaker 3VA2 IEC frame 100 breaking capacity class M Icu=55kA @ 415V 3-pole, line protection ETU850, LSI, In=100A overload protection Ir=40A...100A short-circuit protection Isd=0.6..10x In, Ii=1.5..12x In N conductor protection optionally with external current transformer nut keeper kit undervoltage release (UVR) 208-230V AC 50/60Hz 2 auxiliary switches HQ 1 trip alarm switch HQ 1 electrical alarm switch | - | 0 | 0
3VA2010-5KP32-0HA0 |  | 3VA2010-5KP32-0HA0 | 1 | UN | 1 | 10 | C | D | EAR99 | N | 85362090 | 1 | 4042949022503 | 2.39 | KG | 1293.6 | 1293.6 | LP18 | LP18 | circuit breaker 3VA2 IEC frame 100 breaking capacity class M Icu=55kA @ 415V 3-pole, line protection ETU850, LSI, In=100A overload protection Ir=40A...100A short-circuit protection Isd=0.6..10x In, Ii=1.5..12x In N conductor protection optionally with external current transformer nut keeper kit shunt trip (STL) 12-30V DC; 24V AC 50/60Hz | - | 0 | 0
3VA2010-5KP32-0HC0 |  | 3VA2010-5KP32-0HC0 | 1 | UN | 1 | 10 | C | D | EAR99 | N | 85362090 | 1 | 4042949031468 | 2.45 | KG | 1337.6 | 1337.6 | LP18 | LP18 | circuit breaker 3VA2 IEC frame 100 breaking capacity class M Icu=55kA @ 415V 3-pole, line protection ETU850, LSI, In=100A overload protection Ir=40A...100A short-circuit protection Isd=0.6..10x In, Ii=1.5..12x In N conductor protection optionally with external current transformer nut keeper kit shunt trip (STL) 12-30V DC; 24V AC 50/60Hz 2 auxiliary switches HQ | - | 0 | 0
3VA2010-5KP32-0HH0 |  | 3VA2010-5KP32-0HH0 | 1 | UN | 1 | 10 | C | D | EAR99 | N | 85362090 | 1 | 4042949035305 | 2.48 | KG | 1364 | 1364 | LP18 | LP18 | circuit breaker 3VA2 IEC frame 100 breaking capacity class M Icu=55kA @ 415V 3-pole, line protection ETU850, LSI, In=100A overload protection Ir=40A...100A short-circuit protection Isd=0.6..10x In, Ii=1.5..12x In N conductor protection optionally with external current transformer nut keeper kit shunt trip (STL) 12-30V DC; 24V AC 50/60Hz 2 auxiliary switches HQ 1 trip alarm switch HQ | - | 0 | 0
3VA2010-5KP32-0HL0 |  | 3VA2010-5KP32-0HL0 | 1 | UN | 1 | 10 | C | D | EAR99 | N | 85362090 | 1 | 4042949039143 | 2.51 | KG | 1399.2 | 1399.2 | LP18 | LP18 | circuit breaker 3VA2 IEC frame 100 breaking capacity class M Icu=55kA @ 415V 3-pole, line protection ETU850, LSI, In=100A overload protection Ir=40A...100A short-circuit protection Isd=0.6..10x In, Ii=1.5..12x In N conductor protection optionally with external current transformer nut keeper kit shunt trip (STL) 12-30V DC; 24V AC 50/60Hz 2 auxiliary switches HQ 1 trip alarm switch HQ 1 electrical alarm switch | - | 0 | 0
3VA2010-5KP32-0JA0 |  | 3VA2010-5KP32-0JA0 | 1 | UN | 1 | 10 | C | D | EAR99 | N | 85362090 | 1 | 4042949023142 | 2.39 | KG | 1293.6 | 1293.6 | LP18 | LP18 | circuit breaker 3VA2 IEC frame 100 breaking capacity class M Icu=55kA @ 415V 3-pole, line protection ETU850, LSI, In=100A overload protection Ir=40A...100A short-circuit protection Isd=0.6..10x In, Ii=1.5..12x In N conductor protection optionally with external current transformer nut keeper kit shunt trip (STL) 110-127V DC, AC 50/60Hz | - | 0 | 0
3VA2010-5KP32-0JC0 |  | 3VA2010-5KP32-0JC0 | 1 | UN | 1 | 10 | C | D | EAR99 | N | 85362090 | 1 | 4042949032106 | 2.45 | KG | 1337.6 | 1337.6 | LP18 | LP18 | circuit breaker 3VA2 IEC frame 100 breaking capacity class M Icu=55kA @ 415V 3-pole, line protection ETU850, LSI, In=100A overload protection Ir=40A...100A short-circuit protection Isd=0.6..10x In, Ii=1.5..12x In N conductor protection optionally with external current transformer nut keeper kit shunt trip (STL) 110-127V DC, AC 50/60Hz 2 auxiliary switches HQ | - | 0 | 0
3VA2010-5KP32-0JH0 |  | 3VA2010-5KP32-0JH0 | 1 | UN | 1 | 10 | C | D | EAR99 | N | 85362090 | 1 | 4042949035947 | 2.48 | KG | 1364 | 1364 | LP18 | LP18 | circuit breaker 3VA2 IEC frame 100 breaking capacity class M Icu=55kA @ 415V 3-pole, line protection ETU850, LSI, In=100A overload protection Ir=40A...100A short-circuit protection Isd=0.6..10x In, Ii=1.5..12x In N conductor protection optionally with external current transformer nut keeper kit shunt trip (STL) 110-127V DC, AC 50/60Hz 2 auxiliary switches HQ 1 trip alarm switch HQ | - | 0 | 0
3VA2010-5KP32-0JL0 |  | 3VA2010-5KP32-0JL0 | 1 | UN | 1 | 10 | C | D | EAR99 | N | 85362090 | 1 | 4042949039785 | 2.51 | KG | 1399.2 | 1399.2 | LP18 | LP18 | circuit breaker 3VA2 IEC frame 100 breaking capacity class M Icu=55kA @ 415V 3-pole, line protection ETU850, LSI, In=100A overload protection Ir=40A...100A short-circuit protection Isd=0.6..10x In, Ii=1.5..12x In N conductor protection optionally with external current transformer nut keeper kit shunt trip (STL) 110-127V DC, AC 50/60Hz 2 auxiliary switches HQ 1 trip alarm switch HQ 1 electrical alarm switch | - | 0 | 0
3VA2010-5KP32-0KA0 |  | 3VA2010-5KP32-0KA0 | 1 | UN | 1 | 10 | C | D | EAR99 | N | 85362090 | 1 | 4042949023784 | 2.39 | KG | 1293.6 | 1293.6 | LP18 | LP18 | circuit breaker 3VA2 IEC frame 100 breaking capacity class M Icu=55kA @ 415V 3-pole, line protection ETU850, LSI, In=100A overload protection Ir=40A...100A short-circuit protection Isd=0.6..10x In, Ii=1.5..12x In N conductor protection optionally with external current transformer nut keeper kit shunt trip (STL) 220-250V DC; 208-277V AC | - | 0 | 0
3VA2010-5KP32-0KC0 |  | 3VA2010-5KP32-0KC0 | 1 | UN | 1 | 10 | C | D | EAR99 | N | 85362090 | 1 | 4042949032748 | 2.45 | KG | 1337.6 | 1337.6 | LP18 | LP18 | circuit breaker 3VA2 IEC frame 100 breaking capacity class M Icu=55kA @ 415V 3-pole, line protection ETU850, LSI, In=100A overload protection Ir=40A...100A short-circuit protection Isd=0.6..10x In, Ii=1.5..12x In N conductor protection optionally with external current transformer nut keeper kit shunt trip (STL) 220-250V DC; 208-277V AC 2 auxiliary switches HQ | - | 0 | 0
3VA2010-5KP32-0KH0 |  | 3VA2010-5KP32-0KH0 | 1 | UN | 1 | 10 | C | D | EAR99 | N | 85362090 | 1 | 4042949036586 | 2.48 | KG | 1364 | 1364 | LP18 | LP18 | circuit breaker 3VA2 IEC frame 100 breaking capacity class M Icu=55kA @ 415V 3-pole, line protection ETU850, LSI, In=100A overload protection Ir=40A...100A short-circuit protection Isd=0.6..10x In, Ii=1.5..12x In N conductor protection optionally with external current transformer nut keeper kit shunt trip (STL) 220-250V DC; 208-277V AC 2 auxiliary switches HQ 1 trip alarm switch HQ | - | 0 | 0
3VA2010-5KP32-0KL0 |  | 3VA2010-5KP32-0KL0 | 1 | UN | 1 | 10 | C | D | EAR99 | N | 85362090 | 1 | 4042949040422 | 2.51 | KG | 1399.2 | 1399.2 | LP18 | LP18 | circuit breaker 3VA2 IEC frame 100 breaking capacity class M Icu=55kA @ 415V 3-pole, line protection ETU850, LSI, In=100A overload protection Ir=40A...100A short-circuit protection Isd=0.6..10x In, Ii=1.5..12x In N conductor protection optionally with external current transformer nut keeper kit shunt trip (STL) 220-250V DC; 208-277V AC 2 auxiliary switches HQ 1 trip alarm switch HQ 1 electrical alarm switch | - | 0 | 0
3VA2010-5KP36-0AA0 |  | 3VA2010-5KP36-0AA0 | 1 | UN | 1 | 5 | B | D | EAR99 | N | 85362090 | 1 | 4042948817278 | 2.437 | KG | 1198.5 | 1164.5 | LP18 | LP18 | circuit breaker 3VA2 IEC frame 100 breaking capacity class M Icu=55kA @ 415V 3-pole, line protection ETU850, LSI, In=100A overload protection Ir=40A...100A short-circuit protection Isd=0.6..10x In, Ii=1.5..12x In N conductor protection optionally with external current transformer, up to 160% clamp connection | Lista Papel 2020 SI | 0 | 0
3VA2010-5KP42-0AA0 |  | 3VA2010-5KP42-0AA0 | 1 | UN | 1 | 5 | B | D | EAR99 | N | 85362090 | 1 | 4042948803790 | 2.755 | KG | 1309 | 1275 | LP18 | LP18 | circuit breaker 3VA2 IEC frame 100 breaking capacity class M Icu=55kA @ 415V 4-pole, line protection ETU850, LSI, In=100A overload protection Ir=40A...100A short-circuit protection Isd=0.6..10x In, Ii=1.5..12x In N conductor protection adjustable (OFF, up to 100%) nut keeper kit | Lista Papel 2020 SI | 0 | 0
3VA2010-5KP46-0AA0 |  | 3VA2010-5KP46-0AA0 | 1 | UN | 1 | 5 | B | D | EAR99 | N | 85362090 | 1 | 4042948818398 | 3.2 | KG | 1343 | 1309 | LP18 | LP18 | circuit breaker 3VA2 IEC frame 100 breaking capacity class M Icu=55kA @ 415V 4-pole, line protection ETU850, LSI, In=100A overload protection Ir=40A...100A short-circuit protection Isd=0.6..10x In, Ii=1.5..12x In N conductor protection adjustable (OFF, up to 100%) clamp connection | Lista Papel 2020 SI | 0 | 0
3VA2010-5KQ32-0AA0 |  | 3VA2010-5KQ32-0AA0 | 1 | UN | 1 | 5 | B | D | EAR99 | N | 85362090 | 1 | 4042948801567 | 2.175 | KG | 1309 | 1275 | LP18 | LP18 | circuit breaker 3VA2 IEC frame 100 breaking capacity class M Icu=55kA @ 415V 3-pole, line protection ETU860, LSIG, In=100A overload protection Ir=40A...100A short-circuit protection Isd=0.6..10x In, Ii=1.5..12x In N conductor protection optionally with external current transformer, up to 160% gr.-fault prot., can be sw. off Ig=0.2...1 x In, tg=0.05-0.8s nut keeper kit | Lista Papel 2020 SI | 0 | 0
3VA2010-5KQ36-0AA0 |  | 3VA2010-5KQ36-0AA0 | 1 | UN | 1 | 5 | B | D | EAR99 | N | 85362090 | 1 | 4042948817285 | 2.5 | KG | 1326 | 1292 | LP18 | LP18 | circuit breaker 3VA2 IEC frame 100 breaking capacity class M Icu=55kA @ 415V 3-pole, line protection ETU860, LSIG, In=100A overload protection Ir=40A...100A short-circuit protection Isd=0.6..10x In, Ii=1.5..12x In N conductor protection optionally with external current transformer, up to 160% gr.-fault prot., can be sw. off Ig=0.2...1 x In, tg=0.05-0.8s clamp connection | Lista Papel 2020 SI | 0 | 0
3VA2010-5KQ42-0AA0 |  | 3VA2010-5KQ42-0AA0 | 1 | UN | 1 | 5 | B | D | EAR99 | N | 85362090 | 1 | 4042948803806 | 3.2 | KG | 1445 | 1402.5 | LP18 | LP18 | circuit breaker 3VA2 IEC frame 100 breaking capacity class M Icu=55kA @ 415V 4-pole, line protection ETU860, LSIG, In=100A overload protection Ir=40A...100A short-circuit protection Isd=0.6..10x In, Ii=1.5..12x In N conductor protection adjustable (OFF, up to 100%) gr.-fault prot., can be sw. off Ig=0.2...1 x In= tg=0.05-0.8s nut keeper kit | Lista Papel 2020 SI | 0 | 0
3VA2010-5KQ46-0AA0 |  | 3VA2010-5KQ46-0AA0 | 1 | UN | 1 | 5 | B | D | EAR99 | N | 85362090 | 1 | 4042948818404 | 3.2 | KG | 1470.5 | 1428 | LP18 | LP18 | circuit breaker 3VA2 IEC frame 100 breaking capacity class M Icu=55kA @ 415V 4-pole, line protection ETU860, LSIG, In=100A overload protection Ir=40A...100A short-circuit protection Isd=0.6..10x In, Ii=1.5..12x In N conductor protection adjustable (OFF, up to 100%) gr.-fault prot., can be sw. off Ig=0.2...1 x In= tg=0.05-0.8s clamp connection | Lista Papel 2020 SI | 0 | 0
3VA2010-6HL32-0AA0 |  | 3VA2010-6HL32-0AA0 | 1 | UN | 1 | 2 | A | D | EAR99 | N | 85362090 | 1 | 4042948834008 | 2.098 | KG | 561.9 | 545.7 | LP18 | LP18 | circuit breaker 3VA2 IEC frame 100 breaking capacity class H Icu=85kA @ 415V 3-pole, line protection ETU320, LI, In=100A overload protection Ir=40A...100A short-circuit protection Ii=1.5...12 x In nut keeper kit | Lista Papel 2020 SI | 0 | 0
3VA2010-6HL32-0AB0 |  | 3VA2010-6HL32-0AB0 | 1 | UN | 1 | 10 | C | D | EAR99 | N | 85362090 | 1 | 4042949024415 | 2.37 | KG | 653.84 | 653.84 | LP18 | LP18 | circuit breaker 3VA2 IEC frame 100 breaking capacity class H Icu=85kA @ 415V 3-pole, line protection ETU320, LI, In=100A overload protection Ir=40A...100A short-circuit protection Ii=1.5...12 x In nut keeper kit 2 auxiliary switches HP | - | 0 | 0
3VA2010-6HL32-0AC0 |  | 3VA2010-6HL32-0AC0 | 1 | UN | 1 | 10 | C | D | EAR99 | N | 85362090 | 1 | 4042949025054 | 2.35 | KG | 630.08 | 630.08 | LP18 | LP18 | circuit breaker 3VA2 IEC frame 100 breaking capacity class H Icu=85kA @ 415V 3-pole, line protection ETU320, LI, In=100A overload protection Ir=40A...100A short-circuit protection Ii=1.5...12 x In nut keeper kit 2 auxiliary switches HQ | - | 0 | 0
3VA2010-6HL32-0AD0 |  | 3VA2010-6HL32-0AD0 | 1 | UN | 1 | 10 | C | D | EAR99 | N | 85362090 | 1 | 4042949025696 | 2.38 | KG | 653.84 | 653.84 | LP18 | LP18 | circuit breaker 3VA2 IEC frame 100 breaking capacity class H Icu=85kA @ 415V 3-pole, line protection ETU320, LI, In=100A overload protection Ir=40A...100A short-circuit protection Ii=1.5...12 x In nut keeper kit 3 auxiliary switches HQ | - | 0 | 0
3VA2010-6HL32-0AE0 |  | 3VA2010-6HL32-0AE0 | 1 | UN | 1 | 10 | C | D | EAR99 | N | 85362090 | 1 | 4042949026334 | 2.41 | KG | 677.6 | 677.6 | LP18 | LP18 | circuit breaker 3VA2 IEC frame 100 breaking capacity class H Icu=85kA @ 415V 3-pole, line protection ETU320, LI, In=100A overload protection Ir=40A...100A short-circuit protection Ii=1.5...12 x In nut keeper kit 4 auxiliary switches HQ | - | 0 | 0
3VA2010-6HL32-0AF0 |  | 3VA2010-6HL32-0AF0 | 1 | UN | 1 | 10 | C | D | EAR99 | N | 85362090 | 1 | 4042949026976 | 2.35 | KG | 630.08 | 630.08 | LP18 | LP18 | circuit breaker 3VA2 IEC frame 100 breaking capacity class H Icu=85kA @ 415V 3-pole, line protection ETU320, LI, In=100A overload protection Ir=40A...100A short-circuit protection Ii=1.5...12 x In nut keeper kit 1 auxiliary switch HQ 1 trip alarm switch HQ | - | 0 | 0
3VA2010-6HL32-0AG0 |  | 3VA2010-6HL32-0AG0 | 1 | UN | 1 | 10 | C | D | EAR99 | N | 85362090 | 1 | 4042949027614 | 2.37 | KG | 653.84 | 653.84 | LP18 | LP18 | circuit breaker 3VA2 IEC frame 100 breaking capacity class H Icu=85kA @ 415V 3-pole, line protection ETU320, LI, In=100A overload protection Ir=40A...100A short-circuit protection Ii=1.5...12 x In nut keeper kit 1 auxiliary switch HP 1 trip alarm switch HP | - | 0 | 0
3VA2010-6HL32-0AH0 |  | 3VA2010-6HL32-0AH0 | 1 | UN | 1 | 10 | C | D | EAR99 | N | 85362090 | 1 | 4042949028253 | 2.38 | KG | 653.84 | 653.84 | LP18 | LP18 | circuit breaker 3VA2 IEC frame 100 breaking capacity class H Icu=85kA @ 415V 3-pole, line protection ETU320, LI, In=100A overload protection Ir=40A...100A short-circuit protection Ii=1.5...12 x In nut keeper kit 2 auxiliary switches HQ 1 trip alarm switch HQ | - | 0 | 0
3VA2010-6HL32-0AJ0 |  | 3VA2010-6HL32-0AJ0 | 1 | UN | 1 | 10 | C | D | EAR99 | N | 85362090 | 1 | 4042949028895 | 2.41 | KG | 690.8 | 690.8 | LP18 | LP18 | circuit breaker 3VA2 IEC frame 100 breaking capacity class H Icu=85kA @ 415V 3-pole, line protection ETU320, LI, In=100A overload protection Ir=40A...100A short-circuit protection Ii=1.5...12 x In nut keeper kit 2 auxiliary switches HP 1 trip alarm switch HP | - | 0 | 0
3VA2010-6HL32-0BA0 |  | 3VA2010-6HL32-0BA0 | 1 | UN | 1 | 10 | C | D | EAR99 | N | 85362090 | 1 | 4042949020578 | 2.41 | KG | 693.44 | 693.44 | LP18 | LP18 | circuit breaker 3VA2 IEC frame 100 breaking capacity class H Icu=85kA @ 415V 3-pole, line protection ETU320, LI, In=100A overload protection Ir=40A...100A short-circuit protection Ii=1.5...12 x In nut keeper kit undervoltage release (UVR) 24V DC | - | 0 | 0
3VA2010-6HL32-0BC0 |  | 3VA2010-6HL32-0BC0 | 1 | UN | 1 | 10 | C | D | EAR99 | N | 85362090 | 1 | 4042949029533 | 2.47 | KG | 742.72 | 742.72 | LP18 | LP18 | circuit breaker 3VA2 IEC frame 100 breaking capacity class H Icu=85kA @ 415V 3-pole, line protection ETU320, LI, In=100A overload protection Ir=40A...100A short-circuit protection Ii=1.5...12 x In nut keeper kit undervoltage release (UVR) 24V DC 2 auxiliary switches HQ | - | 0 | 0
3VA2010-6HL32-0BH0 |  | 3VA2010-6HL32-0BH0 | 1 | UN | 1 | 10 | C | D | EAR99 | N | 85362090 | 1 | 4042949033370 | 2.5 | KG | 767.36 | 767.36 | LP18 | LP18 | circuit breaker 3VA2 IEC frame 100 breaking capacity class H Icu=85kA @ 415V 3-pole, line protection ETU320, LI, In=100A overload protection Ir=40A...100A short-circuit protection Ii=1.5...12 x In nut keeper kit undervoltage release (UVR) 24V DC 2 auxiliary switches HQ 1 trip alarm switch HQ | - | 0 | 0
3VA2010-6HL32-0BL0 |  | 3VA2010-6HL32-0BL0 | 1 | UN | 1 | 10 | C | D | EAR99 | N | 85362090 | 1 | 4042949037217 | 2.53 | KG | 802.56 | 802.56 | LP18 | LP18 | circuit breaker 3VA2 IEC frame 100 breaking capacity class H Icu=85kA @ 415V 3-pole, line protection ETU320, LI, In=100A overload protection Ir=40A...100A short-circuit protection Ii=1.5...12 x In nut keeper kit undervoltage release (UVR) 24V DC 2 auxiliary switches HQ 1 trip alarm switch HQ 1 electrical alarm switch | - | 0 | 0
3VA2010-6HL32-0CA0 |  | 3VA2010-6HL32-0CA0 | 1 | UN | 1 | 10 | C | D | EAR99 | N | 85362090 | 1 | 4042949021216 | 2.41 | KG | 693.44 | 693.44 | LP18 | LP18 | circuit breaker 3VA2 IEC frame 100 breaking capacity class H Icu=85kA @ 415V 3-pole, line protection ETU320, LI, In=100A overload protection Ir=40A...100A short-circuit protection Ii=1.5...12 x In nut keeper kit undervoltage release (UVR) 120-127V AC 50/60Hz | - | 0 | 0
3VA2010-6HL32-0CC0 |  | 3VA2010-6HL32-0CC0 | 1 | UN | 1 | 10 | C | D | EAR99 | N | 85362090 | 1 | 4042949030171 | 2.47 | KG | 742.72 | 742.72 | LP18 | LP18 | circuit breaker 3VA2 IEC frame 100 breaking capacity class H Icu=85kA @ 415V 3-pole, line protection ETU320, LI, In=100A overload protection Ir=40A...100A short-circuit protection Ii=1.5...12 x In nut keeper kit undervoltage release (UVR) 120-127V AC 50/60Hz 2 auxiliary switches HQ | - | 0 | 0
3VA2010-6HL32-0CH0 |  | 3VA2010-6HL32-0CH0 | 1 | UN | 1 | 10 | C | D | EAR99 | N | 85362090 | 1 | 4042949034018 | 2.5 | KG | 767.36 | 767.36 | LP18 | LP18 | circuit breaker 3VA2 IEC frame 100 breaking capacity class H Icu=85kA @ 415V 3-pole, line protection ETU320, LI, In=100A overload protection Ir=40A...100A short-circuit protection Ii=1.5...12 x In nut keeper kit undervoltage release (UVR) 120-127V AC 50/60Hz 2 auxiliary switches HQ 1 trip alarm switch HQ | - | 0 | 0
3VA2010-6HL32-0CL0 |  | 3VA2010-6HL32-0CL0 | 1 | UN | 1 | 10 | C | D | EAR99 | N | 85362090 | 1 | 4042949037859 | 2.53 | KG | 802.56 | 802.56 | LP18 | LP18 | circuit breaker 3VA2 IEC frame 100 breaking capacity class H Icu=85kA @ 415V 3-pole, line protection ETU320, LI, In=100A overload protection Ir=40A...100A short-circuit protection Ii=1.5...12 x In nut keeper kit undervoltage release (UVR) 120-127V AC 50/60Hz 2 auxiliary switches HQ 1 trip alarm switch HQ 1 electrical alarm switch | - | 0 | 0
3VA2010-6HL32-0DA0 |  | 3VA2010-6HL32-0DA0 | 1 | UN | 1 | 10 | C | D | EAR99 | N | 85362090 | 1 | 4042949021858 | 2.41 | KG | 693.44 | 693.44 | LP18 | LP18 | circuit breaker 3VA2 IEC frame 100 breaking capacity class H Icu=85kA @ 415V 3-pole, line protection ETU320, LI, In=100A overload protection Ir=40A...100A short-circuit protection Ii=1.5...12 x In nut keeper kit undervoltage release (UVR) 208-230V AC 50/60Hz | - | 0 | 0
3VA2010-6HL32-0DC0 |  | 3VA2010-6HL32-0DC0 | 1 | UN | 1 | 10 | C | D | EAR99 | N | 85362090 | 1 | 4042949030812 | 2.47 | KG | 742.72 | 742.72 | LP18 | LP18 | circuit breaker 3VA2 IEC frame 100 breaking capacity class H Icu=85kA @ 415V 3-pole, line protection ETU320, LI, In=100A overload protection Ir=40A...100A short-circuit protection Ii=1.5...12 x In nut keeper kit undervoltage release (UVR) 208-230V AC 50/60Hz 2 auxiliary switches HQ | - | 0 | 0
3VA2010-6HL32-0DH0 |  | 3VA2010-6HL32-0DH0 | 1 | UN | 1 | 10 | C | D | EAR99 | N | 85362090 | 1 | 4042949034650 | 2.5 | KG | 767.36 | 767.36 | LP18 | LP18 | circuit breaker 3VA2 IEC frame 100 breaking capacity class H Icu=85kA @ 415V 3-pole, line protection ETU320, LI, In=100A overload protection Ir=40A...100A short-circuit protection Ii=1.5...12 x In nut keeper kit undervoltage release (UVR) 208-230V AC 50/60Hz 2 auxiliary switches HQ 1 trip alarm switch HQ | - | 0 | 0
3VA2010-6HL32-0DL0 |  | 3VA2010-6HL32-0DL0 | 1 | UN | 1 | 10 | C | D | EAR99 | N | 85362090 | 1 | 4042949038498 | 2.53 | KG | 802.56 | 802.56 | LP18 | LP18 | circuit breaker 3VA2 IEC frame 100 breaking capacity class H Icu=85kA @ 415V 3-pole, line protection ETU320, LI, In=100A overload protection Ir=40A...100A short-circuit protection Ii=1.5...12 x In nut keeper kit undervoltage release (UVR) 208-230V AC 50/60Hz 2 auxiliary switches HQ 1 trip alarm switch HQ 1 electrical alarm switch | - | 0 | 0
3VA2010-6HL32-0HA0 |  | 3VA2010-6HL32-0HA0 | 1 | UN | 1 | 10 | C | D | EAR99 | N | 85362090 | 1 | 4042949022497 | 2.41 | KG | 667.92 | 667.92 | LP18 | LP18 | circuit breaker 3VA2 IEC frame 100 breaking capacity class H Icu=85kA @ 415V 3-pole, line protection ETU320, LI, In=100A overload protection Ir=40A...100A short-circuit protection Ii=1.5...12 x In nut keeper kit shunt trip (STL) 12-30V DC, 24V AC 50/60Hz | - | 0 | 0
3VA2010-6HL32-0HC0 |  | 3VA2010-6HL32-0HC0 | 1 | UN | 1 | 10 | C | D | EAR99 | N | 85362090 | 1 | 4042949031451 | 2.44 | KG | 716.32 | 716.32 | LP18 | LP18 | circuit breaker 3VA2 IEC frame 100 breaking capacity class H Icu=85kA @ 415V 3-pole, line protection ETU320, LI, In=100A overload protection Ir=40A...100A short-circuit protection Ii=1.5...12 x In nut keeper kit shunt trip (STL) 12-30V DC, 24V AC 50/60Hz 2 auxiliary switches HQ | - | 0 | 0
3VA2010-6HL32-0HH0 |  | 3VA2010-6HL32-0HH0 | 1 | UN | 1 | 10 | C | D | EAR99 | N | 85362090 | 1 | 4042949035299 | 2.47 | KG | 741.84 | 741.84 | LP18 | LP18 | circuit breaker 3VA2 IEC frame 100 breaking capacity class H Icu=85kA @ 415V 3-pole, line protection ETU320, LI, In=100A overload protection Ir=40A...100A short-circuit protection Ii=1.5...12 x In nut keeper kit shunt trip (STL) 12-30V DC, 24V AC 50/60Hz 2 auxiliary switches HQ 1 trip alarm switch HQ | - | 0 | 0
3VA2010-6HL32-0HL0 |  | 3VA2010-6HL32-0HL0 | 1 | UN | 1 | 10 | C | D | EAR99 | N | 85362090 | 1 | 4042949039136 | 2.5 | KG | 777.04 | 777.04 | LP18 | LP18 | circuit breaker 3VA2 IEC frame 100 breaking capacity class H Icu=85kA @ 415V 3-pole, line protection ETU320, LI, In=100A overload protection Ir=40A...100A short-circuit protection Ii=1.5...12 x In nut keeper kit shunt trip (STL) 12-30V DC, 24V AC 50/60Hz 2 auxiliary switches HQ 1 trip alarm switch HQ 1 electrical alarm switch | - | 0 | 0
3VA2010-6HL32-0JA0 |  | 3VA2010-6HL32-0JA0 | 1 | UN | 1 | 10 | C | D | EAR99 | N | 85362090 | 1 | 4042949023135 | 2.41 | KG | 667.92 | 667.92 | LP18 | LP18 | circuit breaker 3VA2 IEC frame 100 breaking capacity class H Icu=85kA @ 415V 3-pole, line protection ETU320, LI, In=100A overload protection Ir=40A...100A short-circuit protection Ii=1.5...12 x In nut keeper kit shunt trip (STL) 110-127V DC, AC 50/60Hz | - | 0 | 0
3VA2010-6HL32-0JC0 |  | 3VA2010-6HL32-0JC0 | 1 | UN | 1 | 10 | C | D | EAR99 | N | 85362090 | 1 | 4042949032090 | 2.44 | KG | 716.32 | 716.32 | LP18 | LP18 | circuit breaker 3VA2 IEC frame 100 breaking capacity class H Icu=85kA @ 415V 3-pole, line protection ETU320, LI, In=100A overload protection Ir=40A...100A short-circuit protection Ii=1.5...12 x In nut keeper kit shunt trip (STL) 110-127V DC, AC 50/60Hz 2 auxiliary switches HQ | - | 0 | 0
3VA2010-6HL32-0JH0 |  | 3VA2010-6HL32-0JH0 | 1 | UN | 1 | 10 | C | D | EAR99 | N | 85362090 | 1 | 4042949035930 | 2.47 | KG | 741.84 | 741.84 | LP18 | LP18 | circuit breaker 3VA2 IEC frame 100 breaking capacity class H Icu=85kA @ 415V 3-pole, line protection ETU320, LI, In=100A overload protection Ir=40A...100A short-circuit protection Ii=1.5...12 x In nut keeper kit shunt trip (STL) 110-127V DC, AC 50/60Hz 2 auxiliary switches HQ 1 trip alarm switch HQ | - | 0 | 0
3VA2010-6HL32-0JL0 |  | 3VA2010-6HL32-0JL0 | 1 | UN | 1 | 10 | C | D | EAR99 | N | 85362090 | 1 | 4042949039778 | 2.5 | KG | 777.04 | 777.04 | LP18 | LP18 | circuit breaker 3VA2 IEC frame 100 breaking capacity class H Icu=85kA @ 415V 3-pole, line protection ETU320, LI, In=100A overload protection Ir=40A...100A short-circuit protection Ii=1.5...12 x In nut keeper kit shunt trip (STL) 110-127V DC, AC 50/60Hz 2 auxiliary switches HQ 1 trip alarm switch HQ 1 electrical alarm switch | - | 0 | 0
3VA2010-6HL32-0KA0 |  | 3VA2010-6HL32-0KA0 | 1 | UN | 1 | 10 | C | D | EAR99 | N | 85362090 | 1 | 4042949023777 | 2.41 | KG | 667.92 | 667.92 | LP18 | LP18 | circuit breaker 3VA2 IEC frame 100 breaking capacity class H Icu=85kA @ 415V 3-pole, line protection ETU320, LI, In=100A overload protection Ir=40A...100A short-circuit protection Ii=1.5...12 x In nut keeper kit shunt trip (STL) 220-250V DC, 208-277V AC | - | 0 | 0
3VA2010-6HL32-0KC0 |  | 3VA2010-6HL32-0KC0 | 1 | UN | 1 | 10 | C | D | EAR99 | N | 85362090 | 1 | 4042949032731 | 2.44 | KG | 716.32 | 716.32 | LP18 | LP18 | circuit breaker 3VA2 IEC frame 100 breaking capacity class H Icu=85kA @ 415V 3-pole, line protection ETU320, LI, In=100A overload protection Ir=40A...100A short-circuit protection Ii=1.5...12 x In nut keeper kit shunt trip (STL) 220-250V DC, 208-277V AC 2 auxiliary switches HQ | - | 0 | 0
3VA2010-6HL32-0KH0 |  | 3VA2010-6HL32-0KH0 | 1 | UN | 1 | 10 | C | D | EAR99 | N | 85362090 | 1 | 4042949036579 | 2.47 | KG | 741.84 | 741.84 | LP18 | LP18 | circuit breaker 3VA2 IEC frame 100 breaking capacity class H Icu=85kA @ 415V 3-pole, line protection ETU320, LI, In=100A overload protection Ir=40A...100A short-circuit protection Ii=1.5...12 x In nut keeper kit shunt trip (STL) 220-250V DC, 208-277V AC 2 auxiliary switches HQ 1 trip alarm switch HQ | - | 0 | 0
3VA2010-6HL32-0KL0 |  | 3VA2010-6HL32-0KL0 | 1 | UN | 1 | 10 | C | D | EAR99 | N | 85362090 | 1 | 4042949040415 | 2.5 | KG | 777.04 | 777.04 | LP18 | LP18 | circuit breaker 3VA2 IEC frame 100 breaking capacity class H Icu=85kA @ 415V 3-pole, line protection ETU320, LI, In=100A overload protection Ir=40A...100A short-circuit protection Ii=1.5...12 x In nut keeper kit shunt trip (STL) 220-250V DC, 208-277V AC 2 auxiliary switches HQ 1 trip alarm switch HQ 1 electrical alarm switch | - | 0 | 0
3VA2010-6HL36-0AA0 |  | 3VA2010-6HL36-0AA0 | 1 | UN | 1 | 5 | B | D | EAR99 | N | 85362090 | 1 | 4042948833995 | 2.229 | KG | 584.8 | 568.7 | LP18 | LP18 | circuit breaker 3VA2 IEC frame 100 breaking capacity class H Icu=85kA @ 415V 3-pole, line protection ETU320, LI, In=100A overload protection Ir=40A...100A short-circuit protection Ii=1.5...12 x In clamp connection | Lista Papel 2020 SI | 0 | 0
3VA2010-6HL36-0BK0 |  | 3VA2010-6HL36-0BK0 | 1 | UN | 1 | 10 | C | D | EAR99 | N | 85362090 | 1 | 4042949323242 | 2.586 | KG | 803.44 | 803.44 | LP18 | LP18 | circuit breaker 3VA2 IEC frame 100 breaking capacity class H Icu=85kA @ 415V 3-pole, line protection ETU320, LI, In=100A overload protection Ir=40A...100A short-circuit protection Ii=1.5...12 x In clamp connection undervoltage release (UVR) 24V DC 1 auxiliary switch HQ 1 trip alarm switch HQ 1 electrical alarm switch | - | 0 | 0
3VA2010-6HL42-0AA0 |  | 3VA2010-6HL42-0AA0 | 1 | UN | 1 | 5 | B | D | EAR99 | N | 85362090 | 1 | 4042948833988 | 2.702 | KG | 717.4 | 697 | LP18 | LP18 | circuit breaker 3VA2 IEC frame 100 breaking capacity class H Icu=85kA @ 415V 4-pole, line protection ETU320, LI, In=100A overload protection Ir=40A...100A short-circuit protection Ii=1.5...12 x In N conductor protection adjustable (OFF, 50%, 100%) nut keeper kit | Lista Papel 2020 SI | 0 | 0
3VA2010-6HL42-0BF0 |  | 3VA2010-6HL42-0BF0 | 1 | UN | 1 | 10 | C | D | EAR99 | N | 85362090 | 1 | 4042949329688 | 2.838 | KG | 906.4 |  | LP18 |  | circuit breaker 3VA2 IEC frame 100 breaking capacity class H Icu=85kA @ 415V 4-pole, line protection ETU320, LI, In=100A overload protection Ir=40A...100A short-circuit protection Ii=1.5...12 x In N conductor protection adjustable (OFF, 50%, 100%) nut keeper kit circuit breaker 3VA2 IEC frame 100 breaking capacity class H Icu=85kA @ 415V 4-pole, line protection ETU320, LI, In=100A overload protection Ir=40A...100A short-circuit UNDERVOLTAGE RELEASE 24 V DC ACCESSORY FOR 3VA1 and 3VA20 up 1 AUXILIARY SWITCH CHANGEOVER H 1 TRIP ALARM SWITCH CHANGEOVER |  | 0 | 0
3VA2010-6HL46-0AA0 |  | 3VA2010-6HL46-0AA0 | 1 | UN | 1 | 5 | B | D | EAR99 | N | 85362090 | 1 | 4042948833971 | 2.927 | KG | 748 | 726.8 | LP18 | LP18 | circuit breaker 3VA2 IEC frame 100 breaking capacity class H Icu=85kA @ 415V 4-pole, line protection ETU320, LI, In=100A overload protection Ir=40A...100A short-circuit protection Ii=1.5...12 x In N conductor protection adjustable (OFF, 50%, 100%) clamp connection | Lista Papel 2020 SI | 0 | 0
3VA2010-6HM32-0AA0 |  | 3VA2010-6HM32-0AA0 | 1 | UN | 1 | 5 | B | D | EAR99 | N | 85362090 | 1 | 4042948801598 | 2.105 | KG | 805.8 | 782.9 | LP18 | LP18 | circuit breaker 3VA2 IEC frame 100 breaking capacity class H Icu=85kA @ 415V 3-pole, line protection ETU330, LIG, In=100A overload protection Ir=40A...100A short-circuit protection Ii=1.5...12 x In ground-fault protection Ig=0.2...1 x In, tg=0.1/0.3s nut keeper kit | Lista Papel 2020 SI | 0 | 0
3VA2010-6HM36-0AA0 |  | 3VA2010-6HM36-0AA0 | 1 | UN | 1 | 5 | B | D | EAR99 | N | 85362090 | 1 | 4042948817315 | 2.5 | KG | 828.8 | 805.8 | LP18 | LP18 | circuit breaker 3VA2 IEC frame 100 breaking capacity class H Icu=85kA @ 415V 3-pole, line protection ETU330, LIG, In=100A overload protection Ir=40A...100A short-circuit protection Ii=1.5...12 x In ground-fault protection Ig=0.2...1 x In, tg=0.1/0.3s clamp connection | Lista Papel 2020 SI | 0 | 0
3VA2010-6HM42-0AA0 |  | 3VA2010-6HM42-0AA0 | 1 | UN | 1 | 5 | B | D | EAR99 | N | 85362090 | 1 | 4042948803837 | 2.704 | KG | 969 | 943.5 | LP18 | LP18 | circuit breaker 3VA2 IEC frame 100 breaking capacity class H Icu=85kA @ 415V 4-pole, line protection ETU330, LIG, In=100A overload protection Ir=40A...100A short-circuit protection Ii=1.5...12 x In N conductor protection adjustable (OFF, 50%, 100%) ground-fault protection Ig=0.2...1 x In= tg=0.1/0.3s nut keeper kit | Lista Papel 2020 SI | 0 | 0
3VA2010-6HM46-0AA0 |  | 3VA2010-6HM46-0AA0 | 1 | UN | 1 | 5 | B | D | EAR99 | N | 85362090 | 1 | 4042948818435 | 3.2 | KG | 994.5 | 969 | LP18 | LP18 | circuit breaker 3VA2 IEC frame 100 breaking capacity class H Icu=85kA @ 415V 4-pole, line protection ETU330, LIG, In=100A overload protection Ir=40A...100A short-circuit protection Ii=1.5...12 x In N conductor protection adjustable (OFF, 50%, 100%) ground-fault protection Ig=0.2...1 x In= tg=0.1/0.3s clamp connection | Lista Papel 2020 SI | 0 | 0
3VA2010-6HN32-0AA0 |  | 3VA2010-6HN32-0AA0 | 1 | UN | 1 | 5 | B | D | EAR99 | N | 85362090 | 1 | 4042948801581 | 2.123 | KG | 619.7 | 601.8 | LP18 | LP18 | circuit breaker 3VA2 IEC frame 100 breaking capacity class H Icu=85kA @ 415V 3-pole, line protection ETU350, LSI, In=100A overload protection Ir=40A...100A short-circuit protection Isd=1.5...10 x Ir, Ii=12 x In nut keeper kit | Lista Papel 2020 SI | 0 | 0
3VA2010-6HN32-0AB0 |  | 3VA2010-6HN32-0AB0 | 1 | UN | 1 | 10 | C | D | EAR99 | N | 85362090 | 1 | 4042949024408 | 2.36 | KG | 714.56 | 714.56 | LP18 | LP18 | circuit breaker 3VA2 IEC frame 100 breaking capacity class H Icu=85kA @ 415V 3-pole, line protection ETU350, LSI, In=100A overload protection Ir=40A...100A short-circuit protection Isd=1.5...10 x Ir, Ii=12 x In nut keeper kit 2 auxiliary switches HP | - | 0 | 0
3VA2010-6HN32-0AC0 |  | 3VA2010-6HN32-0AC0 | 1 | UN | 1 | 10 | C | D | EAR99 | N | 85362090 | 1 | 4042949025047 | 2.34 | KG | 689.92 | 689.92 | LP18 | LP18 | circuit breaker 3VA2 IEC frame 100 breaking capacity class H Icu=85kA @ 415V 3-pole, line protection ETU350, LSI, In=100A overload protection Ir=40A...100A short-circuit protection Isd=1.5...10 x Ir, Ii=12 x In nut keeper kit 2 auxiliary switches HQ | - | 0 | 0
3VA2010-6HN32-0AD0 |  | 3VA2010-6HN32-0AD0 | 1 | UN | 1 | 10 | C | D | EAR99 | N | 85362090 | 1 | 4042949025689 | 2.37 | KG | 714.56 | 714.56 | LP18 | LP18 | circuit breaker 3VA2 IEC frame 100 breaking capacity class H Icu=85kA @ 415V 3-pole, line protection ETU350, LSI, In=100A overload protection Ir=40A...100A short-circuit protection Isd=1.5...10 x Ir, Ii=12 x In nut keeper kit 3 auxiliary switches HQ | - | 0 | 0
3VA2010-6HN32-0AE0 |  | 3VA2010-6HN32-0AE0 | 1 | UN | 1 | 10 | C | D | EAR99 | N | 85362090 | 1 | 4042949026327 | 2.4 | KG | 740.08 | 740.08 | LP18 | LP18 | circuit breaker 3VA2 IEC frame 100 breaking capacity class H Icu=85kA @ 415V 3-pole, line protection ETU350, LSI, In=100A overload protection Ir=40A...100A short-circuit protection Isd=1.5...10 x Ir, Ii=12 x In nut keeper kit 4 auxiliary switches HQ | - | 0 | 0
3VA2010-6HN32-0AF0 |  | 3VA2010-6HN32-0AF0 | 1 | UN | 1 | 10 | C | D | EAR99 | N | 85362090 | 1 | 4042949026969 | 2.34 | KG | 689.92 | 689.92 | LP18 | LP18 | circuit breaker 3VA2 IEC frame 100 breaking capacity class H Icu=85kA @ 415V 3-pole, line protection ETU350, LSI, In=100A overload protection Ir=40A...100A short-circuit protection Isd=1.5...10 x Ir, Ii=12 x In nut keeper kit 1 auxiliary switch HQ 1 trip alarm switch HQ | - | 0 | 0
3VA2010-6HN32-0AG0 |  | 3VA2010-6HN32-0AG0 | 1 | UN | 1 | 10 | C | D | EAR99 | N | 85362090 | 1 | 4042949027607 | 2.36 | KG | 714.56 | 714.56 | LP18 | LP18 | circuit breaker 3VA2 IEC frame 100 breaking capacity class H Icu=85kA @ 415V 3-pole, line protection ETU350, LSI, In=100A overload protection Ir=40A...100A short-circuit protection Isd=1.5...10 x Ir, Ii=12 x In nut keeper kit 1 auxiliary switch HP 1 trip alarm switch HP | - | 0 | 0
3VA2010-6HN32-0AH0 |  | 3VA2010-6HN32-0AH0 | 1 | UN | 1 | 10 | C | D | EAR99 | N | 85362090 | 1 | 4042949028246 | 2.37 | KG | 714.56 | 714.56 | LP18 | LP18 | circuit breaker 3VA2 IEC frame 100 breaking capacity class H Icu=85kA @ 415V 3-pole, line protection ETU350, LSI, In=100A overload protection Ir=40A...100A short-circuit protection Isd=1.5...10 x Ir, Ii=12 x In nut keeper kit 2 auxiliary switches HQ 1 trip alarm switch HQ | - | 0 | 0
3VA2010-6HN32-0AJ0 |  | 3VA2010-6HN32-0AJ0 | 1 | UN | 1 | 10 | C | D | EAR99 | N | 85362090 | 1 | 4042949028888 | 2.4 | KG | 750.64 | 750.64 | LP18 | LP18 | circuit breaker 3VA2 IEC frame 100 breaking capacity class H Icu=85kA @ 415V 3-pole, line protection ETU350, LSI, In=100A overload protection Ir=40A...100A short-circuit protection Isd=1.5...10 x Ir, Ii=12 x In nut keeper kit 2 auxiliary switches HP 1 trip alarm switch HP | - | 0 | 0
3VA2010-6HN32-0BA0 |  | 3VA2010-6HN32-0BA0 | 1 | UN | 1 | 10 | C | D | EAR99 | N | 85362090 | 1 | 4042949020561 | 2.4 | KG | 753.28 | 753.28 | LP18 | LP18 | circuit breaker 3VA2 IEC frame 100 breaking capacity class H Icu=85kA @ 415V 3-pole, line protection ETU350, LSI, In=100A overload protection Ir=40A...100A short-circuit protection Isd=1.5...10 x Ir, Ii=12 x In nut keeper kit undervoltage release (UVR) 24V DC | - | 0 | 0
3VA2010-6HN32-0BC0 |  | 3VA2010-6HN32-0BC0 | 1 | UN | 1 | 10 | C | D | EAR99 | N | 85362090 | 1 | 4042949029526 | 2.46 | KG | 802.56 | 802.56 | LP18 | LP18 | circuit breaker 3VA2 IEC frame 100 breaking capacity class H Icu=85kA @ 415V 3-pole, line protection ETU350, LSI, In=100A overload protection Ir=40A...100A short-circuit protection Isd=1.5...10 x Ir, Ii=12 x In nut keeper kit undervoltage release (UVR) 24V DC 2 auxiliary switches HQ | - | 0 | 0
3VA2010-6HN32-0BH0 |  | 3VA2010-6HN32-0BH0 | 1 | UN | 1 | 10 | C | D | EAR99 | N | 85362090 | 1 | 4042949033363 | 2.49 | KG | 826.32 | 826.32 | LP18 | LP18 | circuit breaker 3VA2 IEC frame 100 breaking capacity class H Icu=85kA @ 415V 3-pole, line protection ETU350, LSI, In=100A overload protection Ir=40A...100A short-circuit protection Isd=1.5...10 x Ir, Ii=12 x In nut keeper kit undervoltage release (UVR) 24V DC 2 auxiliary switches HQ 1 trip alarm switch HQ | - | 0 | 0
3VA2010-6HN32-0BL0 |  | 3VA2010-6HN32-0BL0 | 1 | UN | 1 | 10 | C | D | EAR99 | N | 85362090 | 1 | 4042949037200 | 2.52 | KG | 862.4 | 862.4 | LP18 | LP18 | circuit breaker 3VA2 IEC frame 100 breaking capacity class H Icu=85kA @ 415V 3-pole, line protection ETU350, LSI, In=100A overload protection Ir=40A...100A short-circuit protection Isd=1.5...10 x Ir, Ii=12 x In nut keeper kit undervoltage release (UVR) 24V DC 2 auxiliary switches HQ 1 trip alarm switch HQ 1 electrical alarm switch | - | 0 | 0
3VA2010-6HN32-0CA0 |  | 3VA2010-6HN32-0CA0 | 1 | UN | 1 | 10 | C | D | EAR99 | N | 85362090 | 1 | 4042949021209 | 2.4 | KG | 753.28 | 753.28 | LP18 | LP18 | circuit breaker 3VA2 IEC frame 100 breaking capacity class H Icu=85kA @ 415V 3-pole, line protection ETU350, LSI, In=100A overload protection Ir=40A...100A short-circuit protection Isd=1.5...10 x Ir, Ii=12 x In nut keeper kit undervoltage release (UVR) 120-127V AC 50/60Hz | - | 0 | 0
3VA2010-6HN32-0CC0 |  | 3VA2010-6HN32-0CC0 | 1 | UN | 1 | 10 | C | D | EAR99 | N | 85362090 | 1 | 4042949030164 | 2.46 | KG | 802.56 | 802.56 | LP18 | LP18 | circuit breaker 3VA2 IEC frame 100 breaking capacity class H Icu=85kA @ 415V 3-pole, line protection ETU350, LSI, In=100A overload protection Ir=40A...100A short-circuit protection Isd=1.5...10 x Ir, Ii=12 x In nut keeper kit undervoltage release (UVR) 120-127V AC 50/60Hz 2 auxiliary switches HQ | - | 0 | 0
3VA2010-6HN32-0CH0 |  | 3VA2010-6HN32-0CH0 | 1 | UN | 1 | 10 | C | D | EAR99 | N | 85362090 | 1 | 4042949034001 | 2.49 | KG | 826.32 | 826.32 | LP18 | LP18 | circuit breaker 3VA2 IEC frame 100 breaking capacity class H Icu=85kA @ 415V 3-pole, line protection ETU350, LSI, In=100A overload protection Ir=40A...100A short-circuit protection Isd=1.5...10 x Ir, Ii=12 x In nut keeper kit undervoltage release (UVR) 120-127V AC 50/60Hz 2 auxiliary switches HQ 1 trip alarm switch HQ | - | 0 | 0
3VA2010-6HN32-0CL0 |  | 3VA2010-6HN32-0CL0 | 1 | UN | 1 | 10 | C | D | EAR99 | N | 85362090 | 1 | 4042949037842 | 2.52 | KG | 862.4 | 862.4 | LP18 | LP18 | circuit breaker 3VA2 IEC frame 100 breaking capacity class H Icu=85kA @ 415V 3-pole, line protection ETU350, LSI, In=100A overload protection Ir=40A...100A short-circuit protection Isd=1.5...10 x Ir, Ii=12 x In nut keeper kit undervoltage release (UVR) 120-127V AC 50/60Hz 2 auxiliary switches HQ 1 trip alarm switch HQ 1 electrical alarm switch | - | 0 | 0
3VA2010-6HN32-0DA0 |  | 3VA2010-6HN32-0DA0 | 1 | UN | 1 | 10 | C | D | EAR99 | N | 85362090 | 1 | 4042949021841 | 2.4 | KG | 753.28 | 753.28 | LP18 | LP18 | circuit breaker 3VA2 IEC frame 100 breaking capacity class H Icu=85kA @ 415V 3-pole, line protection ETU350, LSI, In=100A overload protection Ir=40A...100A short-circuit protection Isd=1.5...10 x Ir, Ii=12 x In nut keeper kit undervoltage release (UVR) 208-230V AC 50/60Hz | - | 0 | 0
3VA2010-6HN32-0DC0 |  | 3VA2010-6HN32-0DC0 | 1 | UN | 1 | 10 | C | D | EAR99 | N | 85362090 | 1 | 4042949030805 | 2.46 | KG | 802.56 | 802.56 | LP18 | LP18 | circuit breaker 3VA2 IEC frame 100 breaking capacity class H Icu=85kA @ 415V 3-pole, line protection ETU350, LSI, In=100A overload protection Ir=40A...100A short-circuit protection Isd=1.5...10 x Ir, Ii=12 x In nut keeper kit undervoltage release (UVR) 208-230V AC 50/60Hz 2 auxiliary switches HQ | - | 0 | 0
3VA2010-6HN32-0DH0 |  | 3VA2010-6HN32-0DH0 | 1 | UN | 1 | 10 | C | D | EAR99 | N | 85362090 | 1 | 4042949034643 | 2.49 | KG | 826.32 | 826.32 | LP18 | LP18 | circuit breaker 3VA2 IEC frame 100 breaking capacity class H Icu=85kA @ 415V 3-pole, line protection ETU350, LSI, In=100A overload protection Ir=40A...100A short-circuit protection Isd=1.5...10 x Ir, Ii=12 x In nut keeper kit undervoltage release (UVR) 208-230V AC 50/60Hz 2 auxiliary switches HQ 1 trip alarm switch HQ | - | 0 | 0
3VA2010-6HN32-0DL0 |  | 3VA2010-6HN32-0DL0 | 1 | UN | 1 | 10 | C | D | EAR99 | N | 85362090 | 1 | 4042949038481 | 2.52 | KG | 862.4 | 862.4 | LP18 | LP18 | circuit breaker 3VA2 IEC frame 100 breaking capacity class H Icu=85kA @ 415V 3-pole, line protection ETU350, LSI, In=100A overload protection Ir=40A...100A short-circuit protection Isd=1.5...10 x Ir, Ii=12 x In nut keeper kit undervoltage release (UVR) 208-230V AC 50/60Hz 2 auxiliary switches HQ 1 trip alarm switch HQ 1 electrical alarm switch | - | 0 | 0
3VA2010-6HN32-0HA0 |  | 3VA2010-6HN32-0HA0 | 1 | UN | 1 | 10 | C | D | EAR99 | N | 85362090 | 1 | 4042949022480 | 2.37 | KG | 727.76 | 727.76 | LP18 | LP18 | circuit breaker 3VA2 IEC frame 100 breaking capacity class H Icu=85kA @ 415V 3-pole, line protection ETU350, LSI, In=100A overload protection Ir=40A...100A short-circuit protection Isd=1.5...10 x Ir, Ii=12 x In nut keeper kit shunt trip (STL) 12-30V DC, 24V AC 50/60Hz | - | 0 | 0
3VA2010-6HN32-0HC0 |  | 3VA2010-6HN32-0HC0 | 1 | UN | 1 | 10 | C | D | EAR99 | N | 85362090 | 1 | 4042949031444 | 2.43 | KG | 777.04 | 777.04 | LP18 | LP18 | circuit breaker 3VA2 IEC frame 100 breaking capacity class H Icu=85kA @ 415V 3-pole, line protection ETU350, LSI, In=100A overload protection Ir=40A...100A short-circuit protection Isd=1.5...10 x Ir, Ii=12 x In nut keeper kit shunt trip (STL) 12-30V DC, 24V AC 50/60Hz 2 auxiliary switches HQ | - | 0 | 0
3VA2010-6HN32-0HH0 |  | 3VA2010-6HN32-0HH0 | 1 | UN | 1 | 10 | C | D | EAR99 | N | 85362090 | 1 | 4042949035282 | 2.46 | KG | 801.68 | 801.68 | LP18 | LP18 | circuit breaker 3VA2 IEC frame 100 breaking capacity class H Icu=85kA @ 415V 3-pole, line protection ETU350, LSI, In=100A overload protection Ir=40A...100A short-circuit protection Isd=1.5...10 x Ir, Ii=12 x In nut keeper kit shunt trip (STL) 12-30V DC, 24V AC 50/60Hz 2 auxiliary switches HQ 1 trip alarm switch HQ | - | 0 | 0
3VA2010-6HN32-0HL0 |  | 3VA2010-6HN32-0HL0 | 1 | UN | 1 | 10 | C | D | EAR99 | N | 85362090 | 1 | 4042949039129 | 2.49 | KG | 836.88 | 836.88 | LP18 | LP18 | circuit breaker 3VA2 IEC frame 100 breaking capacity class H Icu=85kA @ 415V 3-pole, line protection ETU350, LSI, In=100A overload protection Ir=40A...100A short-circuit protection Isd=1.5...10 x Ir, Ii=12 x In nut keeper kit shunt trip (STL) 12-30V DC, 24V AC 50/60Hz 2 auxiliary switches HQ 1 trip alarm switch HQ 1 electrical alarm switch | - | 0 | 0
3VA2010-6HN32-0JA0 |  | 3VA2010-6HN32-0JA0 | 1 | UN | 1 | 10 | C | D | EAR99 | N | 85362090 | 1 | 4042949023128 | 2.37 | KG | 727.76 | 727.76 | LP18 | LP18 | circuit breaker 3VA2 IEC frame 100 breaking capacity class H Icu=85kA @ 415V 3-pole, line protection ETU350, LSI, In=100A overload protection Ir=40A...100A short-circuit protection Isd=1.5...10 x Ir, Ii=12 x In nut keeper kit shunt trip (STL) 110-127V DC, AC 50/60Hz | - | 0 | 0
3VA2010-6HN32-0JC0 |  | 3VA2010-6HN32-0JC0 | 1 | UN | 1 | 10 | C | D | EAR99 | N | 85362090 | 1 | 4042949032083 | 2.43 | KG | 777.04 | 777.04 | LP18 | LP18 | circuit breaker 3VA2 IEC frame 100 breaking capacity class H Icu=85kA @ 415V 3-pole, line protection ETU350, LSI, In=100A overload protection Ir=40A...100A short-circuit protection Isd=1.5...10 x Ir, Ii=12 x In nut keeper kit shunt trip (STL) 110-127V DC, AC 50/60Hz 2 auxiliary switches HQ | - | 0 | 0
3VA2010-6HN32-0JH0 |  | 3VA2010-6HN32-0JH0 | 1 | UN | 1 | 10 | C | D | EAR99 | N | 85362090 | 1 | 4042949035923 | 2.46 | KG | 801.68 | 801.68 | LP18 | LP18 | circuit breaker 3VA2 IEC frame 100 breaking capacity class H Icu=85kA @ 415V 3-pole, line protection ETU350, LSI, In=100A overload protection Ir=40A...100A short-circuit protection Isd=1.5...10 x Ir, Ii=12 x In nut keeper kit shunt trip (STL) 110-127V DC, AC 50/60Hz 2 auxiliary switches HQ 1 trip alarm switch HQ | - | 0 | 0
3VA2010-6HN32-0JL0 |  | 3VA2010-6HN32-0JL0 | 1 | UN | 1 | 10 | C | D | EAR99 | N | 85362090 | 1 | 4042949039761 | 2.49 | KG | 836.88 | 836.88 | LP18 | LP18 | circuit breaker 3VA2 IEC frame 100 breaking capacity class H Icu=85kA @ 415V 3-pole, line protection ETU350, LSI, In=100A overload protection Ir=40A...100A short-circuit protection Isd=1.5...10 x Ir, Ii=12 x In nut keeper kit shunt trip (STL) 110-127V DC, AC 50/60Hz 2 auxiliary switches HQ 1 trip alarm switch HQ 1 electrical alarm switch | - | 0 | 0
3VA2010-6HN32-0KA0 |  | 3VA2010-6HN32-0KA0 | 1 | UN | 1 | 10 | C | D | EAR99 | N | 85362090 | 1 | 4042949023760 | 2.37 | KG | 727.76 | 727.76 | LP18 | LP18 | circuit breaker 3VA2 IEC frame 100 breaking capacity class H Icu=85kA @ 415V 3-pole, line protection ETU350, LSI, In=100A overload protection Ir=40A...100A short-circuit protection Isd=1.5...10 x Ir, Ii=12 x In nut keeper kit shunt trip (STL) 220-250V DC, 208-277V AC | - | 0 | 0
3VA2010-6HN32-0KC0 |  | 3VA2010-6HN32-0KC0 | 1 | UN | 1 | 10 | C | D | EAR99 | N | 85362090 | 1 | 4042949032724 | 2.43 | KG | 777.04 | 777.04 | LP18 | LP18 | circuit breaker 3VA2 IEC frame 100 breaking capacity class H Icu=85kA @ 415V 3-pole, line protection ETU350, LSI, In=100A overload protection Ir=40A...100A short-circuit protection Isd=1.5...10 x Ir, Ii=12 x In nut keeper kit shunt trip (STL) 220-250V DC, 208-277V AC 2 auxiliary switches HQ | - | 0 | 0
3VA2010-6HN32-0KH0 |  | 3VA2010-6HN32-0KH0 | 1 | UN | 1 | 10 | C | D | EAR99 | N | 85362090 | 1 | 4042949036562 | 2.46 | KG | 801.68 | 801.68 | LP18 | LP18 | circuit breaker 3VA2 IEC frame 100 breaking capacity class H Icu=85kA @ 415V 3-pole, line protection ETU350, LSI, In=100A overload protection Ir=40A...100A short-circuit protection Isd=1.5...10 x Ir, Ii=12 x In nut keeper kit shunt trip (STL) 220-250V DC, 208-277V AC 2 auxiliary switches HQ 1 trip alarm switch HQ | - | 0 | 0
3VA2010-6HN32-0KL0 |  | 3VA2010-6HN32-0KL0 | 1 | UN | 1 | 10 | C | D | EAR99 | N | 85362090 | 1 | 4042949040408 | 2.49 | KG | 836.88 | 836.88 | LP18 | LP18 | circuit breaker 3VA2 IEC frame 100 breaking capacity class H Icu=85kA @ 415V 3-pole, line protection ETU350, LSI, In=100A overload protection Ir=40A...100A short-circuit protection Isd=1.5...10 x Ir, Ii=12 x In nut keeper kit shunt trip (STL) 220-250V DC, 208-277V AC 2 auxiliary switches HQ 1 trip alarm switch HQ 1 electrical alarm switch | - | 0 | 0
3VA2010-6HN36-0AA0 |  | 3VA2010-6HN36-0AA0 | 1 | UN | 1 | 5 | B | D | EAR99 | N | 85362090 | 1 | 4042948817308 | 2.234 | KG | 642.6 | 624.8 | LP18 | LP18 | circuit breaker 3VA2 IEC frame 100 breaking capacity class H Icu=85kA @ 415V 3-pole, line protection ETU350, LSI, In=100A overload protection Ir=40A...100A short-circuit protection Isd=1.5...10 x Ir, Ii=12 x In clamp connection | Lista Papel 2020 SI | 0 | 0
3VA2010-6HN36-0AB0 |  | 3VA2010-6HN36-0AB0 | 1 | UN | 1 | 10 | C | D | EAR99 | N | 85362090 | 1 | 4042949024392 | 2.51 | KG | 739.2 | 739.2 | LP18 | LP18 | circuit breaker 3VA2 IEC frame 100 breaking capacity class H Icu=85kA @ 415V 3-pole, line protection ETU350, LSI, In=100A overload protection Ir=40A...100A short-circuit protection Isd=1.5...10 x Ir, Ii=12 x In clamp connection 2 auxiliary switches HP | - | 0 | 0
3VA2010-6HN36-0AC0 |  | 3VA2010-6HN36-0AC0 | 1 | UN | 1 | 10 | C | D | EAR99 | N | 85362090 | 1 | 4042949025030 | 2.49 | KG | 713.68 | 713.68 | LP18 | LP18 | circuit breaker 3VA2 IEC frame 100 breaking capacity class H Icu=85kA @ 415V 3-pole, line protection ETU350, LSI, In=100A overload protection Ir=40A...100A short-circuit protection Isd=1.5...10 x Ir, Ii=12 x In clamp connection 2 auxiliary switches HQ | - | 0 | 0
3VA2010-6HN36-0AD0 |  | 3VA2010-6HN36-0AD0 | 1 | UN | 1 | 10 | C | D | EAR99 | N | 85362090 | 1 | 4042949025672 | 2.52 | KG | 739.2 | 739.2 | LP18 | LP18 | circuit breaker 3VA2 IEC frame 100 breaking capacity class H Icu=85kA @ 415V 3-pole, line protection ETU350, LSI, In=100A overload protection Ir=40A...100A short-circuit protection Isd=1.5...10 x Ir, Ii=12 x In clamp connection 3 auxiliary switches HQ | - | 0 | 0
3VA2010-6HN36-0AE0 |  | 3VA2010-6HN36-0AE0 | 1 | UN | 1 | 10 | C | D | EAR99 | N | 85362090 | 1 | 4042949026310 | 2.55 | KG | 762.08 | 762.08 | LP18 | LP18 | circuit breaker 3VA2 IEC frame 100 breaking capacity class H Icu=85kA @ 415V 3-pole, line protection ETU350, LSI, In=100A overload protection Ir=40A...100A short-circuit protection Isd=1.5...10 x Ir, Ii=12 x In clamp connection 4 auxiliary switches HQ | - | 0 | 0
3VA2010-6HN36-0AF0 |  | 3VA2010-6HN36-0AF0 | 1 | UN | 1 | 10 | C | D | EAR99 | N | 85362090 | 1 | 4042949026952 | 2.49 | KG | 713.68 | 713.68 | LP18 | LP18 | circuit breaker 3VA2 IEC frame 100 breaking capacity class H Icu=85kA @ 415V 3-pole, line protection ETU350, LSI, In=100A overload protection Ir=40A...100A short-circuit protection Isd=1.5...10 x Ir, Ii=12 x In clamp connection 1 auxiliary switch HQ 1 trip alarm switch HQ | - | 0 | 0
3VA2010-6HN36-0AG0 |  | 3VA2010-6HN36-0AG0 | 1 | UN | 1 | 10 | C | D | EAR99 | N | 85362090 | 1 | 4042949027591 | 2.51 | KG | 739.2 | 739.2 | LP18 | LP18 | circuit breaker 3VA2 IEC frame 100 breaking capacity class H Icu=85kA @ 415V 3-pole, line protection ETU350, LSI, In=100A overload protection Ir=40A...100A short-circuit protection Isd=1.5...10 x Ir, Ii=12 x In clamp connection 1 auxiliary switch HP 1 trip alarm switch HP | - | 0 | 0
3VA2010-6HN36-0AH0 |  | 3VA2010-6HN36-0AH0 | 1 | UN | 1 | 10 | C | D | EAR99 | N | 85362090 | 1 | 4042949028239 | 2.52 | KG | 739.2 | 739.2 | LP18 | LP18 | circuit breaker 3VA2 IEC frame 100 breaking capacity class H Icu=85kA @ 415V 3-pole, line protection ETU350, LSI, In=100A overload protection Ir=40A...100A short-circuit protection Isd=1.5...10 x Ir, Ii=12 x In clamp connection 2 auxiliary switches HQ 1 trip alarm switch HQ | - | 0 | 0
3VA2010-6HN36-0AJ0 |  | 3VA2010-6HN36-0AJ0 | 1 | UN | 1 | 10 | C | D | EAR99 | N | 85362090 | 1 | 4042949028871 | 2.55 | KG | 774.4 | 774.4 | LP18 | LP18 | circuit breaker 3VA2 IEC frame 100 breaking capacity class H Icu=85kA @ 415V 3-pole, line protection ETU350, LSI, In=100A overload protection Ir=40A...100A short-circuit protection Isd=1.5...10 x Ir, Ii=12 x In clamp connection 2 auxiliary switches HP 1 trip alarm switch HP | - | 0 | 0
3VA2010-6HN36-0BA0 |  | 3VA2010-6HN36-0BA0 | 1 | UN | 1 | 10 | C | D | EAR99 | N | 85362090 | 1 | 4042949020554 | 2.55 | KG | 777.92 | 777.92 | LP18 | LP18 | circuit breaker 3VA2 IEC frame 100 breaking capacity class H Icu=85kA @ 415V 3-pole, line protection ETU350, LSI, In=100A overload protection Ir=40A...100A short-circuit protection Isd=1.5...10 x Ir, Ii=12 x In clamp connection undervoltage release (UVR) 24V DC | - | 0 | 0
3VA2010-6HN36-0BC0 |  | 3VA2010-6HN36-0BC0 | 1 | UN | 1 | 10 | C | D | EAR99 | N | 85362090 | 1 | 4042949029519 | 2.61 | KG | 825.44 | 825.44 | LP18 | LP18 | circuit breaker 3VA2 IEC frame 100 breaking capacity class H Icu=85kA @ 415V 3-pole, line protection ETU350, LSI, In=100A overload protection Ir=40A...100A short-circuit protection Isd=1.5...10 x Ir, Ii=12 x In clamp connection undervoltage release (UVR) 24V DC 2 auxiliary switches HQ | - | 0 | 0
3VA2010-6HN36-0BH0 |  | 3VA2010-6HN36-0BH0 | 1 | UN | 1 | 10 | C | D | EAR99 | N | 85362090 | 1 | 4042949033356 | 2.64 | KG | 850.08 | 850.08 | LP18 | LP18 | circuit breaker 3VA2 IEC frame 100 breaking capacity class H Icu=85kA @ 415V 3-pole, line protection ETU350, LSI, In=100A overload protection Ir=40A...100A short-circuit protection Isd=1.5...10 x Ir, Ii=12 x In clamp connection undervoltage release (UVR) 24V DC 2 auxiliary switches HQ 1 trip alarm switch HQ | - | 0 | 0
3VA2010-6HN36-0BL0 |  | 3VA2010-6HN36-0BL0 | 1 | UN | 1 | 10 | C | D | EAR99 | N | 85362090 | 1 | 4042949037194 | 2.67 | KG | 888.8 | 888.8 | LP18 | LP18 | circuit breaker 3VA2 IEC frame 100 breaking capacity class H Icu=85kA @ 415V 3-pole, line protection ETU350, LSI, In=100A overload protection Ir=40A...100A short-circuit protection Isd=1.5...10 x Ir, Ii=12 x In clamp connection undervoltage release (UVR) 24V DC 2 auxiliary switches HQ 1 trip alarm switch HQ 1 electrical alarm switch | - | 0 | 0
3VA2010-6HN36-0CA0 |  | 3VA2010-6HN36-0CA0 | 1 | UN | 1 | 10 | C | D | EAR99 | N | 85362090 | 1 | 4042949021193 | 2.55 | KG | 777.92 | 777.92 | LP18 | LP18 | circuit breaker 3VA2 IEC frame 100 breaking capacity class H Icu=85kA @ 415V 3-pole, line protection ETU350, LSI, In=100A overload protection Ir=40A...100A short-circuit protection Isd=1.5...10 x Ir, Ii=12 x In clamp connection undervoltage release (UVR) 120-127V AC 50/60Hz | - | 0 | 0
3VA2010-6HN36-0CC0 |  | 3VA2010-6HN36-0CC0 | 1 | UN | 1 | 10 | C | D | EAR99 | N | 85362090 | 1 | 4042949030157 | 2.61 | KG | 825.44 | 825.44 | LP18 | LP18 | circuit breaker 3VA2 IEC frame 100 breaking capacity class H Icu=85kA @ 415V 3-pole, line protection ETU350, LSI, In=100A overload protection Ir=40A...100A short-circuit protection Isd=1.5...10 x Ir, Ii=12 x In clamp connection undervoltage release (UVR) 120-127V AC 50/60Hz 2 auxiliary switches HQ | - | 0 | 0
3VA2010-6HN36-0CH0 |  | 3VA2010-6HN36-0CH0 | 1 | UN | 1 | 10 | C | D | EAR99 | N | 85362090 | 1 | 4042949033998 | 2.64 | KG | 850.08 | 850.08 | LP18 | LP18 | circuit breaker 3VA2 IEC frame 100 breaking capacity class H Icu=85kA @ 415V 3-pole, line protection ETU350, LSI, In=100A overload protection Ir=40A...100A short-circuit protection Isd=1.5...10 x Ir, Ii=12 x In clamp connection undervoltage release (UVR) 120-127V AC 50/60Hz 2 auxiliary switches HQ 1 trip alarm switch HQ | - | 0 | 0
3VA2010-6HN36-0CL0 |  | 3VA2010-6HN36-0CL0 | 1 | UN | 1 | 10 | C | D | EAR99 | N | 85362090 | 1 | 4042949037835 | 2.67 | KG | 888.8 | 888.8 | LP18 | LP18 | circuit breaker 3VA2 IEC frame 100 breaking capacity class H Icu=85kA @ 415V 3-pole, line protection ETU350, LSI, In=100A overload protection Ir=40A...100A short-circuit protection Isd=1.5...10 x Ir, Ii=12 x In clamp connection undervoltage release (UVR) 120-127V AC 50/60Hz 2 auxiliary switches HQ 1 trip alarm switch HQ 1 electrical alarm switch | - | 0 | 0
3VA2010-6HN36-0DA0 |  | 3VA2010-6HN36-0DA0 | 1 | UN | 1 | 10 | C | D | EAR99 | N | 85362090 | 1 | 4042949021834 | 2.55 | KG | 777.92 | 777.92 | LP18 | LP18 | circuit breaker 3VA2 IEC frame 100 breaking capacity class H Icu=85kA @ 415V 3-pole, line protection ETU350, LSI, In=100A overload protection Ir=40A...100A short-circuit protection Isd=1.5...10 x Ir, Ii=12 x In clamp connection undervoltage release (UVR) 208-230V AC 50/60Hz | - | 0 | 0
3VA2010-6HN36-0DC0 |  | 3VA2010-6HN36-0DC0 | 1 | UN | 1 | 10 | C | D | EAR99 | N | 85362090 | 1 | 4042949030799 | 2.61 | KG | 825.44 | 825.44 | LP18 | LP18 | circuit breaker 3VA2 IEC frame 100 breaking capacity class H Icu=85kA @ 415V 3-pole, line protection ETU350, LSI, In=100A overload protection Ir=40A...100A short-circuit protection Isd=1.5...10 x Ir, Ii=12 x In clamp connection undervoltage release (UVR) 208-230V AC 50/60Hz 2 auxiliary switches HQ | - | 0 | 0
3VA2010-6HN36-0DH0 |  | 3VA2010-6HN36-0DH0 | 1 | UN | 1 | 10 | C | D | EAR99 | N | 85362090 | 1 | 4042949034636 | 2.64 | KG | 850.08 | 850.08 | LP18 | LP18 | circuit breaker 3VA2 IEC frame 100 breaking capacity class H Icu=85kA @ 415V 3-pole, line protection ETU350, LSI, In=100A overload protection Ir=40A...100A short-circuit protection Isd=1.5...10 x Ir, Ii=12 x In clamp connection undervoltage release (UVR) 208-230V AC 50/60Hz 2 auxiliary switches HQ 1 trip alarm switch HQ | - | 0 | 0
3VA2010-6HN36-0DL0 |  | 3VA2010-6HN36-0DL0 | 1 | UN | 1 | 10 | C | D | EAR99 | N | 85362090 | 1 | 4042949038474 | 2.67 | KG | 888.8 | 888.8 | LP18 | LP18 | circuit breaker 3VA2 IEC frame 100 breaking capacity class H Icu=85kA @ 415V 3-pole, line protection ETU350, LSI, In=100A overload protection Ir=40A...100A short-circuit protection Isd=1.5...10 x Ir, Ii=12 x In clamp connection undervoltage release (UVR) 208-230V AC 50/60Hz 2 auxiliary switches HQ 1 trip alarm switch HQ 1 electrical alarm switch | - | 0 | 0
3VA2010-6HN36-0HA0 |  | 3VA2010-6HN36-0HA0 | 1 | UN | 1 | 10 | C | D | EAR99 | N | 85362090 | 1 | 4042949022473 | 2.52 | KG | 751.52 | 751.52 | LP18 | LP18 | circuit breaker 3VA2 IEC frame 100 breaking capacity class H Icu=85kA @ 415V 3-pole, line protection ETU350, LSI, In=100A overload protection Ir=40A...100A short-circuit protection Isd=1.5...10 x Ir, Ii=12 x In clamp connection shunt trip (STL) 12-30V DC, 24V AC 50/60Hz | - | 0 | 0
3VA2010-6HN36-0HC0 |  | 3VA2010-6HN36-0HC0 | 1 | UN | 1 | 10 | C | D | EAR99 | N | 85362090 | 1 | 4042949031437 | 2.58 | KG | 800.8 | 800.8 | LP18 | LP18 | circuit breaker 3VA2 IEC frame 100 breaking capacity class H Icu=85kA @ 415V 3-pole, line protection ETU350, LSI, In=100A overload protection Ir=40A...100A short-circuit protection Isd=1.5...10 x Ir, Ii=12 x In clamp connection shunt trip (STL) 12-30V DC, 24V AC 50/60Hz 2 auxiliary switches HQ | - | 0 | 0
3VA2010-6HN36-0HH0 |  | 3VA2010-6HN36-0HH0 | 1 | UN | 1 | 10 | C | D | EAR99 | N | 85362090 | 1 | 4042949035275 | 2.61 | KG | 824.56 | 824.56 | LP18 | LP18 | circuit breaker 3VA2 IEC frame 100 breaking capacity class H Icu=85kA @ 415V 3-pole, line protection ETU350, LSI, In=100A overload protection Ir=40A...100A short-circuit protection Isd=1.5...10 x Ir, Ii=12 x In clamp connection shunt trip (STL) 12-30V DC, 24V AC 50/60Hz 2 auxiliary switches HQ 1 trip alarm switch HQ | - | 0 | 0
3VA2010-6HN36-0HL0 |  | 3VA2010-6HN36-0HL0 | 1 | UN | 1 | 10 | C | D | EAR99 | N | 85362090 | 1 | 4042949039112 | 2.64 | KG | 860.64 | 860.64 | LP18 | LP18 | circuit breaker 3VA2 IEC frame 100 breaking capacity class H Icu=85kA @ 415V 3-pole, line protection ETU350, LSI, In=100A overload protection Ir=40A...100A short-circuit protection Isd=1.5...10 x Ir, Ii=12 x In clamp connection shunt trip (STL) 12-30V DC, 24V AC 50/60Hz 2 auxiliary switches HQ 1 trip alarm switch HQ 1 electrical alarm switch | - | 0 | 0
3VA2010-6HN36-0JA0 |  | 3VA2010-6HN36-0JA0 | 1 | UN | 1 | 10 | C | D | EAR99 | N | 85362090 | 1 | 4042949023111 | 2.52 | KG | 751.52 | 751.52 | LP18 | LP18 | circuit breaker 3VA2 IEC frame 100 breaking capacity class H Icu=85kA @ 415V 3-pole, line protection ETU350, LSI, In=100A overload protection Ir=40A...100A short-circuit protection Isd=1.5...10 x Ir, Ii=12 x In clamp connection shunt trip (STL) 110-127V DC, AC 50/60Hz | - | 0 | 0
3VA2010-6HN36-0JC0 |  | 3VA2010-6HN36-0JC0 | 1 | UN | 1 | 10 | C | D | EAR99 | N | 85362090 | 1 | 4042949032076 | 2.58 | KG | 800.8 | 800.8 | LP18 | LP18 | circuit breaker 3VA2 IEC frame 100 breaking capacity class H Icu=85kA @ 415V 3-pole, line protection ETU350, LSI, In=100A overload protection Ir=40A...100A short-circuit protection Isd=1.5...10 x Ir, Ii=12 x In clamp connection shunt trip (STL) 110-127V DC, AC 50/60Hz 2 auxiliary switches HQ | - | 0 | 0
3VA2010-6HN36-0JH0 |  | 3VA2010-6HN36-0JH0 | 1 | UN | 1 | 10 | C | D | EAR99 | N | 85362090 | 1 | 4042949035916 | 2.61 | KG | 824.56 | 824.56 | LP18 | LP18 | circuit breaker 3VA2 IEC frame 100 breaking capacity class H Icu=85kA @ 415V 3-pole, line protection ETU350, LSI, In=100A overload protection Ir=40A...100A short-circuit protection Isd=1.5...10 x Ir, Ii=12 x In clamp connection shunt trip (STL) 110-127V DC, AC 50/60Hz 2 auxiliary switches HQ 1 trip alarm switch HQ | - | 0 | 0
3VA2010-6HN36-0JL0 |  | 3VA2010-6HN36-0JL0 | 1 | UN | 1 | 10 | C | D | EAR99 | N | 85362090 | 1 | 4042949039754 | 2.64 | KG | 860.64 | 860.64 | LP18 | LP18 | circuit breaker 3VA2 IEC frame 100 breaking capacity class H Icu=85kA @ 415V 3-pole, line protection ETU350, LSI, In=100A overload protection Ir=40A...100A short-circuit protection Isd=1.5...10 x Ir, Ii=12 x In clamp connection shunt trip (STL) 110-127V DC, AC 50/60Hz 2 auxiliary switches HQ 1 trip alarm switch HQ 1 electrical alarm switch | - | 0 | 0
3VA2010-6HN36-0KA0 |  | 3VA2010-6HN36-0KA0 | 1 | UN | 1 | 10 | C | D | EAR99 | N | 85362090 | 1 | 4042949023753 | 2.52 | KG | 751.52 | 751.52 | LP18 | LP18 | circuit breaker 3VA2 IEC frame 100 breaking capacity class H Icu=85kA @ 415V 3-pole, line protection ETU350, LSI, In=100A overload protection Ir=40A...100A short-circuit protection Isd=1.5...10 x Ir, Ii=12 x In clamp connection shunt trip (STL) 220-250V DC, 208-277V AC | - | 0 | 0
3VA2010-6HN36-0KC0 |  | 3VA2010-6HN36-0KC0 | 1 | UN | 1 | 10 | C | D | EAR99 | N | 85362090 | 1 | 4042949032717 | 2.58 | KG | 800.8 | 800.8 | LP18 | LP18 | circuit breaker 3VA2 IEC frame 100 breaking capacity class H Icu=85kA @ 415V 3-pole, line protection ETU350, LSI, In=100A overload protection Ir=40A...100A short-circuit protection Isd=1.5...10 x Ir, Ii=12 x In clamp connection shunt trip (STL) 220-250V DC, 208-277V AC 2 auxiliary switches HQ | - | 0 | 0
3VA2010-6HN36-0KH0 |  | 3VA2010-6HN36-0KH0 | 1 | UN | 1 | 10 | C | D | EAR99 | N | 85362090 | 1 | 4042949036555 | 2.61 | KG | 824.56 | 824.56 | LP18 | LP18 | circuit breaker 3VA2 IEC frame 100 breaking capacity class H Icu=85kA @ 415V 3-pole, line protection ETU350, LSI, In=100A overload protection Ir=40A...100A short-circuit protection Isd=1.5...10 x Ir, Ii=12 x In clamp connection shunt trip (STL) 220-250V DC, 208-277V AC 2 auxiliary switches HQ 1 trip alarm switch HQ | - | 0 | 0
3VA2010-6HN36-0KL0 |  | 3VA2010-6HN36-0KL0 | 1 | UN | 1 | 10 | C | D | EAR99 | N | 85362090 | 1 | 4042949040392 | 2.64 | KG | 860.64 | 860.64 | LP18 | LP18 | circuit breaker 3VA2 IEC frame 100 breaking capacity class H Icu=85kA @ 415V 3-pole, line protection ETU350, LSI, In=100A overload protection Ir=40A...100A short-circuit protection Isd=1.5...10 x Ir, Ii=12 x In clamp connection shunt trip (STL) 220-250V DC, 208-277V AC 2 auxiliary switches HQ 1 trip alarm switch HQ 1 electrical alarm switch | - | 0 | 0
3VA2010-6HN42-0AA0 |  | 3VA2010-6HN42-0AA0 | 1 | UN | 1 | 5 | B | D | EAR99 | N | 85362090 | 1 | 4042948803820 | 2.718 | KG | 775.2 | 753.1 | LP18 | LP18 | circuit breaker 3VA2 IEC frame 100 breaking capacity class H Icu=85kA @ 415V 4-pole, line protection ETU350, LSI, In=100A overload protection Ir=40A...100A short-circuit protection Isd=1.5...10 x Ir, Ii=12 x In N conductor protection adjustable (OFF, 50%, 100%) nut keeper kit | Lista Papel 2020 SI | 0 | 0
3VA2010-6HN46-0AA0 |  | 3VA2010-6HN46-0AA0 | 1 | UN | 1 | 5 | B | D | EAR99 | N | 85362090 | 1 | 4042948818428 | 2.903 | KG | 806.7 | 783.7 | LP18 | LP18 | circuit breaker 3VA2 IEC frame 100 breaking capacity class H Icu=85kA @ 415V 4-pole, line protection ETU350, LSI, In=100A overload protection Ir=40A...100A short-circuit protection Isd=1.5...10 x Ir, Ii=12 x In N conductor protection adjustable (OFF, 50%, 100%) clamp connection | Lista Papel 2020 SI | 0 | 0
3VA2010-6JP32-0AA0 |  | 3VA2010-6JP32-0AA0 | 1 | UN | 1 | 5 | B | D | EAR99 | N | 85362090 | 1 | 4042948801604 | 2.115 | KG | 1028.5 | 1003 | LP18 | LP18 | circuit breaker 3VA2 IEC frame 100 breaking capacity class H Icu=85kA @ 415V 3-pole, line protection ETU550, LSI, In=100A overload protection Ir=40A...100A short-circuit protection Isd=0.6..10x In, Ii=1.5..12x In N conductor protection optionally with external current transformer, up to 160% nut keeper kit | Lista Papel 2020 SI | 0 | 0
3VA2010-6JP36-0AA0 |  | 3VA2010-6JP36-0AA0 | 1 | UN | 1 | 5 | B | D | EAR99 | N | 85362090 | 1 | 4042948817322 | 2.5 | KG | 1045.5 | 1020 | LP18 | LP18 | circuit breaker 3VA2 IEC frame 100 breaking capacity class H Icu=85kA @ 415V 3-pole, line protection ETU550, LSI, In=100A overload protection Ir=40A...100A short-circuit protection Isd=0.6..10x In, Ii=1.5..12x In N conductor protection optionally with external current transformer, up to 160% clamp connection | Lista Papel 2020 SI | 0 | 0
3VA2010-6JP42-0AA0 |  | 3VA2010-6JP42-0AA0 | 1 | UN | 1 | 5 | B | D | EAR99 | N | 85362090 | 1 | 4042948803844 | 2.726 | KG | 1173 | 1139 | LP18 | LP18 | circuit breaker 3VA2 IEC frame 100 breaking capacity class H Icu=85kA @ 415V 4-pole, line protection ETU550, LSI, In=100A overload protection Ir=40A...100A short-circuit protection Isd=0.6..10x In, Ii=1.5..12x In N conductor protection adjustable (OFF, up to 100%) nut keeper kit | Lista Papel 2020 SI | 0 | 0
3VA2010-6JP46-0AA0 |  | 3VA2010-6JP46-0AA0 | 1 | UN | 1 | 5 | B | D | EAR99 | N | 85362090 | 1 | 4042948818442 | 3.2 | KG | 1215.5 | 1181.5 | LP18 | LP18 | circuit breaker 3VA2 IEC frame 100 breaking capacity class H Icu=85kA @ 415V 4-pole, line protection ETU550, LSI, In=100A overload protection Ir=40A...100A short-circuit protection Isd=0.6..10x In, Ii=1.5..12x In N conductor protection adjustable (OFF, up to 100%) clamp connection | Lista Papel 2020 SI | 0 | 0
3VA2010-6JP46-0CA0 |  | 3VA2010-6JP46-0CA0 | 1 | UN | 1 | 10 | C | D | EAR99 | N | 85362090 | 1 | 4042949320623 | 3.231 | KG | 1355.2 | 1355.2 | LP18 | LP18 | circuit breaker 3VA2 IEC frame 100 breaking capacity class H Icu=85kA @ 415V 4-pole, line protection ETU550, LSI, In=100A overload protection Ir=40A...100A short-circuit protection Isd=0.6..10x In, Ii=1.5..12x In N conductor protection adjustable (OFF, up to 100%) clamp connection undervoltage release (UVR) 120-127V AC 50/60Hz | - | 0 | 0
3VA2010-6JQ32-0AA0 |  | 3VA2010-6JQ32-0AA0 | 1 | UN | 1 | 5 | B | D | EAR99 | N | 85362090 | 1 | 4042948801611 | 2.117 | KG | 1275 | 1241 | LP18 | LP18 | circuit breaker 3VA2 IEC frame 100 breaking capacity class H Icu=85kA @ 415V 3-pole, line protection ETU560, LSIG, In=100A overload protection Ir=40A...100A short-circuit protection Isd=0.6..10x In, Ii=1.5..12x In N conductor protection optionally with external current transformer, up to 160% gr.-fault prot., can be sw. off Ig=0.2...1 x In, tg=0.05-0.8s nut keeper kit | Lista Papel 2020 SI | 0 | 0
3VA2010-6JQ32-0AE0 |  | 3VA2010-6JQ32-0AE0 | 1 | UN | 1 | 10 | C | D | EAR99 | N | 85362090 | 1 | 4042949322436 | 2.382 | KG | 1425.6 | 1425.6 | LP18 | LP18 | circuit breaker 3VA2 IEC frame 100 breaking capacity class H Icu=85kA @ 415V 3-pole, line protection ETU560, LSIG, In=100A overload protection Ir=40A...100A short-circuit protection Isd=0.6..10x In, Ii=1.5..12x In N conductor protection optionally with external current transformer, up to 160% gr.-fault prot., can be sw. off Ig=0.2...1 x In, tg=0.05-0.8s nut keeper kit 4 auxiliary switches HQ | - | 0 | 0
3VA2010-6JQ36-0AA0 |  | 3VA2010-6JQ36-0AA0 | 1 | UN | 1 | 5 | B | D | EAR99 | N | 85362090 | 1 | 4042948817339 | 2.24 | KG | 1292 | 1258 | LP18 | LP18 | circuit breaker 3VA2 IEC frame 100 breaking capacity class H Icu=85kA @ 415V 3-pole, line protection ETU560, LSIG, In=100A overload protection Ir=40A...100A short-circuit protection Isd=0.6..10x In, Ii=1.5..12x In N conductor protection optionally with external current transformer, up to 160% gr.-fault prot., can be sw. off Ig=0.2...1 x In, tg=0.05-0.8s clamp connection | Lista Papel 2020 SI | 0 | 0
3VA2010-6JQ42-0AA0 |  | 3VA2010-6JQ42-0AA0 | 1 | UN | 1 | 5 | B | D | EAR99 | N | 85362090 | 1 | 4042948803851 | 2.72 | KG | 1419.5 | 1377 | LP18 | LP18 | circuit breaker 3VA2 IEC frame 100 breaking capacity class H Icu=85kA @ 415V 4-pole, line protection ETU560, LSIG, In=100A overload protection Ir=40A...100A short-circuit protection Isd=0.6..10x In, Ii=1.5..12x In N conductor protection adjustable (OFF, up to 100%) gr.-fault prot., can be sw. off Ig=0.2...1 x In= tg=0.05-0.8s nut keeper kit | Lista Papel 2020 SI | 0 | 0
3VA2010-6JQ46-0AA0 |  | 3VA2010-6JQ46-0AA0 | 1 | UN | 1 | 5 | B | D | EAR99 | N | 85362090 | 1 | 4042948818459 | 3.2 | KG | 1453.5 | 1411 | LP18 | LP18 | circuit breaker 3VA2 IEC frame 100 breaking capacity class H Icu=85kA @ 415V 4-pole, line protection ETU560, LSIG, In=100A overload protection Ir=40A...100A short-circuit protection Isd=0.6..10x In, Ii=1.5..12x In N conductor protection adjustable (OFF, up to 100%) gr.-fault prot., can be sw. off Ig=0.2...1 x In= tg=0.05-0.8s clamp connection | Lista Papel 2020 SI | 0 | 0
3VA2010-6KP32-0AA0 |  | 3VA2010-6KP32-0AA0 | 1 | UN | 1 | 5 | B | D | EAR99 | N | 85362090 | 1 | 4042948801628 | 2.168 | KG | 1241 | 1207 | LP18 | LP18 | circuit breaker 3VA2 IEC frame 100 breaking capacity class H Icu=85kA @ 415V 3-pole, line protection ETU850, LSI, In=100A overload protection Ir=40A...100A short-circuit protection Isd=0.6..10x In, Ii=1.5..12x In N conductor protection optionally with external current transformer, up to 160% nut keeper kit | Lista Papel 2020 SI | 0 | 0
3VA2010-6KP36-0AA0 |  | 3VA2010-6KP36-0AA0 | 1 | UN | 1 | 5 | B | D | EAR99 | N | 85362090 | 1 | 4042948817346 | 2.5 | KG | 1258 | 1224 | LP18 | LP18 | circuit breaker 3VA2 IEC frame 100 breaking capacity class H Icu=85kA @ 415V 3-pole, line protection ETU850, LSI, In=100A overload protection Ir=40A...100A short-circuit protection Isd=0.6..10x In, Ii=1.5..12x In N conductor protection optionally with external current transformer, up to 160% clamp connection | Lista Papel 2020 SI | 0 | 0
3VA2010-6KP42-0AA0 |  | 3VA2010-6KP42-0AA0 | 1 | UN | 1 | 5 | B | D | EAR99 | N | 85362090 | 1 | 4042948803868 | 3.2 | KG | 1385.5 | 1343 | LP18 | LP18 | circuit breaker 3VA2 IEC frame 100 breaking capacity class H Icu=85kA @ 415V 4-pole, line protection ETU850, LSI, In=100A overload protection Ir=40A...100A short-circuit protection Isd=0.6..10x In, Ii=1.5..12x In N conductor protection adjustable (OFF, up to 100%) nut keeper kit | Lista Papel 2020 SI | 0 | 0
3VA2010-6KP46-0AA0 |  | 3VA2010-6KP46-0AA0 | 1 | UN | 1 | 5 | B | D | EAR99 | N | 85362090 | 1 | 4042948818466 | 3.2 | KG | 1411 | 1368.5 | LP18 | LP18 | circuit breaker 3VA2 IEC frame 100 breaking capacity class H Icu=85kA @ 415V 4-pole, line protection ETU850, LSI, In=100A overload protection Ir=40A...100A short-circuit protection Isd=0.6..10x In, Ii=1.5..12x In N conductor protection adjustable (OFF, up to 100%) clamp connection | Lista Papel 2020 SI | 0 | 0
3VA2010-6KQ32-0AA0 |  | 3VA2010-6KQ32-0AA0 | 1 | UN | 1 | 5 | B | D | EAR99 | N | 85362090 | 1 | 4042948801635 | 2.5 | KG | 1377 | 1334.5 | LP18 | LP18 | circuit breaker 3VA2 IEC frame 100 breaking capacity class H Icu=85kA @ 415V 3-pole, line protection ETU860, LSIG, In=100A overload protection Ir=40A...100A short-circuit protection Isd=0.6..10x In, Ii=1.5..12x In N conductor protection optionally with external current transformer, up to 160% gr.-fault prot., can be sw. off Ig=0.2...1 x In, tg=0.05-0.8s nut keeper kit | Lista Papel 2020 SI | 0 | 0
3VA2010-6KQ32-0DA0 |  | 3VA2010-6KQ32-0DA0 | 1 | UN | 1 | 10 | C | D | EAR99 | N | 85362090 | 1 | 4042949325093 | 2.384 | KG | 1548.8 | 1548.8 | LP18 | LP18 | circuit breaker 3VA2 IEC frame 100 breaking capacity class H Icu=85kA @ 415V 3-pole, line protection ETU860, LSIG, In=100A overload protection Ir=40A...100A short-circuit protection Isd=0.6..10x In, Ii=1.5..12x In N conductor protection optionally with external current transformer, up to 160% gr.-fault prot., can be sw. off Ig=0.2...1 x In, tg=0.05-0.8s undervoltage release 208-230V AC 50/60Hz | - | 0 | 0
3VA2010-6KQ36-0AA0 |  | 3VA2010-6KQ36-0AA0 | 1 | UN | 1 | 5 | B | D | EAR99 | N | 85362090 | 1 | 4042948817353 | 2.5 | KG | 1394 | 1351.5 | LP18 | LP18 | circuit breaker 3VA2 IEC frame 100 breaking capacity class H Icu=85kA @ 415V 3-pole, line protection ETU860, LSIG, In=100A overload protection Ir=40A...100A short-circuit protection Isd=0.6..10x In, Ii=1.5..12x In N conductor protection optionally with external current transformer, up to 160% gr.-fault prot., can be sw. off Ig=0.2...1 x In, tg=0.05-0.8s clamp connection | Lista Papel 2020 SI | 0 | 0
3VA2010-6KQ42-0AA0 |  | 3VA2010-6KQ42-0AA0 | 1 | UN | 1 | 5 | B | D | EAR99 | N | 85362090 | 1 | 4042948803875 | 3.2 | KG | 1521.5 | 1479 | LP18 | LP18 | circuit breaker 3VA2 IEC frame 100 breaking capacity class H Icu=85kA @ 415V 4-pole, line protection ETU860, LSIG, In=100A overload protection Ir=40A...100A short-circuit protection Isd=0.6..10x In, Ii=1.5..12x In N conductor protection adjustable (OFF, up to 100%) gr.-fault prot., can be sw. off Ig=0.2...1 x In= tg=0.05-0.8s nut keeper kit | Lista Papel 2020 SI | 0 | 0
3VA2010-6KQ46-0AA0 |  | 3VA2010-6KQ46-0AA0 | 1 | UN | 1 | 5 | B | D | EAR99 | N | 85362090 | 1 | 4042948818473 | 3.2 | KG | 1555.5 | 1513 | LP18 | LP18 | circuit breaker 3VA2 IEC frame 100 breaking capacity class H Icu=85kA @ 415V 4-pole, line protection ETU860, LSIG, In=100A overload protection Ir=40A...100A short-circuit protection Isd=0.6..10x In, Ii=1.5..12x In N conductor protection adjustable (OFF, up to 100%) gr.-fault prot., can be sw. off Ig=0.2...1 x In= tg=0.05-0.8s clamp connection | Lista Papel 2020 SI | 0 | 0
3VA2010-7HL32-0AA0 |  | 3VA2010-7HL32-0AA0 | 1 | UN | 1 | 5 | B | D | EAR99 | N | 85362090 | 1 | 4042948833964 | 2.101 | KG | 600.1 | 583.1 | LP18 | LP18 | circuit breaker 3VA2 IEC frame 100 breaking capacity class C Icu=110kA @ 415V 3-pole, line protection ETU320, LI, In=100A overload protection Ir=40A...100A short-circuit protection Ii=1.5...12 x In nut keeper kit | Lista Papel 2020 SI | 0 | 0
3VA2010-7HL36-0AA0 |  | 3VA2010-7HL36-0AA0 | 1 | UN | 1 | 5 | B | D | EAR99 | N | 85362090 | 1 | 4042948833957 | 2.235 | KG | 623.1 | 605.2 | LP18 | LP18 | circuit breaker 3VA2 IEC frame 100 breaking capacity class C Icu=110kA @ 415V 3-pole, line protection ETU320, LI, In=100A overload protection Ir=40A...100A short-circuit protection Ii=1.5...12 x In clamp connection | Lista Papel 2020 SI | 0 | 0
3VA2010-7HL42-0AA0 |  | 3VA2010-7HL42-0AA0 | 1 | UN | 1 | 5 | B | D | EAR99 | N | 85362090 | 1 | 4042948833940 | 2.728 | KG | 770.1 | 748 | LP18 | LP18 | circuit breaker 3VA2 IEC frame 100 breaking capacity class C Icu=110kA @ 415V 4-pole, line protection ETU320, LI, In=100A overload protection Ir=40A...100A short-circuit protection Ii=1.5...12 x In N conductor protection adjustable (OFF, 50%, 100%) nut keeper kit | Lista Papel 2020 SI | 0 | 0
3VA2010-7HL46-0AA0 |  | 3VA2010-7HL46-0AA0 | 1 | UN | 1 | 5 | B | D | EAR99 | N | 85362090 | 1 | 4042948833933 | 3.2 | KG | 800.7 | 777.8 | LP18 | LP18 | circuit breaker 3VA2 IEC frame 100 breaking capacity class C Icu=110kA @ 415V 4-pole, line protection ETU320, LI, In=100A overload protection Ir=40A...100A short-circuit protection Ii=1.5...12 x In N conductor protection adjustable (OFF, 50%, 100%) clamp connection | Lista Papel 2020 SI | 0 | 0
3VA2010-7HM32-0AA0 |  | 3VA2010-7HM32-0AA0 | 1 | UN | 1 | 5 | B | D | EAR99 | N | 85362090 | 1 | 4042948801666 | 2.5 | KG | 844.9 | 821.1 | LP18 | LP18 | circuit breaker 3VA2 IEC frame 100 breaking capacity class C Icu=110kA @ 415V 3-pole, line protection ETU330, LIG, In=100A overload protection Ir=40A...100A short-circuit protection Ii=1.5...12 x In ground-fault protection Ig=0.2...1 x In, tg=0.1/0.3s nut keeper kit | Lista Papel 2020 SI | 0 | 0
3VA2010-7HM36-0AA0 |  | 3VA2010-7HM36-0AA0 | 1 | UN | 1 | 5 | B | D | EAR99 | N | 85362090 | 1 | 4042948817384 | 2.5 | KG | 867 | 843.2 | LP18 | LP18 | circuit breaker 3VA2 IEC frame 100 breaking capacity class C Icu=110kA @ 415V 3-pole, line protection ETU330, LIG, In=100A overload protection Ir=40A...100A short-circuit protection Ii=1.5...12 x In ground-fault protection Ig=0.2...1 x In, tg=0.1/0.3s clamp connection | Lista Papel 2020 SI | 0 | 0
3VA2010-7HM42-0AA0 |  | 3VA2010-7HM42-0AA0 | 1 | UN | 1 | 5 | B | D | EAR99 | N | 85362090 | 1 | 4042948803905 | 3.2 | KG | 1011.5 | 986 | LP18 | LP18 | circuit breaker 3VA2 IEC frame 100 breaking capacity class C Icu=110kA @ 415V 4-pole, line protection ETU330, LIG, In=100A overload protection Ir=40A...100A short-circuit protection Ii=1.5...12 x In N conductor protection adjustable (OFF, 50%, 100%) ground-fault protection Ig=0.2...1 x In= tg=0.1/0.3s nut keeper kit | Lista Papel 2020 SI | 0 | 0
3VA2010-7HM46-0AA0 |  | 3VA2010-7HM46-0AA0 | 1 | UN | 1 | 5 | B | D | EAR99 | N | 85362090 | 1 | 4042948818503 | 3.2 | KG | 1045.5 | 1020 | LP18 | LP18 | circuit breaker 3VA2 IEC frame 100 breaking capacity class C Icu=110kA @ 415V 4-pole, line protection ETU330, LIG, In=100A overload protection Ir=40A...100A short-circuit protection Ii=1.5...12 x In N conductor protection adjustable (OFF, 50%, 100%) ground-fault protection Ig=0.2...1 x In= tg=0.1/0.3s clamp connection | Lista Papel 2020 SI | 0 | 0
3VA2010-7HN32-0AA0 |  | 3VA2010-7HN32-0AA0 | 1 | UN | 1 | 5 | B | D | EAR99 | N | 85362090 | 1 | 4042948801659 | 2.103 | KG | 657.9 | 639.2 | LP18 | LP18 | circuit breaker 3VA2 IEC frame 100 breaking capacity class C Icu=110kA @ 415V 3-pole, line protection ETU350, LSI, In=100A overload protection Ir=40A...100A short-circuit protection Isd=1.5...10 x Ir, Ii=12 x In nut keeper kit | Lista Papel 2020 SI | 0 | 0
3VA2010-7HN36-0AA0 |  | 3VA2010-7HN36-0AA0 | 1 | UN | 1 | 5 | B | D | EAR99 | N | 85362090 | 1 | 4042948817377 | 2.235 | KG | 680.9 | 661.3 | LP18 | LP18 | circuit breaker 3VA2 IEC frame 100 breaking capacity class C Icu=110kA @ 415V 3-pole, line protection ETU350, LSI, In=100A overload protection Ir=40A...100A short-circuit protection Isd=1.5...10 x Ir, Ii=12 x In clamp connection | Lista Papel 2020 SI | 0 | 0
3VA2010-7HN42-0AA0 |  | 3VA2010-7HN42-0AA0 | 1 | UN | 1 | 5 | B | D | EAR99 | N | 85362090 | 1 | 4042948803899 | 3.2 | KG | 827.9 | 805 | LP18 | LP18 | circuit breaker 3VA2 IEC frame 100 breaking capacity class C Icu=110kA @ 415V 4-pole, line protection ETU350, LSI, In=100A overload protection Ir=40A...100A short-circuit protection Isd=1.5...10 x Ir, Ii=12 x In N conductor protection adjustable (OFF, 50%, 100%) nut keeper kit | Lista Papel 2020 SI | 0 | 0
3VA2010-7HN46-0AA0 |  | 3VA2010-7HN46-0AA0 | 1 | UN | 1 | 5 | B | D | EAR99 | N | 85362090 | 1 | 4042948818497 | 3.2 | KG | 858.5 | 833 | LP18 | LP18 | circuit breaker 3VA2 IEC frame 100 breaking capacity class C Icu=110kA @ 415V 4-pole, line protection ETU350, LSI, In=100A overload protection Ir=40A...100A short-circuit protection Isd=1.5...10 x Ir, Ii=12 x In N conductor protection adjustable (OFF, 50%, 100%) clamp connection | Lista Papel 2020 SI | 0 | 0
3VA2010-7JP32-0AA0 |  | 3VA2010-7JP32-0AA0 | 1 | UN | 1 | 5 | B | D | EAR99 | N | 85362090 | 1 | 4042948801673 | 2.5 | KG | 1071 | 1037 | LP18 | LP18 | circuit breaker 3VA2 IEC frame 100 breaking capacity class C Icu=110kA @ 415V 3-pole, line protection ETU550, LSI, In=100A overload protection Ir=40A...100A short-circuit protection Isd=0.6..10x In, Ii=1.5..12x In N conductor protection optionally with external current transformer, up to 160% nut keeper kit | Lista Papel 2020 SI | 0 | 0
3VA2010-7JP36-0AA0 |  | 3VA2010-7JP36-0AA0 | 1 | UN | 1 | 5 | B | D | EAR99 | N | 85362090 | 1 | 4042948817391 | 2.5 | KG | 1088 | 1054 | LP18 | LP18 | circuit breaker 3VA2 IEC frame 100 breaking capacity class C Icu=110kA @ 415V 3-pole, line protection ETU550, LSI, In=100A overload protection Ir=40A...100A short-circuit protection Isd=0.6..10x In, Ii=1.5..12x In N conductor protection optionally with external current transformer, up to 160% clamp connection | Lista Papel 2020 SI | 0 | 0
3VA2010-7JP42-0AA0 |  | 3VA2010-7JP42-0AA0 | 1 | UN | 1 | 5 | B | D | EAR99 | N | 85362090 | 1 | 4042948803912 | 2.708 | KG | 1241 | 1207 | LP18 | LP18 | circuit breaker 3VA2 IEC frame 100 breaking capacity class C Icu=110kA @ 415V 4-pole, line protection ETU550, LSI, In=100A overload protection Ir=40A...100A short-circuit protection Isd=0.6..10x In, Ii=1.5..12x In N conductor protection adjustable (OFF, up to 100%) nut keeper kit | Lista Papel 2020 SI | 0 | 0
3VA2010-7JP46-0AA0 |  | 3VA2010-7JP46-0AA0 | 1 | UN | 1 | 5 | B | D | EAR99 | N | 85362090 | 1 | 4042948818510 | 3.2 | KG | 1275 | 1241 | LP18 | LP18 | circuit breaker 3VA2 IEC frame 100 breaking capacity class C Icu=110kA @ 415V 4-pole, line protection ETU550, LSI, In=100A overload protection Ir=40A...100A short-circuit protection Isd=0.6..10x In, Ii=1.5..12x In N conductor protection adjustable (OFF, up to 100%) clamp connection | Lista Papel 2020 SI | 0 | 0
3VA2010-7JQ32-0AA0 |  | 3VA2010-7JQ32-0AA0 | 1 | UN | 1 | 5 | B | D | EAR99 | N | 85362090 | 1 | 4042948801680 | 2.5 | KG | 1309 | 1275 | LP18 | LP18 | circuit breaker 3VA2 IEC frame 100 breaking capacity class C Icu=110kA @ 415V 3-pole, line protection ETU560, LSIG, In=100A overload protection Ir=40A...100A short-circuit protection Isd=0.6..10x In, Ii=1.5..12x In N conductor protection optionally with external current transformer, up to 160% gr.-fault prot., can be sw. off Ig=0.2...1 x In, tg=0.05-0.8s nut keeper kit | Lista Papel 2020 SI | 0 | 0
3VA2010-7JQ36-0AA0 |  | 3VA2010-7JQ36-0AA0 | 1 | UN | 1 | 5 | B | D | EAR99 | N | 85362090 | 1 | 4042948817407 | 2.5 | KG | 1326 | 1292 | LP18 | LP18 | circuit breaker 3VA2 IEC frame 100 breaking capacity class C Icu=110kA @ 415V 3-pole, line protection ETU560, LSIG, In=100A overload protection Ir=40A...100A short-circuit protection Isd=0.6..10x In, Ii=1.5..12x In N conductor protection optionally with external current transformer, up to 160% gr.-fault prot., can be sw. off Ig=0.2...1 x In, tg=0.05-0.8s clamp connection | Lista Papel 2020 SI | 0 | 0
3VA2010-7JQ42-0AA0 |  | 3VA2010-7JQ42-0AA0 | 1 | UN | 1 | 5 | B | D | EAR99 | N | 85362090 | 1 | 4042948803929 | 2.707 | KG | 1470.5 | 1428 | LP18 | LP18 | circuit breaker 3VA2 IEC frame 100 breaking capacity class C Icu=110kA @ 415V 4-pole, line protection ETU560, LSIG, In=100A overload protection Ir=40A...100A short-circuit protection Isd=0.6..10x In, Ii=1.5..12x In N conductor protection adjustable (OFF, up to 100%) gr.-fault prot., can be sw. off Ig=0.2...1 x In= tg=0.05-0.8s nut keeper kit | Lista Papel 2020 SI | 0 | 0
3VA2010-7JQ46-0AA0 |  | 3VA2010-7JQ46-0AA0 | 1 | UN | 1 | 5 | B | D | EAR99 | N | 85362090 | 1 | 4042948818527 | 3.2 | KG | 1513 | 1470.5 | LP18 | LP18 | circuit breaker 3VA2 IEC frame 100 breaking capacity class C Icu=110kA @ 415V 4-pole, line protection ETU560, LSIG, In=100A overload protection Ir=40A...100A short-circuit protection Isd=0.6..10x In, Ii=1.5..12x In N conductor protection adjustable (OFF, up to 100%) gr.-fault prot., can be sw. off Ig=0.2...1 x In= tg=0.05-0.8s clamp connection | Lista Papel 2020 SI | 0 | 0
3VA2010-7KP32-0AA0 |  | 3VA2010-7KP32-0AA0 | 1 | UN | 1 | 5 | B | D | EAR99 | N | 85362090 | 1 | 4042948801697 | 2.5 | KG | 1275 | 1241 | LP18 | LP18 | circuit breaker 3VA2 IEC frame 100 breaking capacity class C Icu=110kA @ 415V 3-pole, line protection ETU850, LSI, In=100A overload protection Ir=40A...100A short-circuit protection Isd=0.6..10x In, Ii=1.5..12x In N conductor protection optionally with external current transformer, up to 160% nut keeper kit | Lista Papel 2020 SI | 0 | 0
3VA2010-7KP32-0DA0 |  | 3VA2010-7KP32-0DA0 | 1 | UN | 1 | 10 | C | D | EAR99 | N | 85362090 | 1 | 4042949322979 | 2.38 | KG | 1434.4 | 1434.4 | LP18 | LP18 | circuit breaker 3VA2 IEC frame 100 breaking capacity class C Icu=110kA @ 415V 3-pole, line protection ETU850, LSI, In=100A overload protection Ir=40A ...100A short-circuit protection Isd=0.6..10x In, Ii=1.5..12x In N conductor protection opt. w. ext. CT, up to 160% nut keeper kit undervoltage release (UVR) 208-230V AC 50/60Hz | - | 0 | 0
3VA2010-7KP36-0AA0 |  | 3VA2010-7KP36-0AA0 | 1 | UN | 1 | 5 | B | D | EAR99 | N | 85362090 | 1 | 4042948817414 | 2.5 | KG | 1292 | 1258 | LP18 | LP18 | circuit breaker 3VA2 IEC frame 100 breaking capacity class C Icu=110kA @ 415V 3-pole, line protection ETU850, LSI, In=100A overload protection Ir=40A...100A short-circuit protection Isd=0.6..10x In, Ii=1.5..12x In N conductor protection optionally with external current transformer, up to 160% clamp connection | Lista Papel 2020 SI | 0 | 0
3VA2010-7KP42-0AA0 |  | 3VA2010-7KP42-0AA0 | 1 | UN | 1 | 5 | B | D | EAR99 | N | 85362090 | 1 | 4042948803936 | 3.2 | KG | 1436.5 | 1394 | LP18 | LP18 | circuit breaker 3VA2 IEC frame 100 breaking capacity class C Icu=110kA @ 415V 4-pole, line protection ETU850, LSI, In=100A overload protection Ir=40A...100A short-circuit protection Isd=0.6..10x In, Ii=1.5..12x In N conductor protection adjustable (OFF, up to 100%) nut keeper kit | Lista Papel 2020 SI | 0 | 0
3VA2010-7KP46-0AA0 |  | 3VA2010-7KP46-0AA0 | 1 | UN | 1 | 5 | B | D | EAR99 | N | 85362090 | 1 | 4042948818534 | 3.2 | KG | 1470.5 | 1428 | LP18 | LP18 | circuit breaker 3VA2 IEC frame 100 breaking capacity class C Icu=110kA @ 415V 4-pole, line protection ETU850, LSI, In=100A overload protection Ir=40A...100A short-circuit protection Isd=0.6..10x In, Ii=1.5..12x In N conductor protection adjustable (OFF, up to 100%) clamp connection | Lista Papel 2020 SI | 0 | 0
3VA2010-7KQ32-0AA0 |  | 3VA2010-7KQ32-0AA0 | 1 | UN | 1 | 5 | B | D | EAR99 | N | 85362090 | 1 | 4042948801703 | 2.5 | KG | 1411 | 1368.5 | LP18 | LP18 | circuit breaker 3VA2 IEC frame 100 breaking capacity class C Icu=110kA @ 415V 3-pole, line protection ETU860, LSIG, In=100A overload protection Ir=40A...100A short-circuit protection Isd=0.6..10x In, Ii=1.5..12x In N conductor protection optionally with external current transformer, up to 160% gr.-fault prot., can be sw. off Ig=0.2...1 x In, tg=0.05-0.8s nut keeper kit | Lista Papel 2020 SI | 0 | 0
3VA2010-7KQ36-0AA0 |  | 3VA2010-7KQ36-0AA0 | 1 | UN | 1 | 5 | B | D | EAR99 | N | 85362090 | 1 | 4042948817421 | 2.5 | KG | 1436.5 | 1394 | LP18 | LP18 | circuit breaker 3VA2 IEC frame 100 breaking capacity class C Icu=110kA @ 415V 3-pole, line protection ETU860, LSIG, In=100A overload protection Ir=40A...100A short-circuit protection Isd=0.6..10x In, Ii=1.5..12x In N conductor protection optionally with external current transformer, up to 160% gr.-fault prot., can be sw. off Ig=0.2...1 x In, tg=0.05-0.8s clamp connection | Lista Papel 2020 SI | 0 | 0
3VA2010-7KQ42-0AA0 |  | 3VA2010-7KQ42-0AA0 | 1 | UN | 1 | 5 | B | D | EAR99 | N | 85362090 | 1 | 4042948803943 | 3.2 | KG | 1572.5 | 1530 | LP18 | LP18 | circuit breaker 3VA2 IEC frame 100 breaking capacity class C Icu=110kA @ 415V 4-pole, line protection ETU860, LSIG, In=100A overload protection Ir=40A...100A short-circuit protection Isd=0.6..10x In, Ii=1.5..12x In N conductor protection adjustable (OFF, up to 100%) gr.-fault prot., can be sw. off Ig=0.2...1 x In= tg=0.05-0.8s nut keeper kit | Lista Papel 2020 SI | 0 | 0
3VA2010-7KQ46-0AA0 |  | 3VA2010-7KQ46-0AA0 | 1 | UN | 1 | 5 | B | D | EAR99 | N | 85362090 | 1 | 4042948818541 | 3.2 | KG | 1606.5 | 1564 | LP18 | LP18 | circuit breaker 3VA2 IEC frame 100 breaking capacity class C Icu=110kA @ 415V 4-pole, line protection ETU860, LSIG, In=100A overload protection Ir=40A...100A short-circuit protection Isd=0.6..10x In, Ii=1.5..12x In N conductor protection adjustable (OFF, up to 100%) gr.-fault prot., can be sw. off Ig=0.2...1 x In= tg=0.05-0.8s clamp connection | Lista Papel 2020 SI | 0 | 0
3VA2010-8HL32-0AA0 |  | 3VA2010-8HL32-0AA0 | 1 | UN | 1 | 5 | B | D | EAR99 | N | 85362090 | 1 | 4042948833926 | 2.279 | KG | 676.6 | 657.9 | LP18 | LP18 | circuit breaker 3VA2 IEC frame 100 breaking capacity class L Icu=150kA @ 415V 3-pole, line protection ETU320, LI, In=100A overload protection Ir=40A...100A short-circuit protection Ii=1.5...12 x In nut keeper kit | Lista Papel 2020 SI | 0 | 0
3VA2010-8HL36-0AA0 |  | 3VA2010-8HL36-0AA0 | 1 | UN | 1 | 5 | B | D | EAR99 | N | 85362090 | 1 | 4042948833919 | 2.5 | KG | 700.4 | 680.9 | LP18 | LP18 | circuit breaker 3VA2 IEC frame 100 breaking capacity class L Icu=150kA @ 415V 3-pole, line protection ETU320, LI, In=100A overload protection Ir=40A...100A short-circuit protection Ii=1.5...12 x In clamp connection | Lista Papel 2020 SI | 0 | 0
3VA2010-8HL42-0AA0 |  | 3VA2010-8HL42-0AA0 | 1 | UN | 1 | 5 | B | D | EAR99 | N | 85362090 | 1 | 4042948833902 | 3.2 | KG | 875.5 | 850 | LP18 | LP18 | circuit breaker 3VA2 IEC frame 100 breaking capacity class L Icu=150kA @ 415V 4-pole, line protection ETU320, LI, In=100A overload protection Ir=40A...100A short-circuit protection Ii=1.5...12 x In N conductor protection adjustable (OFF, 50%, 100%) nut keeper kit | Lista Papel 2020 SI | 0 | 0
3VA2010-8HL46-0AA0 |  | 3VA2010-8HL46-0AA0 | 1 | UN | 1 | 5 | B | D | EAR99 | N | 85362090 | 1 | 4042948833896 | 3.2 | KG | 909.5 | 884 | LP18 | LP18 | circuit breaker 3VA2 IEC frame 100 breaking capacity class L Icu=150kA @ 415V 4-pole, line protection ETU320, LI, In=100A overload protection Ir=40A...100A short-circuit protection Ii=1.5...12 x In N conductor protection adjustable (OFF, 50%, 100%) clamp connection | Lista Papel 2020 SI | 0 | 0
3VA2010-8HM32-0AA0 |  | 3VA2010-8HM32-0AA0 | 1 | UN | 1 | 5 | B | D | EAR99 | N | 85362090 | 1 | 4042948801734 | 2.5 | KG | 926.5 | 901 | LP18 | LP18 | circuit breaker 3VA2 IEC frame 100 breaking capacity class L Icu=150kA @ 415V 3-pole, line protection ETU330, LIG, In=100A overload protection Ir=40A...100A short-circuit protection Ii=1.5...12 x In ground-fault protection Ig=0.2...1 x In, tg=0.1/0.3s nut keeper kit | Lista Papel 2020 SI | 0 | 0
3VA2010-8HM36-0AA0 |  | 3VA2010-8HM36-0AA0 | 1 | UN | 1 | 5 | B | D | EAR99 | N | 85362090 | 1 | 4042948817452 | 2.5 | KG | 952 | 926.5 | LP18 | LP18 | circuit breaker 3VA2 IEC frame 100 breaking capacity class L Icu=150kA @ 415V 3-pole, line protection ETU330, LIG, In=100A overload protection Ir=40A...100A short-circuit protection Ii=1.5...12 x In ground-fault protection Ig=0.2...1 x In, tg=0.1/0.3s clamp connection | Lista Papel 2020 SI | 0 | 0
3VA2010-8HM42-0AA0 |  | 3VA2010-8HM42-0AA0 | 1 | UN | 1 | 5 | B | D | EAR99 | N | 85362090 | 1 | 4042948803974 | 3.2 | KG | 1113.5 | 1079.5 | LP18 | LP18 | circuit breaker 3VA2 IEC frame 100 breaking capacity class L Icu=150kA @ 415V 4-pole, line protection ETU330, LIG, In=100A overload protection Ir=40A...100A short-circuit protection Ii=1.5...12 x In N conductor protection adjustable (OFF, 50%, 100%) ground-fault protection Ig=0.2...1 x In= tg=0.1/0.3s nut keeper kit | Lista Papel 2020 SI | 0 | 0
3VA2010-8HM46-0AA0 |  | 3VA2010-8HM46-0AA0 | 1 | UN | 1 | 5 | B | D | EAR99 | N | 85362090 | 1 | 4042948818572 | 3.2 | KG | 1139 | 1105 | LP18 | LP18 | circuit breaker 3VA2 IEC frame 100 breaking capacity class L Icu=150kA @ 415V 4-pole, line protection ETU330, LIG, In=100A overload protection Ir=40A...100A short-circuit protection Ii=1.5...12 x In N conductor protection adjustable (OFF, 50%, 100%) ground-fault protection Ig=0.2...1 x In= tg=0.1/0.3s clamp connection | Lista Papel 2020 SI | 0 | 0
3VA2010-8HN32-0AA0 |  | 3VA2010-8HN32-0AA0 | 1 | UN | 1 | 5 | B | D | EAR99 | N | 85362090 | 1 | 4042948801727 | 2.5 | KG | 734.4 | 714 | LP18 | LP18 | circuit breaker 3VA2 IEC frame 100 breaking capacity class L Icu=150kA @ 415V 3-pole, line protection ETU350, LSI, In=100A overload protection Ir=40A...100A short-circuit protection Isd=1.5...10 x Ir, Ii=12 x In nut keeper kit | Lista Papel 2020 SI | 0 | 0
3VA2010-8HN36-0AA0 |  | 3VA2010-8HN36-0AA0 | 1 | UN | 1 | 5 | B | D | EAR99 | N | 85362090 | 1 | 4042948817445 | 2.5 | KG | 758.2 | 737 | LP18 | LP18 | circuit breaker 3VA2 IEC frame 100 breaking capacity class L Icu=150kA @ 415V 3-pole, line protection ETU350, LSI, In=100A overload protection Ir=40A...100A short-circuit protection Isd=1.5...10 x Ir, Ii=12 x In clamp connection | Lista Papel 2020 SI | 0 | 0
3VA2010-8HN42-0AA0 |  | 3VA2010-8HN42-0AA0 | 1 | UN | 1 | 5 | B | D | EAR99 | N | 85362090 | 1 | 4042948803967 | 3.2 | KG | 935 | 909.5 | LP18 | LP18 | circuit breaker 3VA2 IEC frame 100 breaking capacity class L Icu=150kA @ 415V 4-pole, line protection ETU350, LSI, In=100A overload protection Ir=40A...100A short-circuit protection Isd=1.5...10 x Ir, Ii=12 x In N conductor protection adjustable (OFF, 50%, 100%) nut keeper kit | Lista Papel 2020 SI | 0 | 0
3VA2010-8HN46-0AA0 |  | 3VA2010-8HN46-0AA0 | 1 | UN | 1 | 5 | B | D | EAR99 | N | 85362090 | 1 | 4042948818565 | 3.2 | KG | 969 | 943.5 | LP18 | LP18 | circuit breaker 3VA2 IEC frame 100 breaking capacity class L Icu=150kA @ 415V 4-pole, line protection ETU350, LSI, In=100A overload protection Ir=40A...100A short-circuit protection Isd=1.5...10 x Ir, Ii=12 x In N conductor protection adjustable (OFF, 50%, 100%) clamp connection | Lista Papel 2020 SI | 0 | 0
3VA2010-8JP32-0AA0 |  | 3VA2010-8JP32-0AA0 | 1 | UN | 1 | 5 | B | D | EAR99 | N | 85362090 | 1 | 4042948801741 | 2.5 | KG | 1130.5 | 1096.5 | LP18 | LP18 | circuit breaker 3VA2 IEC frame 100 breaking capacity class L Icu=150kA @ 415V 3-pole, line protection ETU550, LSI, In=100A overload protection Ir=40A...100A short-circuit protection Isd=0.6..10x In, Ii=1.5..12x In N conductor protection optionally with external current transformer, up to 160% nut keeper kit | Lista Papel 2020 SI | 0 | 0
3VA2010-8JP36-0AA0 |  | 3VA2010-8JP36-0AA0 | 1 | UN | 1 | 5 | B | D | EAR99 | N | 85362090 | 1 | 4042948817469 | 2.5 | KG | 1156 | 1122 | LP18 | LP18 | circuit breaker 3VA2 IEC frame 100 breaking capacity class L Icu=150kA @ 415V 3-pole, line protection ETU550, LSI, In=100A overload protection Ir=40A...100A short-circuit protection Isd=0.6..10x In, Ii=1.5..12x In N conductor protection optionally with external current transformer, up to 160% clamp connection | Lista Papel 2020 SI | 0 | 0
3VA2010-8JP42-0AA0 |  | 3VA2010-8JP42-0AA0 | 1 | UN | 1 | 5 | B | D | EAR99 | N | 85362090 | 1 | 4042948803981 | 3.2 | KG | 1343 | 1309 | LP18 | LP18 | circuit breaker 3VA2 IEC frame 100 breaking capacity class L Icu=150kA @ 415V 4-pole, line protection ETU550, LSI, In=100A overload protection Ir=40A...100A short-circuit protection Isd=0.6..10x In, Ii=1.5..12x In N conductor protection adjustable (OFF, up to 100%) nut keeper kit | Lista Papel 2020 SI | 0 | 0
3VA2010-8JP46-0AA0 |  | 3VA2010-8JP46-0AA0 | 1 | UN | 1 | 5 | B | D | EAR99 | N | 85362090 | 1 | 4042948818589 | 3.2 | KG | 1377 | 1334.5 | LP18 | LP18 | circuit breaker 3VA2 IEC frame 100 breaking capacity class L Icu=150kA @ 415V 4-pole, line protection ETU550, LSI, In=100A overload protection Ir=40A...100A short-circuit protection Isd=0.6..10x In, Ii=1.5..12x In N conductor protection adjustable (OFF, up to 100%) clamp connection | Lista Papel 2020 SI | 0 | 0
3VA2010-8JQ32-0AA0 |  | 3VA2010-8JQ32-0AA0 | 1 | UN | 1 | 5 | B | D | EAR99 | N | 85362090 | 1 | 4042948801758 | 2.5 | KG | 1385.5 | 1343 | LP18 | LP18 | circuit breaker 3VA2 IEC frame 100 breaking capacity class L Icu=150kA @ 415V 3-pole, line protection ETU560, LSIG, In=100A overload protection Ir=40A...100A short-circuit protection Isd=0.6..10x In, Ii=1.5..12x In N conductor protection optionally with external current transformer, up to 160% gr.-fault prot., can be sw. off Ig=0.2...1 x In, tg=0.05-0.8s nut keeper kit | Lista Papel 2020 SI | 0 | 0
3VA2010-8JQ36-0AA0 |  | 3VA2010-8JQ36-0AA0 | 1 | UN | 1 | 5 | B | D | EAR99 | N | 85362090 | 1 | 4042948817476 | 2.5 | KG | 1411 | 1368.5 | LP18 | LP18 | circuit breaker 3VA2 IEC frame 100 breaking capacity class L Icu=150kA @ 415V 3-pole, line protection ETU560, LSIG, In=100A overload protection Ir=40A...100A short-circuit protection Isd=0.6..10x In, Ii=1.5..12x In N conductor protection optionally with external current transformer, up to 160% gr.-fault prot., can be sw. off Ig=0.2...1 x In, tg=0.05-0.8s clamp connection | Lista Papel 2020 SI | 0 | 0
3VA2010-8JQ42-0AA0 |  | 3VA2010-8JQ42-0AA0 | 1 | UN | 1 | 5 | B | D | EAR99 | N | 85362090 | 1 | 4042948803998 | 3.2 | KG | 1589.5 | 1547 | LP18 | LP18 | circuit breaker 3VA2 IEC frame 100 breaking capacity class L Icu=150kA @ 415V 4-pole, line protection ETU560, LSIG, In=100A overload protection Ir=40A...100A short-circuit protection Isd=0.6..10x In, Ii=1.5..12x In N conductor protection adjustable (OFF, up to 100%) gr.-fault prot., can be sw. off Ig=0.2...1 x In= tg=0.05-0.8s nut keeper kit | Lista Papel 2020 SI | 0 | 0
3VA2010-8JQ46-0AA0 |  | 3VA2010-8JQ46-0AA0 | 1 | UN | 1 | 5 | B | D | EAR99 | N | 85362090 | 1 | 4042948818596 | 3.2 | KG | 1615 | 1572.5 | LP18 | LP18 | circuit breaker 3VA2 IEC frame 100 breaking capacity class L Icu=150kA @ 415V 4-pole, line protection ETU560, LSIG, In=100A overload protection Ir=40A...100A short-circuit protection Isd=0.6..10x In, Ii=1.5..12x In N conductor protection adjustable (OFF, up to 100%) gr.-fault prot., can be sw. off Ig=0.2...1 x In= tg=0.05-0.8s clamp connection | Lista Papel 2020 SI | 0 | 0
3VA2010-8KP32-0AA0 |  | 3VA2010-8KP32-0AA0 | 1 | UN | 1 | 5 | B | D | EAR99 | N | 85362090 | 1 | 4042948801765 | 2.5 | KG | 1343 | 1309 | LP18 | LP18 | circuit breaker 3VA2 IEC frame 100 breaking capacity class L Icu=150kA @ 415V 3-pole, line protection ETU850, LSI, In=100A overload protection Ir=40A...100A short-circuit protection Isd=0.6..10x In, Ii=1.5..12x In N conductor protection optionally with external current transformer, up to 160% nut keeper kit | Lista Papel 2020 SI | 0 | 0
3VA2010-8KP36-0AA0 |  | 3VA2010-8KP36-0AA0 | 1 | UN | 1 | 5 | B | D | EAR99 | N | 85362090 | 1 | 4042948817483 | 2.5 | KG | 1377 | 1334.5 | LP18 | LP18 | circuit breaker 3VA2 IEC frame 100 breaking capacity class L Icu=150kA @ 415V 3-pole, line protection ETU850, LSI, In=100A overload protection Ir=40A...100A short-circuit protection Isd=0.6..10x In, Ii=1.5..12x In N conductor protection optionally with external current transformer, up to 160% clamp connection | Lista Papel 2020 SI | 0 | 0
3VA2010-8KP42-0AA0 |  | 3VA2010-8KP42-0AA0 | 1 | UN | 1 | 5 | B | D | EAR99 | N | 85362090 | 1 | 4042948804001 | 3.2 | KG | 1547 | 1504.5 | LP18 | LP18 | circuit breaker 3VA2 IEC frame 100 breaking capacity class L Icu=150kA @ 415V 4-pole, line protection ETU850, LSI, In=100A overload protection Ir=40A...100A short-circuit protection Isd=0.6..10x In, Ii=1.5..12x In N conductor protection adjustable (OFF, up to 100%) nut keeper kit | Lista Papel 2020 SI | 0 | 0
3VA2010-8KP46-0AA0 |  | 3VA2010-8KP46-0AA0 | 1 | UN | 1 | 5 | B | D | EAR99 | N | 85362090 | 1 | 4042948818602 | 3.2 | KG | 1572.5 | 1530 | LP18 | LP18 | circuit breaker 3VA2 IEC frame 100 breaking capacity class L Icu=150kA @ 415V 4-pole, line protection ETU850, LSI, In=100A overload protection Ir=40A...100A short-circuit protection Isd=0.6..10x In, Ii=1.5..12x In N conductor protection adjustable (OFF, up to 100%) clamp connection | Lista Papel 2020 SI | 0 | 0
3VA2010-8KQ32-0AA0 |  | 3VA2010-8KQ32-0AA0 | 1 | UN | 1 | 5 | B | D | EAR99 | N | 85362090 | 1 | 4042948801772 | 2.5 | KG | 1487.5 | 1445 | LP18 | LP18 | circuit breaker 3VA2 IEC frame 100 breaking capacity class L Icu=150kA @ 415V 3-pole, line protection ETU860, LSIG, In=100A overload protection Ir=40A...100A short-circuit protection Isd=0.6..10x In, Ii=1.5..12x In N conductor protection optionally with external current transformer, up to 160% gr.-fault prot., can be sw. off Ig=0.2...1 x In, tg=0.05-0.8s nut keeper kit | Lista Papel 2020 SI | 0 | 0
3VA2010-8KQ36-0AA0 |  | 3VA2010-8KQ36-0AA0 | 1 | UN | 1 | 5 | B | D | EAR99 | N | 85362090 | 1 | 4042948817490 | 2.5 | KG | 1504.5 | 1462 | LP18 | LP18 | circuit breaker 3VA2 IEC frame 100 breaking capacity class L Icu=150kA @ 415V 3-pole, line protection ETU860, LSIG, In=100A overload protection Ir=40A...100A short-circuit protection Isd=0.6..10x In, Ii=1.5..12x In N conductor protection optionally with external current transformer, up to 160% gr.-fault prot., can be sw. off Ig=0.2...1 x In, tg=0.05-0.8s clamp connection | Lista Papel 2020 SI | 0 | 0
3VA2010-8KQ42-0AA0 |  | 3VA2010-8KQ42-0AA0 | 1 | UN | 1 | 5 | B | D | EAR99 | N | 85362090 | 1 | 4042948804018 | 3.2 | KG | 1674.5 | 1623.5 | LP18 | LP18 | circuit breaker 3VA2 IEC frame 100 breaking capacity class L Icu=150kA @ 415V 4-pole, line protection ETU860, LSIG, In=100A overload protection Ir=40A...100A short-circuit protection Isd=0.6..10x In, Ii=1.5..12x In N conductor protection adjustable (OFF, up to 100%) gr.-fault prot., can be sw. off Ig=0.2...1 x In= tg=0.05-0.8s nut keeper kit | Lista Papel 2020 SI | 0 | 0
3VA2010-8KQ46-0AA0 |  | 3VA2010-8KQ46-0AA0 | 1 | UN | 1 | 5 | B | D | EAR99 | N | 85362090 | 1 | 4042948818619 | 3.2 | KG | 1717 | 1666 | LP18 | LP18 | circuit breaker 3VA2 IEC frame 100 breaking capacity class L Icu=150kA @ 415V 4-pole, line protection ETU860, LSIG, In=100A overload protection Ir=40A...100A short-circuit protection Isd=0.6..10x In, Ii=1.5..12x In N conductor protection adjustable (OFF, up to 100%) gr.-fault prot., can be sw. off Ig=0.2...1 x In= tg=0.05-0.8s clamp connection | Lista Papel 2020 SI | 0 | 0
3VA2025-5HL32-0AA0 |  | 3VA2025-5HL32-0AA0 | 1 | UN | 1 | 2 | A | D | EAR99 | N | 85362010 | 1 | 4042948833889 | 2.127 | KG | 465 | 452.2 | LP18 | LP18 | circuit breaker 3VA2 IEC frame 100 breaking capacity class M Icu=55kA @ 415V 3-pole, line protection ETU320, LI, In=25A overload protection Ir=10A...25A short-circuit protection Ii=1.5...12 x In nut keeper kit | Lista Papel 2020 SI | 0 | 0
3VA2025-5HL32-0BD0 |  | 3VA2025-5HL32-0BD0 | 1 | UN | 1 | 10 | C | D | EAR99 | N | 85362010 | 1 | 4042949320500 | 2.44 | KG | 667.04 | 667.04 | LP18 | LP18 | circuit breaker 3VA2 IEC frame 100 breaking capacity class M Icu=55kA @ 415V 3-pole, line protection ETU320, LI, In=25A overload protection Ir=10A...25A short-circuit protection Ii=1.5...12 x In nut keeper kit undervoltage release (UVR) 24V DC 3 auxiliary switches HQ | - | 0 | 0
3VA2025-5HL36-0AA0 |  | 3VA2025-5HL36-0AA0 | 1 | UN | 1 | 5 | B | D | EAR99 | N | 85362010 | 1 | 4042948833872 | 2.262 | KG | 489.6 | 476 | LP18 | LP18 | circuit breaker 3VA2 IEC frame 100 breaking capacity class M Icu=55kA @ 415V 3-pole, line protection ETU320, LI, In=25A overload protection Ir=10A...25A short-circuit protection Ii=1.5...12 x In clamp connection | Lista Papel 2020 SI | 0 | 0
3VA2025-5HL42-0AA0 |  | 3VA2025-5HL42-0AA0 | 1 | UN | 1 | 5 | B | D | EAR99 | N | 85362010 | 1 | 4042948833865 | 2.742 | KG | 589.1 | 572.1 | LP18 | LP18 | circuit breaker 3VA2 IEC frame 100 breaking capacity class M Icu=55kA @ 415V 4-pole, line protection ETU320, LI, In=25A overload protection Ir=10A...25A short-circuit protection Ii=1.5...12 x In N conductor protection adjustable (OFF, 100%) nut keeper kit | Lista Papel 2020 SI | 0 | 0
3VA2025-5HL46-0AA0 |  | 3VA2025-5HL46-0AA0 | 1 | UN | 1 | 5 | B | D | EAR99 | N | 85362010 | 1 | 4042948833858 | 2.918 | KG | 620.5 | 602.7 | LP18 | LP18 | circuit breaker 3VA2 IEC frame 100 breaking capacity class M Icu=55kA @ 415V 4-pole, line protection ETU320, LI, In=25A overload protection Ir=10A...25A short-circuit protection Ii=1.5...12 x In N conductor protection adjustable (OFF, 100%) clamp connection | Lista Papel 2020 SI | 0 | 0
3VA2025-5HM32-0AA0 |  | 3VA2025-5HM32-0AA0 | 1 | UN | 1 | 5 | B | D | EAR99 | N | 85362010 | 1 | 4042948800683 | 2.131 | KG | 712.3 | 691.9 | LP18 | LP18 | circuit breaker 3VA2 IEC frame 100 breaking capacity class M Icu=55kA @ 415V 3-pole, line protection ETU330, LIG, In=25A overload protection Ir=10A...25A short-circuit protection Ii=1.5...12 x In ground-fault protection Ig=0.6... 1 x In, tg=0.1/0.3s nut keeper kit | Lista Papel 2020 SI | 0 | 0
3VA2025-5HM36-0AA0 |  | 3VA2025-5HM36-0AA0 | 1 | UN | 1 | 5 | B | D | EAR99 | N | 85362010 | 1 | 4042948816400 | 2.5 | KG | 733.6 | 713.2 | LP18 | LP18 | circuit breaker 3VA2 IEC frame 100 breaking capacity class M Icu=55kA @ 415V 3-pole, line protection ETU330, LIG, In=25A overload protection Ir=10A...25A short-circuit protection Ii=1.5...12 x In ground-fault protection Ig=0.6... 1 x In, tg=0.1/0.3s clamp connection | Lista Papel 2020 SI | 0 | 0
3VA2025-5HM42-0AA0 |  | 3VA2025-5HM42-0AA0 | 1 | UN | 1 | 5 | B | D | EAR99 | N | 85362010 | 1 | 4042948802922 | 2.749 | KG | 833 | 809.2 | LP18 | LP18 | circuit breaker 3VA2 IEC frame 100 breaking capacity class M Icu=55kA @ 415V 4-pole, line protection ETU330, LIG, In=25A overload protection Ir=10A...25A short-circuit protection Ii=1.5...12 x In N conductor protection adjustable (OFF, 100%) ground-fault protection Ig=0.6...1 x In= tg=0.1/0.3s nut keeper kit | Lista Papel 2020 SI | 0 | 0
3VA2025-5HM46-0AA0 |  | 3VA2025-5HM46-0AA0 | 1 | UN | 1 | 5 | B | D | EAR99 | N | 85362010 | 1 | 4042948817520 | 3.2 | KG | 867 | 839.8 | LP18 | LP18 | circuit breaker 3VA2 IEC frame 100 breaking capacity class M Icu=55kA @ 415V 4-pole, line protection ETU330, LIG, In=25A overload protection Ir=10A...25A short-circuit protection Ii=1.5...12 x In N conductor protection adjustable (OFF, 100%) ground-fault protection Ig=0.6...1 x In= tg=0.1/0.3s clamp connection | Lista Papel 2020 SI | 0 | 0
3VA2025-5HN32-0AA0 |  | 3VA2025-5HN32-0AA0 | 1 | UN | 1 | 5 | B | D | EAR99 | N | 85362010 | 1 | 4042948800676 | 2.14 | KG | 524.5 | 510 | LP18 | LP18 | circuit breaker 3VA2 IEC frame 100 breaking capacity class M Icu=55kA @ 415V 3-pole, line protection ETU350, LSI, In=25A overload protection Ir=10A...25A short-circuit protection Isd=1.5...10 x Ir, Ii=12 x In nut keeper kit | Lista Papel 2020 SI | 0 | 0
3VA2025-5HN36-0AA0 |  | 3VA2025-5HN36-0AA0 | 1 | UN | 1 | 5 | B | D | EAR99 | N | 85362010 | 1 | 4042948816394 | 2.269 | KG | 547.4 | 532.1 | LP18 | LP18 | circuit breaker 3VA2 IEC frame 100 breaking capacity class M Icu=55kA @ 415V 3-pole, line protection ETU350, LSI, In=25A overload protection Ir=10A...25A short-circuit protection Isd=1.5...10 x Ir, Ii=12 x In clamp connection | Lista Papel 2020 SI | 0 | 0
3VA2025-5HN42-0AA0 |  | 3VA2025-5HN42-0AA0 | 1 | UN | 1 | 5 | B | D | EAR99 | N | 85362010 | 1 | 4042948802915 | 3.2 | KG | 646 | 628.2 | LP18 | LP18 | circuit breaker 3VA2 IEC frame 100 breaking capacity class M Icu=55kA @ 415V 4-pole, line protection ETU350, LSI, In=25A overload protection Ir=10A...25A short-circuit protection Isd=1.5...10 x Ir, Ii=12 x In N conductor protection adjustable (OFF, 100%) nut keeper kit | Lista Papel 2020 SI | 0 | 0
3VA2025-5HN46-0AA0 |  | 3VA2025-5HN46-0AA0 | 1 | UN | 1 | 5 | B | D | EAR99 | N | 85362010 | 1 | 4042948817513 | 3.2 | KG | 677.5 | 658.8 | LP18 | LP18 | circuit breaker 3VA2 IEC frame 100 breaking capacity class M Icu=55kA @ 415V 4-pole, line protection ETU350, LSI, In=25A overload protection Ir=10A...25A short-circuit protection Isd=1.5...10 x Ir, Ii=12 x In N conductor protection adjustable (OFF, 100%) clamp connection | Lista Papel 2020 SI | 0 | 0
3VA2025-5JP32-0AA0 |  | 3VA2025-5JP32-0AA0 | 1 | UN | 1 | 5 | B | D | EAR99 | N | 85362010 | 1 | 4042948800690 | 2.5 | KG | 935 | 909.5 | LP18 | LP18 | circuit breaker 3VA2 IEC frame 100 breaking capacity class M Icu=55kA @ 415V 3-pole, line protection ETU550, LSI, In=25A overload protection Ir=10A...25A short-circuit protection Isd=0.6..10x In, Ii=1.5..12x In N conductor protection optionally with external current transformer, up to 160% nut keeper kit | Lista Papel 2020 SI | 0 | 0
3VA2025-5JP36-0AA0 |  | 3VA2025-5JP36-0AA0 | 1 | UN | 1 | 5 | B | D | EAR99 | N | 85362010 | 1 | 4042948816417 | 2.5 | KG | 960.5 | 935 | LP18 | LP18 | circuit breaker 3VA2 IEC frame 100 breaking capacity class M Icu=55kA @ 415V 3-pole, line protection ETU550, LSI, In=25A overload protection Ir=10A...25A short-circuit protection Isd=0.6..10x In, Ii=1.5..12x In N conductor protection optionally with external current transformer, up to 160% clamp connection | Lista Papel 2020 SI | 0 | 0
3VA2025-5JP42-0AA0 |  | 3VA2025-5JP42-0AA0 | 1 | UN | 1 | 5 | B | D | EAR99 | N | 85362010 | 1 | 4042948802939 | 3.2 | KG | 1062.5 | 1028.5 | LP18 | LP18 | circuit breaker 3VA2 IEC frame 100 breaking capacity class M Icu=55kA @ 415V 4-pole, line protection ETU550, LSI, In=25A overload protection Ir=10A...25A short-circuit protection Isd=0.6..10x In, Ii=1.5..12x In N conductor protection adjustable (OFF, up to 160%) nut keeper kit | Lista Papel 2020 SI | 0 | 0
3VA2025-5JP46-0AA0 |  | 3VA2025-5JP46-0AA0 | 1 | UN | 1 | 5 | B | D | EAR99 | N | 85362010 | 1 | 4042948817537 | 3.2 | KG | 1088 | 1054 | LP18 | LP18 | circuit breaker 3VA2 IEC frame 100 breaking capacity class M Icu=55kA @ 415V 4-pole, line protection ETU550, LSI, In=25A overload protection Ir=10A...25A short-circuit protection Isd=0.6..10x In, Ii=1.5..12x In N conductor protection adjustable (OFF, up to 160%) clamp connection | Lista Papel 2020 SI | 0 | 0
3VA2025-5JQ32-0AA0 |  | 3VA2025-5JQ32-0AA0 | 1 | UN | 1 | 5 | B | D | EAR99 | N | 85362010 | 1 | 4042948800706 | 2.146 | KG | 1173 | 1139 | LP18 | LP18 | circuit breaker 3VA2 IEC frame 100 breaking capacity class M Icu=55kA @ 415V 3-pole, line protection ETU560, LSIG, In=25A overload protection Ir=10A...25A short-circuit protection Isd=0.6..10x In, Ii=1.5..12x In N conductor protection optionally with external current transformer, up to 160% gr.-fault prot., can be sw. off Ig=0.2...1 x In, tg=0.05-0.8s nut keeper kit | Lista Papel 2020 SI | 0 | 0
3VA2025-5JQ36-0AA0 |  | 3VA2025-5JQ36-0AA0 | 1 | UN | 1 | 5 | B | D | EAR99 | N | 85362010 | 1 | 4042948816424 | 2.5 | KG | 1198.5 | 1164.5 | LP18 | LP18 | circuit breaker 3VA2 IEC frame 100 breaking capacity class M Icu=55kA @ 415V 3-pole, line protection ETU560, LSIG, In=25A overload protection Ir=10A...25A short-circuit protection Isd=0.6..10x In, Ii=1.5..12x In N conductor protection optionally with external current transformer, up to 160% gr.-fault prot., can be sw. off Ig=0.2...1 x In, tg=0.05-0.8s clamp connection | Lista Papel 2020 SI | 0 | 0
3VA2025-5JQ42-0AA0 |  | 3VA2025-5JQ42-0AA0 | 1 | UN | 1 | 5 | B | D | EAR99 | N | 85362010 | 1 | 4042948802946 | 3.2 | KG | 1300.5 | 1266.5 | LP18 | LP18 | circuit breaker 3VA2 IEC frame 100 breaking capacity class M Icu=55kA @ 415V 4-pole, line protection ETU560, LSIG, In=25A overload protection Ir=10A...25A short-circuit protection Isd=0.6..10x In, Ii=1.5..12x In N conductor protection adjustable (OFF, up to 160%) gr.-fault prot., can be sw. off Ig=0.2...1 x In= tg=0.05-0.8s nut keeper kit | Lista Papel 2020 SI | 0 | 0
3VA2025-5JQ46-0AA0 |  | 3VA2025-5JQ46-0AA0 | 1 | UN | 1 | 5 | B | D | EAR99 | N | 85362010 | 1 | 4042948817544 | 2.923 | KG | 1372.8 | 1372.8 | LP18 | LP18 | circuit breaker 3VA2 IEC frame 100 breaking capacity class M Icu=55kA @ 415V 4-pole, line protection ETU560, LSIG, In=25A overload protection Ir=10A...25A short-circuit protection Isd=0.6..10x In, Ii=1.5..12x In N conductor protection adjustable (OFF, up to 160%) gr.-fault prot., can be sw. off Ig=0.2...1 x In= tg=0.05-0.8s clamp connection |  | 0 | 0
3VA2025-5KP32-0AA0 |  | 3VA2025-5KP32-0AA0 | 1 | UN | 1 | 5 | B | D | EAR99 | N | 85362010 | 1 | 4042948800713 | 2.202 | KG | 1130.5 | 1096.5 | LP18 | LP18 | circuit breaker 3VA2 IEC frame 100 breaking capacity class M Icu=55kA @ 415V 3-pole, line protection ETU850, LSI, In=25A overload protection Ir=10A...25A short-circuit protection Isd=0.6..10x In, Ii=1.5..12x In N conductor protection optionally with external current transformer, up to 160% nut keeper kit | Lista Papel 2020 SI | 0 | 0
3VA2025-5KP36-0AA0 |  | 3VA2025-5KP36-0AA0 | 1 | UN | 1 | 5 | B | D | EAR99 | N | 85362010 | 1 | 4042948816431 | 2.32 | KG | 1147.5 | 1113.5 | LP18 | LP18 | circuit breaker 3VA2 IEC frame 100 breaking capacity class M Icu=55kA @ 415V 3-pole, line protection ETU850, LSI, In=25A overload protection Ir=10A...25A short-circuit protection Isd=0.6..10x In, Ii=1.5..12x In N conductor protection optionally with external current transformer, up to 160% clamp connection | Lista Papel 2020 SI | 0 | 0
3VA2025-5KP42-0AA0 |  | 3VA2025-5KP42-0AA0 | 1 | UN | 1 | 5 | B | D | EAR99 | N | 85362010 | 1 | 4042948802953 | 3.2 | KG | 1266.5 | 1232.5 | LP18 | LP18 | circuit breaker 3VA2 IEC frame 100 breaking capacity class M Icu=55kA @ 415V 4-pole, line protection ETU850, LSI, In=25A overload protection Ir=10A...25A short-circuit protection Isd=0.6..10x In, Ii=1.5..12x In N conductor protection adjustable (OFF, up to 160%) nut keeper kit | Lista Papel 2020 SI | 0 | 0
3VA2025-5KP46-0AA0 |  | 3VA2025-5KP46-0AA0 | 1 | UN | 1 | 5 | B | D | EAR99 | N | 85362010 | 1 | 4042948817551 | 2.962 | KG | 1292 | 1258 | LP18 | LP18 | circuit breaker 3VA2 IEC frame 100 breaking capacity class M Icu=55kA @ 415V 4-pole, line protection ETU850, LSI, In=25A overload protection Ir=10A...25A short-circuit protection Isd=0.6..10x In, Ii=1.5..12x In N conductor protection adjustable (OFF, up to 160%) clamp connection | Lista Papel 2020 SI | 0 | 0
3VA2025-5KQ32-0AA0 |  | 3VA2025-5KQ32-0AA0 | 1 | UN | 1 | 5 | B | D | EAR99 | N | 85362010 | 1 | 4042948800720 | 2.5 | KG | 1275 | 1241 | LP18 | LP18 | circuit breaker 3VA2 IEC frame 100 breaking capacity class M Icu=55kA @ 415V 3-pole, line protection ETU860, LSIG, In=25A overload protection Ir=10A...25A short-circuit protection Isd=0.6..10x In, Ii=1.5..12x In N conductor protection optionally with external current transformer, up to 160% gr.-fault prot., can be sw. off Ig=0.2...1 x In, tg=0.05-0.8s nut keeper kit | Lista Papel 2020 SI | 0 | 0
3VA2025-5KQ36-0AA0 |  | 3VA2025-5KQ36-0AA0 | 1 | UN | 1 | 5 | B | D | EAR99 | N | 85362010 | 1 | 4042948816448 | 2.327 | KG | 1300.5 | 1266.5 | LP18 | LP18 | circuit breaker 3VA2 IEC frame 100 breaking capacity class M Icu=55kA @ 415V 3-pole, line protection ETU860, LSIG, In=25A overload protection Ir=10A...25A short-circuit protection Isd=0.6..10x In, Ii=1.5..12x In N conductor protection optionally with external current transformer, up to 160% gr.-fault prot., can be sw. off Ig=0.2...1 x In, tg=0.05-0.8s clamp connection | Lista Papel 2020 SI | 0 | 0
3VA2025-5KQ42-0AA0 |  | 3VA2025-5KQ42-0AA0 | 1 | UN | 1 | 5 | B | D | EAR99 | N | 85362010 | 1 | 4042948802960 | 2.799 | KG | 1394 | 1351.5 | LP18 | LP18 | circuit breaker 3VA2 IEC frame 100 breaking capacity class M Icu=55kA @ 415V 4-pole, line protection ETU860, LSIG, In=25A overload protection Ir=10A...25A short-circuit protection Isd=0.6..10x In, Ii=1.5..12x In N conductor protection adjustable (OFF, up to 160%) gr.-fault prot., can be sw. off Ig=0.2...1 x In= tg=0.05-0.8s nut keeper kit | Lista Papel 2020 SI | 0 | 0
3VA2025-5KQ46-0AA0 |  | 3VA2025-5KQ46-0AA0 | 1 | UN | 1 | 5 | B | D | EAR99 | N | 85362010 | 1 | 4042948817568 | 2.96 | KG | 1436.5 | 1394 | LP18 | LP18 | circuit breaker 3VA2 IEC frame 100 breaking capacity class M Icu=55kA @ 415V 4-pole, line protection ETU860, LSIG, In=25A overload protection Ir=10A...25A short-circuit protection Isd=0.6..10x In, Ii=1.5..12x In N conductor protection adjustable (OFF, up to 160%) gr.-fault prot., can be sw. off Ig=0.2...1 x In= tg=0.05-0.8s clamp connection | Lista Papel 2020 SI | 0 | 0
3VA2025-6HL32-0AA0 |  | 3VA2025-6HL32-0AA0 | 1 | UN | 1 | 5 | B | D | EAR99 | N | 85362010 | 1 | 4042948833841 | 2.135 | KG | 518.5 | 504.1 | LP18 | LP18 | circuit breaker 3VA2 IEC frame 100 breaking capacity class H Icu=85kA @ 415V 3-pole, line protection ETU320, LI, In=25A overload protection Ir=10A...25A short-circuit protection Ii=1.5...12 x In nut keeper kit | Lista Papel 2020 SI | 0 | 0
3VA2025-6HL36-0AA0 |  | 3VA2025-6HL36-0AA0 | 1 | UN | 1 | 5 | B | D | EAR99 | N | 85362010 | 1 | 4042948833834 | 2.274 | KG | 541.5 | 526.2 | LP18 | LP18 | circuit breaker 3VA2 IEC frame 100 breaking capacity class H Icu=85kA @ 415V 3-pole, line protection ETU320, LI, In=25A overload protection Ir=10A...25A short-circuit protection Ii=1.5...12 x In clamp connection | Lista Papel 2020 SI | 0 | 0
3VA2025-6HL42-0AA0 |  | 3VA2025-6HL42-0AA0 | 1 | UN | 1 | 5 | B | D | EAR99 | N | 85362010 | 1 | 4042948833827 | 2.747 | KG | 658.8 | 640.1 | LP18 | LP18 | circuit breaker 3VA2 IEC frame 100 breaking capacity class H Icu=85kA @ 415V 4-pole, line protection ETU320, LI, In=25A overload protection Ir=10A...25A short-circuit protection Ii=1.5...12 x In N conductor protection adjustable (OFF, 100%) nut keeper kit | Lista Papel 2020 SI | 0 | 0
3VA2025-6HL46-0AA0 |  | 3VA2025-6HL46-0AA0 | 1 | UN | 1 | 5 | B | D | EAR99 | N | 85362010 | 1 | 4042948833810 | 2.937 | KG | 691.1 | 671.5 | LP18 | LP18 | circuit breaker 3VA2 IEC frame 100 breaking capacity class H Icu=85kA @ 415V 4-pole, line protection ETU320, LI, In=25A overload protection Ir=10A...25A short-circuit protection Ii=1.5...12 x In N conductor protection adjustable (OFF, 100%) clamp connection | Lista Papel 2020 SI | 0 | 0
3VA2025-6HM32-0AA0 |  | 3VA2025-6HM32-0AA0 | 1 | UN | 1 | 5 | B | D | EAR99 | N | 85362010 | 1 | 4042948800751 | 2.13 | KG | 761.6 | 740.4 | LP18 | LP18 | circuit breaker 3VA2 IEC frame 100 breaking capacity class H Icu=85kA @ 415V 3-pole, line protection ETU330, LIG, In=25A overload protection Ir=10A...25A short-circuit protection Ii=1.5...12 x In ground-fault protection Ig=0.6... 1 x In, tg=0.1/0.3s nut keeper kit | Lista Papel 2020 SI | 0 | 0
3VA2025-6HM36-0AA0 |  | 3VA2025-6HM36-0AA0 | 1 | UN | 1 | 5 | B | D | EAR99 | N | 85362010 | 1 | 4042948816479 | 2.5 | KG | 784.6 | 762.5 | LP18 | LP18 | circuit breaker 3VA2 IEC frame 100 breaking capacity class H Icu=85kA @ 415V 3-pole, line protection ETU330, LIG, In=25A overload protection Ir=10A...25A short-circuit protection Ii=1.5...12 x In ground-fault protection Ig=0.6... 1 x In, tg=0.1/0.3s clamp connection | Lista Papel 2020 SI | 0 | 0
3VA2025-6HM42-0AA0 |  | 3VA2025-6HM42-0AA0 | 1 | UN | 1 | 5 | B | D | EAR99 | N | 85362010 | 1 | 4042948802991 | 2.743 | KG | 909.5 | 884 | LP18 | LP18 | circuit breaker 3VA2 IEC frame 100 breaking capacity class H Icu=85kA @ 415V 4-pole, line protection ETU330, LIG, In=25A overload protection Ir=10A...25A short-circuit protection Ii=1.5...12 x In N conductor protection adjustable (OFF, 100%) ground-fault protection Ig=0.6...1 x In= tg=0.1/0.3s nut keeper kit | Lista Papel 2020 SI | 0 | 0
3VA2025-6HM46-0AA0 |  | 3VA2025-6HM46-0AA0 | 1 | UN | 1 | 5 | B | D | EAR99 | N | 85362010 | 1 | 4042948817599 | 3.2 | KG | 935 | 909.5 | LP18 | LP18 | circuit breaker 3VA2 IEC frame 100 breaking capacity class H Icu=85kA @ 415V 4-pole, line protection ETU330, LIG, In=25A overload protection Ir=10A...25A short-circuit protection Ii=1.5...12 x In N conductor protection adjustable (OFF, 100%) ground-fault protection Ig=0.6...1 x In= tg=0.1/0.3s clamp connection | Lista Papel 2020 SI | 0 | 0
3VA2025-6HN32-0AA0 |  | 3VA2025-6HN32-0AA0 | 1 | UN | 1 | 5 | B | D | EAR99 | N | 85362010 | 1 | 4042948800744 | 2.137 | KG | 576.3 | 560.2 | LP18 | LP18 | circuit breaker 3VA2 IEC frame 100 breaking capacity class H Icu=85kA @ 415V 3-pole, line protection ETU350, LSI, In=25A overload protection Ir=10A...25A short-circuit protection Isd=1.5...10 x Ir, Ii=12 x In nut keeper kit | Lista Papel 2020 SI | 0 | 0
3VA2025-6HN36-0AA0 |  | 3VA2025-6HN36-0AA0 | 1 | UN | 1 | 5 | B | D | EAR99 | N | 85362010 | 1 | 4042948816462 | 2.265 | KG | 600.1 | 583.1 | LP18 | LP18 | circuit breaker 3VA2 IEC frame 100 breaking capacity class H Icu=85kA @ 415V 3-pole, line protection ETU350, LSI, In=25A overload protection Ir=10A...25A short-circuit protection Isd=1.5...10 x Ir, Ii=12 x In clamp connection | Lista Papel 2020 SI | 0 | 0
3VA2025-6HN42-0AA0 |  | 3VA2025-6HN42-0AA0 | 1 | UN | 1 | 5 | B | D | EAR99 | N | 85362010 | 1 | 4042948802984 | 2.93 | KG | 718.3 | 697.9 | LP18 | LP18 | circuit breaker 3VA2 IEC frame 100 breaking capacity class H Icu=85kA @ 415V 4-pole, line protection ETU350, LSI, In=25A overload protection Ir=10A...25A short-circuit protection Isd=1.5...10 x Ir, Ii=12 x In N conductor protection adjustable (OFF, 100%) nut keeper kit | Lista Papel 2020 SI | 0 | 0
3VA2025-6HN46-0AA0 |  | 3VA2025-6HN46-0AA0 | 1 | UN | 1 | 5 | B | D | EAR99 | N | 85362010 | 1 | 4042948817582 | 3.2 | KG | 749.7 | 728.5 | LP18 | LP18 | circuit breaker 3VA2 IEC frame 100 breaking capacity class H Icu=85kA @ 415V 4-pole, line protection ETU350, LSI, In=25A overload protection Ir=10A...25A short-circuit protection Isd=1.5...10 x Ir, Ii=12 x In N conductor protection adjustable (OFF, 100%) clamp connection | Lista Papel 2020 SI | 0 | 0
3VA2025-6JP32-0AA0 |  | 3VA2025-6JP32-0AA0 | 1 | UN | 1 | 5 | B | D | EAR99 | N | 85362010 | 1 | 4042948800768 | 2.149 | KG | 986 | 960.5 | LP18 | LP18 | circuit breaker 3VA2 IEC frame 100 breaking capacity class H Icu=85kA @ 415V 3-pole, line protection ETU550, LSI, In=25A overload protection Ir=10A...25A short-circuit protection Isd=0.6..10x In, Ii=1.5..12x In N conductor protection optionally with external current transformer, up to 160% nut keeper kit | Lista Papel 2020 SI | 0 | 0
3VA2025-6JP36-0AA0 |  | 3VA2025-6JP36-0AA0 | 1 | UN | 1 | 5 | B | D | EAR99 | N | 85362010 | 1 | 4042948816486 | 2.5 | KG | 1011.5 | 986 | LP18 | LP18 | circuit breaker 3VA2 IEC frame 100 breaking capacity class H Icu=85kA @ 415V 3-pole, line protection ETU550, LSI, In=25A overload protection Ir=10A...25A short-circuit protection Isd=0.6..10x In, Ii=1.5..12x In N conductor protection optionally with external current transformer, up to 160% clamp connection | Lista Papel 2020 SI | 0 | 0
3VA2025-6JP42-0AA0 |  | 3VA2025-6JP42-0AA0 | 1 | UN | 1 | 5 | B | D | EAR99 | N | 85362010 | 1 | 4042948803004 | 3.2 | KG | 1122 | 1088 | LP18 | LP18 | circuit breaker 3VA2 IEC frame 100 breaking capacity class H Icu=85kA @ 415V 4-pole, line protection ETU550, LSI, In=25A overload protection Ir=10A...25A short-circuit protection Isd=0.6..10x In, Ii=1.5..12x In N conductor protection adjustable (OFF, up to 160%) nut keeper kit | Lista Papel 2020 SI | 0 | 0
3VA2025-6JP46-0AA0 |  | 3VA2025-6JP46-0AA0 | 1 | UN | 1 | 5 | B | D | EAR99 | N | 85362010 | 1 | 4042948817605 | 3.2 | KG | 1147.5 | 1113.5 | LP18 | LP18 | circuit breaker 3VA2 IEC frame 100 breaking capacity class H Icu=85kA @ 415V 4-pole, line protection ETU550, LSI, In=25A overload protection Ir=10A...25A short-circuit protection Isd=0.6..10x In, Ii=1.5..12x In N conductor protection adjustable (OFF, up to 160%) clamp connection | Lista Papel 2020 SI | 0 | 0
3VA2025-6JQ32-0AA0 |  | 3VA2025-6JQ32-0AA0 | 1 | UN | 1 | 5 | B | D | EAR99 | N | 85362010 | 1 | 4042948800775 | 2.137 | KG | 1241 | 1207 | LP18 | LP18 | circuit breaker 3VA2 IEC frame 100 breaking capacity class H Icu=85kA @ 415V 3-pole, line protection ETU560, LSIG, In=25A overload protection Ir=10A...25A short-circuit protection Isd=0.6..10x In, Ii=1.5..12x In N conductor protection optionally with external current transformer, up to 160% gr.-fault prot., can be sw. off Ig=0.2...1 x In, tg=0.05-0.8s nut keeper kit | Lista Papel 2020 SI | 0 | 0
3VA2025-6JQ36-0AA0 |  | 3VA2025-6JQ36-0AA0 | 1 | UN | 1 | 5 | B | D | EAR99 | N | 85362010 | 1 | 4042948816493 | 2.5 | KG | 1258 | 1224 | LP18 | LP18 | circuit breaker 3VA2 IEC frame 100 breaking capacity class H Icu=85kA @ 415V 3-pole, line protection ETU560, LSIG, In=25A overload protection Ir=10A...25A short-circuit protection Isd=0.6..10x In, Ii=1.5..12x In N conductor protection optionally with external current transformer, up to 160% gr.-fault prot., can be sw. off Ig=0.2...1 x In, tg=0.05-0.8s clamp connection | Lista Papel 2020 SI | 0 | 0
3VA2025-6JQ42-0AA0 |  | 3VA2025-6JQ42-0AA0 | 1 | UN | 1 | 5 | B | D | EAR99 | N | 85362010 | 1 | 4042948803011 | 2.761 | KG | 1377 | 1334.5 | LP18 | LP18 | circuit breaker 3VA2 IEC frame 100 breaking capacity class H Icu=85kA @ 415V 4-pole, line protection ETU560, LSIG, In=25A overload protection Ir=10A...25A short-circuit protection Isd=0.6..10x In, Ii=1.5..12x In N conductor protection adjustable (OFF, up to 160%) gr.-fault prot., can be sw. off Ig=0.2...1 x In= tg=0.05-0.8s nut keeper kit | Lista Papel 2020 SI | 0 | 0
3VA2025-6JQ46-0AA0 |  | 3VA2025-6JQ46-0AA0 | 1 | UN | 1 | 5 | B | D | EAR99 | N | 85362010 | 1 | 4042948817612 | 3.2 | KG | 1402.5 | 1360 | LP18 | LP18 | circuit breaker 3VA2 IEC frame 100 breaking capacity class H Icu=85kA @ 415V 4-pole, line protection ETU560, LSIG, In=25A overload protection Ir=10A...25A short-circuit protection Isd=0.6..10x In, Ii=1.5..12x In N conductor protection adjustable (OFF, up to 160%) gr.-fault prot., can be sw. off Ig=0.2...1 x In= tg=0.05-0.8s clamp connection | Lista Papel 2020 SI | 0 | 0
3VA2025-6KP32-0AA0 |  | 3VA2025-6KP32-0AA0 | 1 | UN | 1 | 5 | B | D | EAR99 | N | 85362010 | 1 | 4042948800782 | 2.206 | KG | 1181.5 | 1147.5 | LP18 | LP18 | circuit breaker 3VA2 IEC frame 100 breaking capacity class H Icu=85kA @ 415V 3-pole, line protection ETU850, LSI, In=25A overload protection Ir=10A...25A short-circuit protection Isd=0.6..10x In, Ii=1.5..12x In N conductor protection optionally with external current transformer, up to 160% nut keeper kit | Lista Papel 2020 SI | 0 | 0
3VA2025-6KP36-0AA0 |  | 3VA2025-6KP36-0AA0 | 1 | UN | 1 | 5 | B | D | EAR99 | N | 85362010 | 1 | 4042948816509 | 2.5 | KG | 1215.5 | 1181.5 | LP18 | LP18 | circuit breaker 3VA2 IEC frame 100 breaking capacity class H Icu=85kA @ 415V 3-pole, line protection ETU850, LSI, In=25A overload protection Ir=10A...25A short-circuit protection Isd=0.6..10x In, Ii=1.5..12x In N conductor protection optionally with external current transformer, up to 160% clamp connection | Lista Papel 2020 SI | 0 | 0
3VA2025-6KP42-0AA0 |  | 3VA2025-6KP42-0AA0 | 1 | UN | 1 | 5 | B | D | EAR99 | N | 85362010 | 1 | 4042948803028 | 3.2 | KG | 1326 | 1292 | LP18 | LP18 | circuit breaker 3VA2 IEC frame 100 breaking capacity class H Icu=85kA @ 415V 4-pole, line protection ETU850, LSI, In=25A overload protection Ir=10A...25A short-circuit protection Isd=0.6..10x In, Ii=1.5..12x In N conductor protection adjustable (OFF, up to 160%) nut keeper kit | Lista Papel 2020 SI | 0 | 0
3VA2025-6KP46-0AA0 |  | 3VA2025-6KP46-0AA0 | 1 | UN | 1 | 5 | B | D | EAR99 | N | 85362010 | 1 | 4042948817629 | 3.2 | KG | 1368.5 | 1326 | LP18 | LP18 | circuit breaker 3VA2 IEC frame 100 breaking capacity class H Icu=85kA @ 415V 4-pole, line protection ETU850, LSI, In=25A overload protection Ir=10A...25A short-circuit protection Isd=0.6..10x In, Ii=1.5..12x In N conductor protection adjustable (OFF, up to 160%) clamp connection | Lista Papel 2020 SI | 0 | 0
3VA2025-6KQ32-0AA0 |  | 3VA2025-6KQ32-0AA0 | 1 | UN | 1 | 5 | B | D | EAR99 | N | 85362010 | 1 | 4042948800799 | 2.5 | KG | 1326 | 1292 | LP18 | LP18 | circuit breaker 3VA2 IEC frame 100 breaking capacity class H Icu=85kA @ 415V 3-pole, line protection ETU860, LSIG, In=25A overload protection Ir=10A...25A short-circuit protection Isd=0.6..10x In, Ii=1.5..12x In N conductor protection optionally with external current transformer, up to 160% gr.-fault prot., can be sw. off Ig=0.2...1 x In, tg=0.05-0.8s nut keeper kit | Lista Papel 2020 SI | 0 | 0
3VA2025-6KQ36-0AA0 |  | 3VA2025-6KQ36-0AA0 | 1 | UN | 1 | 5 | B | D | EAR99 | N | 85362010 | 1 | 4042948816516 | 2.5 | KG | 1351.5 | 1317.5 | LP18 | LP18 | circuit breaker 3VA2 IEC frame 100 breaking capacity class H Icu=85kA @ 415V 3-pole, line protection ETU860, LSIG, In=25A overload protection Ir=10A...25A short-circuit protection Isd=0.6..10x In, Ii=1.5..12x In N conductor protection optionally with external current transformer, up to 160% gr.-fault prot., can be sw. off Ig=0.2...1 x In, tg=0.05-0.8s clamp connection | Lista Papel 2020 SI | 0 | 0
3VA2025-6KQ42-0AA0 |  | 3VA2025-6KQ42-0AA0 | 1 | UN | 1 | 5 | B | D | EAR99 | N | 85362010 | 1 | 4042948803035 | 3.2 | KG | 1462 | 1419.5 | LP18 | LP18 | circuit breaker 3VA2 IEC frame 100 breaking capacity class H Icu=85kA @ 415V 4-pole, line protection ETU860, LSIG, In=25A overload protection Ir=10A...25A short-circuit protection Isd=0.6..10x In, Ii=1.5..12x In N conductor protection adjustable (OFF, up to 160%) gr.-fault prot., can be sw. off Ig=0.2...1 x In= tg=0.05-0.8s nut keeper kit | Lista Papel 2020 SI | 0 | 0
3VA2025-6KQ46-0AA0 |  | 3VA2025-6KQ46-0AA0 | 1 | UN | 1 | 5 | B | D | EAR99 | N | 85362010 | 1 | 4042948817636 | 3.2 | KG | 1496 | 1453.5 | LP18 | LP18 | circuit breaker 3VA2 IEC frame 100 breaking capacity class H Icu=85kA @ 415V 4-pole, line protection ETU860, LSIG, In=25A overload protection Ir=10A...25A short-circuit protection Isd=0.6..10x In, Ii=1.5..12x In N conductor protection adjustable (OFF, up to 160%) gr.-fault prot., can be sw. off Ig=0.2...1 x In= tg=0.05-0.8s clamp connection | Lista Papel 2020 SI | 0 | 0
3VA2025-7HL32-0AA0 |  | 3VA2025-7HL32-0AA0 | 1 | UN | 1 | 5 | B | D | EAR99 | N | 85362010 | 1 | 4042948833803 | 2.136 | KG | 552.5 | 537.2 | LP18 | LP18 | circuit breaker 3VA2 IEC frame 100 breaking capacity class C Icu=110kA @ 415V 3-pole, line protection ETU320, LI, In=25A overload protection Ir=10A...25A short-circuit protection Ii=1.5...12 x In nut keeper kit | Lista Papel 2020 SI | 0 | 0
3VA2025-7HL32-0AG0 |  | 3VA2025-7HL32-0AG0 | 1 | UN | 1 | 10 | C | D | EAR99 | N | 85362010 | 1 | 4042949320364 | 2.36 | KG | 645.04 | 645.04 | LP18 | LP18 | circuit breaker 3VA2 IEC frame 100 breaking capacity class C Icu=110kA @ 415V 3-pole, line protection ETU320, LI, In=25A overload protection Ir=10A...25A short-circuit protection Ii=1.5...12 x In nut keeper kit 1 auxiliary switch HP 1 trip alarm switch HP | - | 0 | 0
3VA2025-7HL36-0AA0 |  | 3VA2025-7HL36-0AA0 | 1 | UN | 1 | 5 | B | D | EAR99 | N | 85362010 | 1 | 4042948833797 | 2.272 | KG | 577.2 | 561 | LP18 | LP18 | circuit breaker 3VA2 IEC frame 100 breaking capacity class C Icu=110kA @ 415V 3-pole, line protection ETU320, LI, In=25A overload protection Ir=10A...25A short-circuit protection Ii=1.5...12 x In clamp connection | Lista Papel 2020 SI | 0 | 0
3VA2025-7HL36-0AC0 |  | 3VA2025-7HL36-0AC0 | 1 | UN | 1 | 10 | C | D | EAR99 | N | 85362010 | 1 | 4042949326366 | 2.546 | KG | 645.92 | 645.92 | LP18 | LP18 | circuit breaker 3VA2 IEC frame 100 breaking capacity class C Icu=110kA @ 415V 3-pole, line protection ETU320, LI, In=25A overload protection Ir=10A...25A short-circuit protection Ii=1.5...12 x In clamp connection circuit breaker 3VA2 IEC frame 100 breaking capacity class C Icu=110kA @ 415V 2 auxiliary switches HQ | - | 0 | 0
3VA2025-7HL42-0AA0 |  | 3VA2025-7HL42-0AA0 | 1 | UN | 1 | 5 | B | D | EAR99 | N | 85362010 | 1 | 4042948833780 | 3.2 | KG | 705.5 | 686 | LP18 | LP18 | circuit breaker 3VA2 IEC frame 100 breaking capacity class C Icu=110kA @ 415V 4-pole, line protection ETU320, LI, In=25A overload protection Ir=10A...25A short-circuit protection Ii=1.5...12 x In N conductor protection adjustable (OFF, 100%) nut keeper kit | Lista Papel 2020 SI | 0 | 0
3VA2025-7HL46-0AA0 |  | 3VA2025-7HL46-0AA0 | 1 | UN | 1 | 5 | B | D | EAR99 | N | 85362010 | 1 | 4042948833773 | 3.2 | KG | 739.5 | 718.3 | LP18 | LP18 | circuit breaker 3VA2 IEC frame 100 breaking capacity class C Icu=110kA @ 415V 4-pole, line protection ETU320, LI, In=25A overload protection Ir=10A...25A short-circuit protection Ii=1.5...12 x In N conductor protection adjustable (OFF, 100%) clamp connection | Lista Papel 2020 SI | 0 | 0
3VA2025-7HM32-0AA0 |  | 3VA2025-7HM32-0AA0 | 1 | UN | 1 | 5 | B | D | EAR99 | N | 85362010 | 1 | 4042948800829 | 2.5 | KG | 798.2 | 776.1 | LP18 | LP18 | circuit breaker 3VA2 IEC frame 100 breaking capacity class C Icu=110kA @ 415V 3-pole, line protection ETU330, LIG, In=25A overload protection Ir=10A...25A short-circuit protection Ii=1.5...12 x In ground-fault protection Ig=0.6... 1 x In, tg=0.1/0.3s nut keeper kit | Lista Papel 2020 SI | 0 | 0
3VA2025-7HM36-0AA0 |  | 3VA2025-7HM36-0AA0 | 1 | UN | 1 | 5 | B | D | EAR99 | N | 85362010 | 1 | 4042948816547 | 2.5 | KG | 821.1 | 798.2 | LP18 | LP18 | circuit breaker 3VA2 IEC frame 100 breaking capacity class C Icu=110kA @ 415V 3-pole, line protection ETU330, LIG, In=25A overload protection Ir=10A...25A short-circuit protection Ii=1.5...12 x In ground-fault protection Ig=0.6... 1 x In, tg=0.1/0.3s clamp connection | Lista Papel 2020 SI | 0 | 0
3VA2025-7HM42-0AA0 |  | 3VA2025-7HM42-0AA0 | 1 | UN | 1 | 5 | B | D | EAR99 | N | 85362010 | 1 | 4042948803066 | 3.2 | KG | 952 | 926.5 | LP18 | LP18 | circuit breaker 3VA2 IEC frame 100 breaking capacity class C Icu=110kA @ 415V 4-pole, line protection ETU330, LIG, In=25A overload protection Ir=10A...25A short-circuit protection Ii=1.5...12 x In N conductor protection adjustable (OFF, 100%) ground-fault protection Ig=0.6...1 x In= tg=0.1/0.3s nut keeper kit | Lista Papel 2020 SI | 0 | 0
3VA2025-7HM46-0AA0 |  | 3VA2025-7HM46-0AA0 | 1 | UN | 1 | 5 | B | D | EAR99 | N | 85362010 | 1 | 4042948817667 | 3.2 | KG | 986 | 960.5 | LP18 | LP18 | circuit breaker 3VA2 IEC frame 100 breaking capacity class C Icu=110kA @ 415V 4-pole, line protection ETU330, LIG, In=25A overload protection Ir=10A...25A short-circuit protection Ii=1.5...12 x In N conductor protection adjustable (OFF, 100%) ground-fault protection Ig=0.6...1 x In= tg=0.1/0.3s clamp connection | Lista Papel 2020 SI | 0 | 0
3VA2025-7HN32-0AA0 |  | 3VA2025-7HN32-0AA0 | 1 | UN | 1 | 5 | B | D | EAR99 | N | 85362010 | 1 | 4042948800812 | 2.138 | KG | 612 | 595 | LP18 | LP18 | circuit breaker 3VA2 IEC frame 100 breaking capacity class C Icu=110kA @ 415V 3-pole, line protection ETU350, LSI, In=25A overload protection Ir=10A...25A short-circuit protection Isd=1.5...10 x Ir, Ii=12 x In nut keeper kit | Lista Papel 2020 SI | 0 | 0
3VA2025-7HN36-0AA0 |  | 3VA2025-7HN36-0AA0 | 1 | UN | 1 | 5 | B | D | EAR99 | N | 85362010 | 1 | 4042948816530 | 2.265 | KG | 636.7 | 618.8 | LP18 | LP18 | circuit breaker 3VA2 IEC frame 100 breaking capacity class C Icu=110kA @ 415V 3-pole, line protection ETU350, LSI, In=25A overload protection Ir=10A...25A short-circuit protection Isd=1.5...10 x Ir, Ii=12 x In clamp connection | Lista Papel 2020 SI | 0 | 0
3VA2025-7HN42-0AA0 |  | 3VA2025-7HN42-0AA0 | 1 | UN | 1 | 5 | B | D | EAR99 | N | 85362010 | 1 | 4042948803059 | 2.93 | KG | 765 | 743.8 | LP18 | LP18 | circuit breaker 3VA2 IEC frame 100 breaking capacity class C Icu=110kA @ 415V 4-pole, line protection ETU350, LSI, In=25A overload protection Ir=10A...25A short-circuit protection Isd=1.5...10 x Ir, Ii=12 x In N conductor protection adjustable (OFF, 100%) nut keeper kit | Lista Papel 2020 SI | 0 | 0
3VA2025-7HN46-0AA0 |  | 3VA2025-7HN46-0AA0 | 1 | UN | 1 | 5 | B | D | EAR99 | N | 85362010 | 1 | 4042948817650 | 3.2 | KG | 796.5 | 774.4 | LP18 | LP18 | circuit breaker 3VA2 IEC frame 100 breaking capacity class C Icu=110kA @ 415V 4-pole, line protection ETU350, LSI, In=25A overload protection Ir=10A...25A short-circuit protection Isd=1.5...10 x Ir, Ii=12 x In N conductor protection adjustable (OFF, 100%) clamp connection | Lista Papel 2020 SI | 0 | 0
3VA2025-7JP32-0AA0 |  | 3VA2025-7JP32-0AA0 | 1 | UN | 1 | 5 | B | D | EAR99 | N | 85362010 | 1 | 4042948800836 | 2.135 | KG | 1020 | 994.5 | LP18 | LP18 | circuit breaker 3VA2 IEC frame 100 breaking capacity class C Icu=110kA @ 415V 3-pole, line protection ETU550, LSI, In=25A overload protection Ir=10A...25A short-circuit protection Isd=0.6..10x In, Ii=1.5..12x In N conductor protection optionally with external current transformer, up to 160% nut keeper kit | Lista Papel 2020 SI | 0 | 0
3VA2025-7JP36-0AA0 |  | 3VA2025-7JP36-0AA0 | 1 | UN | 1 | 5 | B | D | EAR99 | N | 85362010 | 1 | 4042948816554 | 2.5 | KG | 1045.5 | 1020 | LP18 | LP18 | circuit breaker 3VA2 IEC frame 100 breaking capacity class C Icu=110kA @ 415V 3-pole, line protection ETU550, LSI, In=25A overload protection Ir=10A...25A short-circuit protection Isd=0.6..10x In, Ii=1.5..12x In N conductor protection optionally with external current transformer, up to 160% clamp connection | Lista Papel 2020 SI | 0 | 0
3VA2025-7JP42-0AA0 |  | 3VA2025-7JP42-0AA0 | 1 | UN | 1 | 5 | B | D | EAR99 | N | 85362010 | 1 | 4042948803073 | 3.2 | KG | 1156 | 1122 | LP18 | LP18 | circuit breaker 3VA2 IEC frame 100 breaking capacity class C Icu=110kA @ 415V 4-pole, line protection ETU550, LSI, In=25A overload protection Ir=10A...25A short-circuit protection Isd=0.6..10x In, Ii=1.5..12x In N conductor protection adjustable (OFF, up to 160%) nut keeper kit | Lista Papel 2020 SI | 0 | 0
3VA2025-7JP46-0AA0 |  | 3VA2025-7JP46-0AA0 | 1 | UN | 1 | 5 | B | D | EAR99 | N | 85362010 | 1 | 4042948817674 | 3.2 | KG | 1198.5 | 1164.5 | LP18 | LP18 | circuit breaker 3VA2 IEC frame 100 breaking capacity class C Icu=110kA @ 415V 4-pole, line protection ETU550, LSI, In=25A overload protection Ir=10A...25A short-circuit protection Isd=0.6..10x In, Ii=1.5..12x In N conductor protection adjustable (OFF, up to 160%) clamp connection | Lista Papel 2020 SI | 0 | 0
3VA2025-7JQ32-0AA0 |  | 3VA2025-7JQ32-0AA0 | 1 | UN | 1 | 5 | B | D | EAR99 | N | 85362010 | 1 | 4042948800843 | 2.148 | KG | 1266.5 | 1232.5 | LP18 | LP18 | circuit breaker 3VA2 IEC frame 100 breaking capacity class C Icu=110kA @ 415V 3-pole, line protection ETU560, LSIG, In=25A overload protection Ir=10A...25A short-circuit protection Isd=0.6..10x In, Ii=1.5..12x In N conductor protection optionally with external current transformer, up to 160% gr.-fault prot., can be sw. off Ig=0.2...1 x In, tg=0.05-0.8s nut keeper kit | Lista Papel 2020 SI | 0 | 0
3VA2025-7JQ36-0AA0 |  | 3VA2025-7JQ36-0AA0 | 1 | UN | 1 | 5 | B | D | EAR99 | N | 85362010 | 1 | 4042948816561 | 2.5 | KG | 1292 | 1258 | LP18 | LP18 | circuit breaker 3VA2 IEC frame 100 breaking capacity class C Icu=110kA @ 415V 3-pole, line protection ETU560, LSIG, In=25A overload protection Ir=10A...25A short-circuit protection Isd=0.6..10x In, Ii=1.5..12x In N conductor protection optionally with external current transformer, up to 160% gr.-fault prot., can be sw. off Ig=0.2...1 x In, tg=0.05-0.8s clamp connection | Lista Papel 2020 SI | 0 | 0
3VA2025-7JQ42-0AA0 |  | 3VA2025-7JQ42-0AA0 | 1 | UN | 1 | 5 | B | D | EAR99 | N | 85362010 | 1 | 4042948803080 | 3.2 | KG | 1411 | 1368.5 | LP18 | LP18 | circuit breaker 3VA2 IEC frame 100 breaking capacity class C Icu=110kA @ 415V 4-pole, line protection ETU560, LSIG, In=25A overload protection Ir=10A...25A short-circuit protection Isd=0.6..10x In, Ii=1.5..12x In N conductor protection adjustable (OFF, up to 160%) gr.-fault prot., can be sw. off Ig=0.2...1 x In= tg=0.05-0.8s nut keeper kit | Lista Papel 2020 SI | 0 | 0
3VA2025-7JQ46-0AA0 |  | 3VA2025-7JQ46-0AA0 | 1 | UN | 1 | 5 | B | D | EAR99 | N | 85362010 | 1 | 4042948817681 | 3.2 | KG | 1445 | 1402.5 | LP18 | LP18 | circuit breaker 3VA2 IEC frame 100 breaking capacity class C Icu=110kA @ 415V 4-pole, line protection ETU560, LSIG, In=25A overload protection Ir=10A...25A short-circuit protection Isd=0.6..10x In, Ii=1.5..12x In N conductor protection adjustable (OFF, up to 160%) gr.-fault prot., can be sw. off Ig=0.2...1 x In= tg=0.05-0.8s clamp connection | Lista Papel 2020 SI | 0 | 0
3VA2025-7KP32-0AA0 |  | 3VA2025-7KP32-0AA0 | 1 | UN | 1 | 5 | B | D | EAR99 | N | 85362010 | 1 | 4042948800850 | 2.5 | KG | 1224 | 1190 | LP18 | LP18 | circuit breaker 3VA2 IEC frame 100 breaking capacity class C Icu=110kA @ 415V 3-pole, line protection ETU850, LSI, In=25A overload protection Ir=10A...25A short-circuit protection Isd=0.6..10x In, Ii=1.5..12x In N conductor protection optionally with external current transformer, up to 160% nut keeper kit | Lista Papel 2020 SI | 0 | 0
3VA2025-7KP36-0AA0 |  | 3VA2025-7KP36-0AA0 | 1 | UN | 1 | 5 | B | D | EAR99 | N | 85362010 | 1 | 4042948816578 | 2.5 | KG | 1258 | 1224 | LP18 | LP18 | circuit breaker 3VA2 IEC frame 100 breaking capacity class C Icu=110kA @ 415V 3-pole, line protection ETU850, LSI, In=25A overload protection Ir=10A...25A short-circuit protection Isd=0.6..10x In, Ii=1.5..12x In N conductor protection optionally with external current transformer, up to 160% clamp connection | Lista Papel 2020 SI | 0 | 0
3VA2025-7KP42-0AA0 |  | 3VA2025-7KP42-0AA0 | 1 | UN | 1 | 5 | B | D | EAR99 | N | 85362010 | 1 | 4042948803097 | 3.2 | KG | 1377 | 1334.5 | LP18 | LP18 | circuit breaker 3VA2 IEC frame 100 breaking capacity class C Icu=110kA @ 415V 4-pole, line protection ETU850, LSI, In=25A overload protection Ir=10A...25A short-circuit protection Isd=0.6..10x In, Ii=1.5..12x In N conductor protection adjustable (OFF, up to 160%) nut keeper kit | Lista Papel 2020 SI | 0 | 0
3VA2025-7KP46-0AA0 |  | 3VA2025-7KP46-0AA0 | 1 | UN | 1 | 5 | B | D | EAR99 | N | 85362010 | 1 | 4042948817698 | 3.2 | KG | 1402.5 | 1360 | LP18 | LP18 | circuit breaker 3VA2 IEC frame 100 breaking capacity class C Icu=110kA @ 415V 4-pole, line protection ETU850, LSI, In=25A overload protection Ir=10A...25A short-circuit protection Isd=0.6..10x In, Ii=1.5..12x In N conductor protection adjustable (OFF, up to 160%) clamp connection | Lista Papel 2020 SI | 0 | 0
3VA2025-7KQ32-0AA0 |  | 3VA2025-7KQ32-0AA0 | 1 | UN | 1 | 5 | B | D | EAR99 | N | 85362010 | 1 | 4042948800867 | 2.5 | KG | 1368.5 | 1326 | LP18 | LP18 | circuit breaker 3VA2 IEC frame 100 breaking capacity class C Icu=110kA @ 415V 3-pole, line protection ETU860, LSIG, In=25A overload protection Ir=10A...25A short-circuit protection Isd=0.6..10x In, Ii=1.5..12x In N conductor protection optionally with external current transformer, up to 160% gr.-fault prot., can be sw. off Ig=0.2...1 x In, tg=0.05-0.8s nut keeper kit | Lista Papel 2020 SI | 0 | 0
3VA2025-7KQ36-0AA0 |  | 3VA2025-7KQ36-0AA0 | 1 | UN | 1 | 5 | B | D | EAR99 | N | 85362010 | 1 | 4042948816585 | 2.5 | KG | 1385.5 | 1343 | LP18 | LP18 | circuit breaker 3VA2 IEC frame 100 breaking capacity class C Icu=110kA @ 415V 3-pole, line protection ETU860, LSIG, In=25A overload protection Ir=10A...25A short-circuit protection Isd=0.6..10x In, Ii=1.5..12x In N conductor protection optionally with external current transformer, up to 160% gr.-fault prot., can be sw. off Ig=0.2...1 x In, tg=0.05-0.8s clamp connection | Lista Papel 2020 SI | 0 | 0
3VA2025-7KQ42-0AA0 |  | 3VA2025-7KQ42-0AA0 | 1 | UN | 1 | 5 | B | D | EAR99 | N | 85362010 | 1 | 4042948803103 | 3.2 | KG | 1513 | 1470.5 | LP18 | LP18 | circuit breaker 3VA2 IEC frame 100 breaking capacity class C Icu=110kA @ 415V 4-pole, line protection ETU860, LSIG, In=25A overload protection Ir=10A...25A short-circuit protection Isd=0.6..10x In, Ii=1.5..12x In N conductor protection adjustable (OFF, up to 160%) gr.-fault prot., can be sw. off Ig=0.2...1 x In= tg=0.05-0.8s nut keeper kit | Lista Papel 2020 SI | 0 | 0
3VA2025-7KQ46-0AA0 |  | 3VA2025-7KQ46-0AA0 | 1 | UN | 1 | 5 | B | D | EAR99 | N | 85362010 | 1 | 4042948817704 | 3.2 | KG | 1547 | 1504.5 | LP18 | LP18 | circuit breaker 3VA2 IEC frame 100 breaking capacity class C Icu=110kA @ 415V 4-pole, line protection ETU860, LSIG, In=25A overload protection Ir=10A...25A short-circuit protection Isd=0.6..10x In, Ii=1.5..12x In N conductor protection adjustable (OFF, up to 160%) gr.-fault prot., can be sw. off Ig=0.2...1 x In= tg=0.05-0.8s clamp connection | Lista Papel 2020 SI | 0 | 0
3VA2025-8HL32-0AA0 |  | 3VA2025-8HL32-0AA0 | 1 | UN | 1 | 5 | B | D | EAR99 | N | 85362010 | 1 | 4042948833766 | 2.5 | KG | 623.1 | 605.2 | LP18 | LP18 | circuit breaker 3VA2 IEC frame 100 breaking capacity class L Icu=150kA @ 415V 3-pole, line protection ETU320, LI, In=25A overload protection Ir=10A...25A short-circuit protection Ii=1.5...12 x In nut keeper kit | Lista Papel 2020 SI | 0 | 0
3VA2025-8HL36-0AA0 |  | 3VA2025-8HL36-0AA0 | 1 | UN | 1 | 5 | B | D | EAR99 | N | 85362010 | 1 | 4042948833759 | 2.442 | KG | 646 | 628.2 | LP18 | LP18 | circuit breaker 3VA2 IEC frame 100 breaking capacity class L Icu=150kA @ 415V 3-pole, line protection ETU320, LI, In=25A overload protection Ir=10A...25A short-circuit protection Ii=1.5...12 x In clamp connection | Lista Papel 2020 SI | 0 | 0
3VA2025-8HL42-0AA0 |  | 3VA2025-8HL42-0AA0 | 1 | UN | 1 | 5 | B | D | EAR99 | N | 85362010 | 1 | 4042948833742 | 3.2 | KG | 802.4 | 779.5 | LP18 | LP18 | circuit breaker 3VA2 IEC frame 100 breaking capacity class L Icu=150kA @ 415V 4-pole, line protection ETU320, LI, In=25A overload protection Ir=10A...25A short-circuit protection Ii=1.5...12 x In N conductor protection adjustable (OFF, 100%) nut keeper kit | Lista Papel 2020 SI | 0 | 0
3VA2025-8HL46-0AA0 |  | 3VA2025-8HL46-0AA0 | 1 | UN | 1 | 5 | B | D | EAR99 | N | 85362010 | 1 | 4042948833735 | 3.2 | KG | 833 | 809.2 | LP18 | LP18 | circuit breaker 3VA2 IEC frame 100 breaking capacity class L Icu=150kA @ 415V 4-pole, line protection ETU320, LI, In=25A overload protection Ir=10A...25A short-circuit protection Ii=1.5...12 x In N conductor protection adjustable (OFF, 100%) clamp connection | Lista Papel 2020 SI | 0 | 0
3VA2025-8HM32-0AA0 |  | 3VA2025-8HM32-0AA0 | 1 | UN | 1 | 5 | B | D | EAR99 | N | 85362010 | 1 | 4042948800898 | 2.5 | KG | 867 | 843.2 | LP18 | LP18 | circuit breaker 3VA2 IEC frame 100 breaking capacity class L Icu=150kA @ 415V 3-pole, line protection ETU330, LIG, In=25A overload protection Ir=10A...25A short-circuit protection Ii=1.5...12 x In ground-fault protection Ig=0.6... 1 x In, tg=0.1/0.3s nut keeper kit | Lista Papel 2020 SI | 0 | 0
3VA2025-8HM36-0AA0 |  | 3VA2025-8HM36-0AA0 | 1 | UN | 1 | 5 | B | D | EAR99 | N | 85362010 | 1 | 4042948816615 | 2.5 | KG | 892.5 | 867 | LP18 | LP18 | circuit breaker 3VA2 IEC frame 100 breaking capacity class L Icu=150kA @ 415V 3-pole, line protection ETU330, LIG, In=25A overload protection Ir=10A...25A short-circuit protection Ii=1.5...12 x In ground-fault protection Ig=0.6... 1 x In, tg=0.1/0.3s clamp connection | Lista Papel 2020 SI | 0 | 0
3VA2025-8HM42-0AA0 |  | 3VA2025-8HM42-0AA0 | 1 | UN | 1 | 5 | B | D | EAR99 | N | 85362010 | 1 | 4042948803134 | 3.2 | KG | 1045.5 | 1020 | LP18 | LP18 | circuit breaker 3VA2 IEC frame 100 breaking capacity class L Icu=150kA @ 415V 4-pole, line protection ETU330, LIG, In=25A overload protection Ir=10A...25A short-circuit protection Ii=1.5...12 x In N conductor protection adjustable (OFF, 100%) ground-fault protection Ig=0.6...1 x In= tg=0.1/0.3s nut keeper kit | Lista Papel 2020 SI | 0 | 0
3VA2025-8HM46-0AA0 |  | 3VA2025-8HM46-0AA0 | 1 | UN | 1 | 5 | B | D | EAR99 | N | 85362010 | 1 | 4042948817735 | 3.2 | KG | 1079.5 | 1045.5 | LP18 | LP18 | circuit breaker 3VA2 IEC frame 100 breaking capacity class L Icu=150kA @ 415V 4-pole, line protection ETU330, LIG, In=25A overload protection Ir=10A...25A short-circuit protection Ii=1.5...12 x In N conductor protection adjustable (OFF, 100%) ground-fault protection Ig=0.6...1 x In= tg=0.1/0.3s clamp connection | Lista Papel 2020 SI | 0 | 0
3VA2025-8HN32-0AA0 |  | 3VA2025-8HN32-0AA0 | 1 | UN | 1 | 5 | B | D | EAR99 | N | 85362010 | 1 | 4042948800881 | 2.5 | KG | 680.9 | 661.3 | LP18 | LP18 | circuit breaker 3VA2 IEC frame 100 breaking capacity class L Icu=150kA @ 415V 3-pole, line protection ETU350, LSI, In=25A overload protection Ir=10A...25A short-circuit protection Isd=1.5...10 x Ir, Ii=12 x In nut keeper kit | Lista Papel 2020 SI | 0 | 0
3VA2025-8HN36-0AA0 |  | 3VA2025-8HN36-0AA0 | 1 | UN | 1 | 5 | B | D | EAR99 | N | 85362010 | 1 | 4042948816608 | 2.5 | KG | 704.7 | 685.1 | LP18 | LP18 | circuit breaker 3VA2 IEC frame 100 breaking capacity class L Icu=150kA @ 415V 3-pole, line protection ETU350, LSI, In=25A overload protection Ir=10A...25A short-circuit protection Isd=1.5...10 x Ir, Ii=12 x In clamp connection | Lista Papel 2020 SI | 0 | 0
3VA2025-8HN42-0AA0 |  | 3VA2025-8HN42-0AA0 | 1 | UN | 1 | 5 | B | D | EAR99 | N | 85362010 | 1 | 4042948803127 | 3.2 | KG | 858.5 | 834.7 | LP18 | LP18 | circuit breaker 3VA2 IEC frame 100 breaking capacity class L Icu=150kA @ 415V 4-pole, line protection ETU350, LSI, In=25A overload protection Ir=10A...25A short-circuit protection Isd=1.5...10 x Ir, Ii=12 x In N conductor protection adjustable (OFF, 100%) nut keeper kit | Lista Papel 2020 SI | 0 | 0
3VA2025-8HN46-0AA0 |  | 3VA2025-8HN46-0AA0 | 1 | UN | 1 | 5 | B | D | EAR99 | N | 85362010 | 1 | 4042948817728 | 3.2 | KG | 892.5 | 867 | LP18 | LP18 | circuit breaker 3VA2 IEC frame 100 breaking capacity class L Icu=150kA @ 415V 4-pole, line protection ETU350, LSI, In=25A overload protection Ir=10A...25A short-circuit protection Isd=1.5...10 x Ir, Ii=12 x In N conductor protection adjustable (OFF, 100%) clamp connection | Lista Papel 2020 SI | 0 | 0
3VA2025-8JP32-0AA0 |  | 3VA2025-8JP32-0AA0 | 1 | UN | 1 | 5 | B | D | EAR99 | N | 85362010 | 1 | 4042948800904 | 2.5 | KG | 1126.4 | 1126.4 | LP18 | LP18 | circuit breaker 3VA2 IEC frame 100 breaking capacity class L Icu=150kA @ 415V 3-pole, line protection ETU550, LSI, In=25A overload protection Ir=10A...25A short-circuit protection Isd=0.6..10x In, Ii=1.5..12x In N conductor protection optionally with external current transformer, up to 160% nut keeper kit |  | 0 | 0
3VA2025-8JP36-0AA0 |  | 3VA2025-8JP36-0AA0 | 1 | UN | 1 | 5 | B | D | EAR99 | N | 85362010 | 1 | 4042948816622 | 2.5 | KG | 1105 | 1071 | LP18 | LP18 | circuit breaker 3VA2 IEC frame 100 breaking capacity class L Icu=150kA @ 415V 3-pole, line protection ETU550, LSI, In=25A overload protection Ir=10A...25A short-circuit protection Isd=0.6..10x In, Ii=1.5..12x In N conductor protection optionally with external current transformer, up to 160% clamp connection | Lista Papel 2020 SI | 0 | 0
3VA2025-8JP42-0AA0 |  | 3VA2025-8JP42-0AA0 | 1 | UN | 1 | 5 | B | D | EAR99 | N | 85362010 | 1 | 4042948803141 | 3.2 | KG | 1275 | 1241 | LP18 | LP18 | circuit breaker 3VA2 IEC frame 100 breaking capacity class L Icu=150kA @ 415V 4-pole, line protection ETU550, LSI, In=25A overload protection Ir=10A...25A short-circuit protection Isd=0.6..10x In, Ii=1.5..12x In N conductor protection adjustable (OFF, up to 160%) nut keeper kit | Lista Papel 2020 SI | 0 | 0
3VA2025-8JP46-0AA0 |  | 3VA2025-8JP46-0AA0 | 1 | UN | 1 | 5 | B | D | EAR99 | N | 85362010 | 1 | 4042948817742 | 3.2 | KG | 1300.5 | 1266.5 | LP18 | LP18 | circuit breaker 3VA2 IEC frame 100 breaking capacity class L Icu=150kA @ 415V 4-pole, line protection ETU550, LSI, In=25A overload protection Ir=10A...25A short-circuit protection Isd=0.6..10x In, Ii=1.5..12x In N conductor protection adjustable (OFF, up to 160%) clamp connection | Lista Papel 2020 SI | 0 | 0
3VA2025-8JQ32-0AA0 |  | 3VA2025-8JQ32-0AA0 | 1 | UN | 1 | 5 | B | D | EAR99 | N | 85362010 | 1 | 4042948800911 | 2.5 | KG | 1326 | 1292 | LP18 | LP18 | circuit breaker 3VA2 IEC frame 100 breaking capacity class L Icu=150kA @ 415V 3-pole, line protection ETU560, LSIG, In=25A overload protection Ir=10A...25A short-circuit protection Isd=0.6..10x In, Ii=1.5..12x In N conductor protection optionally with external current transformer, up to 160% gr.-fault prot., can be sw. off Ig=0.2...1 x In, tg=0.05-0.8s nut keeper kit | Lista Papel 2020 SI | 0 | 0
3VA2025-8JQ36-0AA0 |  | 3VA2025-8JQ36-0AA0 | 1 | UN | 1 | 5 | B | D | EAR99 | N | 85362010 | 1 | 4042948816639 | 2.5 | KG | 1368.5 | 1326 | LP18 | LP18 | circuit breaker 3VA2 IEC frame 100 breaking capacity class L Icu=150kA @ 415V 3-pole, line protection ETU560, LSIG, In=25A overload protection Ir=10A...25A short-circuit protection Isd=0.6..10x In, Ii=1.5..12x In N conductor protection optionally with external current transformer, up to 160% gr.-fault prot., can be sw. off Ig=0.2...1 x In, tg=0.05-0.8s clamp connection | Lista Papel 2020 SI | 0 | 0
3VA2025-8JQ42-0AA0 |  | 3VA2025-8JQ42-0AA0 | 1 | UN | 1 | 5 | B | D | EAR99 | N | 85362010 | 1 | 4042948803158 | 3.2 | KG | 1513 | 1470.5 | LP18 | LP18 | circuit breaker 3VA2 IEC frame 100 breaking capacity class L Icu=150kA @ 415V 4-pole, line protection ETU560, LSIG, In=25A overload protection Ir=10A...25A short-circuit protection Isd=0.6..10x In, Ii=1.5..12x In N conductor protection adjustable (OFF, up to 160%) gr.-fault prot., can be sw. off Ig=0.2...1 x In= tg=0.05-0.8s nut keeper kit | Lista Papel 2020 SI | 0 | 0
3VA2025-8JQ46-0AA0 |  | 3VA2025-8JQ46-0AA0 | 1 | UN | 1 | 5 | B | D | EAR99 | N | 85362010 | 1 | 4042948817759 | 3.2 | KG | 1547 | 1504.5 | LP18 | LP18 | circuit breaker 3VA2 IEC frame 100 breaking capacity class L Icu=150kA @ 415V 4-pole, line protection ETU560, LSIG, In=25A overload protection Ir=10A...25A short-circuit protection Isd=0.6..10x In, Ii=1.5..12x In N conductor protection adjustable (OFF, up to 160%) gr.-fault prot., can be sw. off Ig=0.2...1 x In= tg=0.05-0.8s clamp connection | Lista Papel 2020 SI | 0 | 0
3VA2025-8KP32-0AA0 |  | 3VA2025-8KP32-0AA0 | 1 | UN | 1 | 5 | B | D | EAR99 | N | 85362010 | 1 | 4042948800928 | 2.5 | KG | 1292 | 1258 | LP18 | LP18 | circuit breaker 3VA2 IEC frame 100 breaking capacity class L Icu=150kA @ 415V 3-pole, line protection ETU850, LSI, In=25A overload protection Ir=10A...25A short-circuit protection Isd=0.6..10x In, Ii=1.5..12x In N conductor protection optionally with external current transformer, up to 160% nut keeper kit | Lista Papel 2020 SI | 0 | 0
3VA2025-8KP36-0AA0 |  | 3VA2025-8KP36-0AA0 | 1 | UN | 1 | 5 | B | D | EAR99 | N | 85362010 | 1 | 4042948816646 | 2.5 | KG | 1309 | 1275 | LP18 | LP18 | circuit breaker 3VA2 IEC frame 100 breaking capacity class L Icu=150kA @ 415V 3-pole, line protection ETU850, LSI, In=25A overload protection Ir=10A...25A short-circuit protection Isd=0.6..10x In, Ii=1.5..12x In N conductor protection optionally with external current transformer, up to 160% clamp connection | Lista Papel 2020 SI | 0 | 0
3VA2025-8KP42-0AA0 |  | 3VA2025-8KP42-0AA0 | 1 | UN | 1 | 5 | B | D | EAR99 | N | 85362010 | 1 | 4042948803165 | 3.2 | KG | 1470.5 | 1428 | LP18 | LP18 | circuit breaker 3VA2 IEC frame 100 breaking capacity class L Icu=150kA @ 415V 4-pole, line protection ETU850, LSI, In=25A overload protection Ir=10A...25A short-circuit protection Isd=0.6..10x In, Ii=1.5..12x In N conductor protection adjustable (OFF, up to 160%) nut keeper kit | Lista Papel 2020 SI | 0 | 0
3VA2025-8KP46-0AA0 |  | 3VA2025-8KP46-0AA0 | 1 | UN | 1 | 5 | B | D | EAR99 | N | 85362010 | 1 | 4042948817766 | 3.2 | KG | 1504.5 | 1462 | LP18 | LP18 | circuit breaker 3VA2 IEC frame 100 breaking capacity class L Icu=150kA @ 415V 4-pole, line protection ETU850, LSI, In=25A overload protection Ir=10A...25A short-circuit protection Isd=0.6..10x In, Ii=1.5..12x In N conductor protection adjustable (OFF, up to 160%) clamp connection | Lista Papel 2020 SI | 0 | 0
3VA2025-8KQ32-0AA0 |  | 3VA2025-8KQ32-0AA0 | 1 | UN | 1 | 5 | B | D | EAR99 | N | 85362010 | 1 | 4042948800935 | 2.5 | KG | 1436.5 | 1394 | LP18 | LP18 | circuit breaker 3VA2 IEC frame 100 breaking capacity class L Icu=150kA @ 415V 3-pole, line protection ETU860, LSIG, In=25A overload protection Ir=10A...25A short-circuit protection Isd=0.6..10x In, Ii=1.5..12x In N conductor protection optionally with external current transformer, up to 160% gr.-fault prot., can be sw. off Ig=0.2...1 x In, tg=0.05-0.8s nut keeper kit | Lista Papel 2020 SI | 0 | 0
3VA2025-8KQ36-0AA0 |  | 3VA2025-8KQ36-0AA0 | 1 | UN | 1 | 5 | B | D | EAR99 | N | 85362010 | 1 | 4042948816653 | 2.5 | KG | 1453.5 | 1411 | LP18 | LP18 | circuit breaker 3VA2 IEC frame 100 breaking capacity class L Icu=150kA @ 415V 3-pole, line protection ETU860, LSIG, In=25A overload protection Ir=10A...25A short-circuit protection Isd=0.6..10x In, Ii=1.5..12x In N conductor protection optionally with external current transformer, up to 160% gr.-fault prot., can be sw. off Ig=0.2...1 x In, tg=0.05-0.8s clamp connection | Lista Papel 2020 SI | 0 | 0
3VA2025-8KQ42-0AA0 |  | 3VA2025-8KQ42-0AA0 | 1 | UN | 1 | 5 | B | D | EAR99 | N | 85362010 | 1 | 4042948803172 | 3.2 | KG | 1606.5 | 1564 | LP18 | LP18 | circuit breaker 3VA2 IEC frame 100 breaking capacity class L Icu=150kA @ 415V 4-pole, line protection ETU860, LSIG, In=25A overload protection Ir=10A...25A short-circuit protection Isd=0.6..10x In, Ii=1.5..12x In N conductor protection adjustable (OFF, up to 160%) gr.-fault prot., can be sw. off Ig=0.2...1 x In= tg=0.05-0.8s nut keeper kit | Lista Papel 2020 SI | 0 | 0
3VA2025-8KQ46-0AA0 |  | 3VA2025-8KQ46-0AA0 | 1 | UN | 1 | 5 | B | D | EAR99 | N | 85362010 | 1 | 4042948817773 | 3.2 | KG | 1632 | 1589.5 | LP18 | LP18 | circuit breaker 3VA2 IEC frame 100 breaking capacity class L Icu=150kA @ 415V 4-pole, line protection ETU860, LSIG, In=25A overload protection Ir=10A...25A short-circuit protection Isd=0.6..10x In, Ii=1.5..12x In N conductor protection adjustable (OFF, up to 160%) gr.-fault prot., can be sw. off Ig=0.2...1 x In= tg=0.05-0.8s clamp connection | Lista Papel 2020 SI | 0 | 0
3VA2040-5HL32-0AA0 |  | 3VA2040-5HL32-0AA0 | 1 | UN | 1 | 2 | A | D | EAR99 | N | 85362010 | 1 | 4042948833728 | 2.138 | KG | 465 | 452.2 | LP18 | LP18 | circuit breaker 3VA2 IEC frame 100 breaking capacity class M Icu=55kA @ 415V 3-pole, line protection ETU320, LI, In=40A overload protection Ir=16A...40A short-circuit protection Ii=1.5...12 x In nut keeper kit | Lista Papel 2020 SI | 0 | 0
3VA2040-5HL36-0AA0 |  | 3VA2040-5HL36-0AA0 | 1 | UN | 1 | 2 | A | D | EAR99 | N | 85362010 | 1 | 4042948833711 | 2.26 | KG | 489.6 | 476 | LP18 | LP18 | circuit breaker 3VA2 IEC frame 100 breaking capacity class M Icu=55kA @ 415V 3-pole, line protection ETU320, LI, In=40A overload protection Ir=16A...40A short-circuit protection Ii=1.5...12 x In clamp connection | Lista Papel 2020 SI | 0 | 0
3VA2040-5HL42-0AA0 |  | 3VA2040-5HL42-0AA0 | 1 | UN | 1 | 5 | B | D | EAR99 | N | 85362010 | 1 | 4042948833704 | 2.765 | KG | 589.1 | 572.1 | LP18 | LP18 | circuit breaker 3VA2 IEC frame 100 breaking capacity class M Icu=55kA @ 415V 4-pole, line protection ETU320, LI, In=40A overload protection Ir=16A...40A short-circuit protection Ii=1.5...12 x In N conductor protection adjustable (OFF, 100%) nut keeper kit | Lista Papel 2020 SI | 0 | 0
3VA2040-5HL46-0AA0 |  | 3VA2040-5HL46-0AA0 | 1 | UN | 1 | 5 | B | D | EAR99 | N | 85362010 | 1 | 4042948833698 | 2.916 | KG | 620.5 | 602.7 | LP18 | LP18 | circuit breaker 3VA2 IEC frame 100 breaking capacity class M Icu=55kA @ 415V 4-pole, line protection ETU320, LI, In=40A overload protection Ir=16A...40A short-circuit protection Ii=1.5...12 x In N conductor protection adjustable (OFF, 100%) clamp connection | Lista Papel 2020 SI | 0 | 0
3VA2040-5HM32-0AA0 |  | 3VA2040-5HM32-0AA0 | 1 | UN | 1 | 5 | B | D | EAR99 | N | 85362010 | 1 | 4042948800966 | 2.133 | KG | 712.3 | 691.9 | LP18 | LP18 | circuit breaker 3VA2 IEC frame 100 breaking capacity class M Icu=55kA @ 415V 3-pole, line protection ETU330, LIG, In=40A overload protection Ir=16A...40A short-circuit protection Ii=1.5...12 x In ground-fault protection Ig=0.4... 1 x In, tg=0.1/0.3s nut keeper kit | Lista Papel 2020 SI | 0 | 0
3VA2040-5HM36-0AA0 |  | 3VA2040-5HM36-0AA0 | 1 | UN | 1 | 5 | B | D | EAR99 | N | 85362010 | 1 | 4042948816684 | 2.5 | KG | 733.6 | 713.2 | LP18 | LP18 | circuit breaker 3VA2 IEC frame 100 breaking capacity class M Icu=55kA @ 415V 3-pole, line protection ETU330, LIG, In=40A overload protection Ir=16A...40A short-circuit protection Ii=1.5...12 x In ground-fault protection Ig=0.4... 1 x In, tg=0.1/0.3s clamp connection | Lista Papel 2020 SI | 0 | 0
3VA2040-5HM42-0AA0 |  | 3VA2040-5HM42-0AA0 | 1 | UN | 1 | 5 | B | D | EAR99 | N | 85362010 | 1 | 4042948803202 | 2.769 | KG | 833 | 809.2 | LP18 | LP18 | circuit breaker 3VA2 IEC frame 100 breaking capacity class M Icu=55kA @ 415V 4-pole, line protection ETU330, LIG, In=40A overload protection Ir=16A...40A short-circuit protection Ii=1.5...12 x In N conductor protection adjustable (OFF, 100%) ground-fault protection Ig=0.4...1 x In= tg=0.1/0.3s nut keeper kit | Lista Papel 2020 SI | 0 | 0
3VA2040-5HM46-0AA0 |  | 3VA2040-5HM46-0AA0 | 1 | UN | 1 | 5 | B | D | EAR99 | N | 85362010 | 1 | 4042948817803 | 2.938 | KG | 867 | 839.8 | LP18 | LP18 | circuit breaker 3VA2 IEC frame 100 breaking capacity class M Icu=55kA @ 415V 4-pole, line protection ETU330, LIG, In=40A overload protection Ir=16A...40A short-circuit protection Ii=1.5...12 x In N conductor protection adjustable (OFF, 100%) ground-fault protection Ig=0.4...1 x In= tg=0.1/0.3s clamp connection | Lista Papel 2020 SI | 0 | 0
3VA2040-5HN32-0AA0 |  | 3VA2040-5HN32-0AA0 | 1 | UN | 1 | 5 | B | D | EAR99 | N | 85362010 | 1 | 4042948800959 | 2.128 | KG | 524.5 | 510 | LP18 | LP18 | circuit breaker 3VA2 IEC frame 100 breaking capacity class M Icu=55kA @ 415V 3-pole, line protection ETU350, LSI, In=40A overload protection Ir=16A...40A short-circuit protection Isd=1.5...10 x Ir, Ii=12 x In nut keeper kit | Lista Papel 2020 SI | 0 | 0
3VA2040-5HN32-0AJ0 |  | 3VA2040-5HN32-0AJ0 | 1 | UN | 1 | 10 | C | D | EAR99 | N | 85362010 | 1 | 4042949328780 | 2.236 | KG | 652.08 | 652.08 | LP18 | LP18 | circuit breaker 3VA2 IEC frame 100 breaking capacity class M Icu=55kA @ 415V 3-pole, line protection ETU350, LSI, In=40A overload protection Ir=16A...40A short-circuit protection Isd=1.5...10 x Ir, Ii=12 x In nut keeper kit circuit breaker 3VA2 IEC frame 100 breaking capacity class M Icu=55kA @ 415V 3-pole, line protection ETU350, LSI, In=40A overload protection Ir=16A...40A short-circuit protection Isd=1.5...10 x Ir, 2 AUXILIARY SWITCH CHANGEOVER H 1 TRIP ALARM SWITCH CHANGEOVER |  | 0 | 0
3VA2040-5HN32-0KG0 |  | 3VA2040-5HN32-0KG0 | 1 | UN | 1 | 10 | C | D | EAR99 | N | 85362010 | 1 | 4042949322429 | 2.273 | KG | 701.36 | 701.36 | LP18 | LP18 | circuit breaker 3VA2 IEC frame 100 breaking capacity class M Icu=55kA @ 415V 3-pole, line protection ETU350, LSI, In=40A overload protection Ir=16A...40A short-circuit protection Isd=1.5...10 x Ir, Ii=12 x In nut keeper kit shunt trip (STL) 220-250V DC, 208-277V AC 1 auxiliary switch HP 1 trip alarm switch HP | - | 0 | 0
3VA2040-5HN36-0AA0 |  | 3VA2040-5HN36-0AA0 | 1 | UN | 1 | 5 | B | D | EAR99 | N | 85362010 | 1 | 4042948816677 | 2.269 | KG | 547.4 | 532.1 | LP18 | LP18 | circuit breaker 3VA2 IEC frame 100 breaking capacity class M Icu=55kA @ 415V 3-pole, line protection ETU350, LSI, In=40A overload protection Ir=16A...40A short-circuit protection Isd=1.5...10 x Ir, Ii=12 x In clamp connection | Lista Papel 2020 SI | 0 | 0
3VA2040-5HN36-0AF0 |  | 3VA2040-5HN36-0AF0 | 1 | UN | 1 | 10 | C | D | EAR99 | N | 85362010 | 1 | 4042949324768 | 2.315 | KG | 616 | 616 | LP18 | LP18 | circuit breaker 3VA2 IEC frame 100 breaking capacity class M Icu=55kA @ 415V 3-pole, line protection ETU350, LSI, In=40A overload protection Ir=16A...40A short-circuit protection Isd=1.5...10 x Ir, Ii=12 x In clamp connection 1 auxiliary switch 1 trip alarm switch | - | 0 | 0
3VA2040-5HN42-0AA0 |  | 3VA2040-5HN42-0AA0 | 1 | UN | 1 | 5 | B | D | EAR99 | N | 85362010 | 1 | 4042948803196 | 2.742 | KG | 646 | 628.2 | LP18 | LP18 | circuit breaker 3VA2 IEC frame 100 breaking capacity class M Icu=55kA @ 415V 4-pole, line protection ETU350, LSI, In=40A overload protection Ir=16A...40A short-circuit protection Isd=1.5...10 x Ir, Ii=12 x In N conductor protection adjustable (OFF, 100%) nut keeper kit | Lista Papel 2020 SI | 0 | 0
3VA2040-5HN46-0AA0 |  | 3VA2040-5HN46-0AA0 | 1 | UN | 1 | 5 | B | D | EAR99 | N | 85362010 | 1 | 4042948817797 | 3.2 | KG | 677.5 | 658.8 | LP18 | LP18 | circuit breaker 3VA2 IEC frame 100 breaking capacity class M Icu=55kA @ 415V 4-pole, line protection ETU350, LSI, In=40A overload protection Ir=16A...40A short-circuit protection Isd=1.5...10 x Ir, Ii=12 x In N conductor protection adjustable (OFF, 100%) clamp connection | Lista Papel 2020 SI | 0 | 0
3VA2040-5JP32-0AA0 |  | 3VA2040-5JP32-0AA0 | 1 | UN | 1 | 5 | B | D | EAR99 | N | 85362010 | 1 | 4042948800973 | 2.148 | KG | 935 | 909.5 | LP18 | LP18 | circuit breaker 3VA2 IEC frame 100 breaking capacity class M Icu=55kA @ 415V 3-pole, line protection ETU550, LSI, In=40A overload protection Ir=16A...40A short-circuit protection Isd=0.6..10x In, Ii=1.5..12x In N conductor protection optionally with external current transformer, up to 160% nut keeper kit | Lista Papel 2020 SI | 0 | 0
3VA2040-5JP32-0DH0 |  | 3VA2040-5JP32-0DH0 | 1 | UN | 1 | 10 | C | D | EAR99 | N | 85362010 | 1 | 4042949328834 | 2.309 | KG | 1152.8 | 1152.8 | LP18 | LP18 | circuit breaker 3VA2 IEC frame 100 breaking capacity class M Icu=55kA @ 415V 3-pole, line protection ETU550, LSI, In=40A overload protection Ir=16A...40A short-circuit protection Isd=0.6..10x In, Ii=1.5..12x In N conductor protection optionally with external current transformer, up to 160% nut keeper kit circuit breaker 3VA2 IEC frame 100 breaking capacity class M Icu=55kA @ 415V 3-pole, line protection ETU550, LSI, In=40A UNDERVOLTAGE RELEASE 208-230 V AC 50/60 HZ ACCESSORY FOR 3VA1 2 AUXILIARY SWITCH CHANGEOVER H 1 TRIP ALARM SWITCH CHANGEOVER |  | 0 | 0
3VA2040-5JP36-0AA0 |  | 3VA2040-5JP36-0AA0 | 1 | UN | 1 | 5 | B | D | EAR99 | N | 85362010 | 1 | 4042948816691 | 2.5 | KG | 960.5 | 935 | LP18 | LP18 | circuit breaker 3VA2 IEC frame 100 breaking capacity class M Icu=55kA @ 415V 3-pole, line protection ETU550, LSI, In=40A overload protection Ir=16A...40A short-circuit protection Isd=0.6..10x In, Ii=1.5..12x In N conductor protection optionally with external current transformer, up to 160% clamp connection | Lista Papel 2020 SI | 0 | 0
3VA2040-5JP42-0AA0 |  | 3VA2040-5JP42-0AA0 | 1 | UN | 1 | 5 | B | D | EAR99 | N | 85362010 | 1 | 4042948803219 | 3.2 | KG | 1062.5 | 1028.5 | LP18 | LP18 | circuit breaker 3VA2 IEC frame 100 breaking capacity class M Icu=55kA @ 415V 4-pole, line protection ETU550, LSI, In=40A overload protection Ir=16A...40A short-circuit protection Isd=0.6..10x In, Ii=1.5..12x In N conductor protection adjustable (OFF, up to 160%) nut keeper kit | Lista Papel 2020 SI | 0 | 0
3VA2040-5JP46-0AA0 |  | 3VA2040-5JP46-0AA0 | 1 | UN | 1 | 5 | B | D | EAR99 | N | 85362010 | 1 | 4042948817810 | 3.2 | KG | 1088 | 1054 | LP18 | LP18 | circuit breaker 3VA2 IEC frame 100 breaking capacity class M Icu=55kA @ 415V 4-pole, line protection ETU550, LSI, In=40A overload protection Ir=16A...40A short-circuit protection Isd=0.6..10x In, Ii=1.5..12x In N conductor protection adjustable (OFF, up to 160%) clamp connection | Lista Papel 2020 SI | 0 | 0
3VA2040-5JQ32-0AA0 |  | 3VA2040-5JQ32-0AA0 | 1 | UN | 1 | 5 | B | D | EAR99 | N | 85362010 | 1 | 4042948800980 | 2.147 | KG | 1173 | 1139 | LP18 | LP18 | circuit breaker 3VA2 IEC frame 100 breaking capacity class M Icu=55kA @ 415V 3-pole, line protection ETU560, LSIG, In=40A overload protection Ir=16A...40A short-circuit protection Isd=0.6..10x In, Ii=1.5..12x In N conductor protection optionally with external current transformer, up to 160% gr.-fault prot., can be sw. off Ig=0.4... 1 x In, tg=0.05-0.8s nut keeper kit | Lista Papel 2020 SI | 0 | 0
3VA2040-5JQ36-0AA0 |  | 3VA2040-5JQ36-0AA0 | 1 | UN | 1 | 5 | B | D | EAR99 | N | 85362010 | 1 | 4042948816707 | 2.285 | KG | 1198.5 | 1164.5 | LP18 | LP18 | circuit breaker 3VA2 IEC frame 100 breaking capacity class M Icu=55kA @ 415V 3-pole, line protection ETU560, LSIG, In=40A overload protection Ir=16A...40A short-circuit protection Isd=0.6..10x In, Ii=1.5..12x In N conductor protection optionally with external current transformer, up to 160% gr.-fault prot., can be sw. off Ig=0.4... 1 x In, tg=0.05-0.8s clamp connection | Lista Papel 2020 SI | 0 | 0
3VA2040-5JQ42-0AA0 |  | 3VA2040-5JQ42-0AA0 | 1 | UN | 1 | 5 | B | D | EAR99 | N | 85362010 | 1 | 4042948803226 | 2.757 | KG | 1300.5 | 1266.5 | LP18 | LP18 | circuit breaker 3VA2 IEC frame 100 breaking capacity class M Icu=55kA @ 415V 4-pole, line protection ETU560, LSIG, In=40A overload protection Ir=16A...40A short-circuit protection Isd=0.6..10x In, Ii=1.5..12x In N conductor protection adjustable (OFF, up to 160%) gr.-fault prot., can be sw. off Ig=0.4...1 x In= tg=0.05-0.8s nut keeper kit | Lista Papel 2020 SI | 0 | 0
3VA2040-5JQ46-0AA0 |  | 3VA2040-5JQ46-0AA0 | 1 | UN | 1 | 5 | B | D | EAR99 | N | 85362010 | 1 | 4042948817827 | 2.92 | KG | 1326 | 1292 | LP18 | LP18 | circuit breaker 3VA2 IEC frame 100 breaking capacity class M Icu=55kA @ 415V 4-pole, line protection ETU560, LSIG, In=40A overload protection Ir=16A...40A short-circuit protection Isd=0.6..10x In, Ii=1.5..12x In N conductor protection adjustable (OFF, up to 160%) gr.-fault prot., can be sw. off Ig=0.4...1 x In= tg=0.05-0.8s clamp connection | Lista Papel 2020 SI | 0 | 0
3VA2040-5KP32-0AA0 |  | 3VA2040-5KP32-0AA0 | 1 | UN | 1 | 5 | B | D | EAR99 | N | 85362010 | 1 | 4042948800997 | 2.208 | KG | 1130.5 | 1096.5 | LP18 | LP18 | circuit breaker 3VA2 IEC frame 100 breaking capacity class M Icu=55kA @ 415V 3-pole, line protection ETU850, LSI, In=40A overload protection Ir=16A...40A short-circuit protection Isd=0.6..10x In, Ii=1.5..12x In N conductor protection optionally with external current transformer, up to 160% nut keeper kit | Lista Papel 2020 SI | 0 | 0
3VA2040-5KP36-0AA0 |  | 3VA2040-5KP36-0AA0 | 1 | UN | 1 | 5 | B | D | EAR99 | N | 85362010 | 1 | 4042948816714 | 2.334 | KG | 1147.5 | 1113.5 | LP18 | LP18 | circuit breaker 3VA2 IEC frame 100 breaking capacity class M Icu=55kA @ 415V 3-pole, line protection ETU850, LSI, In=40A overload protection Ir=16A...40A short-circuit protection Isd=0.6..10x In, Ii=1.5..12x In N conductor protection optionally with external current transformer, up to 160% clamp connection | Lista Papel 2020 SI | 0 | 0
3VA2040-5KP42-0AA0 |  | 3VA2040-5KP42-0AA0 | 1 | UN | 1 | 5 | B | D | EAR99 | N | 85362010 | 1 | 4042948803233 | 3.2 | KG | 1266.5 | 1232.5 | LP18 | LP18 | circuit breaker 3VA2 IEC frame 100 breaking capacity class M Icu=55kA @ 415V 4-pole, line protection ETU850, LSI, In=40A overload protection Ir=16A...40A short-circuit protection Isd=0.6..10x In, Ii=1.5..12x In N conductor protection adjustable (OFF, up to 160%) nut keeper kit | Lista Papel 2020 SI | 0 | 0
3VA2040-5KP46-0AA0 |  | 3VA2040-5KP46-0AA0 | 1 | UN | 1 | 5 | B | D | EAR99 | N | 85362010 | 1 | 4042948817834 | 3.2 | KG | 1292 | 1258 | LP18 | LP18 | circuit breaker 3VA2 IEC frame 100 breaking capacity class M Icu=55kA @ 415V 4-pole, line protection ETU850, LSI, In=40A overload protection Ir=16A...40A short-circuit protection Isd=0.6..10x In, Ii=1.5..12x In N conductor protection adjustable (OFF, up to 160%) clamp connection | Lista Papel 2020 SI | 0 | 0
3VA2040-5KQ32-0AA0 |  | 3VA2040-5KQ32-0AA0 | 1 | UN | 1 | 5 | B | D | EAR99 | N | 85362010 | 1 | 4042948801000 | 2.197 | KG | 1275 | 1241 | LP18 | LP18 | circuit breaker 3VA2 IEC frame 100 breaking capacity class M Icu=55kA @ 415V 3-pole, line protection ETU860, LSIG, In=40A overload protection Ir=16A...40A short-circuit protection Isd=0.6..10x In, Ii=1.5..12x In N conductor protection optionally with external current transformer, up to 160% gr.-fault prot., can be sw. off Ig=0.4... 1 x In, tg=0.05-0.8s nut keeper kit | Lista Papel 2020 SI | 0 | 0
3VA2040-5KQ36-0AA0 |  | 3VA2040-5KQ36-0AA0 | 1 | UN | 1 | 5 | B | D | EAR99 | N | 85362010 | 1 | 4042948816721 | 2.5 | KG | 1300.5 | 1266.5 | LP18 | LP18 | circuit breaker 3VA2 IEC frame 100 breaking capacity class M Icu=55kA @ 415V 3-pole, line protection ETU860, LSIG, In=40A overload protection Ir=16A...40A short-circuit protection Isd=0.6..10x In, Ii=1.5..12x In N conductor protection optionally with external current transformer, up to 160% gr.-fault prot., can be sw. off Ig=0.4... 1 x In, tg=0.05-0.8s clamp connection | Lista Papel 2020 SI | 0 | 0
3VA2040-5KQ42-0AA0 |  | 3VA2040-5KQ42-0AA0 | 1 | UN | 1 | 5 | B | D | EAR99 | N | 85362010 | 1 | 4042948803240 | 3.2 | KG | 1394 | 1351.5 | LP18 | LP18 | circuit breaker 3VA2 IEC frame 100 breaking capacity class M Icu=55kA @ 415V 4-pole, line protection ETU860, LSIG, In=40A overload protection Ir=16A...40A short-circuit protection Isd=0.6..10x In, Ii=1.5..12x In N conductor protection adjustable (OFF, up to 160%) gr.-fault prot., can be sw. off Ig=0.4...1 x In= tg=0.05-0.8s nut keeper kit | Lista Papel 2020 SI | 0 | 0
3VA2040-5KQ46-0AA0 |  | 3VA2040-5KQ46-0AA0 | 1 | UN | 1 | 5 | B | D | EAR99 | N | 85362010 | 1 | 4042948817841 | 3.2 | KG | 1436.5 | 1394 | LP18 | LP18 | circuit breaker 3VA2 IEC frame 100 breaking capacity class M Icu=55kA @ 415V 4-pole, line protection ETU860, LSIG, In=40A overload protection Ir=16A...40A short-circuit protection Isd=0.6..10x In, Ii=1.5..12x In N conductor protection adjustable (OFF, up to 160%) gr.-fault prot., can be sw. off Ig=0.4...1 x In= tg=0.05-0.8s clamp connection | Lista Papel 2020 SI | 0 | 0
3VA2040-6HL32-0AA0 |  | 3VA2040-6HL32-0AA0 | 1 | UN | 1 | 5 | B | D | EAR99 | N | 85362010 | 1 | 4042948833681 | 2.128 | KG | 518.5 | 504.1 | LP18 | LP18 | circuit breaker 3VA2 IEC frame 100 breaking capacity class H Icu=85kA @ 415V 3-pole, line protection ETU320, LI, In=40A overload protection Ir=16A...40A short-circuit protection Ii=1.5...12 x In nut keeper kit | Lista Papel 2020 SI | 0 | 0
3VA2040-6HL36-0AA0 |  | 3VA2040-6HL36-0AA0 | 1 | UN | 1 | 5 | B | D | EAR99 | N | 85362010 | 1 | 4042948833674 | 2.259 | KG | 541.5 | 526.2 | LP18 | LP18 | circuit breaker 3VA2 IEC frame 100 breaking capacity class H Icu=85kA @ 415V 3-pole, line protection ETU320, LI, In=40A overload protection Ir=16A...40A short-circuit protection Ii=1.5...12 x In clamp connection | Lista Papel 2020 SI | 0 | 0
3VA2040-6HL42-0AA0 |  | 3VA2040-6HL42-0AA0 | 1 | UN | 1 | 5 | B | D | EAR99 | N | 85362010 | 1 | 4042948833667 | 2.739 | KG | 658.8 | 640.1 | LP18 | LP18 | circuit breaker 3VA2 IEC frame 100 breaking capacity class H Icu=85kA @ 415V 4-pole, line protection ETU320, LI, In=40A overload protection Ir=16A...40A short-circuit protection Ii=1.5...12 x In N conductor protection adjustable (OFF, 100%) nut keeper kit | Lista Papel 2020 SI | 0 | 0
3VA2040-6HL46-0AA0 |  | 3VA2040-6HL46-0AA0 | 1 | UN | 1 | 5 | B | D | EAR99 | N | 85362010 | 1 | 4042948833650 | 2.969 | KG | 691.1 | 671.5 | LP18 | LP18 | circuit breaker 3VA2 IEC frame 100 breaking capacity class H Icu=85kA @ 415V 4-pole, line protection ETU320, LI, In=40A overload protection Ir=16A...40A short-circuit protection Ii=1.5...12 x In N conductor protection adjustable (OFF, 100%) clamp connection | Lista Papel 2020 SI | 0 | 0
3VA2040-6HM32-0AA0 |  | 3VA2040-6HM32-0AA0 | 1 | UN | 1 | 5 | B | D | EAR99 | N | 85362010 | 1 | 4042948801031 | 2.126 | KG | 761.6 | 740.4 | LP18 | LP18 | circuit breaker 3VA2 IEC frame 100 breaking capacity class H Icu=85kA @ 415V 3-pole, line protection ETU330, LIG, In=40A overload protection Ir=16A...40A short-circuit protection Ii=1.5...12 x In ground-fault protection Ig=0.4... 1 x In, tg=0.1/0.3s nut keeper kit | Lista Papel 2020 SI | 0 | 0
3VA2040-6HM36-0AA0 |  | 3VA2040-6HM36-0AA0 | 1 | UN | 1 | 5 | B | D | EAR99 | N | 85362010 | 1 | 4042948816752 | 2.5 | KG | 784.6 | 762.5 | LP18 | LP18 | circuit breaker 3VA2 IEC frame 100 breaking capacity class H Icu=85kA @ 415V 3-pole, line protection ETU330, LIG, In=40A overload protection Ir=16A...40A short-circuit protection Ii=1.5...12 x In ground-fault protection Ig=0.4... 1 x In, tg=0.1/0.3s clamp connection | Lista Papel 2020 SI | 0 | 0
3VA2040-6HM42-0AA0 |  | 3VA2040-6HM42-0AA0 | 1 | UN | 1 | 5 | B | D | EAR99 | N | 85362010 | 1 | 4042948803271 | 2.744 | KG | 909.5 | 884 | LP18 | LP18 | circuit breaker 3VA2 IEC frame 100 breaking capacity class H Icu=85kA @ 415V 4-pole, line protection ETU330, LIG, In=40A overload protection Ir=16A...40A short-circuit protection Ii=1.5...12 x In N conductor protection adjustable (OFF, 100%) ground-fault protection Ig=0.4...1 x In= tg=0.1/0.3s nut keeper kit | Lista Papel 2020 SI | 0 | 0
3VA2040-6HM46-0AA0 |  | 3VA2040-6HM46-0AA0 | 1 | UN | 1 | 5 | B | D | EAR99 | N | 85362010 | 1 | 4042948817872 | 3.2 | KG | 935 | 909.5 | LP18 | LP18 | circuit breaker 3VA2 IEC frame 100 breaking capacity class H Icu=85kA @ 415V 4-pole, line protection ETU330, LIG, In=40A overload protection Ir=16A...40A short-circuit protection Ii=1.5...12 x In N conductor protection adjustable (OFF, 100%) ground-fault protection Ig=0.4...1 x In= tg=0.1/0.3s clamp connection | Lista Papel 2020 SI | 0 | 0
3VA2040-6HN32-0AA0 |  | 3VA2040-6HN32-0AA0 | 1 | UN | 1 | 5 | B | D | EAR99 | N | 85362010 | 1 | 4042948801024 | 2.137 | KG | 576.3 | 560.2 | LP18 | LP18 | circuit breaker 3VA2 IEC frame 100 breaking capacity class H Icu=85kA @ 415V 3-pole, line protection ETU350, LSI, In=40A overload protection Ir=16A...40A short-circuit protection Isd=1.5...10 x Ir, Ii=12 x In nut keeper kit | Lista Papel 2020 SI | 0 | 0
3VA2040-6HN32-0BD0 |  | 3VA2040-6HN32-0BD0 | 1 | UN | 1 | 10 | C | D | EAR99 | N | 85362090 | 1 | 4042949320043 | 2.44 | KG | 781.44 | 781.44 | LP18 | LP18 | circuit breaker 3VA2 IEC frame 100 breaking capacity class H Icu=85kA @ 415V 3-pole, line protection ETU350, LSI, In=40A overload protection Ir=16A...40A short-circuit protection Isd=1.5...10 x Ir, Ii=12 x In nut keeper kit undervoltage release (UVR) 24V DC 3 auxiliary switches HQ | - | 0 | 0
3VA2040-6HN36-0AA0 |  | 3VA2040-6HN36-0AA0 | 1 | UN | 1 | 5 | B | D | EAR99 | N | 85362010 | 1 | 4042948816745 | 2.265 | KG | 600.1 | 583.1 | LP18 | LP18 | circuit breaker 3VA2 IEC frame 100 breaking capacity class H Icu=85kA @ 415V 3-pole, line protection ETU350, LSI, In=40A overload protection Ir=16A...40A short-circuit protection Isd=1.5...10 x Ir, Ii=12 x In clamp connection | Lista Papel 2020 SI | 0 | 0
3VA2040-6HN42-0AA0 |  | 3VA2040-6HN42-0AA0 | 1 | UN | 1 | 5 | B | D | EAR99 | N | 85362010 | 1 | 4042948803264 | 3.2 | KG | 718.3 | 697.9 | LP18 | LP18 | circuit breaker 3VA2 IEC frame 100 breaking capacity class H Icu=85kA @ 415V 4-pole, line protection ETU350, LSI, In=40A overload protection Ir=16A...40A short-circuit protection Isd=1.5...10 x Ir, Ii=12 x In N conductor protection adjustable (OFF, 100%) nut keeper kit | Lista Papel 2020 SI | 0 | 0
3VA2040-6HN46-0AA0 |  | 3VA2040-6HN46-0AA0 | 1 | UN | 1 | 5 | B | D | EAR99 | N | 85362010 | 1 | 4042948817865 | 3.2 | KG | 749.7 | 728.5 | LP18 | LP18 | circuit breaker 3VA2 IEC frame 100 breaking capacity class H Icu=85kA @ 415V 4-pole, line protection ETU350, LSI, In=40A overload protection Ir=16A...40A short-circuit protection Isd=1.5...10 x Ir, Ii=12 x In N conductor protection adjustable (OFF, 100%) clamp connection | Lista Papel 2020 SI | 0 | 0
3VA2040-6JP32-0AA0 |  | 3VA2040-6JP32-0AA0 | 1 | UN | 1 | 5 | B | D | EAR99 | N | 85362010 | 1 | 4042948801048 | 2.146 | KG | 986 | 960.5 | LP18 | LP18 | circuit breaker 3VA2 IEC frame 100 breaking capacity class H Icu=85kA @ 415V 3-pole, line protection ETU550, LSI, In=40A overload protection Ir=16A...40A short-circuit protection Isd=0.6..10x In, Ii=1.5..12x In N conductor protection optionally with external current transformer, up to 160% nut keeper kit | Lista Papel 2020 SI | 0 | 0
3VA2040-6JP36-0AA0 |  | 3VA2040-6JP36-0AA0 | 1 | UN | 1 | 5 | B | D | EAR99 | N | 85362010 | 1 | 4042948816769 | 2.5 | KG | 1011.5 | 986 | LP18 | LP18 | circuit breaker 3VA2 IEC frame 100 breaking capacity class H Icu=85kA @ 415V 3-pole, line protection ETU550, LSI, In=40A overload protection Ir=16A...40A short-circuit protection Isd=0.6..10x In, Ii=1.5..12x In N conductor protection optionally with external current transformer, up to 160% clamp connection | Lista Papel 2020 SI | 0 | 0
3VA2040-6JP42-0AA0 |  | 3VA2040-6JP42-0AA0 | 1 | UN | 1 | 5 | B | D | EAR99 | N | 85362010 | 1 | 4042948803288 | 2.761 | KG | 1122 | 1088 | LP18 | LP18 | circuit breaker 3VA2 IEC frame 100 breaking capacity class H Icu=85kA @ 415V 4-pole, line protection ETU550, LSI, In=40A overload protection Ir=16A...40A short-circuit protection Isd=0.6..10x In, Ii=1.5..12x In N conductor protection adjustable (OFF, up to 160%) nut keeper kit | Lista Papel 2020 SI | 0 | 0
3VA2040-6JP46-0AA0 |  | 3VA2040-6JP46-0AA0 | 1 | UN | 1 | 5 | B | D | EAR99 | N | 85362010 | 1 | 4042948817889 | 3.2 | KG | 1147.5 | 1113.5 | LP18 | LP18 | circuit breaker 3VA2 IEC frame 100 breaking capacity class H Icu=85kA @ 415V 4-pole, line protection ETU550, LSI, In=40A overload protection Ir=16A...40A short-circuit protection Isd=0.6..10x In, Ii=1.5..12x In N conductor protection adjustable (OFF, up to 160%) clamp connection | Lista Papel 2020 SI | 0 | 0
3VA2040-6JQ32-0AA0 |  | 3VA2040-6JQ32-0AA0 | 1 | UN | 1 | 5 | B | D | EAR99 | N | 85362010 | 1 | 4042948801055 | 2.137 | KG | 1241 | 1207 | LP18 | LP18 | circuit breaker 3VA2 IEC frame 100 breaking capacity class H Icu=85kA @ 415V 3-pole, line protection ETU560, LSIG, In=40A overload protection Ir=16A...40A short-circuit protection Isd=0.6..10x In, Ii=1.5..12x In N conductor protection optionally with external current transformer, up to 160% gr.-fault prot., can be sw. off Ig=0.4... 1 x In, tg=0.05-0.8s nut keeper kit | Lista Papel 2020 SI | 0 | 0
3VA2040-6JQ36-0AA0 |  | 3VA2040-6JQ36-0AA0 | 1 | UN | 1 | 5 | B | D | EAR99 | N | 85362010 | 1 | 4042948816776 | 2.5 | KG | 1258 | 1224 | LP18 | LP18 | circuit breaker 3VA2 IEC frame 100 breaking capacity class H Icu=85kA @ 415V 3-pole, line protection ETU560, LSIG, In=40A overload protection Ir=16A...40A short-circuit protection Isd=0.6..10x In, Ii=1.5..12x In N conductor protection optionally with external current transformer, up to 160% gr.-fault prot., can be sw. off Ig=0.4... 1 x In, tg=0.05-0.8s clamp connection | Lista Papel 2020 SI | 0 | 0
3VA2040-6JQ42-0AA0 |  | 3VA2040-6JQ42-0AA0 | 1 | UN | 1 | 5 | B | D | EAR99 | N | 85362010 | 1 | 4042948803295 | 3.2 | KG | 1377 | 1334.5 | LP18 | LP18 | circuit breaker 3VA2 IEC frame 100 breaking capacity class H Icu=85kA @ 415V 4-pole, line protection ETU560, LSIG, In=40A overload protection Ir=16A...40A short-circuit protection Isd=0.6..10x In, Ii=1.5..12x In N conductor protection adjustable (OFF, up to 160%) gr.-fault prot., can be sw. off Ig=0.4...1 x In= tg=0.05-0.8s nut keeper kit | Lista Papel 2020 SI | 0 | 0
3VA2040-6JQ46-0AA0 |  | 3VA2040-6JQ46-0AA0 | 1 | UN | 1 | 5 | B | D | EAR99 | N | 85362010 | 1 | 4042948817896 | 3.2 | KG | 1402.5 | 1360 | LP18 | LP18 | circuit breaker 3VA2 IEC frame 100 breaking capacity class H Icu=85kA @ 415V 4-pole, line protection ETU560, LSIG, In=40A overload protection Ir=16A...40A short-circuit protection Isd=0.6..10x In, Ii=1.5..12x In N conductor protection adjustable (OFF, up to 160%) gr.-fault prot., can be sw. off Ig=0.4...1 x In= tg=0.05-0.8s clamp connection | Lista Papel 2020 SI | 0 | 0
3VA2040-6KP32-0AA0 |  | 3VA2040-6KP32-0AA0 | 1 | UN | 1 | 5 | B | D | EAR99 | N | 85362010 | 1 | 4042948801062 | 2.206 | KG | 1181.5 | 1147.5 | LP18 | LP18 | circuit breaker 3VA2 IEC frame 100 breaking capacity class H Icu=85kA @ 415V 3-pole, line protection ETU850, LSI, In=40A overload protection Ir=16A...40A short-circuit protection Isd=0.6..10x In, Ii=1.5..12x In N conductor protection optionally with external current transformer, up to 160% nut keeper kit | Lista Papel 2020 SI | 0 | 0
3VA2040-6KP36-0AA0 |  | 3VA2040-6KP36-0AA0 | 1 | UN | 1 | 5 | B | D | EAR99 | N | 85362010 | 1 | 4042948816783 | 2.5 | KG | 1215.5 | 1181.5 | LP18 | LP18 | circuit breaker 3VA2 IEC frame 100 breaking capacity class H Icu=85kA @ 415V 3-pole, line protection ETU850, LSI, In=40A overload protection Ir=16A...40A short-circuit protection Isd=0.6..10x In, Ii=1.5..12x In N conductor protection optionally with external current transformer, up to 160% clamp connection | Lista Papel 2020 SI | 0 | 0
3VA2040-6KP42-0AA0 |  | 3VA2040-6KP42-0AA0 | 1 | UN | 1 | 5 | B | D | EAR99 | N | 85362010 | 1 | 4042948803301 | 3.2 | KG | 1326 | 1292 | LP18 | LP18 | circuit breaker 3VA2 IEC frame 100 breaking capacity class H Icu=85kA @ 415V 4-pole, line protection ETU850, LSI, In=40A overload protection Ir=16A...40A short-circuit protection Isd=0.6..10x In, Ii=1.5..12x In N conductor protection adjustable (OFF, up to 160%) nut keeper kit | Lista Papel 2020 SI | 0 | 0
3VA2040-6KP46-0AA0 |  | 3VA2040-6KP46-0AA0 | 1 | UN | 1 | 5 | B | D | EAR99 | N | 85362010 | 1 | 4042948817902 | 3.2 | KG | 1368.5 | 1326 | LP18 | LP18 | circuit breaker 3VA2 IEC frame 100 breaking capacity class H Icu=85kA @ 415V 4-pole, line protection ETU850, LSI, In=40A overload protection Ir=16A...40A short-circuit protection Isd=0.6..10x In, Ii=1.5..12x In N conductor protection adjustable (OFF, up to 160%) clamp connection | Lista Papel 2020 SI | 0 | 0
3VA2040-6KQ32-0AA0 |  | 3VA2040-6KQ32-0AA0 | 1 | UN | 1 | 5 | B | D | EAR99 | N | 85362010 | 1 | 4042948801079 | 2.5 | KG | 1326 | 1292 | LP18 | LP18 | circuit breaker 3VA2 IEC frame 100 breaking capacity class H Icu=85kA @ 415V 3-pole, line protection ETU860, LSIG, In=40A overload protection Ir=16A...40A short-circuit protection Isd=0.6..10x In, Ii=1.5..12x In N conductor protection optionally with external current transformer, up to 160% gr.-fault prot., can be sw. off Ig=0.4... 1 x In, tg=0.05-0.8s nut keeper kit | Lista Papel 2020 SI | 0 | 0
3VA2040-6KQ36-0AA0 |  | 3VA2040-6KQ36-0AA0 | 1 | UN | 1 | 5 | B | D | EAR99 | N | 85362010 | 1 | 4042948816790 | 2.5 | KG | 1351.5 | 1317.5 | LP18 | LP18 | circuit breaker 3VA2 IEC frame 100 breaking capacity class H Icu=85kA @ 415V 3-pole, line protection ETU860, LSIG, In=40A overload protection Ir=16A...40A short-circuit protection Isd=0.6..10x In, Ii=1.5..12x In N conductor protection optionally with external current transformer, up to 160% gr.-fault prot., can be sw. off Ig=0.4... 1 x In, tg=0.05-0.8s clamp connection | Lista Papel 2020 SI | 0 | 0
3VA2040-6KQ42-0AA0 |  | 3VA2040-6KQ42-0AA0 | 1 | UN | 1 | 5 | B | D | EAR99 | N | 85362010 | 1 | 4042948803318 | 3.2 | KG | 1462 | 1419.5 | LP18 | LP18 | circuit breaker 3VA2 IEC frame 100 breaking capacity class H Icu=85kA @ 415V 4-pole, line protection ETU860, LSIG, In=40A overload protection Ir=16A...40A short-circuit protection Isd=0.6..10x In, Ii=1.5..12x In N conductor protection adjustable (OFF, up to 160%) gr.-fault prot., can be sw. off Ig=0.4...1 x In= tg=0.05-0.8s nut keeper kit | Lista Papel 2020 SI | 0 | 0
3VA2040-6KQ46-0AA0 |  | 3VA2040-6KQ46-0AA0 | 1 | UN | 1 | 5 | B | D | EAR99 | N | 85362010 | 1 | 4042948817919 | 2.965 | KG | 1496 | 1453.5 | LP18 | LP18 | circuit breaker 3VA2 IEC frame 100 breaking capacity class H Icu=85kA @ 415V 4-pole, line protection ETU860, LSIG, In=40A overload protection Ir=16A...40A short-circuit protection Isd=0.6..10x In, Ii=1.5..12x In N conductor protection adjustable (OFF, up to 160%) gr.-fault prot., can be sw. off Ig=0.4...1 x In= tg=0.05-0.8s clamp connection | Lista Papel 2020 SI | 0 | 0
3VA2040-7HL32-0AA0 |  | 3VA2040-7HL32-0AA0 | 1 | UN | 1 | 5 | B | D | EAR99 | N | 85362010 | 1 | 4042948833643 | 2.137 | KG | 552.5 | 537.2 | LP18 | LP18 | circuit breaker 3VA2 IEC frame 100 breaking capacity class C Icu=110kA @ 415V 3-pole, line protection ETU320, LI, In=40A overload protection Ir=16A...40A short-circuit protection Ii=1.5...12 x In nut keeper kit | Lista Papel 2020 SI | 0 | 0
3VA2040-7HL36-0AA0 |  | 3VA2040-7HL36-0AA0 | 1 | UN | 1 | 5 | B | D | EAR99 | N | 85362010 | 1 | 4042948833636 | 2.5 | KG | 577.2 | 561 | LP18 | LP18 | circuit breaker 3VA2 IEC frame 100 breaking capacity class C Icu=110kA @ 415V 3-pole, line protection ETU320, LI, In=40A overload protection Ir=16A...40A short-circuit protection Ii=1.5...12 x In clamp connection | Lista Papel 2020 SI | 0 | 0
3VA2040-7HL42-0AA0 |  | 3VA2040-7HL42-0AA0 | 1 | UN | 1 | 5 | B | D | EAR99 | N | 85362010 | 1 | 4042948833629 | 3.2 | KG | 705.5 | 686 | LP18 | LP18 | circuit breaker 3VA2 IEC frame 100 breaking capacity class C Icu=110kA @ 415V 4-pole, line protection ETU320, LI, In=40A overload protection Ir=16A...40A short-circuit protection Ii=1.5...12 x In N conductor protection adjustable (OFF, 100%) nut keeper kit | Lista Papel 2020 SI | 0 | 0
3VA2040-7HL46-0AA0 |  | 3VA2040-7HL46-0AA0 | 1 | UN | 1 | 5 | B | D | EAR99 | N | 85362010 | 1 | 4042948833612 | 3.2 | KG | 739.5 | 718.3 | LP18 | LP18 | circuit breaker 3VA2 IEC frame 100 breaking capacity class C Icu=110kA @ 415V 4-pole, line protection ETU320, LI, In=40A overload protection Ir=16A...40A short-circuit protection Ii=1.5...12 x In N conductor protection adjustable (OFF, 100%) clamp connection | Lista Papel 2020 SI | 0 | 0
3VA2040-7HM32-0AA0 |  | 3VA2040-7HM32-0AA0 | 1 | UN | 1 | 5 | B | D | EAR99 | N | 85362010 | 1 | 4042948801109 | 2.5 | KG | 798.2 | 776.1 | LP18 | LP18 | circuit breaker 3VA2 IEC frame 100 breaking capacity class C Icu=110kA @ 415V 3-pole, line protection ETU330, LIG, In=40A overload protection Ir=16A...40A short-circuit protection Ii=1.5...12 x In ground-fault protection Ig=0.4... 1 x In, tg=0.1/0.3s nut keeper kit | Lista Papel 2020 SI | 0 | 0
3VA2040-7HM36-0AA0 |  | 3VA2040-7HM36-0AA0 | 1 | UN | 1 | 5 | B | D | EAR99 | N | 85362010 | 1 | 4042948816820 | 2.5 | KG | 821.1 | 798.2 | LP18 | LP18 | circuit breaker 3VA2 IEC frame 100 breaking capacity class C Icu=110kA @ 415V 3-pole, line protection ETU330, LIG, In=40A overload protection Ir=16A...40A short-circuit protection Ii=1.5...12 x In ground-fault protection Ig=0.4... 1 x In, tg=0.1/0.3s clamp connection | Lista Papel 2020 SI | 0 | 0
3VA2040-7HM42-0AA0 |  | 3VA2040-7HM42-0AA0 | 1 | UN | 1 | 5 | B | D | EAR99 | N | 85362010 | 1 | 4042948803349 | 3.2 | KG | 952 | 926.5 | LP18 | LP18 | circuit breaker 3VA2 IEC frame 100 breaking capacity class C Icu=110kA @ 415V 4-pole, line protection ETU330, LIG, In=40A overload protection Ir=16A...40A short-circuit protection Ii=1.5...12 x In N conductor protection adjustable (OFF, 100%) ground-fault protection Ig=0.4...1 x In= tg=0.1/0.3s nut keeper kit | Lista Papel 2020 SI | 0 | 0
3VA2040-7HM46-0AA0 |  | 3VA2040-7HM46-0AA0 | 1 | UN | 1 | 5 | B | D | EAR99 | N | 85362010 | 1 | 4042948817940 | 3.2 | KG | 986 | 960.5 | LP18 | LP18 | circuit breaker 3VA2 IEC frame 100 breaking capacity class C Icu=110kA @ 415V 4-pole, line protection ETU330, LIG, In=40A overload protection Ir=16A...40A short-circuit protection Ii=1.5...12 x In N conductor protection adjustable (OFF, 100%) ground-fault protection Ig=0.4...1 x In= tg=0.1/0.3s clamp connection | Lista Papel 2020 SI | 0 | 0
3VA2040-7HN32-0AA0 |  | 3VA2040-7HN32-0AA0 | 1 | UN | 1 | 5 | B | D | EAR99 | N | 85362010 | 1 | 4042948801093 | 2.144 | KG | 612 | 595 | LP18 | LP18 | circuit breaker 3VA2 IEC frame 100 breaking capacity class C Icu=110kA @ 415V 3-pole, line protection ETU350, LSI, In=40A overload protection Ir=16A...40A short-circuit protection Isd=1.5...10 x Ir, Ii=12 x In nut keeper kit | Lista Papel 2020 SI | 0 | 0
3VA2040-7HN36-0AA0 |  | 3VA2040-7HN36-0AA0 | 1 | UN | 1 | 5 | B | D | EAR99 | N | 85362010 | 1 | 4042948816813 | 2.266 | KG | 636.7 | 618.8 | LP18 | LP18 | circuit breaker 3VA2 IEC frame 100 breaking capacity class C Icu=110kA @ 415V 3-pole, line protection ETU350, LSI, In=40A overload protection Ir=16A...40A short-circuit protection Isd=1.5...10 x Ir, Ii=12 x In clamp connection | Lista Papel 2020 SI | 0 | 0
3VA2040-7HN42-0AA0 |  | 3VA2040-7HN42-0AA0 | 1 | UN | 1 | 5 | B | D | EAR99 | N | 85362010 | 1 | 4042948803332 | 3.2 | KG | 765 | 743.8 | LP18 | LP18 | circuit breaker 3VA2 IEC frame 100 breaking capacity class C Icu=110kA @ 415V 4-pole, line protection ETU350, LSI, In=40A overload protection Ir=16A...40A short-circuit protection Isd=1.5...10 x Ir, Ii=12 x In N conductor protection adjustable (OFF, 100%) nut keeper kit | Lista Papel 2020 SI | 0 | 0
3VA2040-7HN46-0AA0 |  | 3VA2040-7HN46-0AA0 | 1 | UN | 1 | 5 | B | D | EAR99 | N | 85362010 | 1 | 4042948817933 | 3.2 | KG | 796.5 | 774.4 | LP18 | LP18 | circuit breaker 3VA2 IEC frame 100 breaking capacity class C Icu=110kA @ 415V 4-pole, line protection ETU350, LSI, In=40A overload protection Ir=16A...40A short-circuit protection Isd=1.5...10 x Ir, Ii=12 x In N conductor protection adjustable (OFF, 100%) clamp connection | Lista Papel 2020 SI | 0 | 0
3VA2040-7JP32-0AA0 |  | 3VA2040-7JP32-0AA0 | 1 | UN | 1 | 5 | B | D | EAR99 | N | 85362010 | 1 | 4042948801116 | 2.5 | KG | 1020 | 994.5 | LP18 | LP18 | circuit breaker 3VA2 IEC frame 100 breaking capacity class C Icu=110kA @ 415V 3-pole, line protection ETU550, LSI, In=40A overload protection Ir=16A...40A short-circuit protection Isd=0.6..10x In, Ii=1.5..12x In N conductor protection optionally with external current transformer, up to 160% nut keeper kit | Lista Papel 2020 SI | 0 | 0
3VA2040-7JP36-0AA0 |  | 3VA2040-7JP36-0AA0 | 1 | UN | 1 | 5 | B | D | EAR99 | N | 85362010 | 1 | 4042948816837 | 2.5 | KG | 1045.5 | 1020 | LP18 | LP18 | circuit breaker 3VA2 IEC frame 100 breaking capacity class C Icu=110kA @ 415V 3-pole, line protection ETU550, LSI, In=40A overload protection Ir=16A...40A short-circuit protection Isd=0.6..10x In, Ii=1.5..12x In N conductor protection optionally with external current transformer, up to 160% clamp connection | Lista Papel 2020 SI | 0 | 0
3VA2040-7JP42-0AA0 |  | 3VA2040-7JP42-0AA0 | 1 | UN | 1 | 5 | B | D | EAR99 | N | 85362010 | 1 | 4042948803356 | 3.2 | KG | 1156 | 1122 | LP18 | LP18 | circuit breaker 3VA2 IEC frame 100 breaking capacity class C Icu=110kA @ 415V 4-pole, line protection ETU550, LSI, In=40A overload protection Ir=16A...40A short-circuit protection Isd=0.6..10x In, Ii=1.5..12x In N conductor protection adjustable (OFF, up to 160%) nut keeper kit | Lista Papel 2020 SI | 0 | 0
3VA2040-7JP46-0AA0 |  | 3VA2040-7JP46-0AA0 | 1 | UN | 1 | 5 | B | D | EAR99 | N | 85362010 | 1 | 4042948817957 | 3.2 | KG | 1198.5 | 1164.5 | LP18 | LP18 | circuit breaker 3VA2 IEC frame 100 breaking capacity class C Icu=110kA @ 415V 4-pole, line protection ETU550, LSI, In=40A overload protection Ir=16A...40A short-circuit protection Isd=0.6..10x In, Ii=1.5..12x In N conductor protection adjustable (OFF, up to 160%) clamp connection | Lista Papel 2020 SI | 0 | 0
3VA2040-7JQ32-0AA0 |  | 3VA2040-7JQ32-0AA0 | 1 | UN | 1 | 5 | B | D | EAR99 | N | 85362010 | 1 | 4042948801123 | 2.5 | KG | 1266.5 | 1232.5 | LP18 | LP18 | circuit breaker 3VA2 IEC frame 100 breaking capacity class C Icu=110kA @ 415V 3-pole, line protection ETU560, LSIG, In=40A overload protection Ir=16A...40A short-circuit protection Isd=0.6..10x In, Ii=1.5..12x In N conductor protection optionally with external current transformer, up to 160% gr.-fault prot., can be sw. off Ig=0.4... 1 x In, tg=0.05-0.8s nut keeper kit | Lista Papel 2020 SI | 0 | 0
3VA2040-7JQ32-0BA0 |  | 3VA2040-7JQ32-0BA0 | 1 | UN | 1 | 10 | C | D | EAR99 | N | 85362010 | 1 | 4042949320746 | 2.381 | KG | 1372.8 | 1372.8 | LP18 | LP18 | circuit breaker 3VA2 IEC frame 100 breaking capacity class C Icu=110kA @ 415V 3-pole, line protection ETU560, LSIG, In=40A overload protection Ir=16A...40A short-circuit protection Isd=0.6..10x In, Ii=1.5..12x In N conductor protection optionally with external current transformer, up to 160% gr.-fault prot., can be sw. off Ig=0.4... 1 x In, tg=0.05-0.8s nut keeper kit undervoltage release (UVR) 24V DC | - | 0 | 0
3VA2040-7JQ36-0AA0 |  | 3VA2040-7JQ36-0AA0 | 1 | UN | 1 | 5 | B | D | EAR99 | N | 85362010 | 1 | 4042948816844 | 2.5 | KG | 1292 | 1258 | LP18 | LP18 | circuit breaker 3VA2 IEC frame 100 breaking capacity class C Icu=110kA @ 415V 3-pole, line protection ETU560, LSIG, In=40A overload protection Ir=16A...40A short-circuit protection Isd=0.6..10x In, Ii=1.5..12x In N conductor protection optionally with external current transformer, up to 160% gr.-fault prot., can be sw. off Ig=0.4... 1 x In, tg=0.05-0.8s clamp connection | Lista Papel 2020 SI | 0 | 0
3VA2040-7JQ42-0AA0 |  | 3VA2040-7JQ42-0AA0 | 1 | UN | 1 | 5 | B | D | EAR99 | N | 85362010 | 1 | 4042948803363 | 3.2 | KG | 1411 | 1368.5 | LP18 | LP18 | circuit breaker 3VA2 IEC frame 100 breaking capacity class C Icu=110kA @ 415V 4-pole, line protection ETU560, LSIG, In=40A overload protection Ir=16A...40A short-circuit protection Isd=0.6..10x In, Ii=1.5..12x In N conductor protection adjustable (OFF, up to 160%) gr.-fault prot., can be sw. off Ig=0.4...1 x In= tg=0.05-0.8s nut keeper kit | Lista Papel 2020 SI | 0 | 0
3VA2040-7JQ46-0AA0 |  | 3VA2040-7JQ46-0AA0 | 1 | UN | 1 | 5 | B | D | EAR99 | N | 85362010 | 1 | 4042948817964 | 3.2 | KG | 1445 | 1402.5 | LP18 | LP18 | circuit breaker 3VA2 IEC frame 100 breaking capacity class C Icu=110kA @ 415V 4-pole, line protection ETU560, LSIG, In=40A overload protection Ir=16A...40A short-circuit protection Isd=0.6..10x In, Ii=1.5..12x In N conductor protection adjustable (OFF, up to 160%) gr.-fault prot., can be sw. off Ig=0.4...1 x In= tg=0.05-0.8s clamp connection | Lista Papel 2020 SI | 0 | 0
3VA2040-7KP32-0AA0 |  | 3VA2040-7KP32-0AA0 | 1 | UN | 1 | 5 | B | D | EAR99 | N | 85362010 | 1 | 4042948801130 | 2.5 | KG | 1224 | 1190 | LP18 | LP18 | circuit breaker 3VA2 IEC frame 100 breaking capacity class C Icu=110kA @ 415V 3-pole, line protection ETU850, LSI, In=40A overload protection Ir=16A...40A short-circuit protection Isd=0.6..10x In, Ii=1.5..12x In N conductor protection optionally with external current transformer, up to 160% nut keeper kit | Lista Papel 2020 SI | 0 | 0
3VA2040-7KP36-0AA0 |  | 3VA2040-7KP36-0AA0 | 1 | UN | 1 | 5 | B | D | EAR99 | N | 85362010 | 1 | 4042948816851 | 2.5 | KG | 1258 | 1224 | LP18 | LP18 | circuit breaker 3VA2 IEC frame 100 breaking capacity class C Icu=110kA @ 415V 3-pole, line protection ETU850, LSI, In=40A overload protection Ir=16A...40A short-circuit protection Isd=0.6..10x In, Ii=1.5..12x In N conductor protection optionally with external current transformer, up to 160% clamp connection | Lista Papel 2020 SI | 0 | 0
3VA2040-7KP42-0AA0 |  | 3VA2040-7KP42-0AA0 | 1 | UN | 1 | 5 | B | D | EAR99 | N | 85362010 | 1 | 4042948803370 | 3.2 | KG | 1377 | 1334.5 | LP18 | LP18 | circuit breaker 3VA2 IEC frame 100 breaking capacity class C Icu=110kA @ 415V 4-pole, line protection ETU850, LSI, In=40A overload protection Ir=16A...40A short-circuit protection Isd=0.6..10x In, Ii=1.5..12x In N conductor protection adjustable (OFF, up to 160%) nut keeper kit | Lista Papel 2020 SI | 0 | 0
3VA2040-7KP46-0AA0 |  | 3VA2040-7KP46-0AA0 | 1 | UN | 1 | 5 | B | D | EAR99 | N | 85362010 | 1 | 4042948817971 | 3.2 | KG | 1402.5 | 1360 | LP18 | LP18 | circuit breaker 3VA2 IEC frame 100 breaking capacity class C Icu=110kA @ 415V 4-pole, line protection ETU850, LSI, In=40A overload protection Ir=16A...40A short-circuit protection Isd=0.6..10x In, Ii=1.5..12x In N conductor protection adjustable (OFF, up to 160%) clamp connection | Lista Papel 2020 SI | 0 | 0
3VA2040-7KQ32-0AA0 |  | 3VA2040-7KQ32-0AA0 | 1 | UN | 1 | 5 | B | D | EAR99 | N | 85362010 | 1 | 4042948801147 | 2.5 | KG | 1368.5 | 1326 | LP18 | LP18 | circuit breaker 3VA2 IEC frame 100 breaking capacity class C Icu=110kA @ 415V 3-pole, line protection ETU860, LSIG, In=40A overload protection Ir=16A...40A short-circuit protection Isd=0.6..10x In, Ii=1.5..12x In N conductor protection optionally with external current transformer, up to 160% gr.-fault prot., can be sw. off Ig=0.4... 1 x In, tg=0.05-0.8s nut keeper kit | Lista Papel 2020 SI | 0 | 0
3VA2040-7KQ36-0AA0 |  | 3VA2040-7KQ36-0AA0 | 1 | UN | 1 | 5 | B | D | EAR99 | N | 85362010 | 1 | 4042948816868 | 2.5 | KG | 1385.5 | 1343 | LP18 | LP18 | circuit breaker 3VA2 IEC frame 100 breaking capacity class C Icu=110kA @ 415V 3-pole, line protection ETU860, LSIG, In=40A overload protection Ir=16A...40A short-circuit protection Isd=0.6..10x In, Ii=1.5..12x In N conductor protection optionally with external current transformer, up to 160% gr.-fault prot., can be sw. off Ig=0.4... 1 x In, tg=0.05-0.8s clamp connection | Lista Papel 2020 SI | 0 | 0
3VA2040-7KQ42-0AA0 |  | 3VA2040-7KQ42-0AA0 | 1 | UN | 1 | 5 | B | D | EAR99 | N | 85362010 | 1 | 4042948803387 | 3.2 | KG | 1513 | 1470.5 | LP18 | LP18 | circuit breaker 3VA2 IEC frame 100 breaking capacity class C Icu=110kA @ 415V 4-pole, line protection ETU860, LSIG, In=40A overload protection Ir=16A...40A short-circuit protection Isd=0.6..10x In, Ii=1.5..12x In N conductor protection adjustable (OFF, up to 160%) gr.-fault prot., can be sw. off Ig=0.4...1 x In= tg=0.05-0.8s nut keeper kit | Lista Papel 2020 SI | 0 | 0
3VA2040-7KQ46-0AA0 |  | 3VA2040-7KQ46-0AA0 | 1 | UN | 1 | 5 | B | D | EAR99 | N | 85362010 | 1 | 4042948817988 | 3.2 | KG | 1547 | 1504.5 | LP18 | LP18 | circuit breaker 3VA2 IEC frame 100 breaking capacity class C Icu=110kA @ 415V 4-pole, line protection ETU860, LSIG, In=40A overload protection Ir=16A...40A short-circuit protection Isd=0.6..10x In, Ii=1.5..12x In N conductor protection adjustable (OFF, up to 160%) gr.-fault prot., can be sw. off Ig=0.4...1 x In= tg=0.05-0.8s clamp connection | Lista Papel 2020 SI | 0 | 0
3VA2040-8HL32-0AA0 |  | 3VA2040-8HL32-0AA0 | 1 | UN | 1 | 5 | B | D | EAR99 | N | 85362010 | 1 | 4042948833605 | 2.299 | KG | 623.1 | 605.2 | LP18 | LP18 | circuit breaker 3VA2 IEC frame 100 breaking capacity class L Icu=150kA @ 415V 3-pole, line protection ETU320, LI, In=40A overload protection Ir=16A...40A short-circuit protection Ii=1.5...12 x In nut keeper kit | Lista Papel 2020 SI | 0 | 0
3VA2040-8HL36-0AA0 |  | 3VA2040-8HL36-0AA0 | 1 | UN | 1 | 5 | B | D | EAR99 | N | 85362010 | 1 | 4042948833599 | 2.443 | KG | 646 | 628.2 | LP18 | LP18 | circuit breaker 3VA2 IEC frame 100 breaking capacity class L Icu=150kA @ 415V 3-pole, line protection ETU320, LI, In=40A overload protection Ir=16A...40A short-circuit protection Ii=1.5...12 x In clamp connection | Lista Papel 2020 SI | 0 | 0
3VA2040-8HL36-0AF0 |  | 3VA2040-8HL36-0AF0 | 1 | UN | 1 | 10 | C | D | EAR99 | N | 85362010 | 1 | 4042949322771 | 2.473 | KG | 718.08 | 718.08 | LP18 | LP18 | circuit breaker 3VA2 IEC frame 100 breaking capacity class L Icu=150kA @ 415V 3-pole, line protection ETU320, LI, In=40A overload protection Ir=16A ...40A short-circuit protection Ii=1.5...12 x In clamp connection 1 auxiliary switch HQ 1 trip alarm switch HQ | - | 0 | 0
3VA2040-8HL42-0AA0 |  | 3VA2040-8HL42-0AA0 | 1 | UN | 1 | 5 | B | D | EAR99 | N | 85362010 | 1 | 4042948833582 | 3.2 | KG | 802.4 | 779.5 | LP18 | LP18 | circuit breaker 3VA2 IEC frame 100 breaking capacity class L Icu=150kA @ 415V 4-pole, line protection ETU320, LI, In=40A overload protection Ir=16A...40A short-circuit protection Ii=1.5...12 x In N conductor protection adjustable (OFF, 100%) nut keeper kit | Lista Papel 2020 SI | 0 | 0
3VA2040-8HL46-0AA0 |  | 3VA2040-8HL46-0AA0 | 1 | UN | 1 | 5 | B | D | EAR99 | N | 85362010 | 1 | 4042948833575 | 3.2 | KG | 833 | 809.2 | LP18 | LP18 | circuit breaker 3VA2 IEC frame 100 breaking capacity class L Icu=150kA @ 415V 4-pole, line protection ETU320, LI, In=40A overload protection Ir=16A...40A short-circuit protection Ii=1.5...12 x In N conductor protection adjustable (OFF, 100%) clamp connection | Lista Papel 2020 SI | 0 | 0
3VA2040-8HM32-0AA0 |  | 3VA2040-8HM32-0AA0 | 1 | UN | 1 | 5 | B | D | EAR99 | N | 85362010 | 1 | 4042948801178 | 2.5 | KG | 867 | 843.2 | LP18 | LP18 | circuit breaker 3VA2 IEC frame 100 breaking capacity class L Icu=150kA @ 415V 3-pole, line protection ETU330, LIG, In=40A overload protection Ir=16A...40A short-circuit protection Ii=1.5...12 x In ground-fault protection Ig=0.4... 1 x In, tg=0.1/0.3s nut keeper kit | Lista Papel 2020 SI | 0 | 0
3VA2040-8HM36-0AA0 |  | 3VA2040-8HM36-0AA0 | 1 | UN | 1 | 5 | B | D | EAR99 | N | 85362010 | 1 | 4042948816899 | 2.5 | KG | 892.5 | 867 | LP18 | LP18 | circuit breaker 3VA2 IEC frame 100 breaking capacity class L Icu=150kA @ 415V 3-pole, line protection ETU330, LIG, In=40A overload protection Ir=16A...40A short-circuit protection Ii=1.5...12 x In ground-fault protection Ig=0.4... 1 x In, tg=0.1/0.3s clamp connection | Lista Papel 2020 SI | 0 | 0
3VA2040-8HM42-0AA0 |  | 3VA2040-8HM42-0AA0 | 1 | UN | 1 | 5 | B | D | EAR99 | N | 85362010 | 1 | 4042948803417 | 3.2 | KG | 1045.5 | 1020 | LP18 | LP18 | circuit breaker 3VA2 IEC frame 100 breaking capacity class L Icu=150kA @ 415V 4-pole, line protection ETU330, LIG, In=40A overload protection Ir=16A...40A short-circuit protection Ii=1.5...12 x In N conductor protection adjustable (OFF, 100%) ground-fault protection Ig=0.4...1 x In= tg=0.1/0.3s nut keeper kit | Lista Papel 2020 SI | 0 | 0
3VA2040-8HM46-0AA0 |  | 3VA2040-8HM46-0AA0 | 1 | UN | 1 | 5 | B | D | EAR99 | N | 85362010 | 1 | 4042948818015 | 3.2 | KG | 1079.5 | 1045.5 | LP18 | LP18 | circuit breaker 3VA2 IEC frame 100 breaking capacity class L Icu=150kA @ 415V 4-pole, line protection ETU330, LIG, In=40A overload protection Ir=16A...40A short-circuit protection Ii=1.5...12 x In N conductor protection adjustable (OFF, 100%) ground-fault protection Ig=0.4...1 x In= tg=0.1/0.3s clamp connection | Lista Papel 2020 SI | 0 | 0
3VA2040-8HN32-0AA0 |  | 3VA2040-8HN32-0AA0 | 1 | UN | 1 | 5 | B | D | EAR99 | N | 85362010 | 1 | 4042948801161 | 2.5 | KG | 680.9 | 661.3 | LP18 | LP18 | circuit breaker 3VA2 IEC frame 100 breaking capacity class L Icu=150kA @ 415V 3-pole, line protection ETU350, LSI, In=40A overload protection Ir=16A...40A short-circuit protection Isd=1.5...10 x Ir, Ii=12 x In nut keeper kit | Lista Papel 2020 SI | 0 | 0
3VA2040-8HN36-0AA0 |  | 3VA2040-8HN36-0AA0 | 1 | UN | 1 | 5 | B | D | EAR99 | N | 85362010 | 1 | 4042948816882 | 2.5 | KG | 704.7 | 685.1 | LP18 | LP18 | circuit breaker 3VA2 IEC frame 100 breaking capacity class L Icu=150kA @ 415V 3-pole, line protection ETU350, LSI, In=40A overload protection Ir=16A...40A short-circuit protection Isd=1.5...10 x Ir, Ii=12 x In clamp connection | Lista Papel 2020 SI | 0 | 0
3VA2040-8HN42-0AA0 |  | 3VA2040-8HN42-0AA0 | 1 | UN | 1 | 5 | B | D | EAR99 | N | 85362010 | 1 | 4042948803400 | 3.2 | KG | 858.5 | 834.7 | LP18 | LP18 | circuit breaker 3VA2 IEC frame 100 breaking capacity class L Icu=150kA @ 415V 4-pole, line protection ETU350, LSI, In=40A overload protection Ir=16A...40A short-circuit protection Isd=1.5...10 x Ir, Ii=12 x In N conductor protection adjustable (OFF, 100%) nut keeper kit | Lista Papel 2020 SI | 0 | 0
3VA2040-8HN46-0AA0 |  | 3VA2040-8HN46-0AA0 | 1 | UN | 1 | 5 | B | D | EAR99 | N | 85362010 | 1 | 4042948818008 | 3.2 | KG | 892.5 | 867 | LP18 | LP18 | circuit breaker 3VA2 IEC frame 100 breaking capacity class L Icu=150kA @ 415V 4-pole, line protection ETU350, LSI, In=40A overload protection Ir=16A...40A short-circuit protection Isd=1.5...10 x Ir, Ii=12 x In N conductor protection adjustable (OFF, 100%) clamp connection | Lista Papel 2020 SI | 0 | 0
3VA2040-8JP32-0AA0 |  | 3VA2040-8JP32-0AA0 | 1 | UN | 1 | 5 | B | D | EAR99 | N | 85362010 | 1 | 4042948801185 | 2.5 | KG | 1088 | 1054 | LP18 | LP18 | circuit breaker 3VA2 IEC frame 100 breaking capacity class L Icu=150kA @ 415V 3-pole, line protection ETU550, LSI, In=40A overload protection Ir=16A...40A short-circuit protection Isd=0.6..10x In, Ii=1.5..12x In N conductor protection optionally with external current transformer, up to 160% nut keeper kit | Lista Papel 2020 SI | 0 | 0
3VA2040-8JP36-0AA0 |  | 3VA2040-8JP36-0AA0 | 1 | UN | 1 | 5 | B | D | EAR99 | N | 85362010 | 1 | 4042948816905 | 2.5 | KG | 1105 | 1071 | LP18 | LP18 | circuit breaker 3VA2 IEC frame 100 breaking capacity class L Icu=150kA @ 415V 3-pole, line protection ETU550, LSI, In=40A overload protection Ir=16A...40A short-circuit protection Isd=0.6..10x In, Ii=1.5..12x In N conductor protection optionally with external current transformer, up to 160% clamp connection | Lista Papel 2020 SI | 0 | 0
3VA2040-8JP42-0AA0 |  | 3VA2040-8JP42-0AA0 | 1 | UN | 1 | 5 | B | D | EAR99 | N | 85362010 | 1 | 4042948803424 | 3.2 | KG | 1275 | 1241 | LP18 | LP18 | circuit breaker 3VA2 IEC frame 100 breaking capacity class L Icu=150kA @ 415V 4-pole, line protection ETU550, LSI, In=40A overload protection Ir=16A...40A short-circuit protection Isd=0.6..10x In, Ii=1.5..12x In N conductor protection adjustable (OFF, up to 160%) nut keeper kit | Lista Papel 2020 SI | 0 | 0
3VA2040-8JP46-0AA0 |  | 3VA2040-8JP46-0AA0 | 1 | UN | 1 | 5 | B | D | EAR99 | N | 85362010 | 1 | 4042948818022 | 3.2 | KG | 1300.5 | 1266.5 | LP18 | LP18 | circuit breaker 3VA2 IEC frame 100 breaking capacity class L Icu=150kA @ 415V 4-pole, line protection ETU550, LSI, In=40A overload protection Ir=16A...40A short-circuit protection Isd=0.6..10x In, Ii=1.5..12x In N conductor protection adjustable (OFF, up to 160%) clamp connection | Lista Papel 2020 SI | 0 | 0
3VA2040-8JQ32-0AA0 |  | 3VA2040-8JQ32-0AA0 | 1 | UN | 1 | 5 | B | D | EAR99 | N | 85362010 | 1 | 4042948801192 | 2.5 | KG | 1326 | 1292 | LP18 | LP18 | circuit breaker 3VA2 IEC frame 100 breaking capacity class L Icu=150kA @ 415V 3-pole, line protection ETU560, LSIG, In=40A overload protection Ir=16A...40A short-circuit protection Isd=0.6..10x In, Ii=1.5..12x In N conductor protection optionally with external current transformer, up to 160% gr.-fault prot., can be sw. off Ig=0.4... 1 x In, tg=0.05-0.8s nut keeper kit | Lista Papel 2020 SI | 0 | 0
3VA2040-8JQ36-0AA0 |  | 3VA2040-8JQ36-0AA0 | 1 | UN | 1 | 5 | B | D | EAR99 | N | 85362010 | 1 | 4042948816912 | 2.5 | KG | 1368.5 | 1326 | LP18 | LP18 | circuit breaker 3VA2 IEC frame 100 breaking capacity class L Icu=150kA @ 415V 3-pole, line protection ETU560, LSIG, In=40A overload protection Ir=16A...40A short-circuit protection Isd=0.6..10x In, Ii=1.5..12x In N conductor protection optionally with external current transformer, up to 160% gr.-fault prot., can be sw. off Ig=0.4... 1 x In, tg=0.05-0.8s clamp connection | Lista Papel 2020 SI | 0 | 0
3VA2040-8JQ42-0AA0 |  | 3VA2040-8JQ42-0AA0 | 1 | UN | 1 | 5 | B | D | EAR99 | N | 85362010 | 1 | 4042948803431 | 3.2 | KG | 1513 | 1470.5 | LP18 | LP18 | circuit breaker 3VA2 IEC frame 100 breaking capacity class L Icu=150kA @ 415V 4-pole, line protection ETU560, LSIG, In=40A overload protection Ir=16A...40A short-circuit protection Isd=0.6..10x In, Ii=1.5..12x In N conductor protection adjustable (OFF, up to 160%) gr.-fault prot., can be sw. off Ig=0.4...1 x In= tg=0.05-0.8s nut keeper kit | Lista Papel 2020 SI | 0 | 0
3VA2040-8JQ46-0AA0 |  | 3VA2040-8JQ46-0AA0 | 1 | UN | 1 | 5 | B | D | EAR99 | N | 85362010 | 1 | 4042948818039 | 3.2 | KG | 1547 | 1504.5 | LP18 | LP18 | circuit breaker 3VA2 IEC frame 100 breaking capacity class L Icu=150kA @ 415V 4-pole, line protection ETU560, LSIG, In=40A overload protection Ir=16A...40A short-circuit protection Isd=0.6..10x In, Ii=1.5..12x In N conductor protection adjustable (OFF, up to 160%) gr.-fault prot., can be sw. off Ig=0.4...1 x In= tg=0.05-0.8s clamp connection | Lista Papel 2020 SI | 0 | 0
3VA2040-8KP32-0AA0 |  | 3VA2040-8KP32-0AA0 | 1 | UN | 1 | 5 | B | D | EAR99 | N | 85362010 | 1 | 4042948801208 | 2.5 | KG | 1292 | 1258 | LP18 | LP18 | circuit breaker 3VA2 IEC frame 100 breaking capacity class L Icu=150kA @ 415V 3-pole, line protection ETU850, LSI, In=40A overload protection Ir=16A...40A short-circuit protection Isd=0.6..10x In, Ii=1.5..12x In N conductor protection optionally with external current transformer, up to 160% nut keeper kit | Lista Papel 2020 SI | 0 | 0
3VA2040-8KP36-0AA0 |  | 3VA2040-8KP36-0AA0 | 1 | UN | 1 | 5 | B | D | EAR99 | N | 85362010 | 1 | 4042948816929 | 2.5 | KG | 1309 | 1275 | LP18 | LP18 | circuit breaker 3VA2 IEC frame 100 breaking capacity class L Icu=150kA @ 415V 3-pole, line protection ETU850, LSI, In=40A overload protection Ir=16A...40A short-circuit protection Isd=0.6..10x In, Ii=1.5..12x In N conductor protection optionally with external current transformer, up to 160% clamp connection | Lista Papel 2020 SI | 0 | 0
3VA2040-8KP42-0AA0 |  | 3VA2040-8KP42-0AA0 | 1 | UN | 1 | 5 | B | D | EAR99 | N | 85362010 | 1 | 4042948803448 | 3.2 | KG | 1470.5 | 1428 | LP18 | LP18 | circuit breaker 3VA2 IEC frame 100 breaking capacity class L Icu=150kA @ 415V 4-pole, line protection ETU850, LSI, In=40A overload protection Ir=16A...40A short-circuit protection Isd=0.6..10x In, Ii=1.5..12x In N conductor protection adjustable (OFF, up to 160%) nut keeper kit | Lista Papel 2020 SI | 0 | 0
3VA2040-8KP46-0AA0 |  | 3VA2040-8KP46-0AA0 | 1 | UN | 1 | 5 | B | D | EAR99 | N | 85362010 | 1 | 4042948818046 | 3.2 | KG | 1504.5 | 1462 | LP18 | LP18 | circuit breaker 3VA2 IEC frame 100 breaking capacity class L Icu=150kA @ 415V 4-pole, line protection ETU850, LSI, In=40A overload protection Ir=16A...40A short-circuit protection Isd=0.6..10x In, Ii=1.5..12x In N conductor protection adjustable (OFF, up to 160%) clamp connection | Lista Papel 2020 SI | 0 | 0
3VA2040-8KQ32-0AA0 |  | 3VA2040-8KQ32-0AA0 | 1 | UN | 1 | 5 | B | D | EAR99 | N | 85362010 | 1 | 4042948801215 | 2.5 | KG | 1436.5 | 1394 | LP18 | LP18 | circuit breaker 3VA2 IEC frame 100 breaking capacity class L Icu=150kA @ 415V 3-pole, line protection ETU860, LSIG, In=40A overload protection Ir=16A...40A short-circuit protection Isd=0.6..10x In, Ii=1.5..12x In N conductor protection optionally with external current transformer, up to 160% gr.-fault prot., can be sw. off Ig=0.4... 1 x In, tg=0.05-0.8s nut keeper kit | Lista Papel 2020 SI | 0 | 0
3VA2040-8KQ36-0AA0 |  | 3VA2040-8KQ36-0AA0 | 1 | UN | 1 | 5 | B | D | EAR99 | N | 85362010 | 1 | 4042948816936 | 2.5 | KG | 1453.5 | 1411 | LP18 | LP18 | circuit breaker 3VA2 IEC frame 100 breaking capacity class L Icu=150kA @ 415V 3-pole, line protection ETU860, LSIG, In=40A overload protection Ir=16A...40A short-circuit protection Isd=0.6..10x In, Ii=1.5..12x In N conductor protection optionally with external current transformer, up to 160% gr.-fault prot., can be sw. off Ig=0.4... 1 x In, tg=0.05-0.8s clamp connection | Lista Papel 2020 SI | 0 | 0
3VA2040-8KQ42-0AA0 |  | 3VA2040-8KQ42-0AA0 | 1 | UN | 1 | 5 | B | D | EAR99 | N | 85362010 | 1 | 4042948803455 | 3.2 | KG | 1606.5 | 1564 | LP18 | LP18 | circuit breaker 3VA2 IEC frame 100 breaking capacity class L Icu=150kA @ 415V 4-pole, line protection ETU860, LSIG, In=40A overload protection Ir=16A...40A short-circuit protection Isd=0.6..10x In, Ii=1.5..12x In N conductor protection adjustable (OFF, up to 160%) gr.-fault prot., can be sw. off Ig=0.4...1 x In= tg=0.05-0.8s nut keeper kit | Lista Papel 2020 SI | 0 | 0
3VA2040-8KQ46-0AA0 |  | 3VA2040-8KQ46-0AA0 | 1 | UN | 1 | 5 | B | D | EAR99 | N | 85362010 | 1 | 4042948818053 | 3.2 | KG | 1632 | 1589.5 | LP18 | LP18 | circuit breaker 3VA2 IEC frame 100 breaking capacity class L Icu=150kA @ 415V 4-pole, line protection ETU860, LSIG, In=40A overload protection Ir=16A...40A short-circuit protection Isd=0.6..10x In, Ii=1.5..12x In N conductor protection adjustable (OFF, up to 160%) gr.-fault prot., can be sw. off Ig=0.4...1 x In= tg=0.05-0.8s clamp connection | Lista Papel 2020 SI | 0 | 0
3VA2063-5HL32-0AA0 |  | 3VA2063-5HL32-0AA0 | 1 | UN | 1 | 2 | A | D | EAR99 | N | 85362010 | 1 | 4042948833568 | 2.141 | KG | 465 | 452.2 | LP18 | LP18 | circuit breaker 3VA2 IEC frame 100 breaking capacity class M Icu=55kA @ 415V 3-pole, line protection ETU320, LI, In=63A overload protection Ir=25A...63A short-circuit protection Ii=1.5...12 x In nut keeper kit | Lista Papel 2020 SI | 0 | 0
3VA2063-5HL32-0AB0 |  | 3VA2063-5HL32-0AB0 | 1 | UN | 1 | 10 | C | D | EAR99 | N | 85362010 | 1 | 4042949024385 | 2.36 | KG | 555.28 | 555.28 | LP18 | LP18 | circuit breaker 3VA2 IEC frame 100 breaking capacity class M Icu=55kA @ 415V 3-pole, line protection ETU320, LI, In=63A overload protection Ir=25A...63A short-circuit protection Ii=1.5...12 x In nut keeper kit 2 auxiliary switches HP | - | 0 | 0
3VA2063-5HL32-0AC0 |  | 3VA2063-5HL32-0AC0 | 1 | UN | 1 | 10 | C | D | EAR99 | N | 85362010 | 1 | 4042949025023 | 2.34 | KG | 529.76 | 529.76 | LP18 | LP18 | circuit breaker 3VA2 IEC frame 100 breaking capacity class M Icu=55kA @ 415V 3-pole, line protection ETU320, LI, In=63A overload protection Ir=25A...63A short-circuit protection Ii=1.5...12 x In nut keeper kit 2 auxiliary switches HQ | - | 0 | 0
3VA2063-5HL32-0AD0 |  | 3VA2063-5HL32-0AD0 | 1 | UN | 1 | 10 | C | D | EAR99 | N | 85362010 | 1 | 4042949025665 | 2.37 | KG | 555.28 | 555.28 | LP18 | LP18 | circuit breaker 3VA2 IEC frame 100 breaking capacity class M Icu=55kA @ 415V 3-pole, line protection ETU320, LI, In=63A overload protection Ir=25A...63A short-circuit protection Ii=1.5...12 x In nut keeper kit 3 auxiliary switches HQ | - | 0 | 0
3VA2063-5HL32-0AE0 |  | 3VA2063-5HL32-0AE0 | 1 | UN | 1 | 10 | C | D | EAR99 | N | 85362010 | 1 | 4042949026303 | 2.4 | KG | 579.92 | 579.92 | LP18 | LP18 | circuit breaker 3VA2 IEC frame 100 breaking capacity class M Icu=55kA @ 415V 3-pole, line protection ETU320, LI, In=63A overload protection Ir=25A...63A short-circuit protection Ii=1.5...12 x In nut keeper kit 4 auxiliary switches HQ | - | 0 | 0
3VA2063-5HL32-0AF0 |  | 3VA2063-5HL32-0AF0 | 1 | UN | 1 | 10 | C | D | EAR99 | N | 85362010 | 1 | 4042949026945 | 2.34 | KG | 529.76 | 529.76 | LP18 | LP18 | circuit breaker 3VA2 IEC frame 100 breaking capacity class M Icu=55kA @ 415V 3-pole, line protection ETU320, LI, In=63A overload protection Ir=25A...63A short-circuit protection Ii=1.5...12 x In nut keeper kit 1 auxiliary switch HQ 1 trip alarm switch HQ | - | 0 | 0
3VA2063-5HL32-0AG0 |  | 3VA2063-5HL32-0AG0 | 1 | UN | 1 | 10 | C | D | EAR99 | N | 85362010 | 1 | 4042949027584 | 2.36 | KG | 555.28 | 555.28 | LP18 | LP18 | circuit breaker 3VA2 IEC frame 100 breaking capacity class M Icu=55kA @ 415V 3-pole, line protection ETU320, LI, In=63A overload protection Ir=25A...63A short-circuit protection Ii=1.5...12 x In nut keeper kit 1 auxiliary switch HP 1 trip alarm switch HP | - | 0 | 0
3VA2063-5HL32-0AH0 |  | 3VA2063-5HL32-0AH0 | 1 | UN | 1 | 10 | C | D | EAR99 | N | 85362010 | 1 | 4042949028222 | 2.37 | KG | 555.28 | 555.28 | LP18 | LP18 | circuit breaker 3VA2 IEC frame 100 breaking capacity class M Icu=55kA @ 415V 3-pole, line protection ETU320, LI, In=63A overload protection Ir=25A...63A short-circuit protection Ii=1.5...12 x In nut keeper kit 2 auxiliary switches HQ 1 trip alarm switch HQ | - | 0 | 0
3VA2063-5HL32-0AJ0 |  | 3VA2063-5HL32-0AJ0 | 1 | UN | 1 | 10 | C | D | EAR99 | N | 85362010 | 1 | 4042949028864 | 2.4 | KG | 591.36 | 591.36 | LP18 | LP18 | circuit breaker 3VA2 IEC frame 100 breaking capacity class M Icu=55kA @ 415V 3-pole, line protection ETU320, LI, In=63A overload protection Ir=25A...63A short-circuit protection Ii=1.5...12 x In nut keeper kit 2 auxiliary switches HP 1 trip alarm switch HP | - | 0 | 0
3VA2063-5HL32-0BA0 |  | 3VA2063-5HL32-0BA0 | 1 | UN | 1 | 10 | C | D | EAR99 | N | 85362010 | 1 | 4042949020547 | 2.4 | KG | 594 | 594 | LP18 | LP18 | circuit breaker 3VA2 IEC frame 100 breaking capacity class M Icu=55kA @ 415V 3-pole, line protection ETU320, LI, In=63A overload protection Ir=25A...63A short-circuit protection Ii=1.5...12 x In nut keeper kit undervoltage release (UVR) 24V DC | - | 0 | 0
3VA2063-5HL32-0BC0 |  | 3VA2063-5HL32-0BC0 | 1 | UN | 1 | 10 | C | D | EAR99 | N | 85362010 | 1 | 4042949029502 | 2.46 | KG | 642.4 | 642.4 | LP18 | LP18 | circuit breaker 3VA2 IEC frame 100 breaking capacity class M Icu=55kA @ 415V 3-pole, line protection ETU320, LI, In=63A overload protection Ir=25A...63A short-circuit protection Ii=1.5...12 x In nut keeper kit undervoltage release (UVR) 24V DC 2 auxiliary switches HQ | - | 0 | 0
3VA2063-5HL32-0BH0 |  | 3VA2063-5HL32-0BH0 | 1 | UN | 1 | 10 | C | D | EAR99 | N | 85362010 | 1 | 4042949033349 | 2.49 | KG | 667.04 | 667.04 | LP18 | LP18 | circuit breaker 3VA2 IEC frame 100 breaking capacity class M Icu=55kA @ 415V 3-pole, line protection ETU320, LI, In=63A overload protection Ir=25A...63A short-circuit protection Ii=1.5...12 x In nut keeper kit undervoltage release (UVR) 24V DC 2 auxiliary switches HQ 1 trip alarm switch HQ | - | 0 | 0
3VA2063-5HL32-0BL0 |  | 3VA2063-5HL32-0BL0 | 1 | UN | 1 | 10 | C | D | EAR99 | N | 85362010 | 1 | 4042949037187 | 2.52 | KG | 703.12 | 703.12 | LP18 | LP18 | circuit breaker 3VA2 IEC frame 100 breaking capacity class M Icu=55kA @ 415V 3-pole, line protection ETU320, LI, In=63A overload protection Ir=25A...63A short-circuit protection Ii=1.5...12 x In nut keeper kit undervoltage release (UVR) 24V DC 2 auxiliary switches HQ 1 trip alarm switch HQ 1 electrical alarm switch | - | 0 | 0
3VA2063-5HL32-0CA0 |  | 3VA2063-5HL32-0CA0 | 1 | UN | 1 | 10 | C | D | EAR99 | N | 85362010 | 1 | 4042949021186 | 2.4 | KG | 594 | 594 | LP18 | LP18 | circuit breaker 3VA2 IEC frame 100 breaking capacity class M Icu=55kA @ 415V 3-pole, line protection ETU320, LI, In=63A overload protection Ir=25A...63A short-circuit protection Ii=1.5...12 x In nut keeper kit undervoltage release (UVR) 120-127V AC 50/60Hz | - | 0 | 0
3VA2063-5HL32-0CC0 |  | 3VA2063-5HL32-0CC0 | 1 | UN | 1 | 10 | C | D | EAR99 | N | 85362010 | 1 | 4042949030140 | 2.46 | KG | 642.4 | 642.4 | LP18 | LP18 | circuit breaker 3VA2 IEC frame 100 breaking capacity class M Icu=55kA @ 415V 3-pole, line protection ETU320, LI, In=63A overload protection Ir=25A...63A short-circuit protection Ii=1.5...12 x In nut keeper kit undervoltage release (UVR) 120-127V AC 50/60Hz 2 auxiliary switches HQ | - | 0 | 0
3VA2063-5HL32-0CH0 |  | 3VA2063-5HL32-0CH0 | 1 | UN | 1 | 10 | C | D | EAR99 | N | 85362010 | 1 | 4042949033981 | 2.49 | KG | 667.04 | 667.04 | LP18 | LP18 | circuit breaker 3VA2 IEC frame 100 breaking capacity class M Icu=55kA @ 415V 3-pole, line protection ETU320, LI, In=63A overload protection Ir=25A...63A short-circuit protection Ii=1.5...12 x In nut keeper kit undervoltage release (UVR) 120-127V AC 50/60Hz 2 auxiliary switches HQ 1 trip alarm switch HQ | - | 0 | 0
3VA2063-5HL32-0CL0 |  | 3VA2063-5HL32-0CL0 | 1 | UN | 1 | 10 | C | D | EAR99 | N | 85362010 | 1 | 4042949037828 | 2.52 | KG | 703.12 | 703.12 | LP18 | LP18 | circuit breaker 3VA2 IEC frame 100 breaking capacity class M Icu=55kA @ 415V 3-pole, line protection ETU320, LI, In=63A overload protection Ir=25A...63A short-circuit protection Ii=1.5...12 x In nut keeper kit undervoltage release (UVR) 120-127V AC 50/60Hz 2 auxiliary switches HQ 1 trip alarm switch HQ 1 electrical alarm switch | - | 0 | 0
3VA2063-5HL32-0DA0 |  | 3VA2063-5HL32-0DA0 | 1 | UN | 1 | 10 | C | D | EAR99 | N | 85362010 | 1 | 4042949021827 | 2.4 | KG | 594 | 594 | LP18 | LP18 | circuit breaker 3VA2 IEC frame 100 breaking capacity class M Icu=55kA @ 415V 3-pole, line protection ETU320, LI, In=63A overload protection Ir=25A...63A short-circuit protection Ii=1.5...12 x In nut keeper kit undervoltage release (UVR) 208-230V AC 50/60Hz | - | 0 | 0
3VA2063-5HL32-0DC0 |  | 3VA2063-5HL32-0DC0 | 1 | UN | 1 | 10 | C | D | EAR99 | N | 85362010 | 1 | 4042949030782 | 2.46 | KG | 642.4 | 642.4 | LP18 | LP18 | circuit breaker 3VA2 IEC frame 100 breaking capacity class M Icu=55kA @ 415V 3-pole, line protection ETU320, LI, In=63A overload protection Ir=25A...63A short-circuit protection Ii=1.5...12 x In nut keeper kit undervoltage release (UVR) 208-230V AC 50/60Hz 2 auxiliary switches HQ | - | 0 | 0
3VA2063-5HL32-0DE0 |  | 3VA2063-5HL32-0DE0 | 1 | UN | 1 | 10 | C | D | EAR99 | N | 85362010 | 1 | 4042949328490 | 2.317 | KG | 691.68 | 691.68 | LP18 | LP18 | circuit breaker 3VA2 IEC frame 100 breaking capacity class M Icu=55kA @ 415V 3-pole, line protection ETU320, LI, In=63A overload protection Ir=25A...63A short-circuit protection Ii=1.5...12 x In nut keeper kit circuit breaker 3VA2 IEC frame 100 breaking capacity class M Icu=55kA @ 415V 3-pole, line protection ETU320, LI, In=63A overload protection Ir=25A...63A short-circuit protection Ii=1.5...12 x In nut UNDERVOLTAGE RELEASE 208-230 V AC 50/60 HZ ACCESSORY FOR 3VA1 4 AUXILIARY SWITCH CHANGEOVER H |  | 0 | 0
3VA2063-5HL32-0DH0 |  | 3VA2063-5HL32-0DH0 | 1 | UN | 1 | 10 | C | D | EAR99 | N | 85362010 | 1 | 4042949034629 | 2.49 | KG | 667.04 | 667.04 | LP18 | LP18 | circuit breaker 3VA2 IEC frame 100 breaking capacity class M Icu=55kA @ 415V 3-pole, line protection ETU320, LI, In=63A overload protection Ir=25A...63A short-circuit protection Ii=1.5...12 x In nut keeper kit undervoltage release (UVR) 208-230V AC 50/60Hz 2 auxiliary switches HQ 1 trip alarm switch HQ | - | 0 | 0
3VA2063-5HL32-0DL0 |  | 3VA2063-5HL32-0DL0 | 1 | UN | 1 | 10 | C | D | EAR99 | N | 85362010 | 1 | 4042949038467 | 2.52 | KG | 703.12 | 703.12 | LP18 | LP18 | circuit breaker 3VA2 IEC frame 100 breaking capacity class M Icu=55kA @ 415V 3-pole, line protection ETU320, LI, In=63A overload protection Ir=25A...63A short-circuit protection Ii=1.5...12 x In nut keeper kit undervoltage release (UVR) 208-230V AC 50/60Hz 2 auxiliary switches HQ 1 trip alarm switch HQ 1 electrical alarm switch | - | 0 | 0
3VA2063-5HL32-0HA0 |  | 3VA2063-5HL32-0HA0 | 1 | UN | 1 | 10 | C | D | EAR99 | N | 85362010 | 1 | 4042949022466 | 2.37 | KG | 568.48 | 568.48 | LP18 | LP18 | circuit breaker 3VA2 IEC frame 100 breaking capacity class M Icu=55kA @ 415V 3-pole, line protection ETU320, LI, In=63A overload protection Ir=25A...63A short-circuit protection Ii=1.5...12 x In nut keeper kit shunt trip (STL) 12-30V DC, 24V AC 50/60Hz | - | 0 | 0
3VA2063-5HL32-0HC0 |  | 3VA2063-5HL32-0HC0 | 1 | UN | 1 | 10 | C | D | EAR99 | N | 85362010 | 1 | 4042949031420 | 2.43 | KG | 616.88 | 616.88 | LP18 | LP18 | circuit breaker 3VA2 IEC frame 100 breaking capacity class M Icu=55kA @ 415V 3-pole, line protection ETU320, LI, In=63A overload protection Ir=25A...63A short-circuit protection Ii=1.5...12 x In nut keeper kit shunt trip (STL) 12-30V DC, 24V AC 50/60Hz 2 auxiliary switches HQ | - | 0 | 0
3VA2063-5HL32-0HH0 |  | 3VA2063-5HL32-0HH0 | 1 | UN | 1 | 10 | C | D | EAR99 | N | 85362010 | 1 | 4042949035268 | 2.46 | KG | 641.52 | 641.52 | LP18 | LP18 | circuit breaker 3VA2 IEC frame 100 breaking capacity class M Icu=55kA @ 415V 3-pole, line protection ETU320, LI, In=63A overload protection Ir=25A...63A short-circuit protection Ii=1.5...12 x In nut keeper kit shunt trip (STL) 12-30V DC, 24V AC 50/60Hz 2 auxiliary switches HQ 1 trip alarm switch HQ | - | 0 | 0
3VA2063-5HL32-0HL0 |  | 3VA2063-5HL32-0HL0 | 1 | UN | 1 | 10 | C | D | EAR99 | N | 85362010 | 1 | 4042949039105 | 2.49 | KG | 676.72 | 676.72 | LP18 | LP18 | circuit breaker 3VA2 IEC frame 100 breaking capacity class M Icu=55kA @ 415V 3-pole, line protection ETU320, LI, In=63A overload protection Ir=25A...63A short-circuit protection Ii=1.5...12 x In nut keeper kit shunt trip (STL) 12-30V DC, 24V AC 50/60Hz 2 auxiliary switches HQ 1 trip alarm switch HQ 1 electrical alarm switch | - | 0 | 0
3VA2063-5HL32-0JA0 |  | 3VA2063-5HL32-0JA0 | 1 | UN | 1 | 10 | C | D | EAR99 | N | 85362010 | 1 | 4042949023104 | 2.37 | KG | 568.48 | 568.48 | LP18 | LP18 | circuit breaker 3VA2 IEC frame 100 breaking capacity class M Icu=55kA @ 415V 3-pole, line protection ETU320, LI, In=63A overload protection Ir=25A...63A short-circuit protection Ii=1.5...12 x In nut keeper kit shunt trip (STL) 110-127V DC, AC 50/60Hz | - | 0 | 0
3VA2063-5HL32-0JC0 |  | 3VA2063-5HL32-0JC0 | 1 | UN | 1 | 10 | C | D | EAR99 | N | 85362010 | 1 | 4042949032069 | 2.43 | KG | 616.88 | 616.88 | LP18 | LP18 | circuit breaker 3VA2 IEC frame 100 breaking capacity class M Icu=55kA @ 415V 3-pole, line protection ETU320, LI, In=63A overload protection Ir=25A...63A short-circuit protection Ii=1.5...12 x In nut keeper kit shunt trip (STL) 110-127V DC, AC 50/60Hz 2 auxiliary switches HQ | - | 0 | 0
3VA2063-5HL32-0JH0 |  | 3VA2063-5HL32-0JH0 | 1 | UN | 1 | 10 | C | D | EAR99 | N | 85362010 | 1 | 4042949035909 | 2.46 | KG | 641.52 | 641.52 | LP18 | LP18 | circuit breaker 3VA2 IEC frame 100 breaking capacity class M Icu=55kA @ 415V 3-pole, line protection ETU320, LI, In=63A overload protection Ir=25A...63A short-circuit protection Ii=1.5...12 x In nut keeper kit shunt trip (STL) 110-127V DC, AC 50/60Hz 2 auxiliary switches HQ 1 trip alarm switch HQ | - | 0 | 0
3VA2063-5HL32-0JL0 |  | 3VA2063-5HL32-0JL0 | 1 | UN | 1 | 10 | C | D | EAR99 | N | 85362010 | 1 | 4042949039747 | 2.49 | KG | 676.72 | 676.72 | LP18 | LP18 | circuit breaker 3VA2 IEC frame 100 breaking capacity class M Icu=55kA @ 415V 3-pole, line protection ETU320, LI, In=63A overload protection Ir=25A...63A short-circuit protection Ii=1.5...12 x In nut keeper kit shunt trip (STL) 110-127V DC, AC 50/60Hz 2 auxiliary switches HQ 1 trip alarm switch HQ 1 electrical alarm switch | - | 0 | 0
3VA2063-5HL32-0KA0 |  | 3VA2063-5HL32-0KA0 | 1 | UN | 1 | 10 | C | D | EAR99 | N | 85362010 | 1 | 4042949023746 | 2.37 | KG | 568.48 | 568.48 | LP18 | LP18 | circuit breaker 3VA2 IEC frame 100 breaking capacity class M Icu=55kA @ 415V 3-pole, line protection ETU320, LI, In=63A overload protection Ir=25A...63A short-circuit protection Ii=1.5...12 x In nut keeper kit shunt trip (STL) 220-250V DC, 208-277V AC | - | 0 | 0
3VA2063-5HL32-0KC0 |  | 3VA2063-5HL32-0KC0 | 1 | UN | 1 | 10 | C | D | EAR99 | N | 85362010 | 1 | 4042949032700 | 2.43 | KG | 616.88 | 616.88 | LP18 | LP18 | circuit breaker 3VA2 IEC frame 100 breaking capacity class M Icu=55kA @ 415V 3-pole, line protection ETU320, LI, In=63A overload protection Ir=25A...63A short-circuit protection Ii=1.5...12 x In nut keeper kit shunt trip (STL) 220-250V DC, 208-277V AC 2 auxiliary switches HQ | - | 0 | 0
3VA2063-5HL32-0KH0 |  | 3VA2063-5HL32-0KH0 | 1 | UN | 1 | 10 | C | D | EAR99 | N | 85362010 | 1 | 4042949036548 | 2.46 | KG | 641.52 | 641.52 | LP18 | LP18 | circuit breaker 3VA2 IEC frame 100 breaking capacity class M Icu=55kA @ 415V 3-pole, line protection ETU320, LI, In=63A overload protection Ir=25A...63A short-circuit protection Ii=1.5...12 x In nut keeper kit shunt trip (STL) 220-250V DC, 208-277V AC 2 auxiliary switches HQ 1 trip alarm switch HQ | - | 0 | 0
3VA2063-5HL32-0KL0 |  | 3VA2063-5HL32-0KL0 | 1 | UN | 1 | 10 | C | D | EAR99 | N | 85362010 | 1 | 4042949040385 | 2.49 | KG | 676.72 | 676.72 | LP18 | LP18 | circuit breaker 3VA2 IEC frame 100 breaking capacity class M Icu=55kA @ 415V 3-pole, line protection ETU320, LI, In=63A overload protection Ir=25A...63A short-circuit protection Ii=1.5...12 x In nut keeper kit shunt trip (STL) 220-250V DC, 208-277V AC 2 auxiliary switches HQ 1 trip alarm switch HQ 1 electrical alarm switch | - | 0 | 0
3VA2063-5HL36-0AA0 |  | 3VA2063-5HL36-0AA0 | 1 | UN | 1 | 2 | A | D | EAR99 | N | 85362010 | 1 | 4042948833551 | 2.26 | KG | 489.6 | 476 | LP18 | LP18 | circuit breaker 3VA2 IEC frame 100 breaking capacity class M Icu=55kA @ 415V 3-pole, line protection ETU320, LI, In=63A overload protection Ir=25A...63A short-circuit protection Ii=1.5...12 x In clamp connection | Lista Papel 2020 SI | 0 | 0
3VA2063-5HL36-0AB0 |  | 3VA2063-5HL36-0AB0 | 1 | UN | 1 | 10 | C | D | EAR99 | N | 85362010 | 1 | 4042949024378 | 2.51 | KG | 580.8 | 580.8 | LP18 | LP18 | circuit breaker 3VA2 IEC frame 100 breaking capacity class M Icu=55kA @ 415V 3-pole, line protection ETU320, LI, In=63A overload protection Ir=25A...63A short-circuit protection Ii=1.5...12 x In clamp connection 2 auxiliary switches HP | - | 0 | 0
3VA2063-5HL36-0AC0 |  | 3VA2063-5HL36-0AC0 | 1 | UN | 1 | 10 | C | D | EAR99 | N | 85362010 | 1 | 4042949025016 | 2.49 | KG | 556.16 | 556.16 | LP18 | LP18 | circuit breaker 3VA2 IEC frame 100 breaking capacity class M Icu=55kA @ 415V 3-pole, line protection ETU320, LI, In=63A overload protection Ir=25A...63A short-circuit protection Ii=1.5...12 x In clamp connection 2 auxiliary switches HQ | - | 0 | 0
3VA2063-5HL36-0AD0 |  | 3VA2063-5HL36-0AD0 | 1 | UN | 1 | 10 | C | D | EAR99 | N | 85362010 | 1 | 4042949025658 | 2.52 | KG | 580.8 | 580.8 | LP18 | LP18 | circuit breaker 3VA2 IEC frame 100 breaking capacity class M Icu=55kA @ 415V 3-pole, line protection ETU320, LI, In=63A overload protection Ir=25A...63A short-circuit protection Ii=1.5...12 x In clamp connection 3 auxiliary switches HQ | - | 0 | 0
3VA2063-5HL36-0AE0 |  | 3VA2063-5HL36-0AE0 | 1 | UN | 1 | 10 | C | D | EAR99 | N | 85362010 | 1 | 4042949026297 | 2.55 | KG | 604.56 | 604.56 | LP18 | LP18 | circuit breaker 3VA2 IEC frame 100 breaking capacity class M Icu=55kA @ 415V 3-pole, line protection ETU320, LI, In=63A overload protection Ir=25A...63A short-circuit protection Ii=1.5...12 x In clamp connection 4 auxiliary switches HQ | - | 0 | 0
3VA2063-5HL36-0AF0 |  | 3VA2063-5HL36-0AF0 | 1 | UN | 1 | 10 | C | D | EAR99 | N | 85362010 | 1 | 4042949026938 | 2.49 | KG | 556.16 | 556.16 | LP18 | LP18 | circuit breaker 3VA2 IEC frame 100 breaking capacity class M Icu=55kA @ 415V 3-pole, line protection ETU320, LI, In=63A overload protection Ir=25A...63A short-circuit protection Ii=1.5...12 x In clamp connection 1 auxiliary switch HQ 1 trip alarm switch HQ | - | 0 | 0
3VA2063-5HL36-0AG0 |  | 3VA2063-5HL36-0AG0 | 1 | UN | 1 | 10 | C | D | EAR99 | N | 85362010 | 1 | 4042949027577 | 2.51 | KG | 580.8 | 580.8 | LP18 | LP18 | circuit breaker 3VA2 IEC frame 100 breaking capacity class M Icu=55kA @ 415V 3-pole, line protection ETU320, LI, In=63A overload protection Ir=25A...63A short-circuit protection Ii=1.5...12 x In clamp connection 1 auxiliary switch HP 1 trip alarm switch HP | - | 0 | 0
3VA2063-5HL36-0AH0 |  | 3VA2063-5HL36-0AH0 | 1 | UN | 1 | 10 | C | D | EAR99 | N | 85362010 | 1 | 4042949028215 | 2.52 | KG | 580.8 | 580.8 | LP18 | LP18 | circuit breaker 3VA2 IEC frame 100 breaking capacity class M Icu=55kA @ 415V 3-pole, line protection ETU320, LI, In=63A overload protection Ir=25A...63A short-circuit protection Ii=1.5...12 x In clamp connection 2 auxiliary switches HQ 1 trip alarm switch HQ | - | 0 | 0
3VA2063-5HL36-0AJ0 |  | 3VA2063-5HL36-0AJ0 | 1 | UN | 1 | 10 | C | D | EAR99 | N | 85362010 | 1 | 4042949028857 | 2.55 | KG | 616.88 | 616.88 | LP18 | LP18 | circuit breaker 3VA2 IEC frame 100 breaking capacity class M Icu=55kA @ 415V 3-pole, line protection ETU320, LI, In=63A overload protection Ir=25A...63A short-circuit protection Ii=1.5...12 x In clamp connection 2 auxiliary switches HP 1 trip alarm switch HP | - | 0 | 0
3VA2063-5HL36-0BA0 |  | 3VA2063-5HL36-0BA0 | 1 | UN | 1 | 10 | C | D | EAR99 | N | 85362010 | 1 | 4042949020530 | 2.55 | KG | 620.4 | 620.4 | LP18 | LP18 | circuit breaker 3VA2 IEC frame 100 breaking capacity class M Icu=55kA @ 415V 3-pole, line protection ETU320, LI, In=63A overload protection Ir=25A...63A short-circuit protection Ii=1.5...12 x In clamp connection undervoltage release (UVR) 24V DC | - | 0 | 0
3VA2063-5HL36-0BC0 |  | 3VA2063-5HL36-0BC0 | 1 | UN | 1 | 10 | C | D | EAR99 | N | 85362010 | 1 | 4042949029496 | 2.61 | KG | 667.92 | 667.92 | LP18 | LP18 | circuit breaker 3VA2 IEC frame 100 breaking capacity class M Icu=55kA @ 415V 3-pole, line protection ETU320, LI, In=63A overload protection Ir=25A...63A short-circuit protection Ii=1.5...12 x In clamp connection undervoltage release (UVR) 24V DC 2 auxiliary switches HQ | - | 0 | 0
3VA2063-5HL36-0BH0 |  | 3VA2063-5HL36-0BH0 | 1 | UN | 1 | 10 | C | D | EAR99 | N | 85362010 | 1 | 4042949033332 | 2.64 | KG | 692.56 | 692.56 | LP18 | LP18 | circuit breaker 3VA2 IEC frame 100 breaking capacity class M Icu=55kA @ 415V 3-pole, line protection ETU320, LI, In=63A overload protection Ir=25A...63A short-circuit protection Ii=1.5...12 x In clamp connection undervoltage release (UVR) 24V DC 2 auxiliary switches HQ 1 trip alarm switch HQ | - | 0 | 0
3VA2063-5HL36-0BL0 |  | 3VA2063-5HL36-0BL0 | 1 | UN | 1 | 10 | C | D | EAR99 | N | 85362010 | 1 | 4042949037170 | 2.67 | KG | 727.76 | 727.76 | LP18 | LP18 | circuit breaker 3VA2 IEC frame 100 breaking capacity class M Icu=55kA @ 415V 3-pole, line protection ETU320, LI, In=63A overload protection Ir=25A...63A short-circuit protection Ii=1.5...12 x In clamp connection undervoltage release (UVR) 24V DC 2 auxiliary switches HQ 1 trip alarm switch HQ 1 electrical alarm switch | - | 0 | 0
3VA2063-5HL36-0CA0 |  | 3VA2063-5HL36-0CA0 | 1 | UN | 1 | 10 | C | D | EAR99 | N | 85362010 | 1 | 4042949021179 | 2.55 | KG | 620.4 | 620.4 | LP18 | LP18 | circuit breaker 3VA2 IEC frame 100 breaking capacity class M Icu=55kA @ 415V 3-pole, line protection ETU320, LI, In=63A overload protection Ir=25A...63A short-circuit protection Ii=1.5...12 x In clamp connection undervoltage release (UVR) 120-127V AC 50/60Hz | - | 0 | 0
3VA2063-5HL36-0CC0 |  | 3VA2063-5HL36-0CC0 | 1 | UN | 1 | 10 | C | D | EAR99 | N | 85362010 | 1 | 4042949030133 | 2.61 | KG | 667.92 | 667.92 | LP18 | LP18 | circuit breaker 3VA2 IEC frame 100 breaking capacity class M Icu=55kA @ 415V 3-pole, line protection ETU320, LI, In=63A overload protection Ir=25A...63A short-circuit protection Ii=1.5...12 x In clamp connection undervoltage release (UVR) 120-127V AC 50/60Hz 2 auxiliary switches HQ | - | 0 | 0
3VA2063-5HL36-0CH0 |  | 3VA2063-5HL36-0CH0 | 1 | UN | 1 | 10 | C | D | EAR99 | N | 85362010 | 1 | 4042949033974 | 2.64 | KG | 692.56 | 692.56 | LP18 | LP18 | circuit breaker 3VA2 IEC frame 100 breaking capacity class M Icu=55kA @ 415V 3-pole, line protection ETU320, LI, In=63A overload protection Ir=25A...63A short-circuit protection Ii=1.5...12 x In clamp connection undervoltage release (UVR) 120-127V AC 50/60Hz 2 auxiliary switches HQ 1 trip alarm switch HQ | - | 0 | 0
3VA2063-5HL36-0CL0 |  | 3VA2063-5HL36-0CL0 | 1 | UN | 1 | 10 | C | D | EAR99 | N | 85362010 | 1 | 4042949037811 | 2.67 | KG | 727.76 | 727.76 | LP18 | LP18 | circuit breaker 3VA2 IEC frame 100 breaking capacity class M Icu=55kA @ 415V 3-pole, line protection ETU320, LI, In=63A overload protection Ir=25A...63A short-circuit protection Ii=1.5...12 x In clamp connection undervoltage release (UVR) 120-127V AC 50/60Hz 2 auxiliary switches HQ 1 trip alarm switch HQ 1 electrical alarm switch | - | 0 | 0
3VA2063-5HL36-0DA0 |  | 3VA2063-5HL36-0DA0 | 1 | UN | 1 | 10 | C | D | EAR99 | N | 85362010 | 1 | 4042949021810 | 2.55 | KG | 620.4 | 620.4 | LP18 | LP18 | circuit breaker 3VA2 IEC frame 100 breaking capacity class M Icu=55kA @ 415V 3-pole, line protection ETU320, LI, In=63A overload protection Ir=25A...63A short-circuit protection Ii=1.5...12 x In clamp connection undervoltage release (UVR) 208-230V AC 50/60Hz | - | 0 | 0
3VA2063-5HL36-0DC0 |  | 3VA2063-5HL36-0DC0 | 1 | UN | 1 | 10 | C | D | EAR99 | N | 85362010 | 1 | 4042949030775 | 2.61 | KG | 667.92 | 667.92 | LP18 | LP18 | circuit breaker 3VA2 IEC frame 100 breaking capacity class M Icu=55kA @ 415V 3-pole, line protection ETU320, LI, In=63A overload protection Ir=25A...63A short-circuit protection Ii=1.5...12 x In clamp connection undervoltage release (UVR) 208-230V AC 50/60Hz 2 auxiliary switches HQ | - | 0 | 0
3VA2063-5HL36-0DE0 |  | 3VA2063-5HL36-0DE0 | 1 | UN | 1 | 10 | C | D | EAR99 | N | 85362010 | 1 | 4042949325468 | 2.436 | KG | 717.2 | 717.2 | LP18 | LP18 | circuit breaker 3VA2 IEC frame 100 breaking capacity class M Icu=55kA @ 415V 3-pole, line protection ETU320, LI, In=63A overload protection Ir=25A...63A short-circuit protection Ii=1.5...12 x In clamp connection circuit breaker 3VA2 IEC frame 100 breaking capacity class M Icu=55kA @ 415V undervoltage release 208-230V AC 50/60Hz 4 auxiliary switches HQ | - | 0 | 0
3VA2063-5HL36-0DH0 |  | 3VA2063-5HL36-0DH0 | 1 | UN | 1 | 10 | C | D | EAR99 | N | 85362010 | 1 | 4042949034612 | 2.64 | KG | 692.56 | 692.56 | LP18 | LP18 | circuit breaker 3VA2 IEC frame 100 breaking capacity class M Icu=55kA @ 415V 3-pole, line protection ETU320, LI, In=63A overload protection Ir=25A...63A short-circuit protection Ii=1.5...12 x In clamp connection undervoltage release (UVR) 208-230V AC 50/60Hz 2 auxiliary switches HQ 1 trip alarm switch HQ | - | 0 | 0
3VA2063-5HL36-0DL0 |  | 3VA2063-5HL36-0DL0 | 1 | UN | 1 | 10 | C | D | EAR99 | N | 85362010 | 1 | 4042949038450 | 2.67 | KG | 727.76 | 727.76 | LP18 | LP18 | circuit breaker 3VA2 IEC frame 100 breaking capacity class M Icu=55kA @ 415V 3-pole, line protection ETU320, LI, In=63A overload protection Ir=25A...63A short-circuit protection Ii=1.5...12 x In clamp connection undervoltage release (UVR) 208-230V AC 50/60Hz 2 auxiliary switches HQ 1 trip alarm switch HQ 1 electrical alarm switch | - | 0 | 0
3VA2063-5HL36-0HA0 |  | 3VA2063-5HL36-0HA0 | 1 | UN | 1 | 10 | C | D | EAR99 | N | 85362010 | 1 | 4042949022459 | 2.52 | KG | 594 | 594 | LP18 | LP18 | circuit breaker 3VA2 IEC frame 100 breaking capacity class M Icu=55kA @ 415V 3-pole, line protection ETU320, LI, In=63A overload protection Ir=25A...63A short-circuit protection Ii=1.5...12 x In clamp connection shunt trip (STL) 12-30V DC, 24V AC 50/60Hz | - | 0 | 0
3VA2063-5HL36-0HC0 |  | 3VA2063-5HL36-0HC0 | 1 | UN | 1 | 10 | C | D | EAR99 | N | 85362010 | 1 | 4042949031413 | 2.58 | KG | 642.4 | 642.4 | LP18 | LP18 | circuit breaker 3VA2 IEC frame 100 breaking capacity class M Icu=55kA @ 415V 3-pole, line protection ETU320, LI, In=63A overload protection Ir=25A...63A short-circuit protection Ii=1.5...12 x In clamp connection shunt trip (STL) 12-30V DC, 24V AC 50/60Hz 2 auxiliary switches HQ | - | 0 | 0
3VA2063-5HL36-0HH0 |  | 3VA2063-5HL36-0HH0 | 1 | UN | 1 | 10 | C | D | EAR99 | N | 85362010 | 1 | 4042949035251 | 2.61 | KG | 667.04 | 667.04 | LP18 | LP18 | circuit breaker 3VA2 IEC frame 100 breaking capacity class M Icu=55kA @ 415V 3-pole, line protection ETU320, LI, In=63A overload protection Ir=25A...63A short-circuit protection Ii=1.5...12 x In clamp connection shunt trip (STL) 12-30V DC, 24V AC 50/60Hz 2 auxiliary switches HQ 1 trip alarm switch HQ | - | 0 | 0
3VA2063-5HL36-0HL0 |  | 3VA2063-5HL36-0HL0 | 1 | UN | 1 | 10 | C | D | EAR99 | N | 85362010 | 1 | 4042949039099 | 2.64 | KG | 703.12 | 703.12 | LP18 | LP18 | circuit breaker 3VA2 IEC frame 100 breaking capacity class M Icu=55kA @ 415V 3-pole, line protection ETU320, LI, In=63A overload protection Ir=25A...63A short-circuit protection Ii=1.5...12 x In clamp connection shunt trip (STL) 12-30V DC, 24V AC 50/60Hz 2 auxiliary switches HQ 1 trip alarm switch HQ 1 electrical alarm switch | - | 0 | 0
3VA2063-5HL36-0JA0 |  | 3VA2063-5HL36-0JA0 | 1 | UN | 1 | 10 | C | D | EAR99 | N | 85362010 | 1 | 4042949023098 | 2.52 | KG | 594 | 594 | LP18 | LP18 | circuit breaker 3VA2 IEC frame 100 breaking capacity class M Icu=55kA @ 415V 3-pole, line protection ETU320, LI, In=63A overload protection Ir=25A...63A short-circuit protection Ii=1.5...12 x In clamp connection shunt trip (STL) 110-127V DC, AC 50/60Hz | - | 0 | 0
3VA2063-5HL36-0JC0 |  | 3VA2063-5HL36-0JC0 | 1 | UN | 1 | 10 | C | D | EAR99 | N | 85362010 | 1 | 4042949032052 | 2.58 | KG | 642.4 | 642.4 | LP18 | LP18 | circuit breaker 3VA2 IEC frame 100 breaking capacity class M Icu=55kA @ 415V 3-pole, line protection ETU320, LI, In=63A overload protection Ir=25A...63A short-circuit protection Ii=1.5...12 x In clamp connection shunt trip (STL) 110-127V DC, AC 50/60Hz 2 auxiliary switches HQ | - | 0 | 0
3VA2063-5HL36-0JH0 |  | 3VA2063-5HL36-0JH0 | 1 | UN | 1 | 10 | C | D | EAR99 | N | 85362010 | 1 | 4042949035893 | 2.61 | KG | 667.04 | 667.04 | LP18 | LP18 | circuit breaker 3VA2 IEC frame 100 breaking capacity class M Icu=55kA @ 415V 3-pole, line protection ETU320, LI, In=63A overload protection Ir=25A...63A short-circuit protection Ii=1.5...12 x In clamp connection shunt trip (STL) 110-127V DC, AC 50/60Hz 2 auxiliary switches HQ 1 trip alarm switch HQ | - | 0 | 0
3VA2063-5HL36-0JL0 |  | 3VA2063-5HL36-0JL0 | 1 | UN | 1 | 10 | C | D | EAR99 | N | 85362010 | 1 | 4042949039730 | 2.64 | KG | 703.12 | 703.12 | LP18 | LP18 | circuit breaker 3VA2 IEC frame 100 breaking capacity class M Icu=55kA @ 415V 3-pole, line protection ETU320, LI, In=63A overload protection Ir=25A...63A short-circuit protection Ii=1.5...12 x In clamp connection shunt trip (STL) 110-127V DC, AC 50/60Hz 2 auxiliary switches HQ 1 trip alarm switch HQ 1 electrical alarm switch | - | 0 | 0
3VA2063-5HL36-0KA0 |  | 3VA2063-5HL36-0KA0 | 1 | UN | 1 | 10 | C | D | EAR99 | N | 85362010 | 1 | 4042949023739 | 2.52 | KG | 594 | 594 | LP18 | LP18 | circuit breaker 3VA2 IEC frame 100 breaking capacity class M Icu=55kA @ 415V 3-pole, line protection ETU320, LI, In=63A overload protection Ir=25A...63A short-circuit protection Ii=1.5...12 x In clamp connection shunt trip (STL) 220-250V DC, 208-277V AC | - | 0 | 0
3VA2063-5HL36-0KC0 |  | 3VA2063-5HL36-0KC0 | 1 | UN | 1 | 10 | C | D | EAR99 | N | 85362010 | 1 | 4042949032694 | 2.58 | KG | 642.4 | 642.4 | LP18 | LP18 | circuit breaker 3VA2 IEC frame 100 breaking capacity class M Icu=55kA @ 415V 3-pole, line protection ETU320, LI, In=63A overload protection Ir=25A...63A short-circuit protection Ii=1.5...12 x In clamp connection shunt trip (STL) 220-250V DC, 208-277V AC 2 auxiliary switches HQ | - | 0 | 0
3VA2063-5HL36-0KH0 |  | 3VA2063-5HL36-0KH0 | 1 | UN | 1 | 10 | C | D | EAR99 | N | 85362010 | 1 | 4042949036531 | 2.61 | KG | 667.04 | 667.04 | LP18 | LP18 | circuit breaker 3VA2 IEC frame 100 breaking capacity class M Icu=55kA @ 415V 3-pole, line protection ETU320, LI, In=63A overload protection Ir=25A...63A short-circuit protection Ii=1.5...12 x In clamp connection shunt trip (STL) 220-250V DC, 208-277V AC 2 auxiliary switches HQ 1 trip alarm switch HQ | - | 0 | 0
3VA2063-5HL36-0KL0 |  | 3VA2063-5HL36-0KL0 | 1 | UN | 1 | 10 | C | D | EAR99 | N | 85362010 | 1 | 4042949040378 | 2.64 | KG | 703.12 | 703.12 | LP18 | LP18 | circuit breaker 3VA2 IEC frame 100 breaking capacity class M Icu=55kA @ 415V 3-pole, line protection ETU320, LI, In=63A overload protection Ir=25A...63A short-circuit protection Ii=1.5...12 x In clamp connection shunt trip (STL) 220-250V DC, 208-277V AC 2 auxiliary switches HQ 1 trip alarm switch HQ 1 electrical alarm switch | - | 0 | 0
3VA2063-5HL42-0AA0 |  | 3VA2063-5HL42-0AA0 | 1 | UN | 1 | 5 | B | D | EAR99 | N | 85362010 | 1 | 4042948833544 | 2.743 | KG | 589.1 | 572.1 | LP18 | LP18 | circuit breaker 3VA2 IEC frame 100 breaking capacity class M Icu=55kA @ 415V 4-pole, line protection ETU320, LI, In=63A overload protection Ir=25A...63A short-circuit protection Ii=1.5...12 x In N conductor protection adjustable (OFF, 100%) nut keeper kit | Lista Papel 2020 SI | 0 | 0
3VA2063-5HL46-0AA0 |  | 3VA2063-5HL46-0AA0 | 1 | UN | 1 | 5 | B | D | EAR99 | N | 85362010 | 1 | 4042948833537 | 2.914 | KG | 620.5 | 602.7 | LP18 | LP18 | circuit breaker 3VA2 IEC frame 100 breaking capacity class M Icu=55kA @ 415V 4-pole, line protection ETU320, LI, In=63A overload protection Ir=25A...63A short-circuit protection Ii=1.5...12 x In N conductor protection adjustable (OFF, 100%) clamp connection | Lista Papel 2020 SI | 0 | 0
3VA2063-5HM32-0AA0 |  | 3VA2063-5HM32-0AA0 | 1 | UN | 1 | 5 | B | D | EAR99 | N | 85362010 | 1 | 4042948801246 | 2.137 | KG | 712.3 | 691.9 | LP18 | LP18 | circuit breaker 3VA2 IEC frame 100 breaking capacity class M Icu=55kA @ 415V 3-pole, line protection ETU330, LIG, In=63A overload protection Ir=25A...63A short-circuit protection Ii=1.5...12 x In ground-fault protection Ig=0.25... 1 x In, tg=0.1/0.3s nut keeper kit | Lista Papel 2020 SI | 0 | 0
3VA2063-5HM36-0AA0 |  | 3VA2063-5HM36-0AA0 | 1 | UN | 1 | 5 | B | D | EAR99 | N | 85362010 | 1 | 4042948816967 | 2.5 | KG | 733.6 | 713.2 | LP18 | LP18 | circuit breaker 3VA2 IEC frame 100 breaking capacity class M Icu=55kA @ 415V 3-pole, line protection ETU330, LIG, In=63A overload protection Ir=25A...63A short-circuit protection Ii=1.5...12 x In ground-fault protection Ig=0.25... 1 x In, tg=0.1/0.3s clamp connection | Lista Papel 2020 SI | 0 | 0
3VA2063-5HM42-0AA0 |  | 3VA2063-5HM42-0AA0 | 1 | UN | 1 | 5 | B | D | EAR99 | N | 85362010 | 1 | 4042948803486 | 2.738 | KG | 833 | 809.2 | LP18 | LP18 | circuit breaker 3VA2 IEC frame 100 breaking capacity class M Icu=55kA @ 415V 4-pole, line protection ETU330, LIG, In=63A overload protection Ir=25A...63A short-circuit protection Ii=1.5...12 x In N conductor protection adjustable (OFF, 100%) ground-fault protection Ig=0.25...1 x In= tg=0.1/0.3s nut keeper kit | Lista Papel 2020 SI | 0 | 0
3VA2063-5HM42-0AH0 |  | 3VA2063-5HM42-0AH0 | 1 | UN | 1 | 10 | C | D | EAR99 | N | 85362010 | 1 | 4042949321194 | 3.006 | KG | 932.8 | 932.8 | LP18 | LP18 | circuit breaker 3VA2 IEC frame 100 breaking capacity class M Icu=55kA @ 415V 4-pole, line protection ETU330, LIG, In=63A overload protection Ir=25A...63A short-circuit protection Ii=1.5...12 x In N conductor protection adjustable (OFF, 100%) ground-fault protection Ig=0.25...1 x In= tg=0.1/0.3s nut keeper kit 2 auxiliary switches HQ 1 trip alarm switch HQ | - | 0 | 0
3VA2063-5HM46-0AA0 |  | 3VA2063-5HM46-0AA0 | 1 | UN | 1 | 5 | B | D | EAR99 | N | 85362010 | 1 | 4042948818084 | 2.938 | KG | 867 | 839.8 | LP18 | LP18 | circuit breaker 3VA2 IEC frame 100 breaking capacity class M Icu=55kA @ 415V 4-pole, line protection ETU330, LIG, In=63A overload protection Ir=25A...63A short-circuit protection Ii=1.5...12 x In N conductor protection adjustable (OFF, 100%) ground-fault protection Ig=0.25...1 x In= tg=0.1/0.3s clamp connection | Lista Papel 2020 SI | 0 | 0
3VA2063-5HM46-0AL0 |  | 3VA2063-5HM46-0AL0 | 1 | UN | 1 | 10 | C | D | EAR99 | N | 85362010 | 1 | 4042949324218 | 3.229 | KG | 1012 | 1012 | LP18 | LP18 | circuit breaker 3VA2 IEC frame 100 breaking capacity class M Icu=55kA @ 415V 4-pole, line protection ETU330, LIG, In=63A overload protection Ir=25A...63A short-circuit protection Ii=1.5...12 x In N conductor protection adjustable (OFF, 100%) ground-fault protection Ig=0.25...1 x In= tg=0.1/0.3s clamp connection 2 auxiliary switches HQ 1 trip alarm switch HQ 1 electrical alarm switch | - | 0 | 0
3VA2063-5HM46-0DE0 |  | 3VA2063-5HM46-0DE0 | 1 | UN | 1 | 10 | C | D | EAR99 | N | 85362010 | 1 | 4042949321576 | 3.302 | KG | 1108.8 | 1108.8 | LP18 | LP18 | circuit breaker 3VA2 IEC frame 100 breaking capacity class M Icu=55kA @ 415V 4-pole, line protection ETU330, LIG, In=63A overload protection Ir=25A...63A short-circuit protection Ii=1.5...12 x In N conductor protection adjustable (OFF, 100%) ground-fault protection Ig=0.25...1 x In= tg=0.1/0.3s clamp connection undervoltage release (UVR) 208-230V AC 50/60Hz 4 auxiliary switches HQ | - | 0 | 0
3VA2063-5HN32-0AA0 |  | 3VA2063-5HN32-0AA0 | 1 | UN | 1 | 2 | A | D | EAR99 | N | 85362010 | 1 | 4042948801239 | 2.135 | KG | 524.5 | 510 | LP18 | LP18 | circuit breaker 3VA2 IEC frame 100 breaking capacity class M Icu=55kA @ 415V 3-pole, line protection ETU350, LSI, In=63A overload protection Ir=25A...63A short-circuit protection Isd=1.5...10 x Ir, Ii=12 x In nut keeper kit | Lista Papel 2020 SI | 0 | 0
3VA2063-5HN32-0AB0 |  | 3VA2063-5HN32-0AB0 | 1 | UN | 1 | 10 | C | D | EAR99 | N | 85362010 | 1 | 4042949024361 | 2.36 | KG | 615.12 | 615.12 | LP18 | LP18 | circuit breaker 3VA2 IEC frame 100 breaking capacity class M Icu=55kA @ 415V 3-pole, line protection ETU350, LSI, In=63A overload protection Ir=25A...63A short-circuit protection Isd=1.5...10 x Ir, Ii=12 x In nut keeper kit 2 auxiliary switches HP | - | 0 | 0
3VA2063-5HN32-0AC0 |  | 3VA2063-5HN32-0AC0 | 1 | UN | 1 | 10 | C | D | EAR99 | N | 85362010 | 1 | 4042949025009 | 2.34 | KG | 591.36 | 591.36 | LP18 | LP18 | circuit breaker 3VA2 IEC frame 100 breaking capacity class M Icu=55kA @ 415V 3-pole, line protection ETU350, LSI, In=63A overload protection Ir=25A...63A short-circuit protection Isd=1.5...10 x Ir, Ii=12 x In nut keeper kit 2 auxiliary switches HQ | - | 0 | 0
3VA2063-5HN32-0AD0 |  | 3VA2063-5HN32-0AD0 | 1 | UN | 1 | 10 | C | D | EAR99 | N | 85362010 | 1 | 4042949025641 | 2.37 | KG | 615.12 | 615.12 | LP18 | LP18 | circuit breaker 3VA2 IEC frame 100 breaking capacity class M Icu=55kA @ 415V 3-pole, line protection ETU350, LSI, In=63A overload protection Ir=25A...63A short-circuit protection Isd=1.5...10 x Ir, Ii=12 x In nut keeper kit 3 auxiliary switches HQ | - | 0 | 0
3VA2063-5HN32-0AE0 |  | 3VA2063-5HN32-0AE0 | 1 | UN | 1 | 10 | C | D | EAR99 | N | 85362010 | 1 | 4042949026280 | 2.4 | KG | 640.64 | 640.64 | LP18 | LP18 | circuit breaker 3VA2 IEC frame 100 breaking capacity class M Icu=55kA @ 415V 3-pole, line protection ETU350, LSI, In=63A overload protection Ir=25A...63A short-circuit protection Isd=1.5...10 x Ir, Ii=12 x In nut keeper kit 4 auxiliary switches HQ | - | 0 | 0
3VA2063-5HN32-0AF0 |  | 3VA2063-5HN32-0AF0 | 1 | UN | 1 | 10 | C | D | EAR99 | N | 85362010 | 1 | 4042949026921 | 2.34 | KG | 591.36 | 591.36 | LP18 | LP18 | circuit breaker 3VA2 IEC frame 100 breaking capacity class M Icu=55kA @ 415V 3-pole, line protection ETU350, LSI, In=63A overload protection Ir=25A...63A short-circuit protection Isd=1.5...10 x Ir, Ii=12 x In nut keeper kit 1 auxiliary switch HQ 1 trip alarm switch HQ | - | 0 | 0
3VA2063-5HN32-0AG0 |  | 3VA2063-5HN32-0AG0 | 1 | UN | 1 | 10 | C | D | EAR99 | N | 85362010 | 1 | 4042949027560 | 2.36 | KG | 615.12 | 615.12 | LP18 | LP18 | circuit breaker 3VA2 IEC frame 100 breaking capacity class M Icu=55kA @ 415V 3-pole, line protection ETU350, LSI, In=63A overload protection Ir=25A...63A short-circuit protection Isd=1.5...10 x Ir, Ii=12 x In nut keeper kit 1 auxiliary switch HP 1 trip alarm switch HP | - | 0 | 0
3VA2063-5HN32-0AH0 |  | 3VA2063-5HN32-0AH0 | 1 | UN | 1 | 10 | C | D | EAR99 | N | 85362010 | 1 | 4042949028208 | 2.37 | KG | 615.12 | 615.12 | LP18 | LP18 | circuit breaker 3VA2 IEC frame 100 breaking capacity class M Icu=55kA @ 415V 3-pole, line protection ETU350, LSI, In=63A overload protection Ir=25A...63A short-circuit protection Isd=1.5...10 x Ir, Ii=12 x In nut keeper kit 2 auxiliary switches HQ 1 trip alarm switch HQ | - | 0 | 0
3VA2063-5HN32-0AJ0 |  | 3VA2063-5HN32-0AJ0 | 1 | UN | 1 | 10 | C | D | EAR99 | N | 85362010 | 1 | 4042949028840 | 2.4 | KG | 652.96 | 652.96 | LP18 | LP18 | circuit breaker 3VA2 IEC frame 100 breaking capacity class M Icu=55kA @ 415V 3-pole, line protection ETU350, LSI, In=63A overload protection Ir=25A...63A short-circuit protection Isd=1.5...10 x Ir, Ii=12 x In nut keeper kit 2 auxiliary switches HP 1 trip alarm switch HP | - | 0 | 0
3VA2063-5HN32-0BA0 |  | 3VA2063-5HN32-0BA0 | 1 | UN | 1 | 10 | C | D | EAR99 | N | 85362010 | 1 | 4042949020523 | 2.4 | KG | 657.36 | 657.36 | LP18 | LP18 | circuit breaker 3VA2 IEC frame 100 breaking capacity class M Icu=55kA @ 415V 3-pole, line protection ETU350, LSI, In=63A overload protection Ir=25A...63A short-circuit protection Isd=1.5...10 x Ir, Ii=12 x In nut keeper kit undervoltage release (UVR) 24V DC | - | 0 | 0
3VA2063-5HN32-0BC0 |  | 3VA2063-5HN32-0BC0 | 1 | UN | 1 | 10 | C | D | EAR99 | N | 85362010 | 1 | 4042949029489 | 2.46 | KG | 704 | 704 | LP18 | LP18 | circuit breaker 3VA2 IEC frame 100 breaking capacity class M Icu=55kA @ 415V 3-pole, line protection ETU350, LSI, In=63A overload protection Ir=25A...63A short-circuit protection Isd=1.5...10 x Ir, Ii=12 x In nut keeper kit undervoltage release (UVR) 24V DC 2 auxiliary switches HQ | - | 0 | 0
3VA2063-5HN32-0BH0 |  | 3VA2063-5HN32-0BH0 | 1 | UN | 1 | 10 | C | D | EAR99 | N | 85362010 | 1 | 4042949033325 | 2.49 | KG | 727.76 | 727.76 | LP18 | LP18 | circuit breaker 3VA2 IEC frame 100 breaking capacity class M Icu=55kA @ 415V 3-pole, line protection ETU350, LSI, In=63A overload protection Ir=25A...63A short-circuit protection Isd=1.5...10 x Ir, Ii=12 x In nut keeper kit undervoltage release (UVR) 24V DC 2 auxiliary switches HQ 1 trip alarm switch HQ | - | 0 | 0
3VA2063-5HN32-0BL0 |  | 3VA2063-5HN32-0BL0 | 1 | UN | 1 | 10 | C | D | EAR99 | N | 85362010 | 1 | 4042949037163 | 2.52 | KG | 765.6 | 765.6 | LP18 | LP18 | circuit breaker 3VA2 IEC frame 100 breaking capacity class M Icu=55kA @ 415V 3-pole, line protection ETU350, LSI, In=63A overload protection Ir=25A...63A short-circuit protection Isd=1.5...10 x Ir, Ii=12 x In nut keeper kit undervoltage release (UVR) 24V DC 2 auxiliary switches HQ 1 trip alarm switch HQ 1 electrical alarm switch | - | 0 | 0
3VA2063-5HN32-0CA0 |  | 3VA2063-5HN32-0CA0 | 1 | UN | 1 | 10 | C | D | EAR99 | N | 85362010 | 1 | 4042949021162 | 2.4 | KG | 657.36 | 657.36 | LP18 | LP18 | circuit breaker 3VA2 IEC frame 100 breaking capacity class M Icu=55kA @ 415V 3-pole, line protection ETU350, LSI, In=63A overload protection Ir=25A...63A short-circuit protection Isd=1.5...10 x Ir, Ii=12 x In nut keeper kit undervoltage release (UVR) 120-127V AC 50/60Hz | - | 0 | 0
3VA2063-5HN32-0CC0 |  | 3VA2063-5HN32-0CC0 | 1 | UN | 1 | 10 | C | D | EAR99 | N | 85362010 | 1 | 4042949030126 | 2.46 | KG | 704 | 704 | LP18 | LP18 | circuit breaker 3VA2 IEC frame 100 breaking capacity class M Icu=55kA @ 415V 3-pole, line protection ETU350, LSI, In=63A overload protection Ir=25A...63A short-circuit protection Isd=1.5...10 x Ir, Ii=12 x In nut keeper kit undervoltage release (UVR) 120-127V AC 50/60Hz 2 auxiliary switches HQ | - | 0 | 0
3VA2063-5HN32-0CH0 |  | 3VA2063-5HN32-0CH0 | 1 | UN | 1 | 10 | C | D | EAR99 | N | 85362010 | 1 | 4042949033967 | 2.49 | KG | 727.76 | 727.76 | LP18 | LP18 | circuit breaker 3VA2 IEC frame 100 breaking capacity class M Icu=55kA @ 415V 3-pole, line protection ETU350, LSI, In=63A overload protection Ir=25A...63A short-circuit protection Isd=1.5...10 x Ir, Ii=12 x In nut keeper kit undervoltage release (UVR) 120-127V AC 50/60Hz 2 auxiliary switches HQ 1 trip alarm switch HQ | - | 0 | 0
3VA2063-5HN32-0CL0 |  | 3VA2063-5HN32-0CL0 | 1 | UN | 1 | 10 | C | D | EAR99 | N | 85362010 | 1 | 4042949037804 | 2.52 | KG | 765.6 | 765.6 | LP18 | LP18 | circuit breaker 3VA2 IEC frame 100 breaking capacity class M Icu=55kA @ 415V 3-pole, line protection ETU350, LSI, In=63A overload protection Ir=25A...63A short-circuit protection Isd=1.5...10 x Ir, Ii=12 x In nut keeper kit undervoltage release (UVR) 120-127V AC 50/60Hz 2 auxiliary switches HQ 1 trip alarm switch HQ 1 electrical alarm switch | - | 0 | 0
3VA2063-5HN32-0DA0 |  | 3VA2063-5HN32-0DA0 | 1 | UN | 1 | 10 | C | D | EAR99 | N | 85362010 | 1 | 4042949021803 | 2.4 | KG | 657.36 | 657.36 | LP18 | LP18 | circuit breaker 3VA2 IEC frame 100 breaking capacity class M Icu=55kA @ 415V 3-pole, line protection ETU350, LSI, In=63A overload protection Ir=25A...63A short-circuit protection Isd=1.5...10 x Ir, Ii=12 x In nut keeper kit undervoltage release (UVR) 208-230V AC 50/60Hz | - | 0 | 0
3VA2063-5HN32-0DC0 |  | 3VA2063-5HN32-0DC0 | 1 | UN | 1 | 10 | C | D | EAR99 | N | 85362010 | 1 | 4042949030768 | 2.46 | KG | 704 | 704 | LP18 | LP18 | circuit breaker 3VA2 IEC frame 100 breaking capacity class M Icu=55kA @ 415V 3-pole, line protection ETU350, LSI, In=63A overload protection Ir=25A...63A short-circuit protection Isd=1.5...10 x Ir, Ii=12 x In nut keeper kit undervoltage release (UVR) 208-230V AC 50/60Hz 2 auxiliary switches HQ | - | 0 | 0
3VA2063-5HN32-0DH0 |  | 3VA2063-5HN32-0DH0 | 1 | UN | 1 | 10 | C | D | EAR99 | N | 85362010 | 1 | 4042949034605 | 2.49 | KG | 727.76 | 727.76 | LP18 | LP18 | circuit breaker 3VA2 IEC frame 100 breaking capacity class M Icu=55kA @ 415V 3-pole, line protection ETU350, LSI, In=63A overload protection Ir=25A...63A short-circuit protection Isd=1.5...10 x Ir, Ii=12 x In nut keeper kit undervoltage release (UVR) 208-230V AC 50/60Hz 2 auxiliary switches HQ 1 trip alarm switch HQ | - | 0 | 0
3VA2063-5HN32-0DL0 |  | 3VA2063-5HN32-0DL0 | 1 | UN | 1 | 10 | C | D | EAR99 | N | 85362010 | 1 | 4042949038443 | 2.52 | KG | 765.6 | 765.6 | LP18 | LP18 | circuit breaker 3VA2 IEC frame 100 breaking capacity class M Icu=55kA @ 415V 3-pole, line protection ETU350, LSI, In=63A overload protection Ir=25A...63A short-circuit protection Isd=1.5...10 x Ir, Ii=12 x In nut keeper kit undervoltage release (UVR) 208-230V AC 50/60Hz 2 auxiliary switches HQ 1 trip alarm switch HQ 1 electrical alarm switch | - | 0 | 0
3VA2063-5HN32-0HA0 |  | 3VA2063-5HN32-0HA0 | 1 | UN | 1 | 10 | C | D | EAR99 | N | 85362010 | 1 | 4042949022442 | 2.37 | KG | 630.96 | 630.96 | LP18 | LP18 | circuit breaker 3VA2 IEC frame 100 breaking capacity class M Icu=55kA @ 415V 3-pole, line protection ETU350, LSI, In=63A overload protection Ir=25A...63A short-circuit protection Isd=1.5...10 x Ir, Ii=12 x In nut keeper kit shunt trip (STL) 12-30V DC, 24V AC 50/60Hz | - | 0 | 0
3VA2063-5HN32-0HC0 |  | 3VA2063-5HN32-0HC0 | 1 | UN | 1 | 10 | C | D | EAR99 | N | 85362010 | 1 | 4042949031406 | 2.43 | KG | 677.6 | 677.6 | LP18 | LP18 | circuit breaker 3VA2 IEC frame 100 breaking capacity class M Icu=55kA @ 415V 3-pole, line protection ETU350, LSI, In=63A overload protection Ir=25A...63A short-circuit protection Isd=1.5...10 x Ir, Ii=12 x In nut keeper kit shunt trip (STL) 12-30V DC, 24V AC 50/60Hz 2 auxiliary switches HQ | - | 0 | 0
3VA2063-5HN32-0HH0 |  | 3VA2063-5HN32-0HH0 | 1 | UN | 1 | 10 | C | D | EAR99 | N | 85362010 | 1 | 4042949035244 | 2.46 | KG | 703.12 | 703.12 | LP18 | LP18 | circuit breaker 3VA2 IEC frame 100 breaking capacity class M Icu=55kA @ 415V 3-pole, line protection ETU350, LSI, In=63A overload protection Ir=25A...63A short-circuit protection Isd=1.5...10 x Ir, Ii=12 x In nut keeper kit shunt trip (STL) 12-30V DC, 24V AC 50/60Hz 2 auxiliary switches HQ 1 trip alarm switch HQ | - | 0 | 0
3VA2063-5HN32-0HL0 |  | 3VA2063-5HN32-0HL0 | 1 | UN | 1 | 10 | C | D | EAR99 | N | 85362010 | 1 | 4042949039082 | 2.49 | KG | 740.08 | 740.08 | LP18 | LP18 | circuit breaker 3VA2 IEC frame 100 breaking capacity class M Icu=55kA @ 415V 3-pole, line protection ETU350, LSI, In=63A overload protection Ir=25A...63A short-circuit protection Isd=1.5...10 x Ir, Ii=12 x In nut keeper kit shunt trip (STL) 12-30V DC, 24V AC 50/60Hz 2 auxiliary switches HQ 1 trip alarm switch HQ 1 electrical alarm switch | - | 0 | 0
3VA2063-5HN32-0JA0 |  | 3VA2063-5HN32-0JA0 | 1 | UN | 1 | 10 | C | D | EAR99 | N | 85362010 | 1 | 4042949023081 | 2.37 | KG | 630.96 | 630.96 | LP18 | LP18 | circuit breaker 3VA2 IEC frame 100 breaking capacity class M Icu=55kA @ 415V 3-pole, line protection ETU350, LSI, In=63A overload protection Ir=25A...63A short-circuit protection Isd=1.5...10 x Ir, Ii=12 x In nut keeper kit shunt trip (STL) 110-127V DC, AC 50/60Hz | - | 0 | 0
3VA2063-5HN32-0JC0 |  | 3VA2063-5HN32-0JC0 | 1 | UN | 1 | 10 | C | D | EAR99 | N | 85362010 | 1 | 4042949032045 | 2.43 | KG | 677.6 | 677.6 | LP18 | LP18 | circuit breaker 3VA2 IEC frame 100 breaking capacity class M Icu=55kA @ 415V 3-pole, line protection ETU350, LSI, In=63A overload protection Ir=25A...63A short-circuit protection Isd=1.5...10 x Ir, Ii=12 x In nut keeper kit shunt trip (STL) 110-127V DC, AC 50/60Hz 2 auxiliary switches HQ | - | 0 | 0
3VA2063-5HN32-0JH0 |  | 3VA2063-5HN32-0JH0 | 1 | UN | 1 | 10 | C | D | EAR99 | N | 85362010 | 1 | 4042949035886 | 2.46 | KG | 703.12 | 703.12 | LP18 | LP18 | circuit breaker 3VA2 IEC frame 100 breaking capacity class M Icu=55kA @ 415V 3-pole, line protection ETU350, LSI, In=63A overload protection Ir=25A...63A short-circuit protection Isd=1.5...10 x Ir, Ii=12 x In nut keeper kit shunt trip (STL) 110-127V DC, AC 50/60Hz 2 auxiliary switches HQ 1 trip alarm switch HQ | - | 0 | 0
3VA2063-5HN32-0JL0 |  | 3VA2063-5HN32-0JL0 | 1 | UN | 1 | 10 | C | D | EAR99 | N | 85362010 | 1 | 4042949039723 | 2.49 | KG | 740.08 | 740.08 | LP18 | LP18 | circuit breaker 3VA2 IEC frame 100 breaking capacity class M Icu=55kA @ 415V 3-pole, line protection ETU350, LSI, In=63A overload protection Ir=25A...63A short-circuit protection Isd=1.5...10 x Ir, Ii=12 x In nut keeper kit shunt trip (STL) 110-127V DC, AC 50/60Hz 2 auxiliary switches HQ 1 trip alarm switch HQ 1 electrical alarm switch | - | 0 | 0
3VA2063-5HN32-0KA0 |  | 3VA2063-5HN32-0KA0 | 1 | UN | 1 | 10 | C | D | EAR99 | N | 85362010 | 1 | 4042949023722 | 2.37 | KG | 630.96 | 630.96 | LP18 | LP18 | circuit breaker 3VA2 IEC frame 100 breaking capacity class M Icu=55kA @ 415V 3-pole, line protection ETU350, LSI, In=63A overload protection Ir=25A...63A short-circuit protection Isd=1.5...10 x Ir, Ii=12 x In nut keeper kit shunt trip (STL) 220-250V DC, 208-277V AC | - | 0 | 0
3VA2063-5HN32-0KC0 |  | 3VA2063-5HN32-0KC0 | 1 | UN | 1 | 10 | C | D | EAR99 | N | 85362010 | 1 | 4042949032687 | 2.43 | KG | 677.6 | 677.6 | LP18 | LP18 | circuit breaker 3VA2 IEC frame 100 breaking capacity class M Icu=55kA @ 415V 3-pole, line protection ETU350, LSI, In=63A overload protection Ir=25A...63A short-circuit protection Isd=1.5...10 x Ir, Ii=12 x In nut keeper kit shunt trip (STL) 220-250V DC, 208-277V AC 2 auxiliary switches HQ | - | 0 | 0
3VA2063-5HN32-0KG0 |  | 3VA2063-5HN32-0KG0 | 1 | UN | 1 | 10 | C | D | EAR99 | N | 85362010 | 1 | 4042949324423 | 2.286 | KG | 701.36 | 701.36 | LP18 | LP18 | circuit breaker 3VA2 IEC frame 100 breaking capacity class M Icu=55kA @ 415V 3-pole, line protection ETU350, LSI, In=63A overload protection Ir=25A...63A short-circuit protection Isd=1.5...10 x Ir, Ii=12 x In nut keeper kit shunt trip left 208-277V AC 50/60Hz 1 auxiliary switch 1 trip alarm switch | - | 0 | 0
3VA2063-5HN32-0KH0 |  | 3VA2063-5HN32-0KH0 | 1 | UN | 1 | 10 | C | D | EAR99 | N | 85362010 | 1 | 4042949036524 | 2.46 | KG | 703.12 | 703.12 | LP18 | LP18 | circuit breaker 3VA2 IEC frame 100 breaking capacity class M Icu=55kA @ 415V 3-pole, line protection ETU350, LSI, In=63A overload protection Ir=25A...63A short-circuit protection Isd=1.5...10 x Ir, Ii=12 x In nut keeper kit shunt trip (STL) 220-250V DC, 208-277V AC 2 auxiliary switches HQ 1 trip alarm switch HQ | - | 0 | 0
3VA2063-5HN32-0KL0 |  | 3VA2063-5HN32-0KL0 | 1 | UN | 1 | 10 | C | D | EAR99 | N | 85362010 | 1 | 4042949040361 | 2.49 | KG | 740.08 | 740.08 | LP18 | LP18 | circuit breaker 3VA2 IEC frame 100 breaking capacity class M Icu=55kA @ 415V 3-pole, line protection ETU350, LSI, In=63A overload protection Ir=25A...63A short-circuit protection Isd=1.5...10 x Ir, Ii=12 x In nut keeper kit shunt trip (STL) 220-250V DC, 208-277V AC 2 auxiliary switches HQ 1 trip alarm switch HQ 1 electrical alarm switch | - | 0 | 0
3VA2063-5HN36-0AA0 |  | 3VA2063-5HN36-0AA0 | 1 | UN | 1 | 2 | A | D | EAR99 | N | 85362010 | 1 | 4042948816950 | 2.276 | KG | 547.4 | 532.1 | LP18 | LP18 | circuit breaker 3VA2 IEC frame 100 breaking capacity class M Icu=55kA @ 415V 3-pole, line protection ETU350, LSI, In=63A overload protection Ir=25A...63A short-circuit protection Isd=1.5...10 x Ir, Ii=12 x In clamp connection | Lista Papel 2020 SI | 0 | 0
3VA2063-5HN36-0AB0 |  | 3VA2063-5HN36-0AB0 | 1 | UN | 1 | 10 | C | D | EAR99 | N | 85362010 | 1 | 4042949024354 | 2.51 | KG | 640.64 | 640.64 | LP18 | LP18 | circuit breaker 3VA2 IEC frame 100 breaking capacity class M Icu=55kA @ 415V 3-pole, line protection ETU350, LSI, In=63A overload protection Ir=25A...63A short-circuit protection Isd=1.5...10 x Ir, Ii=12 x In clamp connection 2 auxiliary switches HP | - | 0 | 0
3VA2063-5HN36-0AC0 |  | 3VA2063-5HN36-0AC0 | 1 | UN | 1 | 10 | C | D | EAR99 | N | 85362010 | 1 | 4042949024996 | 2.49 | KG | 615.12 | 615.12 | LP18 | LP18 | circuit breaker 3VA2 IEC frame 100 breaking capacity class M Icu=55kA @ 415V 3-pole, line protection ETU350, LSI, In=63A overload protection Ir=25A...63A short-circuit protection Isd=1.5...10 x Ir, Ii=12 x In clamp connection 2 auxiliary switches HQ | - | 0 | 0
3VA2063-5HN36-0AD0 |  | 3VA2063-5HN36-0AD0 | 1 | UN | 1 | 10 | C | D | EAR99 | N | 85362010 | 1 | 4042949025634 | 2.52 | KG | 640.64 | 640.64 | LP18 | LP18 | circuit breaker 3VA2 IEC frame 100 breaking capacity class M Icu=55kA @ 415V 3-pole, line protection ETU350, LSI, In=63A overload protection Ir=25A...63A short-circuit protection Isd=1.5...10 x Ir, Ii=12 x In clamp connection 3 auxiliary switches HQ | - | 0 | 0
3VA2063-5HN36-0AE0 |  | 3VA2063-5HN36-0AE0 | 1 | UN | 1 | 10 | C | D | EAR99 | N | 85362010 | 1 | 4042949026273 | 2.55 | KG | 665.28 | 665.28 | LP18 | LP18 | circuit breaker 3VA2 IEC frame 100 breaking capacity class M Icu=55kA @ 415V 3-pole, line protection ETU350, LSI, In=63A overload protection Ir=25A...63A short-circuit protection Isd=1.5...10 x Ir, Ii=12 x In clamp connection 4 auxiliary switches HQ | - | 0 | 0
3VA2063-5HN36-0AF0 |  | 3VA2063-5HN36-0AF0 | 1 | UN | 1 | 10 | C | D | EAR99 | N | 85362010 | 1 | 4042949026914 | 2.49 | KG | 615.12 | 615.12 | LP18 | LP18 | circuit breaker 3VA2 IEC frame 100 breaking capacity class M Icu=55kA @ 415V 3-pole, line protection ETU350, LSI, In=63A overload protection Ir=25A...63A short-circuit protection Isd=1.5...10 x Ir, Ii=12 x In clamp connection 1 auxiliary switch HQ 1 trip alarm switch HQ | - | 0 | 0
3VA2063-5HN36-0AG0 |  | 3VA2063-5HN36-0AG0 | 1 | UN | 1 | 10 | C | D | EAR99 | N | 85362010 | 1 | 4042949027553 | 2.51 | KG | 640.64 | 640.64 | LP18 | LP18 | circuit breaker 3VA2 IEC frame 100 breaking capacity class M Icu=55kA @ 415V 3-pole, line protection ETU350, LSI, In=63A overload protection Ir=25A...63A short-circuit protection Isd=1.5...10 x Ir, Ii=12 x In clamp connection 1 auxiliary switch HP 1 trip alarm switch HP | - | 0 | 0
3VA2063-5HN36-0AH0 |  | 3VA2063-5HN36-0AH0 | 1 | UN | 1 | 10 | C | D | EAR99 | N | 85362010 | 1 | 4042949028192 | 2.52 | KG | 640.64 | 640.64 | LP18 | LP18 | circuit breaker 3VA2 IEC frame 100 breaking capacity class M Icu=55kA @ 415V 3-pole, line protection ETU350, LSI, In=63A overload protection Ir=25A...63A short-circuit protection Isd=1.5...10 x Ir, Ii=12 x In clamp connection 2 auxiliary switches HQ 1 trip alarm switch HQ | - | 0 | 0
3VA2063-5HN36-0AJ0 |  | 3VA2063-5HN36-0AJ0 | 1 | UN | 1 | 10 | C | D | EAR99 | N | 85362010 | 1 | 4042949028833 | 2.55 | KG | 676.72 | 676.72 | LP18 | LP18 | circuit breaker 3VA2 IEC frame 100 breaking capacity class M Icu=55kA @ 415V 3-pole, line protection ETU350, LSI, In=63A overload protection Ir=25A...63A short-circuit protection Isd=1.5...10 x Ir, Ii=12 x In clamp connection 2 auxiliary switches HP 1 trip alarm switch HP | - | 0 | 0
3VA2063-5HN36-0BA0 |  | 3VA2063-5HN36-0BA0 | 1 | UN | 1 | 10 | C | D | EAR99 | N | 85362010 | 1 | 4042949020516 | 2.55 | KG | 680.24 | 680.24 | LP18 | LP18 | circuit breaker 3VA2 IEC frame 100 breaking capacity class M Icu=55kA @ 415V 3-pole, line protection ETU350, LSI, In=63A overload protection Ir=25A...63A short-circuit protection Isd=1.5...10 x Ir, Ii=12 x In clamp connection undervoltage release (UVR) 24V DC | - | 0 | 0
3VA2063-5HN36-0BC0 |  | 3VA2063-5HN36-0BC0 | 1 | UN | 1 | 10 | C | D | EAR99 | N | 85362010 | 1 | 4042949029472 | 2.61 | KG | 727.76 | 727.76 | LP18 | LP18 | circuit breaker 3VA2 IEC frame 100 breaking capacity class M Icu=55kA @ 415V 3-pole, line protection ETU350, LSI, In=63A overload protection Ir=25A...63A short-circuit protection Isd=1.5...10 x Ir, Ii=12 x In clamp connection undervoltage release (UVR) 24V DC 2 auxiliary switches HQ | - | 0 | 0
3VA2063-5HN36-0BH0 |  | 3VA2063-5HN36-0BH0 | 1 | UN | 1 | 10 | C | D | EAR99 | N | 85362010 | 1 | 4042949033318 | 2.64 | KG | 752.4 | 752.4 | LP18 | LP18 | circuit breaker 3VA2 IEC frame 100 breaking capacity class M Icu=55kA @ 415V 3-pole, line protection ETU350, LSI, In=63A overload protection Ir=25A...63A short-circuit protection Isd=1.5...10 x Ir, Ii=12 x In clamp connection undervoltage release (UVR) 24V DC 2 auxiliary switches HQ 1 trip alarm switch HQ | - | 0 | 0
3VA2063-5HN36-0BL0 |  | 3VA2063-5HN36-0BL0 | 1 | UN | 1 | 10 | C | D | EAR99 | N | 85362010 | 1 | 4042949037156 | 2.67 | KG | 787.6 | 787.6 | LP18 | LP18 | circuit breaker 3VA2 IEC frame 100 breaking capacity class M Icu=55kA @ 415V 3-pole, line protection ETU350, LSI, In=63A overload protection Ir=25A...63A short-circuit protection Isd=1.5...10 x Ir, Ii=12 x In clamp connection undervoltage release (UVR) 24V DC 2 auxiliary switches HQ 1 trip alarm switch HQ 1 electrical alarm switch | - | 0 | 0
3VA2063-5HN36-0CA0 |  | 3VA2063-5HN36-0CA0 | 1 | UN | 1 | 10 | C | D | EAR99 | N | 85362010 | 1 | 4042949021155 | 2.55 | KG | 680.24 | 680.24 | LP18 | LP18 | circuit breaker 3VA2 IEC frame 100 breaking capacity class M Icu=55kA @ 415V 3-pole, line protection ETU350, LSI, In=63A overload protection Ir=25A...63A short-circuit protection Isd=1.5...10 x Ir, Ii=12 x In clamp connection undervoltage release (UVR) 120-127V AC 50/60Hz | - | 0 | 0
3VA2063-5HN36-0CC0 |  | 3VA2063-5HN36-0CC0 | 1 | UN | 1 | 10 | C | D | EAR99 | N | 85362010 | 1 | 4042949030119 | 2.61 | KG | 727.76 | 727.76 | LP18 | LP18 | circuit breaker 3VA2 IEC frame 100 breaking capacity class M Icu=55kA @ 415V 3-pole, line protection ETU350, LSI, In=63A overload protection Ir=25A...63A short-circuit protection Isd=1.5...10 x Ir, Ii=12 x In clamp connection undervoltage release (UVR) 120-127V AC 50/60Hz 2 auxiliary switches HQ | - | 0 | 0
3VA2063-5HN36-0CH0 |  | 3VA2063-5HN36-0CH0 | 1 | UN | 1 | 10 | C | D | EAR99 | N | 85362010 | 1 | 4042949033950 | 2.64 | KG | 752.4 | 752.4 | LP18 | LP18 | circuit breaker 3VA2 IEC frame 100 breaking capacity class M Icu=55kA @ 415V 3-pole, line protection ETU350, LSI, In=63A overload protection Ir=25A...63A short-circuit protection Isd=1.5...10 x Ir, Ii=12 x In clamp connection undervoltage release (UVR) 120-127V AC 50/60Hz 2 auxiliary switches HQ 1 trip alarm switch HQ | - | 0 | 0
3VA2063-5HN36-0CL0 |  | 3VA2063-5HN36-0CL0 | 1 | UN | 1 | 10 | C | D | EAR99 | N | 85362010 | 1 | 4042949037798 | 2.67 | KG | 787.6 | 787.6 | LP18 | LP18 | circuit breaker 3VA2 IEC frame 100 breaking capacity class M Icu=55kA @ 415V 3-pole, line protection ETU350, LSI, In=63A overload protection Ir=25A...63A short-circuit protection Isd=1.5...10 x Ir, Ii=12 x In clamp connection undervoltage release (UVR) 120-127V AC 50/60Hz 2 auxiliary switches HQ 1 trip alarm switch HQ 1 electrical alarm switch | - | 0 | 0
3VA2063-5HN36-0DA0 |  | 3VA2063-5HN36-0DA0 | 1 | UN | 1 | 10 | C | D | EAR99 | N | 85362010 | 1 | 4042949021797 | 2.55 | KG | 680.24 | 680.24 | LP18 | LP18 | circuit breaker 3VA2 IEC frame 100 breaking capacity class M Icu=55kA @ 415V 3-pole, line protection ETU350, LSI, In=63A overload protection Ir=25A...63A short-circuit protection Isd=1.5...10 x Ir, Ii=12 x In clamp connection undervoltage release (UVR) 208-230V AC 50/60Hz | - | 0 | 0
3VA2063-5HN36-0DC0 |  | 3VA2063-5HN36-0DC0 | 1 | UN | 1 | 10 | C | D | EAR99 | N | 85362010 | 1 | 4042949030751 | 2.61 | KG | 727.76 | 727.76 | LP18 | LP18 | circuit breaker 3VA2 IEC frame 100 breaking capacity class M Icu=55kA @ 415V 3-pole, line protection ETU350, LSI, In=63A overload protection Ir=25A...63A short-circuit protection Isd=1.5...10 x Ir, Ii=12 x In clamp connection undervoltage release (UVR) 208-230V AC 50/60Hz 2 auxiliary switches HQ | - | 0 | 0
3VA2063-5HN36-0DH0 |  | 3VA2063-5HN36-0DH0 | 1 | UN | 1 | 10 | C | D | EAR99 | N | 85362010 | 1 | 4042949034599 | 2.64 | KG | 752.4 | 752.4 | LP18 | LP18 | circuit breaker 3VA2 IEC frame 100 breaking capacity class M Icu=55kA @ 415V 3-pole, line protection ETU350, LSI, In=63A overload protection Ir=25A...63A short-circuit protection Isd=1.5...10 x Ir, Ii=12 x In clamp connection undervoltage release (UVR) 208-230V AC 50/60Hz 2 auxiliary switches HQ 1 trip alarm switch HQ | - | 0 | 0
3VA2063-5HN36-0DL0 |  | 3VA2063-5HN36-0DL0 | 1 | UN | 1 | 10 | C | D | EAR99 | N | 85362010 | 1 | 4042949038436 | 2.67 | KG | 787.6 | 787.6 | LP18 | LP18 | circuit breaker 3VA2 IEC frame 100 breaking capacity class M Icu=55kA @ 415V 3-pole, line protection ETU350, LSI, In=63A overload protection Ir=25A...63A short-circuit protection Isd=1.5...10 x Ir, Ii=12 x In clamp connection undervoltage release (UVR) 208-230V AC 50/60Hz 2 auxiliary switches HQ 1 trip alarm switch HQ 1 electrical alarm switch | - | 0 | 0
3VA2063-5HN36-0HA0 |  | 3VA2063-5HN36-0HA0 | 1 | UN | 1 | 10 | C | D | EAR99 | N | 85362010 | 1 | 4042949022435 | 2.52 | KG | 654.72 | 654.72 | LP18 | LP18 | circuit breaker 3VA2 IEC frame 100 breaking capacity class M Icu=55kA @ 415V 3-pole, line protection ETU350, LSI, In=63A overload protection Ir=25A...63A short-circuit protection Isd=1.5...10 x Ir, Ii=12 x In clamp connection shunt trip (STL) 12-30V DC, 24V AC 50/60Hz | - | 0 | 0
3VA2063-5HN36-0HC0 |  | 3VA2063-5HN36-0HC0 | 1 | UN | 1 | 10 | C | D | EAR99 | N | 85362010 | 1 | 4042949031390 | 2.58 | KG | 703.12 | 703.12 | LP18 | LP18 | circuit breaker 3VA2 IEC frame 100 breaking capacity class M Icu=55kA @ 415V 3-pole, line protection ETU350, LSI, In=63A overload protection Ir=25A...63A short-circuit protection Isd=1.5...10 x Ir, Ii=12 x In clamp connection shunt trip (STL) 12-30V DC, 24V AC 50/60Hz 2 auxiliary switches HQ | - | 0 | 0
3VA2063-5HN36-0HH0 |  | 3VA2063-5HN36-0HH0 | 1 | UN | 1 | 10 | C | D | EAR99 | N | 85362010 | 1 | 4042949035237 | 2.61 | KG | 726.88 | 726.88 | LP18 | LP18 | circuit breaker 3VA2 IEC frame 100 breaking capacity class M Icu=55kA @ 415V 3-pole, line protection ETU350, LSI, In=63A overload protection Ir=25A...63A short-circuit protection Isd=1.5...10 x Ir, Ii=12 x In clamp connection shunt trip (STL) 12-30V DC, 24V AC 50/60Hz 2 auxiliary switches HQ 1 trip alarm switch HQ | - | 0 | 0
3VA2063-5HN36-0HL0 |  | 3VA2063-5HN36-0HL0 | 1 | UN | 1 | 10 | C | D | EAR99 | N | 85362010 | 1 | 4042949039075 | 2.64 | KG | 763.84 | 763.84 | LP18 | LP18 | circuit breaker 3VA2 IEC frame 100 breaking capacity class M Icu=55kA @ 415V 3-pole, line protection ETU350, LSI, In=63A overload protection Ir=25A...63A short-circuit protection Isd=1.5...10 x Ir, Ii=12 x In clamp connection shunt trip (STL) 12-30V DC, 24V AC 50/60Hz 2 auxiliary switches HQ 1 trip alarm switch HQ 1 electrical alarm switch | - | 0 | 0
3VA2063-5HN36-0JA0 |  | 3VA2063-5HN36-0JA0 | 1 | UN | 1 | 10 | C | D | EAR99 | N | 85362010 | 1 | 4042949023074 | 2.52 | KG | 654.72 | 654.72 | LP18 | LP18 | circuit breaker 3VA2 IEC frame 100 breaking capacity class M Icu=55kA @ 415V 3-pole, line protection ETU350, LSI, In=63A overload protection Ir=25A...63A short-circuit protection Isd=1.5...10 x Ir, Ii=12 x In clamp connection shunt trip (STL) 110-127V DC, AC 50/60Hz | - | 0 | 0
3VA2063-5HN36-0JC0 |  | 3VA2063-5HN36-0JC0 | 1 | UN | 1 | 10 | C | D | EAR99 | N | 85362010 | 1 | 4042949032038 | 2.58 | KG | 703.12 | 703.12 | LP18 | LP18 | circuit breaker 3VA2 IEC frame 100 breaking capacity class M Icu=55kA @ 415V 3-pole, line protection ETU350, LSI, In=63A overload protection Ir=25A...63A short-circuit protection Isd=1.5...10 x Ir, Ii=12 x In clamp connection shunt trip (STL) 110-127V DC, AC 50/60Hz 2 auxiliary switches HQ | - | 0 | 0
3VA2063-5HN36-0JH0 |  | 3VA2063-5HN36-0JH0 | 1 | UN | 1 | 10 | C | D | EAR99 | N | 85362010 | 1 | 4042949035879 | 2.61 | KG | 726.88 | 726.88 | LP18 | LP18 | circuit breaker 3VA2 IEC frame 100 breaking capacity class M Icu=55kA @ 415V 3-pole, line protection ETU350, LSI, In=63A overload protection Ir=25A...63A short-circuit protection Isd=1.5...10 x Ir, Ii=12 x In clamp connection shunt trip (STL) 110-127V DC, AC 50/60Hz 2 auxiliary switches HQ 1 trip alarm switch HQ | - | 0 | 0
3VA2063-5HN36-0JL0 |  | 3VA2063-5HN36-0JL0 | 1 | UN | 1 | 10 | C | D | EAR99 | N | 85362010 | 1 | 4042949039716 | 2.64 | KG | 763.84 | 763.84 | LP18 | LP18 | circuit breaker 3VA2 IEC frame 100 breaking capacity class M Icu=55kA @ 415V 3-pole, line protection ETU350, LSI, In=63A overload protection Ir=25A...63A short-circuit protection Isd=1.5...10 x Ir, Ii=12 x In clamp connection shunt trip (STL) 110-127V DC, AC 50/60Hz 2 auxiliary switches HQ 1 trip alarm switch HQ 1 electrical alarm switch | - | 0 | 0
3VA2063-5HN36-0KA0 |  | 3VA2063-5HN36-0KA0 | 1 | UN | 1 | 10 | C | D | EAR99 | N | 85362010 | 1 | 4042949023715 | 2.52 | KG | 654.72 | 654.72 | LP18 | LP18 | circuit breaker 3VA2 IEC frame 100 breaking capacity class M Icu=55kA @ 415V 3-pole, line protection ETU350, LSI, In=63A overload protection Ir=25A...63A short-circuit protection Isd=1.5...10 x Ir, Ii=12 x In clamp connection shunt trip (STL) 220-250V DC, 208-277V AC | - | 0 | 0
3VA2063-5HN36-0KC0 |  | 3VA2063-5HN36-0KC0 | 1 | UN | 1 | 10 | C | D | EAR99 | N | 85362010 | 1 | 4042949032670 | 2.58 | KG | 703.12 | 703.12 | LP18 | LP18 | circuit breaker 3VA2 IEC frame 100 breaking capacity class M Icu=55kA @ 415V 3-pole, line protection ETU350, LSI, In=63A overload protection Ir=25A...63A short-circuit protection Isd=1.5...10 x Ir, Ii=12 x In clamp connection shunt trip (STL) 220-250V DC, 208-277V AC 2 auxiliary switches HQ | - | 0 | 0
3VA2063-5HN36-0KH0 |  | 3VA2063-5HN36-0KH0 | 1 | UN | 1 | 10 | C | D | EAR99 | N | 85362010 | 1 | 4042949036517 | 2.61 | KG | 726.88 | 726.88 | LP18 | LP18 | circuit breaker 3VA2 IEC frame 100 breaking capacity class M Icu=55kA @ 415V 3-pole, line protection ETU350, LSI, In=63A overload protection Ir=25A...63A short-circuit protection Isd=1.5...10 x Ir, Ii=12 x In clamp connection shunt trip (STL) 220-250V DC, 208-277V AC 2 auxiliary switches HQ 1 trip alarm switch HQ | - | 0 | 0
3VA2063-5HN36-0KL0 |  | 3VA2063-5HN36-0KL0 | 1 | UN | 1 | 10 | C | D | EAR99 | N | 85362010 | 1 | 4042949040354 | 2.64 | KG | 763.84 | 763.84 | LP18 | LP18 | circuit breaker 3VA2 IEC frame 100 breaking capacity class M Icu=55kA @ 415V 3-pole, line protection ETU350, LSI, In=63A overload protection Ir=25A...63A short-circuit protection Isd=1.5...10 x Ir, Ii=12 x In clamp connection shunt trip (STL) 220-250V DC, 208-277V AC 2 auxiliary switches HQ 1 trip alarm switch HQ 1 electrical alarm switch | - | 0 | 0
3VA2063-5HN42-0AA0 |  | 3VA2063-5HN42-0AA0 | 1 | UN | 1 | 5 | B | D | EAR99 | N | 85362010 | 1 | 4042948803479 | 2.76 | KG | 646 | 628.2 | LP18 | LP18 | circuit breaker 3VA2 IEC frame 100 breaking capacity class M Icu=55kA @ 415V 4-pole, line protection ETU350, LSI, In=63A overload protection Ir=25A...63A short-circuit protection Isd=1.5...10 x Ir, Ii=12 x In N conductor protection adjustable (OFF, 100%) nut keeper kit | Lista Papel 2020 SI | 0 | 0
3VA2063-5HN46-0AA0 |  | 3VA2063-5HN46-0AA0 | 1 | UN | 1 | 5 | B | D | EAR99 | N | 85362010 | 1 | 4042948818077 | 2.916 | KG | 677.5 | 658.8 | LP18 | LP18 | circuit breaker 3VA2 IEC frame 100 breaking capacity class M Icu=55kA @ 415V 4-pole, line protection ETU350, LSI, In=63A overload protection Ir=25A...63A short-circuit protection Isd=1.5...10 x Ir, Ii=12 x In N conductor protection adjustable (OFF, 100%) clamp connection | Lista Papel 2020 SI | 0 | 0
3VA2063-5JP32-0AA0 |  | 3VA2063-5JP32-0AA0 | 1 | UN | 1 | 5 | B | D | EAR99 | N | 85362010 | 1 | 4042948801253 | 2.135 | KG | 935 | 909.5 | LP18 | LP18 | circuit breaker 3VA2 IEC frame 100 breaking capacity class M Icu=55kA @ 415V 3-pole, line protection ETU550, LSI, In=63A overload protection Ir=25A...63A short-circuit protection Isd=0.6..10x In, Ii=1.5..12x In N conductor protection optionally with external current transformer, up to 160% nut keeper kit | Lista Papel 2020 SI | 0 | 0
3VA2063-5JP32-0AF0 |  | 3VA2063-5JP32-0AF0 | 1 | UN | 1 | 10 | C | D | EAR99 | N | 85362010 | 1 | 4042949322993 | 2.333 | KG | 1020.8 | 1020.8 | LP18 | LP18 | circuit breaker 3VA2 IEC frame 100 breaking capacity class M Icu=55kA @ 415V 3-pole, line protection ETU550, LSI, In=63A overload protection Ir=25A ...63A short-circuit protection Isd=0.6..10x In, Ii=1.5..12x In N conductor protection opt. w. ext. CT, up to 160% nut keeper kit 1 auxiliary switch HQ 1 trip alarm switch HQ | - | 0 | 0
3VA2063-5JP36-0AA0 |  | 3VA2063-5JP36-0AA0 | 1 | UN | 1 | 5 | B | D | EAR99 | N | 85362010 | 1 | 4042948816974 | 2.5 | KG | 960.5 | 935 | LP18 | LP18 | circuit breaker 3VA2 IEC frame 100 breaking capacity class M Icu=55kA @ 415V 3-pole, line protection ETU550, LSI, In=63A overload protection Ir=25A...63A short-circuit protection Isd=0.6..10x In, Ii=1.5..12x In N conductor protection optionally with external current transformer, up to 160% clamp connection | Lista Papel 2020 SI | 0 | 0
3VA2063-5JP42-0AA0 |  | 3VA2063-5JP42-0AA0 | 1 | UN | 1 | 5 | B | D | EAR99 | N | 85362010 | 1 | 4042948803493 | 2.744 | KG | 1062.5 | 1028.5 | LP18 | LP18 | circuit breaker 3VA2 IEC frame 100 breaking capacity class M Icu=55kA @ 415V 4-pole, line protection ETU550, LSI, In=63A overload protection Ir=25A...63A short-circuit protection Isd=0.6..10x In, Ii=1.5..12x In N conductor protection adjustable (OFF, up to 160%) nut keeper kit | Lista Papel 2020 SI | 0 | 0
3VA2063-5JP46-0AA0 |  | 3VA2063-5JP46-0AA0 | 1 | UN | 1 | 5 | B | D | EAR99 | N | 85362010 | 1 | 4042948818091 | 3.2 | KG | 1088 | 1054 | LP18 | LP18 | circuit breaker 3VA2 IEC frame 100 breaking capacity class M Icu=55kA @ 415V 4-pole, line protection ETU550, LSI, In=63A overload protection Ir=25A...63A short-circuit protection Isd=0.6..10x In, Ii=1.5..12x In N conductor protection adjustable (OFF, up to 160%) clamp connection | Lista Papel 2020 SI | 0 | 0
3VA2063-5JQ32-0AA0 |  | 3VA2063-5JQ32-0AA0 | 1 | UN | 1 | 5 | B | D | EAR99 | N | 85362010 | 1 | 4042948801260 | 2.143 | KG | 1173 | 1139 | LP18 | LP18 | circuit breaker 3VA2 IEC frame 100 breaking capacity class M Icu=55kA @ 415V 3-pole, line protection ETU560, LSIG, In=63A overload protection Ir=25A...63A short-circuit protection Isd=0.6..10x In, Ii=1.5..12x In N conductor protection optionally with external current transformer, up to 160% gr.-fault prot., can be sw. off Ig=0.25...1 x In, tg=0.05-0.8s nut keeper kit | Lista Papel 2020 SI | 0 | 0
3VA2063-5JQ32-0AB0 |  | 3VA2063-5JQ32-0AB0 | 1 | UN | 1 | 10 | C | D | EAR99 | N | 85362010 | 1 | 4042949024347 | 2.37 | KG | 1293.6 | 1293.6 | LP18 | LP18 | circuit breaker 3VA2 IEC frame 100 breaking capacity class M Icu=55kA @ 415V 3-pole, line protection ETU560, LSIG, In=63A overload protection Ir=25A...63A short-circuit protection Isd=0.6..10x In, Ii=1.5..12x In N conductor protection optionally with external current transformer gr.-fault prot., can be sw. off Ig=0.25...1 x In, tg=0.05-0.8s nut keeper kit 2 auxiliary switches HP | - | 0 | 0
3VA2063-5JQ32-0AC0 |  | 3VA2063-5JQ32-0AC0 | 1 | UN | 1 | 10 | C | D | EAR99 | N | 85362010 | 1 | 4042949024989 | 2.35 | KG | 1276 | 1276 | LP18 | LP18 | circuit breaker 3VA2 IEC frame 100 breaking capacity class M Icu=55kA @ 415V 3-pole, line protection ETU560, LSIG, In=63A overload protection Ir=25A...63A short-circuit protection Isd=0.6..10x In, Ii=1.5..12x In N conductor protection optionally with external current transformer gr.-fault prot., can be sw. off Ig=0.25...1 x In, tg=0.05-0.8s nut keeper kit 2 auxiliary switches HQ | - | 0 | 0
3VA2063-5JQ32-0AD0 |  | 3VA2063-5JQ32-0AD0 | 1 | UN | 1 | 10 | C | D | EAR99 | N | 85362010 | 1 | 4042949025627 | 2.38 | KG | 1293.6 | 1293.6 | LP18 | LP18 | circuit breaker 3VA2 IEC frame 100 breaking capacity class M Icu=55kA @ 415V 3-pole, line protection ETU560, LSIG, In=63A overload protection Ir=25A...63A short-circuit protection Isd=0.6..10x In, Ii=1.5..12x In N conductor protection optionally with external current transformer gr.-fault prot., can be sw. off Ig=0.25...1 x In, tg=0.05-0.8s nut keeper kit 3 auxiliary switches HQ | - | 0 | 0
3VA2063-5JQ32-0AE0 |  | 3VA2063-5JQ32-0AE0 | 1 | UN | 1 | 10 | C | D | EAR99 | N | 85362010 | 1 | 4042949026266 | 2.41 | KG | 1311.2 | 1311.2 | LP18 | LP18 | circuit breaker 3VA2 IEC frame 100 breaking capacity class M Icu=55kA @ 415V 3-pole, line protection ETU560, LSIG, In=63A overload protection Ir=25A...63A short-circuit protection Isd=0.6..10x In, Ii=1.5..12x In N conductor protection optionally with external current transformer gr.-fault prot., can be sw. off Ig=0.25...1 x In, tg=0.05-0.8s nut keeper kit 4 auxiliary switches HQ | - | 0 | 0
3VA2063-5JQ32-0AF0 |  | 3VA2063-5JQ32-0AF0 | 1 | UN | 1 | 10 | C | D | EAR99 | N | 85362010 | 1 | 4042949026907 | 2.35 | KG | 1276 | 1276 | LP18 | LP18 | circuit breaker 3VA2 IEC frame 100 breaking capacity class M Icu=55kA @ 415V 3-pole, line protection ETU560, LSIG, In=63A overload protection Ir=25A...63A short-circuit protection Isd=0.6..10x In, Ii=1.5..12x In N conductor protection optionally with external current transformer gr.-fault prot., can be sw. off Ig=0.25...1 x In, tg=0.05-0.8s nut keeper kit 1 auxiliary switch HQ 1 trip alarm switch HQ | - | 0 | 0
3VA2063-5JQ32-0AG0 |  | 3VA2063-5JQ32-0AG0 | 1 | UN | 1 | 10 | C | D | EAR99 | N | 85362010 | 1 | 4042949027546 | 2.37 | KG | 1293.6 | 1293.6 | LP18 | LP18 | circuit breaker 3VA2 IEC frame 100 breaking capacity class M Icu=55kA @ 415V 3-pole, line protection ETU560, LSIG, In=63A overload protection Ir=25A...63A short-circuit protection Isd=0.6..10x In, Ii=1.5..12x In N conductor protection optionally with external current transformer gr.-fault prot., can be sw. off Ig=0.25...1 x In, tg=0.05-0.8s nut keeper kit 1 auxiliary switch HP 1 trip alarm switch HP | - | 0 | 0
3VA2063-5JQ32-0AH0 |  | 3VA2063-5JQ32-0AH0 | 1 | UN | 1 | 10 | C | D | EAR99 | N | 85362010 | 1 | 4042949028185 | 2.38 | KG | 1293.6 | 1293.6 | LP18 | LP18 | circuit breaker 3VA2 IEC frame 100 breaking capacity class M Icu=55kA @ 415V 3-pole, line protection ETU560, LSIG, In=63A overload protection Ir=25A...63A short-circuit protection Isd=0.6..10x In, Ii=1.5..12x In N conductor protection optionally with external current transformer gr.-fault prot., can be sw. off Ig=0.25...1 x In, tg=0.05-0.8s nut keeper kit 2 auxiliary switches HQ 1 trip alarm switch HQ | - | 0 | 0
3VA2063-5JQ32-0AJ0 |  | 3VA2063-5JQ32-0AJ0 | 1 | UN | 1 | 10 | C | D | EAR99 | N | 85362010 | 1 | 4042949028826 | 2.41 | KG | 1328.8 | 1328.8 | LP18 | LP18 | circuit breaker 3VA2 IEC frame 100 breaking capacity class M Icu=55kA @ 415V 3-pole, line protection ETU560, LSIG, In=63A overload protection Ir=25A...63A short-circuit protection Isd=0.6..10x In, Ii=1.5..12x In N conductor protection optionally with external current transformer gr.-fault prot., can be sw. off Ig=0.25...1 x In, tg=0.05-0.8s nut keeper kit 2 auxiliary switches HP 1 trip alarm switch HP | - | 0 | 0
3VA2063-5JQ32-0BA0 |  | 3VA2063-5JQ32-0BA0 | 1 | UN | 1 | 10 | C | D | EAR99 | N | 85362010 | 1 | 4042949020509 | 2.41 | KG | 1328.8 | 1328.8 | LP18 | LP18 | circuit breaker 3VA2 IEC frame 100 breaking capacity class M Icu=55kA @ 415V 3-pole, line protection ETU560, LSIG, In=63A overload protection Ir=25A...63A short-circuit protection Isd=0.6..10x In, Ii=1.5..12x In N conductor protection optionally with external current transformer gr.-fault prot., can be sw. off Ig=0.25...1 x In, tg=0.05-0.8s nut keeper kit undervoltage release (UVR) 24V DC | - | 0 | 0
3VA2063-5JQ32-0BC0 |  | 3VA2063-5JQ32-0BC0 | 1 | UN | 1 | 10 | C | D | EAR99 | N | 85362010 | 1 | 4042949029465 | 2.47 | KG | 1372.8 | 1372.8 | LP18 | LP18 | circuit breaker 3VA2 IEC frame 100 breaking capacity class M Icu=55kA @ 415V 3-pole, line protection ETU560, LSIG, In=63A overload protection Ir=25A...63A short-circuit protection Isd=0.6..10x In, Ii=1.5..12x In N conductor protection optionally with external current transformer gr.-fault prot., can be sw. off Ig=0.25...1 x In, tg=0.05-0.8s nut keeper kit undervoltage release (UVR) 24V DC 2 auxiliary switches HQ | - | 0 | 0
3VA2063-5JQ32-0BH0 |  | 3VA2063-5JQ32-0BH0 | 1 | UN | 1 | 10 | C | D | EAR99 | N | 85362010 | 1 | 4042949033301 | 2.5 | KG | 1399.2 | 1399.2 | LP18 | LP18 | circuit breaker 3VA2 IEC frame 100 breaking capacity class M Icu=55kA @ 415V 3-pole, line protection ETU560, LSIG, In=63A overload protection Ir=25A...63A short-circuit protection Isd=0.6..10x In, Ii=1.5..12x In N conductor protection optionally with external current transformer gr.-fault prot., can be sw. off Ig=0.25...1 x In, tg=0.05-0.8s nut keeper kit undervoltage release (UVR) 24V DC 2 auxiliary switches HQ 1 trip alarm switch HQ | - | 0 | 0
3VA2063-5JQ32-0BL0 |  | 3VA2063-5JQ32-0BL0 | 1 | UN | 1 | 10 | C | D | EAR99 | N | 85362010 | 1 | 4042949037149 | 2.53 | KG | 1443.2 | 1443.2 | LP18 | LP18 | circuit breaker 3VA2 IEC frame 100 breaking capacity class M Icu=55kA @ 415V 3-pole, line protection ETU560, LSIG, In=63A overload protection Ir=25A...63A short-circuit protection Isd=0.6..10x In, Ii=1.5..12x In N conductor protection, opt. w. external current transformer gr.-fault prot., can be sw. off Ig=0.25...1 x In= tg=0.05-0.8s nut keeper kit undervoltage release (UVR) 24V DC 2 auxiliary switches HQ 1 trip alarm switch HQ 1 electrical alarm switch | - | 0 | 0
3VA2063-5JQ32-0CA0 |  | 3VA2063-5JQ32-0CA0 | 1 | UN | 1 | 10 | C | D | EAR99 | N | 85362010 | 1 | 4042949021148 | 2.41 | KG | 1328.8 | 1328.8 | LP18 | LP18 | circuit breaker 3VA2 IEC frame 100 breaking capacity class M Icu=55kA @ 415V 3-pole, line protection ETU560, LSIG, In=63A overload protection Ir=25A...63A short-circuit protection Isd=0.6..10x In, Ii=1.5..12x In N conductor protection optionally with external current transformer gr.-fault prot., can be sw. off Ig=0.25...1 x In, tg=0.05-0.8s nut keeper kit undervoltage release (UVR) 120-127V AC 50/60Hz | - | 0 | 0
3VA2063-5JQ32-0CC0 |  | 3VA2063-5JQ32-0CC0 | 1 | UN | 1 | 10 | C | D | EAR99 | N | 85362010 | 1 | 4042949030102 | 2.47 | KG | 1372.8 | 1372.8 | LP18 | LP18 | circuit breaker 3VA2 IEC frame 100 breaking capacity class M Icu=55kA @ 415V 3-pole, line protection ETU560, LSIG, In=63A overload protection Ir=25A...63A short-circuit protection Isd=0.6..10x In, Ii=1.5..12x In N conductor protection optionally with external current transformer gr.-fault prot., can be sw. off Ig=0.25...1 x In, tg=0.05-0.8s nut keeper kit undervoltage release (UVR) 120-127V AC 50/60Hz 2 auxiliary switches HQ | - | 0 | 0
3VA2063-5JQ32-0CH0 |  | 3VA2063-5JQ32-0CH0 | 1 | UN | 1 | 10 | C | D | EAR99 | N | 85362010 | 1 | 4042949033943 | 2.5 | KG | 1399.2 | 1399.2 | LP18 | LP18 | circuit breaker 3VA2 IEC frame 100 breaking capacity class M Icu=55kA @ 415V 3-pole, line protection ETU560, LSIG, In=63A overload protection Ir=25A...63A short-circuit protection Isd=0.6..10x In, Ii=1.5..12x In N conductor protection optionally with external current transformer gr.-fault prot., can be sw. off Ig=0.25...1 x In, tg=0.05-0.8s nut keeper kit undervoltage release (UVR) 120-127V AC 50/60Hz 2 auxiliary switches HQ 1 trip alarm switch HQ | - | 0 | 0
3VA2063-5JQ32-0CL0 |  | 3VA2063-5JQ32-0CL0 | 1 | UN | 1 | 10 | C | D | EAR99 | N | 85362010 | 1 | 4042949037781 | 2.53 | KG | 1443.2 | 1443.2 | LP18 | LP18 | circuit breaker 3VA2 IEC frame 100 breaking capacity class M Icu=55kA @ 415V 3-pole, line protection ETU560, LSIG, In=63A overload protection Ir=25A...63A short-circuit protection Isd=0.6..10x In, Ii=1.5..12x In N conductor protection, opt. w. external current transformer gr.-fault prot., can be sw. off Ig=0.25...1 x In= tg=0.05-0.8s nut keeper kit undervoltage release (UVR) 120-127V AC 50/60Hz 2 auxiliary switches HQ 1 trip alarm switch HQ 1 electrical alarm switch | - | 0 | 0
3VA2063-5JQ32-0DA0 |  | 3VA2063-5JQ32-0DA0 | 1 | UN | 1 | 10 | C | D | EAR99 | N | 85362010 | 1 | 4042949021780 | 2.41 | KG | 1328.8 | 1328.8 | LP18 | LP18 | circuit breaker 3VA2 IEC frame 100 breaking capacity class M Icu=55kA @ 415V 3-pole, line protection ETU560, LSIG, In=63A overload protection Ir=25A...63A short-circuit protection Isd=0.6..10x In, Ii=1.5..12x In N conductor protection optionally with external current transformer gr.-fault prot., can be sw. off Ig=0.25...1 x In, tg=0.05-0.8s nut keeper kit undervoltage release (UVR) 208-230V AC 50/60Hz | - | 0 | 0
3VA2063-5JQ32-0DC0 |  | 3VA2063-5JQ32-0DC0 | 1 | UN | 1 | 10 | C | D | EAR99 | N | 85362010 | 1 | 4042949030744 | 2.47 | KG | 1372.8 | 1372.8 | LP18 | LP18 | circuit breaker 3VA2 IEC frame 100 breaking capacity class M Icu=55kA @ 415V 3-pole, line protection ETU560, LSIG, In=63A overload protection Ir=25A...63A short-circuit protection Isd=0.6..10x In, Ii=1.5..12x In N conductor protection optionally with external current transformer gr.-fault prot., can be sw. off Ig=0.25...1 x In, tg=0.05-0.8s nut keeper kit undervoltage release (UVR) 208-230V AC 50/60Hz 2 auxiliary switches HQ | - | 0 | 0
3VA2063-5JQ32-0DH0 |  | 3VA2063-5JQ32-0DH0 | 1 | UN | 1 | 10 | C | D | EAR99 | N | 85362010 | 1 | 4042949034582 | 2.5 | KG | 1399.2 | 1399.2 | LP18 | LP18 | circuit breaker 3VA2 IEC frame 100 breaking capacity class M Icu=55kA @ 415V 3-pole, line protection ETU560, LSIG, In=63A overload protection Ir=25A...63A short-circuit protection Isd=0.6..10x In, Ii=1.5..12x In N conductor protection optionally with external current transformer gr.-fault prot., can be sw. off Ig=0.25...1 x In, tg=0.05-0.8s nut keeper kit undervoltage release (UVR) 208-230V AC 50/60Hz 2 auxiliary switches HQ 1 trip alarm switch HQ | - | 0 | 0
3VA2063-5JQ32-0DL0 |  | 3VA2063-5JQ32-0DL0 | 1 | UN | 1 | 10 | C | D | EAR99 | N | 85362010 | 1 | 4042949038429 | 2.53 | KG | 1443.2 | 1443.2 | LP18 | LP18 | circuit breaker 3VA2 IEC frame 100 breaking capacity class M Icu=55kA @ 415V 3-pole, line protection ETU560, LSIG, In=63A overload protection Ir=25A...63A short-circuit protection Isd=0.6..10x In, Ii=1.5..12x In N conductor protection, opt. w. external current transformer gr.-fault prot., can be sw. off Ig=0.25...1 x In= tg=0.05-0.8s nut keeper kit undervoltage release (UVR) 208-230V AC 50/60Hz 2 auxiliary switches HQ 1 trip alarm switch HQ 1 electrical alarm switch | - | 0 | 0
3VA2063-5JQ32-0HA0 |  | 3VA2063-5JQ32-0HA0 | 1 | UN | 1 | 10 | C | D | EAR99 | N | 85362010 | 1 | 4042949022428 | 2.41 | KG | 1302.4 | 1302.4 | LP18 | LP18 | circuit breaker 3VA2 IEC frame 100 breaking capacity class M Icu=55kA @ 415V 3-pole, line protection ETU560, LSIG, In=63A overload protection Ir=25A...63A short-circuit protection Isd=0.6..10x In, Ii=1.5..12x In N conductor protection optionally with external current transformer gr.-fault prot., can be sw. off Ig=0.25...1 x In, tg=0.05-0.8s nut keeper kit shunt trip (STL) 12-30V DC; 24V AC 50/60Hz | - | 0 | 0
3VA2063-5JQ32-0HC0 |  | 3VA2063-5JQ32-0HC0 | 1 | UN | 1 | 10 | C | D | EAR99 | N | 85362010 | 1 | 4042949031383 | 2.44 | KG | 1346.4 | 1346.4 | LP18 | LP18 | circuit breaker 3VA2 IEC frame 100 breaking capacity class M Icu=55kA @ 415V 3-pole, line protection ETU560, LSIG, In=63A overload protection Ir=25A...63A short-circuit protection Isd=0.6..10x In, Ii=1.5..12x In N conductor protection optionally with external current transformer gr.-fault prot., can be sw. off Ig=0.25...1 x In, tg=0.05-0.8s nut keeper kit shunt trip (STL) 12-30V DC; 24V AC 50/60Hz 2 auxiliary switches HQ | - | 0 | 0
3VA2063-5JQ32-0HH0 |  | 3VA2063-5JQ32-0HH0 | 1 | UN | 1 | 10 | C | D | EAR99 | N | 85362010 | 1 | 4042949035220 | 2.47 | KG | 1372.8 | 1372.8 | LP18 | LP18 | circuit breaker 3VA2 IEC frame 100 breaking capacity class M Icu=55kA @ 415V 3-pole, line protection ETU560, LSIG, In=63A overload protection Ir=25A...63A short-circuit protection Isd=0.6..10x In, Ii=1.5..12x In N conductor protection optionally with external current transformer gr.-fault prot., can be sw. off Ig=0.25...1 x In, tg=0.05-0.8s nut keeper kit shunt trip (STL) 12-30V DC; 24V AC 50/60Hz 2 auxiliary switches HQ 1 trip alarm switch HQ | - | 0 | 0
3VA2063-5JQ32-0HL0 |  | 3VA2063-5JQ32-0HL0 | 1 | UN | 1 | 10 | C | D | EAR99 | N | 85362010 | 1 | 4042949039068 | 2.5 | KG | 1416.8 | 1416.8 | LP18 | LP18 | circuit breaker 3VA2 IEC frame 100 breaking capacity class M Icu=55kA @ 415V 3-pole, line protection ETU560, LSIG, In=63A overload protection Ir=25A...63A short-circuit protection Isd=0.6..10x In, Ii=1.5..12x In N conductor protection, opt. w. external current transformer gr.-fault prot., can be sw. off Ig=0.25...1 x In= tg=0.05-0.8s nut keeper kit shunt trip (STL) 12-30V DC; 24V AC 50/60Hz 2 auxiliary switches HQ 1 trip alarm switch HQ 1 electrical alarm switch | - | 0 | 0
3VA2063-5JQ32-0JA0 |  | 3VA2063-5JQ32-0JA0 | 1 | UN | 1 | 10 | C | D | EAR99 | N | 85362010 | 1 | 4042949023067 | 2.41 | KG | 1302.4 | 1302.4 | LP18 | LP18 | circuit breaker 3VA2 IEC frame 100 breaking capacity class M Icu=55kA @ 415V 3-pole, line protection ETU560, LSIG, In=63A overload protection Ir=25A...63A short-circuit protection Isd=0.6..10x In, Ii=1.5..12x In N conductor protection optionally with external current transformer gr.-fault prot., can be sw. off Ig=0.25...1 x In, tg=0.05-0.8s nut keeper kit shunt trip (STL) 110-127V DC, AC 50/60Hz | - | 0 | 0
3VA2063-5JQ32-0JC0 |  | 3VA2063-5JQ32-0JC0 | 1 | UN | 1 | 10 | C | D | EAR99 | N | 85362010 | 1 | 4042949032021 | 2.44 | KG | 1346.4 | 1346.4 | LP18 | LP18 | circuit breaker 3VA2 IEC frame 100 breaking capacity class M Icu=55kA @ 415V 3-pole, line protection ETU560, LSIG, In=63A overload protection Ir=25A...63A short-circuit protection Isd=0.6..10x In, Ii=1.5..12x In N conductor protection optionally with external current transformer gr.-fault prot., can be sw. off Ig=0.25...1 x In, tg=0.05-0.8s nut keeper kit shunt trip (STL) 110-127V DC, AC 50/60Hz 2 auxiliary switches HQ | - | 0 | 0
3VA2063-5JQ32-0JH0 |  | 3VA2063-5JQ32-0JH0 | 1 | UN | 1 | 10 | C | D | EAR99 | N | 85362010 | 1 | 4042949035862 | 2.47 | KG | 1372.8 | 1372.8 | LP18 | LP18 | circuit breaker 3VA2 IEC frame 100 breaking capacity class M Icu=55kA @ 415V 3-pole, line protection ETU560, LSIG, In=63A overload protection Ir=25A...63A short-circuit protection Isd=0.6..10x In, Ii=1.5..12x In N conductor protection optionally with external current transformer gr.-fault prot., can be sw. off Ig=0.25...1 x In, tg=0.05-0.8s nut keeper kit shunt trip (STL) 110-127V DC, AC 50/60Hz 2 auxiliary switches HQ 1 trip alarm switch HQ | - | 0 | 0
3VA2063-5JQ32-0JL0 |  | 3VA2063-5JQ32-0JL0 | 1 | UN | 1 | 10 | C | D | EAR99 | N | 85362010 | 1 | 4042949039709 | 2.5 | KG | 1416.8 | 1416.8 | LP18 | LP18 | circuit breaker 3VA2 IEC frame 100 breaking capacity class M Icu=55kA @ 415V 3-pole, line protection ETU560, LSIG, In=63A overload protection Ir=25A...63A short-circuit protection Isd=0.6..10x In, Ii=1.5..12x In N conductor protection, opt. w. external current transformer gr.-fault prot., can be sw. off Ig=0.25...1 x In= tg=0.05-0.8s nut keeper kit shunt trip (STL) 110-127V DC, AC 50/60Hz 2 auxiliary switches HQ 1 trip alarm switch HQ 1 electrical alarm switch | - | 0 | 0
3VA2063-5JQ32-0KA0 |  | 3VA2063-5JQ32-0KA0 | 1 | UN | 1 | 10 | C | D | EAR99 | N | 85362010 | 1 | 4042949023708 | 2.41 | KG | 1302.4 | 1302.4 | LP18 | LP18 | circuit breaker 3VA2 IEC frame 100 breaking capacity class M Icu=55kA @ 415V 3-pole, line protection ETU560, LSIG, In=63A overload protection Ir=25A...63A short-circuit protection Isd=0.6..10x In, Ii=1.5..12x In N conductor protection optionally with external current transformer gr.-fault prot., can be sw. off Ig=0.25...1 x In, tg=0.05-0.8s nut keeper kit shunt trip (STL) 220-250V DC; 208-277V AC | - | 0 | 0
3VA2063-5JQ32-0KC0 |  | 3VA2063-5JQ32-0KC0 | 1 | UN | 1 | 10 | C | D | EAR99 | N | 85362010 | 1 | 4042949032663 | 2.44 | KG | 1346.4 | 1346.4 | LP18 | LP18 | circuit breaker 3VA2 IEC frame 100 breaking capacity class M Icu=55kA @ 415V 3-pole, line protection ETU560, LSIG, In=63A overload protection Ir=25A...63A short-circuit protection Isd=0.6..10x In, Ii=1.5..12x In N conductor protection optionally with external current transformer gr.-fault prot., can be sw. off Ig=0.25...1 x In, tg=0.05-0.8s nut keeper kit shunt trip (STL) 220-250V DC; 208-277V AC 2 auxiliary switches HQ | - | 0 | 0
3VA2063-5JQ32-0KH0 |  | 3VA2063-5JQ32-0KH0 | 1 | UN | 1 | 10 | C | D | EAR99 | N | 85362010 | 1 | 4042949036500 | 2.47 | KG | 1372.8 | 1372.8 | LP18 | LP18 | circuit breaker 3VA2 IEC frame 100 breaking capacity class M Icu=55kA @ 415V 3-pole, line protection ETU560, LSIG, In=63A overload protection Ir=25A...63A short-circuit protection Isd=0.6..10x In, Ii=1.5..12x In N conductor protection optionally with external current transformer gr.-fault prot., can be sw. off Ig=0.25...1 x In, tg=0.05-0.8s nut keeper kit shunt trip (STL) 220-250V DC; 208-277V AC 2 auxiliary switches HQ 1 trip alarm switch HQ | - | 0 | 0
3VA2063-5JQ32-0KL0 |  | 3VA2063-5JQ32-0KL0 | 1 | UN | 1 | 10 | C | D | EAR99 | N | 85362010 | 1 | 4042949040347 | 2.5 | KG | 1416.8 | 1416.8 | LP18 | LP18 | circuit breaker 3VA2 IEC frame 100 breaking capacity class M Icu=55kA @ 415V 3-pole, line protection ETU560, LSIG, In=63A overload protection Ir=25A...63A short-circuit protection Isd=0.6..10x In, Ii=1.5..12x In N conductor protection, opt. w. external current transformer gr.-fault prot., can be sw. off Ig=0.25...1 x In= tg=0.05-0.8s nut keeper kit shunt trip (STL) 220-250V DC; 208-277V AC 2 auxiliary switches HQ 1 trip alarm switch HQ 1 electrical alarm switch | - | 0 | 0
3VA2063-5JQ36-0AA0 |  | 3VA2063-5JQ36-0AA0 | 1 | UN | 1 | 5 | B | D | EAR99 | N | 85362010 | 1 | 4042948816981 | 2.279 | KG | 1198.5 | 1164.5 | LP18 | LP18 | circuit breaker 3VA2 IEC frame 100 breaking capacity class M Icu=55kA @ 415V 3-pole, line protection ETU560, LSIG, In=63A overload protection Ir=25A...63A short-circuit protection Isd=0.6..10x In, Ii=1.5..12x In N conductor protection optionally with external current transformer, up to 160% gr.-fault prot., can be sw. off Ig=0.25...1 x In, tg=0.05-0.8s clamp connection | Lista Papel 2020 SI | 0 | 0
3VA2063-5JQ42-0AA0 |  | 3VA2063-5JQ42-0AA0 | 1 | UN | 1 | 5 | B | D | EAR99 | N | 85362010 | 1 | 4042948803509 | 2.75 | KG | 1300.5 | 1266.5 | LP18 | LP18 | circuit breaker 3VA2 IEC frame 100 breaking capacity class M Icu=55kA @ 415V 4-pole, line protection ETU560, LSIG, In=63A overload protection Ir=25A...63A short-circuit protection Isd=0.6..10x In, Ii=1.5..12x In N conductor protection adjustable (OFF, up to 160%) gr.-fault prot., can be sw. off Ig=0.25...1 x In= tg=0.05-0.8s nut keeper kit | Lista Papel 2020 SI | 0 | 0
3VA2063-5JQ46-0AA0 |  | 3VA2063-5JQ46-0AA0 | 1 | UN | 1 | 5 | B | D | EAR99 | N | 85362010 | 1 | 4042948818107 | 2.926 | KG | 1326 | 1292 | LP18 | LP18 | circuit breaker 3VA2 IEC frame 100 breaking capacity class M Icu=55kA @ 415V 4-pole, line protection ETU560, LSIG, In=63A overload protection Ir=25A...63A short-circuit protection Isd=0.6..10x In, Ii=1.5..12x In N conductor protection adjustable (OFF, up to 160%) gr.-fault prot., can be sw. off Ig=0.25...1 x In= tg=0.05-0.8s clamp connection | Lista Papel 2020 SI | 0 | 0
3VA2063-5KP32-0AA0 |  | 3VA2063-5KP32-0AA0 | 1 | UN | 1 | 5 | B | D | EAR99 | N | 85362010 | 1 | 4042948801277 | 2.197 | KG | 1130.5 | 1096.5 | LP18 | LP18 | circuit breaker 3VA2 IEC frame 100 breaking capacity class M Icu=55kA @ 415V 3-pole, line protection ETU850, LSI, In=63A overload protection Ir=25A...63A short-circuit protection Isd=0.6..10x In, Ii=1.5..12x In N conductor protection optionally with external current transformer, up to 160% nut keeper kit | Lista Papel 2020 SI | 0 | 0
3VA2063-5KP32-0AB0 |  | 3VA2063-5KP32-0AB0 | 1 | UN | 1 | 10 | C | D | EAR99 | N | 85362010 | 1 | 4042949024330 | 2.38 | KG | 1258.4 | 1258.4 | LP18 | LP18 | circuit breaker 3VA2 IEC frame 100 breaking capacity class M Icu=55kA @ 415V 3-pole, line protection ETU850, LSI, In=63A overload protection Ir=25A...63A short-circuit protection Isd=0.6..10x In, Ii=1.5..12x In N conductor protection optionally with external current transformer nut keeper kit 2 auxiliary switches HP | - | 0 | 0
3VA2063-5KP32-0AC0 |  | 3VA2063-5KP32-0AC0 | 1 | UN | 1 | 10 | C | D | EAR99 | N | 85362010 | 1 | 4042949024972 | 2.36 | KG | 1223.2 | 1223.2 | LP18 | LP18 | circuit breaker 3VA2 IEC frame 100 breaking capacity class M Icu=55kA @ 415V 3-pole, line protection ETU850, LSI, In=63A overload protection Ir=25A...63A short-circuit protection Isd=0.6..10x In, Ii=1.5..12x In N conductor protection optionally with external current transformer nut keeper kit 2 auxiliary switches HQ | - | 0 | 0
3VA2063-5KP32-0AD0 |  | 3VA2063-5KP32-0AD0 | 1 | UN | 1 | 10 | C | D | EAR99 | N | 85362010 | 1 | 4042949025610 | 2.39 | KG | 1258.4 | 1258.4 | LP18 | LP18 | circuit breaker 3VA2 IEC frame 100 breaking capacity class M Icu=55kA @ 415V 3-pole, line protection ETU850, LSI, In=63A overload protection Ir=25A...63A short-circuit protection Isd=0.6..10x In, Ii=1.5..12x In N conductor protection optionally with external current transformer nut keeper kit 3 auxiliary switches HQ | - | 0 | 0
3VA2063-5KP32-0AE0 |  | 3VA2063-5KP32-0AE0 | 1 | UN | 1 | 10 | C | D | EAR99 | N | 85362010 | 1 | 4042949026259 | 2.42 | KG | 1276 | 1276 | LP18 | LP18 | circuit breaker 3VA2 IEC frame 100 breaking capacity class M Icu=55kA @ 415V 3-pole, line protection ETU850, LSI, In=63A overload protection Ir=25A...63A short-circuit protection Isd=0.6..10x In, Ii=1.5..12x In N conductor protection optionally with external current transformer nut keeper kit 4 auxiliary switches HQ | - | 0 | 0
3VA2063-5KP32-0AF0 |  | 3VA2063-5KP32-0AF0 | 1 | UN | 1 | 10 | C | D | EAR99 | N | 85362010 | 1 | 4042949026891 | 2.36 | KG | 1223.2 | 1223.2 | LP18 | LP18 | circuit breaker 3VA2 IEC frame 100 breaking capacity class M Icu=55kA @ 415V 3-pole, line protection ETU850, LSI, In=63A overload protection Ir=25A...63A short-circuit protection Isd=0.6..10x In, Ii=1.5..12x In N conductor protection optionally with external current transformer nut keeper kit 1 auxiliary switch HQ 1 trip alarm switch HQ | - | 0 | 0
3VA2063-5KP32-0AG0 |  | 3VA2063-5KP32-0AG0 | 1 | UN | 1 | 10 | C | D | EAR99 | N | 85362010 | 1 | 4042949027539 | 2.38 | KG | 1258.4 | 1258.4 | LP18 | LP18 | circuit breaker 3VA2 IEC frame 100 breaking capacity class M Icu=55kA @ 415V 3-pole, line protection ETU850, LSI, In=63A overload protection Ir=25A...63A short-circuit protection Isd=0.6..10x In, Ii=1.5..12x In N conductor protection optionally with external current transformer nut keeper kit 1 auxiliary switch HP 1 trip alarm switch HP | - | 0 | 0
3VA2063-5KP32-0AH0 |  | 3VA2063-5KP32-0AH0 | 1 | UN | 1 | 10 | C | D | EAR99 | N | 85362010 | 1 | 4042949028178 | 2.39 | KG | 1258.4 | 1258.4 | LP18 | LP18 | circuit breaker 3VA2 IEC frame 100 breaking capacity class M Icu=55kA @ 415V 3-pole, line protection ETU850, LSI, In=63A overload protection Ir=25A...63A short-circuit protection Isd=0.6..10x In, Ii=1.5..12x In N conductor protection optionally with external current transformer nut keeper kit 2 auxiliary switches HQ 1 trip alarm switch HQ | - | 0 | 0
3VA2063-5KP32-0AJ0 |  | 3VA2063-5KP32-0AJ0 | 1 | UN | 1 | 10 | C | D | EAR99 | N | 85362010 | 1 | 4042949028819 | 2.42 | KG | 1293.6 | 1293.6 | LP18 | LP18 | circuit breaker 3VA2 IEC frame 100 breaking capacity class M Icu=55kA @ 415V 3-pole, line protection ETU850, LSI, In=63A overload protection Ir=25A...63A short-circuit protection Isd=0.6..10x In, Ii=1.5..12x In N conductor protection optionally with external current transformer nut keeper kit 2 auxiliary switches HP 1 trip alarm switch HP | - | 0 | 0
3VA2063-5KP32-0BA0 |  | 3VA2063-5KP32-0BA0 | 1 | UN | 1 | 10 | C | D | EAR99 | N | 85362010 | 1 | 4042949020493 | 2.42 | KG | 1293.6 | 1293.6 | LP18 | LP18 | circuit breaker 3VA2 IEC frame 100 breaking capacity class M Icu=55kA @ 415V 3-pole, line protection ETU850, LSI, In=63A overload protection Ir=25A...63A short-circuit protection Isd=0.6..10x In, Ii=1.5..12x In N conductor protection optionally with external current transformer nut keeper kit undervoltage release (UVR) 24V DC | - | 0 | 0
3VA2063-5KP32-0BC0 |  | 3VA2063-5KP32-0BC0 | 1 | UN | 1 | 10 | C | D | EAR99 | N | 85362010 | 1 | 4042949029458 | 2.48 | KG | 1337.6 | 1337.6 | LP18 | LP18 | circuit breaker 3VA2 IEC frame 100 breaking capacity class M Icu=55kA @ 415V 3-pole, line protection ETU850, LSI, In=63A overload protection Ir=25A...63A short-circuit protection Isd=0.6..10x In, Ii=1.5..12x In N conductor protection optionally with external current transformer nut keeper kit undervoltage release (UVR) 24V DC 2 auxiliary switches HQ | - | 0 | 0
3VA2063-5KP32-0BH0 |  | 3VA2063-5KP32-0BH0 | 1 | UN | 1 | 10 | C | D | EAR99 | N | 85362010 | 1 | 4042949033295 | 2.51 | KG | 1355.2 | 1355.2 | LP18 | LP18 | circuit breaker 3VA2 IEC frame 100 breaking capacity class M Icu=55kA @ 415V 3-pole, line protection ETU850, LSI, In=63A overload protection Ir=25A...63A short-circuit protection Isd=0.6..10x In, Ii=1.5..12x In N conductor protection optionally with external current transformer nut keeper kit undervoltage release (UVR) 24V DC 2 auxiliary switches HQ 1 trip alarm switch HQ | - | 0 | 0
3VA2063-5KP32-0BL0 |  | 3VA2063-5KP32-0BL0 | 1 | UN | 1 | 10 | C | D | EAR99 | N | 85362010 | 1 | 4042949037132 | 2.54 | KG | 1399.2 | 1399.2 | LP18 | LP18 | circuit breaker 3VA2 IEC frame 100 breaking capacity class M Icu=55kA @ 415V 3-pole, line protection ETU850, LSI, In=63A overload protection Ir=25A...63A short-circuit protection Isd=0.6..10x In, Ii=1.5..12x In N conductor protection optionally with external current transformer nut keeper kit undervoltage release (UVR) 24V DC 2 auxiliary switches HQ 1 trip alarm switch HQ 1 electrical alarm switch | - | 0 | 0
3VA2063-5KP32-0CA0 |  | 3VA2063-5KP32-0CA0 | 1 | UN | 1 | 10 | C | D | EAR99 | N | 85362010 | 1 | 4042949021131 | 2.42 | KG | 1293.6 | 1293.6 | LP18 | LP18 | circuit breaker 3VA2 IEC frame 100 breaking capacity class M Icu=55kA @ 415V 3-pole, line protection ETU850, LSI, In=63A overload protection Ir=25A...63A short-circuit protection Isd=0.6..10x In, Ii=1.5..12x In N conductor protection optionally with external current transformer nut keeper kit undervoltage release (UVR) 120-127V AC 50/60Hz | - | 0 | 0
3VA2063-5KP32-0CC0 |  | 3VA2063-5KP32-0CC0 | 1 | UN | 1 | 10 | C | D | EAR99 | N | 85362010 | 1 | 4042949030096 | 2.48 | KG | 1337.6 | 1337.6 | LP18 | LP18 | circuit breaker 3VA2 IEC frame 100 breaking capacity class M Icu=55kA @ 415V 3-pole, line protection ETU850, LSI, In=63A overload protection Ir=25A...63A short-circuit protection Isd=0.6..10x In, Ii=1.5..12x In N conductor protection optionally with external current transformer nut keeper kit undervoltage release (UVR) 120-127V AC 50/60Hz 2 auxiliary switches HQ | - | 0 | 0
3VA2063-5KP32-0CH0 |  | 3VA2063-5KP32-0CH0 | 1 | UN | 1 | 10 | C | D | EAR99 | N | 85362010 | 1 | 4042949033936 | 2.51 | KG | 1355.2 | 1355.2 | LP18 | LP18 | circuit breaker 3VA2 IEC frame 100 breaking capacity class M Icu=55kA @ 415V 3-pole, line protection ETU850, LSI, In=63A overload protection Ir=25A...63A short-circuit protection Isd=0.6..10x In, Ii=1.5..12x In N conductor protection optionally with external current transformer nut keeper kit undervoltage release (UVR) 120-127V AC 50/60Hz 2 auxiliary switches HQ 1 trip alarm switch HQ | - | 0 | 0
3VA2063-5KP32-0CL0 |  | 3VA2063-5KP32-0CL0 | 1 | UN | 1 | 10 | C | D | EAR99 | N | 85362010 | 1 | 4042949037774 | 2.54 | KG | 1399.2 | 1399.2 | LP18 | LP18 | circuit breaker 3VA2 IEC frame 100 breaking capacity class M Icu=55kA @ 415V 3-pole, line protection ETU850, LSI, In=63A overload protection Ir=25A...63A short-circuit protection Isd=0.6..10x In, Ii=1.5..12x In N conductor protection optionally with external current transformer nut keeper kit undervoltage release (UVR) 120-127V AC 50/60Hz 2 auxiliary switches HQ 1 trip alarm switch HQ 1 electrical alarm switch | - | 0 | 0
3VA2063-5KP32-0DA0 |  | 3VA2063-5KP32-0DA0 | 1 | UN | 1 | 10 | C | D | EAR99 | N | 85362010 | 1 | 4042949021773 | 2.42 | KG | 1293.6 | 1293.6 | LP18 | LP18 | circuit breaker 3VA2 IEC frame 100 breaking capacity class M Icu=55kA @ 415V 3-pole, line protection ETU850, LSI, In=63A overload protection Ir=25A...63A short-circuit protection Isd=0.6..10x In, Ii=1.5..12x In N conductor protection optionally with external current transformer nut keeper kit undervoltage release (UVR) 208-230V AC 50/60Hz | - | 0 | 0
3VA2063-5KP32-0DC0 |  | 3VA2063-5KP32-0DC0 | 1 | UN | 1 | 10 | C | D | EAR99 | N | 85362010 | 1 | 4042949030737 | 2.48 | KG | 1337.6 | 1337.6 | LP18 | LP18 | circuit breaker 3VA2 IEC frame 100 breaking capacity class M Icu=55kA @ 415V 3-pole, line protection ETU850, LSI, In=63A overload protection Ir=25A...63A short-circuit protection Isd=0.6..10x In, Ii=1.5..12x In N conductor protection optionally with external current transformer nut keeper kit undervoltage release (UVR) 208-230V AC 50/60Hz 2 auxiliary switches HQ | - | 0 | 0
3VA2063-5KP32-0DH0 |  | 3VA2063-5KP32-0DH0 | 1 | UN | 1 | 10 | C | D | EAR99 | N | 85362010 | 1 | 4042949034575 | 2.51 | KG | 1355.2 | 1355.2 | LP18 | LP18 | circuit breaker 3VA2 IEC frame 100 breaking capacity class M Icu=55kA @ 415V 3-pole, line protection ETU850, LSI, In=63A overload protection Ir=25A...63A short-circuit protection Isd=0.6..10x In, Ii=1.5..12x In N conductor protection optionally with external current transformer nut keeper kit undervoltage release (UVR) 208-230V AC 50/60Hz 2 auxiliary switches HQ 1 trip alarm switch HQ | - | 0 | 0
3VA2063-5KP32-0DL0 |  | 3VA2063-5KP32-0DL0 | 1 | UN | 1 | 10 | C | D | EAR99 | N | 85362010 | 1 | 4042949038412 | 2.54 | KG | 1399.2 | 1399.2 | LP18 | LP18 | circuit breaker 3VA2 IEC frame 100 breaking capacity class M Icu=55kA @ 415V 3-pole, line protection ETU850, LSI, In=63A overload protection Ir=25A...63A short-circuit protection Isd=0.6..10x In, Ii=1.5..12x In N conductor protection optionally with external current transformer nut keeper kit undervoltage release (UVR) 208-230V AC 50/60Hz 2 auxiliary switches HQ 1 trip alarm switch HQ 1 electrical alarm switch | - | 0 | 0
3VA2063-5KP32-0HA0 |  | 3VA2063-5KP32-0HA0 | 1 | UN | 1 | 10 | C | D | EAR99 | N | 85362010 | 1 | 4042949022411 | 2.39 | KG | 1267.2 | 1267.2 | LP18 | LP18 | circuit breaker 3VA2 IEC frame 100 breaking capacity class M Icu=55kA @ 415V 3-pole, line protection ETU850, LSI, In=63A overload protection Ir=25A...63A short-circuit protection Isd=0.6..10x In, Ii=1.5..12x In N conductor protection optionally with external current transformer nut keeper kit shunt trip (STL) 12-30V DC; 24V AC 50/60Hz | - | 0 | 0
3VA2063-5KP32-0HC0 |  | 3VA2063-5KP32-0HC0 | 1 | UN | 1 | 10 | C | D | EAR99 | N | 85362010 | 1 | 4042949031376 | 2.45 | KG | 1311.2 | 1311.2 | LP18 | LP18 | circuit breaker 3VA2 IEC frame 100 breaking capacity class M Icu=55kA @ 415V 3-pole, line protection ETU850, LSI, In=63A overload protection Ir=25A...63A short-circuit protection Isd=0.6..10x In, Ii=1.5..12x In N conductor protection optionally with external current transformer nut keeper kit shunt trip (STL) 12-30V DC; 24V AC 50/60Hz 2 auxiliary switches HQ | - | 0 | 0
3VA2063-5KP32-0HH0 |  | 3VA2063-5KP32-0HH0 | 1 | UN | 1 | 10 | C | D | EAR99 | N | 85362010 | 1 | 4042949035213 | 2.48 | KG | 1337.6 | 1337.6 | LP18 | LP18 | circuit breaker 3VA2 IEC frame 100 breaking capacity class M Icu=55kA @ 415V 3-pole, line protection ETU850, LSI, In=63A overload protection Ir=25A...63A short-circuit protection Isd=0.6..10x In, Ii=1.5..12x In N conductor protection optionally with external current transformer nut keeper kit shunt trip (STL) 12-30V DC; 24V AC 50/60Hz 2 auxiliary switches HQ 1 trip alarm switch HQ | - | 0 | 0
3VA2063-5KP32-0HL0 |  | 3VA2063-5KP32-0HL0 | 1 | UN | 1 | 10 | C | D | EAR99 | N | 85362010 | 1 | 4042949039051 | 2.51 | KG | 1364 | 1364 | LP18 | LP18 | circuit breaker 3VA2 IEC frame 100 breaking capacity class M Icu=55kA @ 415V 3-pole, line protection ETU850, LSI, In=63A overload protection Ir=25A...63A short-circuit protection Isd=0.6..10x In, Ii=1.5..12x In N conductor protection optionally with external current transformer nut keeper kit shunt trip (STL) 12-30V DC; 24V AC 50/60Hz 2 auxiliary switches HQ 1 trip alarm switch HQ 1 electrical alarm switch | - | 0 | 0
3VA2063-5KP32-0JA0 |  | 3VA2063-5KP32-0JA0 | 1 | UN | 1 | 10 | C | D | EAR99 | N | 85362010 | 1 | 4042949023050 | 2.39 | KG | 1267.2 | 1267.2 | LP18 | LP18 | circuit breaker 3VA2 IEC frame 100 breaking capacity class M Icu=55kA @ 415V 3-pole, line protection ETU850, LSI, In=63A overload protection Ir=25A...63A short-circuit protection Isd=0.6..10x In, Ii=1.5..12x In N conductor protection optionally with external current transformer nut keeper kit shunt trip (STL) 110-127V DC, AC 50/60Hz | - | 0 | 0
3VA2063-5KP32-0JC0 |  | 3VA2063-5KP32-0JC0 | 1 | UN | 1 | 10 | C | D | EAR99 | N | 85362010 | 1 | 4042949032014 | 2.45 | KG | 1311.2 | 1311.2 | LP18 | LP18 | circuit breaker 3VA2 IEC frame 100 breaking capacity class M Icu=55kA @ 415V 3-pole, line protection ETU850, LSI, In=63A overload protection Ir=25A...63A short-circuit protection Isd=0.6..10x In, Ii=1.5..12x In N conductor protection optionally with external current transformer nut keeper kit shunt trip (STL) 110-127V DC, AC 50/60Hz 2 auxiliary switches HQ | - | 0 | 0
3VA2063-5KP32-0JH0 |  | 3VA2063-5KP32-0JH0 | 1 | UN | 1 | 10 | C | D | EAR99 | N | 85362010 | 1 | 4042949035855 | 2.48 | KG | 1337.6 | 1337.6 | LP18 | LP18 | circuit breaker 3VA2 IEC frame 100 breaking capacity class M Icu=55kA @ 415V 3-pole, line protection ETU850, LSI, In=63A overload protection Ir=25A...63A short-circuit protection Isd=0.6..10x In, Ii=1.5..12x In N conductor protection optionally with external current transformer nut keeper kit shunt trip (STL) 110-127V DC, AC 50/60Hz 2 auxiliary switches HQ 1 trip alarm switch HQ | - | 0 | 0
3VA2063-5KP32-0JL0 |  | 3VA2063-5KP32-0JL0 | 1 | UN | 1 | 10 | C | D | EAR99 | N | 85362010 | 1 | 4042949039693 | 2.51 | KG | 1364 | 1364 | LP18 | LP18 | circuit breaker 3VA2 IEC frame 100 breaking capacity class M Icu=55kA @ 415V 3-pole, line protection ETU850, LSI, In=63A overload protection Ir=25A...63A short-circuit protection Isd=0.6..10x In, Ii=1.5..12x In N conductor protection optionally with external current transformer nut keeper kit shunt trip (STL) 110-127V DC, AC 50/60Hz 2 auxiliary switches HQ 1 trip alarm switch HQ 1 electrical alarm switch | - | 0 | 0
3VA2063-5KP32-0KA0 |  | 3VA2063-5KP32-0KA0 | 1 | UN | 1 | 10 | C | D | EAR99 | N | 85362010 | 1 | 4042949023692 | 2.39 | KG | 1267.2 | 1267.2 | LP18 | LP18 | circuit breaker 3VA2 IEC frame 100 breaking capacity class M Icu=55kA @ 415V 3-pole, line protection ETU850, LSI, In=63A overload protection Ir=25A...63A short-circuit protection Isd=0.6..10x In, Ii=1.5..12x In N conductor protection optionally with external current transformer nut keeper kit shunt trip (STL) 220-250V DC; 208-277V AC | - | 0 | 0
3VA2063-5KP32-0KC0 |  | 3VA2063-5KP32-0KC0 | 1 | UN | 1 | 10 | C | D | EAR99 | N | 85362010 | 1 | 4042949032656 | 2.45 | KG | 1311.2 | 1311.2 | LP18 | LP18 | circuit breaker 3VA2 IEC frame 100 breaking capacity class M Icu=55kA @ 415V 3-pole, line protection ETU850, LSI, In=63A overload protection Ir=25A...63A short-circuit protection Isd=0.6..10x In, Ii=1.5..12x In N conductor protection optionally with external current transformer nut keeper kit shunt trip (STL) 220-250V DC; 208-277V AC 2 auxiliary switches HQ | - | 0 | 0
3VA2063-5KP32-0KH0 |  | 3VA2063-5KP32-0KH0 | 1 | UN | 1 | 10 | C | D | EAR99 | N | 85362010 | 1 | 4042949036494 | 2.48 | KG | 1337.6 | 1337.6 | LP18 | LP18 | circuit breaker 3VA2 IEC frame 100 breaking capacity class M Icu=55kA @ 415V 3-pole, line protection ETU850, LSI, In=63A overload protection Ir=25A...63A short-circuit protection Isd=0.6..10x In, Ii=1.5..12x In N conductor protection optionally with external current transformer nut keeper kit shunt trip (STL) 220-250V DC; 208-277V AC 2 auxiliary switches HQ 1 trip alarm switch HQ | - | 0 | 0
3VA2063-5KP32-0KL0 |  | 3VA2063-5KP32-0KL0 | 1 | UN | 1 | 10 | C | D | EAR99 | N | 85362010 | 1 | 4042949040330 | 2.51 | KG | 1364 | 1364 | LP18 | LP18 | circuit breaker 3VA2 IEC frame 100 breaking capacity class M Icu=55kA @ 415V 3-pole, line protection ETU850, LSI, In=63A overload protection Ir=25A...63A short-circuit protection Isd=0.6..10x In, Ii=1.5..12x In N conductor protection optionally with external current transformer nut keeper kit shunt trip (STL) 220-250V DC; 208-277V AC 2 auxiliary switches HQ 1 trip alarm switch HQ 1 electrical alarm switch | - | 0 | 0
3VA2063-5KP36-0AA0 |  | 3VA2063-5KP36-0AA0 | 1 | UN | 1 | 5 | B | D | EAR99 | N | 85362010 | 1 | 4042948816998 | 2.5 | KG | 1147.5 | 1113.5 | LP18 | LP18 | circuit breaker 3VA2 IEC frame 100 breaking capacity class M Icu=55kA @ 415V 3-pole, line protection ETU850, LSI, In=63A overload protection Ir=25A...63A short-circuit protection Isd=0.6..10x In, Ii=1.5..12x In N conductor protection optionally with external current transformer, up to 160% clamp connection | Lista Papel 2020 SI | 0 | 0
3VA2063-5KP42-0AA0 |  | 3VA2063-5KP42-0AA0 | 1 | UN | 1 | 5 | B | D | EAR99 | N | 85362010 | 1 | 4042948803516 | 3.2 | KG | 1266.5 | 1232.5 | LP18 | LP18 | circuit breaker 3VA2 IEC frame 100 breaking capacity class M Icu=55kA @ 415V 4-pole, line protection ETU850, LSI, In=63A overload protection Ir=25A...63A short-circuit protection Isd=0.6..10x In, Ii=1.5..12x In N conductor protection adjustable (OFF, up to 160%) nut keeper kit | Lista Papel 2020 SI | 0 | 0
3VA2063-5KP46-0AA0 |  | 3VA2063-5KP46-0AA0 | 1 | UN | 1 | 5 | B | D | EAR99 | N | 85362010 | 1 | 4042948818114 | 2.985 | KG | 1292 | 1258 | LP18 | LP18 | circuit breaker 3VA2 IEC frame 100 breaking capacity class M Icu=55kA @ 415V 4-pole, line protection ETU850, LSI, In=63A overload protection Ir=25A...63A short-circuit protection Isd=0.6..10x In, Ii=1.5..12x In N conductor protection adjustable (OFF, up to 160%) clamp connection | Lista Papel 2020 SI | 0 | 0
3VA2063-5KQ32-0AA0 |  | 3VA2063-5KQ32-0AA0 | 1 | UN | 1 | 5 | B | D | EAR99 | N | 85362010 | 1 | 4042948801284 | 2.197 | KG | 1275 | 1241 | LP18 | LP18 | circuit breaker 3VA2 IEC frame 100 breaking capacity class M Icu=55kA @ 415V 3-pole, line protection ETU860, LSIG, In=63A overload protection Ir=25A...63A short-circuit protection Isd=0.6..10x In, Ii=1.5..12x In N conductor protection optionally with external current transformer, up to 160% gr.-fault prot., can be sw. off Ig=0.25...1 x In, tg=0.05-0.8s nut keeper kit | Lista Papel 2020 SI | 0 | 0
3VA2063-5KQ36-0AA0 |  | 3VA2063-5KQ36-0AA0 | 1 | UN | 1 | 5 | B | D | EAR99 | N | 85362010 | 1 | 4042948817001 | 2.5 | KG | 1300.5 | 1266.5 | LP18 | LP18 | circuit breaker 3VA2 IEC frame 100 breaking capacity class M Icu=55kA @ 415V 3-pole, line protection ETU860, LSIG, In=63A overload protection Ir=25A...63A short-circuit protection Isd=0.6..10x In, Ii=1.5..12x In N conductor protection optionally with external current transformer, up to 160% gr.-fault prot., can be sw. off Ig=0.25...1 x In, tg=0.05-0.8s clamp connection | Lista Papel 2020 SI | 0 | 0
3VA2063-5KQ42-0AA0 |  | 3VA2063-5KQ42-0AA0 | 1 | UN | 1 | 5 | B | D | EAR99 | N | 85362010 | 1 | 4042948803523 | 3.2 | KG | 1394 | 1351.5 | LP18 | LP18 | circuit breaker 3VA2 IEC frame 100 breaking capacity class M Icu=55kA @ 415V 4-pole, line protection ETU860, LSIG, In=63A overload protection Ir=25A...63A short-circuit protection Isd=0.6..10x In, Ii=1.5..12x In N conductor protection adjustable (OFF, up to 160%) gr.-fault prot., can be sw. off Ig=0.25...1 x In= tg=0.05-0.8s nut keeper kit | Lista Papel 2020 SI | 0 | 0
3VA2063-5KQ46-0AA0 |  | 3VA2063-5KQ46-0AA0 | 1 | UN | 1 | 5 | B | D | EAR99 | N | 85362010 | 1 | 4042948818121 | 3.2 | KG | 1436.5 | 1394 | LP18 | LP18 | circuit breaker 3VA2 IEC frame 100 breaking capacity class M Icu=55kA @ 415V 4-pole, line protection ETU860, LSIG, In=63A overload protection Ir=25A...63A short-circuit protection Isd=0.6..10x In, Ii=1.5..12x In N conductor protection adjustable (OFF, up to 160%) gr.-fault prot., can be sw. off Ig=0.25...1 x In= tg=0.05-0.8s clamp connection | Lista Papel 2020 SI | 0 | 0
3VA2063-6HL32-0AA0 |  | 3VA2063-6HL32-0AA0 | 1 | UN | 1 | 5 | B | D | EAR99 | N | 85362010 | 1 | 4042948833520 | 2.141 | KG | 518.5 | 504.1 | LP18 | LP18 | circuit breaker 3VA2 IEC frame 100 breaking capacity class H Icu=85kA @ 415V 3-pole, line protection ETU320, LI, In=63A overload protection Ir=25A...63A short-circuit protection Ii=1.5...12 x In nut keeper kit | Lista Papel 2020 SI | 0 | 0
3VA2063-6HL32-0AB0 |  | 3VA2063-6HL32-0AB0 | 1 | UN | 1 | 10 | C | D | EAR99 | N | 85362010 | 1 | 4042949024323 | 2.36 | KG | 609.84 | 609.84 | LP18 | LP18 | circuit breaker 3VA2 IEC frame 100 breaking capacity class H Icu=85kA @ 415V 3-pole, line protection ETU320, LI, In=63A overload protection Ir=25A...63A short-circuit protection Ii=1.5...12 x In nut keeper kit 2 auxiliary switches HP | - | 0 | 0
3VA2063-6HL32-0AC0 |  | 3VA2063-6HL32-0AC0 | 1 | UN | 1 | 10 | C | D | EAR99 | N | 85362010 | 1 | 4042949024965 | 2.34 | KG | 586.08 | 586.08 | LP18 | LP18 | circuit breaker 3VA2 IEC frame 100 breaking capacity class H Icu=85kA @ 415V 3-pole, line protection ETU320, LI, In=63A overload protection Ir=25A...63A short-circuit protection Ii=1.5...12 x In nut keeper kit 2 auxiliary switches HQ | - | 0 | 0
3VA2063-6HL32-0AD0 |  | 3VA2063-6HL32-0AD0 | 1 | UN | 1 | 10 | C | D | EAR99 | N | 85362010 | 1 | 4042949025603 | 2.37 | KG | 609.84 | 609.84 | LP18 | LP18 | circuit breaker 3VA2 IEC frame 100 breaking capacity class H Icu=85kA @ 415V 3-pole, line protection ETU320, LI, In=63A overload protection Ir=25A...63A short-circuit protection Ii=1.5...12 x In nut keeper kit 3 auxiliary switches HQ | - | 0 | 0
3VA2063-6HL32-0AE0 |  | 3VA2063-6HL32-0AE0 | 1 | UN | 1 | 10 | C | D | EAR99 | N | 85362010 | 1 | 4042949026242 | 2.4 | KG | 634.48 | 634.48 | LP18 | LP18 | circuit breaker 3VA2 IEC frame 100 breaking capacity class H Icu=85kA @ 415V 3-pole, line protection ETU320, LI, In=63A overload protection Ir=25A...63A short-circuit protection Ii=1.5...12 x In nut keeper kit 4 auxiliary switches HQ | - | 0 | 0
3VA2063-6HL32-0AF0 |  | 3VA2063-6HL32-0AF0 | 1 | UN | 1 | 10 | C | D | EAR99 | N | 85362010 | 1 | 4042949026884 | 2.34 | KG | 586.08 | 586.08 | LP18 | LP18 | circuit breaker 3VA2 IEC frame 100 breaking capacity class H Icu=85kA @ 415V 3-pole, line protection ETU320, LI, In=63A overload protection Ir=25A...63A short-circuit protection Ii=1.5...12 x In nut keeper kit 1 auxiliary switch HQ 1 trip alarm switch HQ | - | 0 | 0
3VA2063-6HL32-0AG0 |  | 3VA2063-6HL32-0AG0 | 1 | UN | 1 | 10 | C | D | EAR99 | N | 85362010 | 1 | 4042949027522 | 2.36 | KG | 609.84 | 609.84 | LP18 | LP18 | circuit breaker 3VA2 IEC frame 100 breaking capacity class H Icu=85kA @ 415V 3-pole, line protection ETU320, LI, In=63A overload protection Ir=25A...63A short-circuit protection Ii=1.5...12 x In nut keeper kit 1 auxiliary switch HP 1 trip alarm switch HP | - | 0 | 0
3VA2063-6HL32-0AH0 |  | 3VA2063-6HL32-0AH0 | 1 | UN | 1 | 10 | C | D | EAR99 | N | 85362010 | 1 | 4042949028161 | 2.37 | KG | 609.84 | 609.84 | LP18 | LP18 | circuit breaker 3VA2 IEC frame 100 breaking capacity class H Icu=85kA @ 415V 3-pole, line protection ETU320, LI, In=63A overload protection Ir=25A...63A short-circuit protection Ii=1.5...12 x In nut keeper kit 2 auxiliary switches HQ 1 trip alarm switch HQ | - | 0 | 0
3VA2063-6HL32-0AJ0 |  | 3VA2063-6HL32-0AJ0 | 1 | UN | 1 | 10 | C | D | EAR99 | N | 85362010 | 1 | 4042949028802 | 2.4 | KG | 645.92 | 645.92 | LP18 | LP18 | circuit breaker 3VA2 IEC frame 100 breaking capacity class H Icu=85kA @ 415V 3-pole, line protection ETU320, LI, In=63A overload protection Ir=25A...63A short-circuit protection Ii=1.5...12 x In nut keeper kit 2 auxiliary switches HP 1 trip alarm switch HP | - | 0 | 0
3VA2063-6HL32-0BA0 |  | 3VA2063-6HL32-0BA0 | 1 | UN | 1 | 10 | C | D | EAR99 | N | 85362010 | 1 | 4042949020486 | 2.4 | KG | 648.56 | 648.56 | LP18 | LP18 | circuit breaker 3VA2 IEC frame 100 breaking capacity class H Icu=85kA @ 415V 3-pole, line protection ETU320, LI, In=63A overload protection Ir=25A...63A short-circuit protection Ii=1.5...12 x In nut keeper kit undervoltage release (UVR) 24V DC | - | 0 | 0
3VA2063-6HL32-0BC0 |  | 3VA2063-6HL32-0BC0 | 1 | UN | 1 | 10 | C | D | EAR99 | N | 85362010 | 1 | 4042949029441 | 2.46 | KG | 697.84 | 697.84 | LP18 | LP18 | circuit breaker 3VA2 IEC frame 100 breaking capacity class H Icu=85kA @ 415V 3-pole, line protection ETU320, LI, In=63A overload protection Ir=25A...63A short-circuit protection Ii=1.5...12 x In nut keeper kit undervoltage release (UVR) 24V DC 2 auxiliary switches HQ | - | 0 | 0
3VA2063-6HL32-0BH0 |  | 3VA2063-6HL32-0BH0 | 1 | UN | 1 | 10 | C | D | EAR99 | N | 85362010 | 1 | 4042949033288 | 2.49 | KG | 721.6 | 721.6 | LP18 | LP18 | circuit breaker 3VA2 IEC frame 100 breaking capacity class H Icu=85kA @ 415V 3-pole, line protection ETU320, LI, In=63A overload protection Ir=25A...63A short-circuit protection Ii=1.5...12 x In nut keeper kit undervoltage release (UVR) 24V DC 2 auxiliary switches HQ 1 trip alarm switch HQ | - | 0 | 0
3VA2063-6HL32-0BL0 |  | 3VA2063-6HL32-0BL0 | 1 | UN | 1 | 10 | C | D | EAR99 | N | 85362010 | 1 | 4042949037125 | 2.52 | KG | 756.8 | 756.8 | LP18 | LP18 | circuit breaker 3VA2 IEC frame 100 breaking capacity class H Icu=85kA @ 415V 3-pole, line protection ETU320, LI, In=63A overload protection Ir=25A...63A short-circuit protection Ii=1.5...12 x In nut keeper kit undervoltage release (UVR) 24V DC 2 auxiliary switches HQ 1 trip alarm switch HQ 1 electrical alarm switch | - | 0 | 0
3VA2063-6HL32-0CA0 |  | 3VA2063-6HL32-0CA0 | 1 | UN | 1 | 10 | C | D | EAR99 | N | 85362010 | 1 | 4042949021124 | 2.4 | KG | 648.56 | 648.56 | LP18 | LP18 | circuit breaker 3VA2 IEC frame 100 breaking capacity class H Icu=85kA @ 415V 3-pole, line protection ETU320, LI, In=63A overload protection Ir=25A...63A short-circuit protection Ii=1.5...12 x In nut keeper kit undervoltage release (UVR) 120-127V AC 50/60Hz | - | 0 | 0
3VA2063-6HL32-0CC0 |  | 3VA2063-6HL32-0CC0 | 1 | UN | 1 | 10 | C | D | EAR99 | N | 85362010 | 1 | 4042949030089 | 2.46 | KG | 697.84 | 697.84 | LP18 | LP18 | circuit breaker 3VA2 IEC frame 100 breaking capacity class H Icu=85kA @ 415V 3-pole, line protection ETU320, LI, In=63A overload protection Ir=25A...63A short-circuit protection Ii=1.5...12 x In nut keeper kit undervoltage release (UVR) 120-127V AC 50/60Hz 2 auxiliary switches HQ | - | 0 | 0
3VA2063-6HL32-0CH0 |  | 3VA2063-6HL32-0CH0 | 1 | UN | 1 | 10 | C | D | EAR99 | N | 85362010 | 1 | 4042949033929 | 2.49 | KG | 721.6 | 721.6 | LP18 | LP18 | circuit breaker 3VA2 IEC frame 100 breaking capacity class H Icu=85kA @ 415V 3-pole, line protection ETU320, LI, In=63A overload protection Ir=25A...63A short-circuit protection Ii=1.5...12 x In nut keeper kit undervoltage release (UVR) 120-127V AC 50/60Hz 2 auxiliary switches HQ 1 trip alarm switch HQ | - | 0 | 0
3VA2063-6HL32-0CL0 |  | 3VA2063-6HL32-0CL0 | 1 | UN | 1 | 10 | C | D | EAR99 | N | 85362010 | 1 | 4042949037767 | 2.52 | KG | 756.8 | 756.8 | LP18 | LP18 | circuit breaker 3VA2 IEC frame 100 breaking capacity class H Icu=85kA @ 415V 3-pole, line protection ETU320, LI, In=63A overload protection Ir=25A...63A short-circuit protection Ii=1.5...12 x In nut keeper kit undervoltage release (UVR) 120-127V AC 50/60Hz 2 auxiliary switches HQ 1 trip alarm switch HQ 1 electrical alarm switch | - | 0 | 0
3VA2063-6HL32-0DA0 |  | 3VA2063-6HL32-0DA0 | 1 | UN | 1 | 10 | C | D | EAR99 | N | 85362010 | 1 | 4042949021766 | 2.4 | KG | 648.56 | 648.56 | LP18 | LP18 | circuit breaker 3VA2 IEC frame 100 breaking capacity class H Icu=85kA @ 415V 3-pole, line protection ETU320, LI, In=63A overload protection Ir=25A...63A short-circuit protection Ii=1.5...12 x In nut keeper kit undervoltage release (UVR) 208-230V AC 50/60Hz | - | 0 | 0
3VA2063-6HL32-0DC0 |  | 3VA2063-6HL32-0DC0 | 1 | UN | 1 | 10 | C | D | EAR99 | N | 85362010 | 1 | 4042949030720 | 2.46 | KG | 697.84 | 697.84 | LP18 | LP18 | circuit breaker 3VA2 IEC frame 100 breaking capacity class H Icu=85kA @ 415V 3-pole, line protection ETU320, LI, In=63A overload protection Ir=25A...63A short-circuit protection Ii=1.5...12 x In nut keeper kit undervoltage release (UVR) 208-230V AC 50/60Hz 2 auxiliary switches HQ | - | 0 | 0
3VA2063-6HL32-0DH0 |  | 3VA2063-6HL32-0DH0 | 1 | UN | 1 | 10 | C | D | EAR99 | N | 85362010 | 1 | 4042949034568 | 2.49 | KG | 721.6 | 721.6 | LP18 | LP18 | circuit breaker 3VA2 IEC frame 100 breaking capacity class H Icu=85kA @ 415V 3-pole, line protection ETU320, LI, In=63A overload protection Ir=25A...63A short-circuit protection Ii=1.5...12 x In nut keeper kit undervoltage release (UVR) 208-230V AC 50/60Hz 2 auxiliary switches HQ 1 trip alarm switch HQ | - | 0 | 0
3VA2063-6HL32-0DL0 |  | 3VA2063-6HL32-0DL0 | 1 | UN | 1 | 10 | C | D | EAR99 | N | 85362010 | 1 | 4042949038405 | 2.52 | KG | 756.8 | 756.8 | LP18 | LP18 | circuit breaker 3VA2 IEC frame 100 breaking capacity class H Icu=85kA @ 415V 3-pole, line protection ETU320, LI, In=63A overload protection Ir=25A...63A short-circuit protection Ii=1.5...12 x In nut keeper kit undervoltage release (UVR) 208-230V AC 50/60Hz 2 auxiliary switches HQ 1 trip alarm switch HQ 1 electrical alarm switch | - | 0 | 0
3VA2063-6HL32-0HA0 |  | 3VA2063-6HL32-0HA0 | 1 | UN | 1 | 10 | C | D | EAR99 | N | 85362010 | 1 | 4042949022404 | 2.37 | KG | 624.8 | 624.8 | LP18 | LP18 | circuit breaker 3VA2 IEC frame 100 breaking capacity class H Icu=85kA @ 415V 3-pole, line protection ETU320, LI, In=63A overload protection Ir=25A...63A short-circuit protection Ii=1.5...12 x In nut keeper kit shunt trip (STL) 12-30V DC, 24V AC 50/60Hz | - | 0 | 0
3VA2063-6HL32-0HC0 |  | 3VA2063-6HL32-0HC0 | 1 | UN | 1 | 10 | C | D | EAR99 | N | 85362010 | 1 | 4042949031369 | 2.43 | KG | 672.32 | 672.32 | LP18 | LP18 | circuit breaker 3VA2 IEC frame 100 breaking capacity class H Icu=85kA @ 415V 3-pole, line protection ETU320, LI, In=63A overload protection Ir=25A...63A short-circuit protection Ii=1.5...12 x In nut keeper kit shunt trip (STL) 12-30V DC, 24V AC 50/60Hz 2 auxiliary switches HQ | - | 0 | 0
3VA2063-6HL32-0HH0 |  | 3VA2063-6HL32-0HH0 | 1 | UN | 1 | 10 | C | D | EAR99 | N | 85362010 | 1 | 4042949035206 | 2.46 | KG | 696.96 | 696.96 | LP18 | LP18 | circuit breaker 3VA2 IEC frame 100 breaking capacity class H Icu=85kA @ 415V 3-pole, line protection ETU320, LI, In=63A overload protection Ir=25A...63A short-circuit protection Ii=1.5...12 x In nut keeper kit shunt trip (STL) 12-30V DC, 24V AC 50/60Hz 2 auxiliary switches HQ 1 trip alarm switch HQ | - | 0 | 0
3VA2063-6HL32-0HL0 |  | 3VA2063-6HL32-0HL0 | 1 | UN | 1 | 10 | C | D | EAR99 | N | 85362010 | 1 | 4042949039044 | 2.49 | KG | 731.28 | 731.28 | LP18 | LP18 | circuit breaker 3VA2 IEC frame 100 breaking capacity class H Icu=85kA @ 415V 3-pole, line protection ETU320, LI, In=63A overload protection Ir=25A...63A short-circuit protection Ii=1.5...12 x In nut keeper kit shunt trip (STL) 12-30V DC, 24V AC 50/60Hz 2 auxiliary switches HQ 1 trip alarm switch HQ 1 electrical alarm switch | - | 0 | 0
3VA2063-6HL32-0JA0 |  | 3VA2063-6HL32-0JA0 | 1 | UN | 1 | 10 | C | D | EAR99 | N | 85362010 | 1 | 4042949023043 | 2.37 | KG | 624.8 | 624.8 | LP18 | LP18 | circuit breaker 3VA2 IEC frame 100 breaking capacity class H Icu=85kA @ 415V 3-pole, line protection ETU320, LI, In=63A overload protection Ir=25A...63A short-circuit protection Ii=1.5...12 x In nut keeper kit shunt trip (STL) 110-127V DC, AC 50/60Hz | - | 0 | 0
3VA2063-6HL32-0JC0 |  | 3VA2063-6HL32-0JC0 | 1 | UN | 1 | 10 | C | D | EAR99 | N | 85362010 | 1 | 4042949032007 | 2.43 | KG | 672.32 | 672.32 | LP18 | LP18 | circuit breaker 3VA2 IEC frame 100 breaking capacity class H Icu=85kA @ 415V 3-pole, line protection ETU320, LI, In=63A overload protection Ir=25A...63A short-circuit protection Ii=1.5...12 x In nut keeper kit shunt trip (STL) 110-127V DC, AC 50/60Hz 2 auxiliary switches HQ | - | 0 | 0
3VA2063-6HL32-0JH0 |  | 3VA2063-6HL32-0JH0 | 1 | UN | 1 | 10 | C | D | EAR99 | N | 85362010 | 1 | 4042949035848 | 2.46 | KG | 696.96 | 696.96 | LP18 | LP18 | circuit breaker 3VA2 IEC frame 100 breaking capacity class H Icu=85kA @ 415V 3-pole, line protection ETU320, LI, In=63A overload protection Ir=25A...63A short-circuit protection Ii=1.5...12 x In nut keeper kit shunt trip (STL) 110-127V DC, AC 50/60Hz 2 auxiliary switches HQ 1 trip alarm switch HQ | - | 0 | 0
3VA2063-6HL32-0JL0 |  | 3VA2063-6HL32-0JL0 | 1 | UN | 1 | 10 | C | D | EAR99 | N | 85362010 | 1 | 4042949039686 | 2.49 | KG | 731.28 | 731.28 | LP18 | LP18 | circuit breaker 3VA2 IEC frame 100 breaking capacity class H Icu=85kA @ 415V 3-pole, line protection ETU320, LI, In=63A overload protection Ir=25A...63A short-circuit protection Ii=1.5...12 x In nut keeper kit shunt trip (STL) 110-127V DC, AC 50/60Hz 2 auxiliary switches HQ 1 trip alarm switch HQ 1 electrical alarm switch | - | 0 | 0
3VA2063-6HL32-0KA0 |  | 3VA2063-6HL32-0KA0 | 1 | UN | 1 | 10 | C | D | EAR99 | N | 85362010 | 1 | 4042949023685 | 2.37 | KG | 624.8 | 624.8 | LP18 | LP18 | circuit breaker 3VA2 IEC frame 100 breaking capacity class H Icu=85kA @ 415V 3-pole, line protection ETU320, LI, In=63A overload protection Ir=25A...63A short-circuit protection Ii=1.5...12 x In nut keeper kit shunt trip (STL) 220-250V DC, 208-277V AC | - | 0 | 0
3VA2063-6HL32-0KC0 |  | 3VA2063-6HL32-0KC0 | 1 | UN | 1 | 10 | C | D | EAR99 | N | 85362010 | 1 | 4042949032649 | 2.43 | KG | 672.32 | 672.32 | LP18 | LP18 | circuit breaker 3VA2 IEC frame 100 breaking capacity class H Icu=85kA @ 415V 3-pole, line protection ETU320, LI, In=63A overload protection Ir=25A...63A short-circuit protection Ii=1.5...12 x In nut keeper kit shunt trip (STL) 220-250V DC, 208-277V AC 2 auxiliary switches HQ | - | 0 | 0
3VA2063-6HL32-0KH0 |  | 3VA2063-6HL32-0KH0 | 1 | UN | 1 | 10 | C | D | EAR99 | N | 85362010 | 1 | 4042949036487 | 2.46 | KG | 696.96 | 696.96 | LP18 | LP18 | circuit breaker 3VA2 IEC frame 100 breaking capacity class H Icu=85kA @ 415V 3-pole, line protection ETU320, LI, In=63A overload protection Ir=25A...63A short-circuit protection Ii=1.5...12 x In nut keeper kit shunt trip (STL) 220-250V DC, 208-277V AC 2 auxiliary switches HQ 1 trip alarm switch HQ | - | 0 | 0
3VA2063-6HL32-0KL0 |  | 3VA2063-6HL32-0KL0 | 1 | UN | 1 | 10 | C | D | EAR99 | N | 85362010 | 1 | 4042949040323 | 2.49 | KG | 731.28 | 731.28 | LP18 | LP18 | circuit breaker 3VA2 IEC frame 100 breaking capacity class H Icu=85kA @ 415V 3-pole, line protection ETU320, LI, In=63A overload protection Ir=25A...63A short-circuit protection Ii=1.5...12 x In nut keeper kit shunt trip (STL) 220-250V DC, 208-277V AC 2 auxiliary switches HQ 1 trip alarm switch HQ 1 electrical alarm switch | - | 0 | 0
3VA2063-6HL36-0AA0 |  | 3VA2063-6HL36-0AA0 | 1 | UN | 1 | 5 | B | D | EAR99 | N | 85362010 | 1 | 4042948833513 | 2.277 | KG | 541.5 | 526.2 | LP18 | LP18 | circuit breaker 3VA2 IEC frame 100 breaking capacity class H Icu=85kA @ 415V 3-pole, line protection ETU320, LI, In=63A overload protection Ir=25A...63A short-circuit protection Ii=1.5...12 x In clamp connection | Lista Papel 2020 SI | 0 | 0
3VA2063-6HL42-0AA0 |  | 3VA2063-6HL42-0AA0 | 1 | UN | 1 | 5 | B | D | EAR99 | N | 85362010 | 1 | 4042948833506 | 2.741 | KG | 658.8 | 640.1 | LP18 | LP18 | circuit breaker 3VA2 IEC frame 100 breaking capacity class H Icu=85kA @ 415V 4-pole, line protection ETU320, LI, In=63A overload protection Ir=25A...63A short-circuit protection Ii=1.5...12 x In N conductor protection adjustable (OFF, 100%) nut keeper kit | Lista Papel 2020 SI | 0 | 0
3VA2063-6HL46-0AA0 |  | 3VA2063-6HL46-0AA0 | 1 | UN | 1 | 5 | B | D | EAR99 | N | 85362010 | 1 | 4042948833490 | 2.938 | KG | 691.1 | 671.5 | LP18 | LP18 | circuit breaker 3VA2 IEC frame 100 breaking capacity class H Icu=85kA @ 415V 4-pole, line protection ETU320, LI, In=63A overload protection Ir=25A...63A short-circuit protection Ii=1.5...12 x In N conductor protection adjustable (OFF, 100%) clamp connection | Lista Papel 2020 SI | 0 | 0
3VA2063-6HM32-0AA0 |  | 3VA2063-6HM32-0AA0 | 1 | UN | 1 | 5 | B | D | EAR99 | N | 85362010 | 1 | 4042948801314 | 2.127 | KG | 761.6 | 740.4 | LP18 | LP18 | circuit breaker 3VA2 IEC frame 100 breaking capacity class H Icu=85kA @ 415V 3-pole, line protection ETU330, LIG, In=63A overload protection Ir=25A...63A short-circuit protection Ii=1.5...12 x In ground-fault protection Ig=0.25... 1 x In, tg=0.1/0.3s nut keeper kit | Lista Papel 2020 SI | 0 | 0
3VA2063-6HM36-0AA0 |  | 3VA2063-6HM36-0AA0 | 1 | UN | 1 | 5 | B | D | EAR99 | N | 85362010 | 1 | 4042948817032 | 2.5 | KG | 784.6 | 762.5 | LP18 | LP18 | circuit breaker 3VA2 IEC frame 100 breaking capacity class H Icu=85kA @ 415V 3-pole, line protection ETU330, LIG, In=63A overload protection Ir=25A...63A short-circuit protection Ii=1.5...12 x In ground-fault protection Ig=0.25... 1 x In, tg=0.1/0.3s clamp connection | Lista Papel 2020 SI | 0 | 0
3VA2063-6HM42-0AA0 |  | 3VA2063-6HM42-0AA0 | 1 | UN | 1 | 5 | B | D | EAR99 | N | 85362010 | 1 | 4042948803554 | 2.731 | KG | 909.5 | 884 | LP18 | LP18 | circuit breaker 3VA2 IEC frame 100 breaking capacity class H Icu=85kA @ 415V 4-pole, line protection ETU330, LIG, In=63A overload protection Ir=25A...63A short-circuit protection Ii=1.5...12 x In N conductor protection adjustable (OFF, 100%) ground-fault protection Ig=0.25...1 x In= tg=0.1/0.3s nut keeper kit | Lista Papel 2020 SI | 0 | 0
3VA2063-6HM46-0AA0 |  | 3VA2063-6HM46-0AA0 | 1 | UN | 1 | 5 | B | D | EAR99 | N | 85362010 | 1 | 4042948818152 | 3.2 | KG | 935 | 909.5 | LP18 | LP18 | circuit breaker 3VA2 IEC frame 100 breaking capacity class H Icu=85kA @ 415V 4-pole, line protection ETU330, LIG, In=63A overload protection Ir=25A...63A short-circuit protection Ii=1.5...12 x In N conductor protection adjustable (OFF, 100%) ground-fault protection Ig=0.25...1 x In= tg=0.1/0.3s clamp connection | Lista Papel 2020 SI | 0 | 0
3VA2063-6HN32-0AA0 |  | 3VA2063-6HN32-0AA0 | 1 | UN | 1 | 5 | B | D | EAR99 | N | 85362010 | 1 | 4042948801307 | 2.152 | KG | 576.3 | 560.2 | LP18 | LP18 | circuit breaker 3VA2 IEC frame 100 breaking capacity class H Icu=85kA @ 415V 3-pole, line protection ETU350, LSI, In=63A overload protection Ir=25A...63A short-circuit protection Isd=1.5...10 x Ir, Ii=12 x In nut keeper kit | Lista Papel 2020 SI | 0 | 0
3VA2063-6HN32-0AB0 |  | 3VA2063-6HN32-0AB0 | 1 | UN | 1 | 10 | C | D | EAR99 | N | 85362010 | 1 | 4042949024316 | 2.36 | KG | 668.8 | 668.8 | LP18 | LP18 | circuit breaker 3VA2 IEC frame 100 breaking capacity class H Icu=85kA @ 415V 3-pole, line protection ETU350, LSI, In=63A overload protection Ir=25A...63A short-circuit protection Isd=1.5...10 x Ir, Ii=12 x In nut keeper kit 2 auxiliary switches HP | - | 0 | 0
3VA2063-6HN32-0AC0 |  | 3VA2063-6HN32-0AC0 | 1 | UN | 1 | 10 | C | D | EAR99 | N | 85362010 | 1 | 4042949024958 | 2.34 | KG | 644.16 | 644.16 | LP18 | LP18 | circuit breaker 3VA2 IEC frame 100 breaking capacity class H Icu=85kA @ 415V 3-pole, line protection ETU350, LSI, In=63A overload protection Ir=25A...63A short-circuit protection Isd=1.5...10 x Ir, Ii=12 x In nut keeper kit 2 auxiliary switches HQ | - | 0 | 0
3VA2063-6HN32-0AD0 |  | 3VA2063-6HN32-0AD0 | 1 | UN | 1 | 10 | C | D | EAR99 | N | 85362010 | 1 | 4042949025597 | 2.37 | KG | 668.8 | 668.8 | LP18 | LP18 | circuit breaker 3VA2 IEC frame 100 breaking capacity class H Icu=85kA @ 415V 3-pole, line protection ETU350, LSI, In=63A overload protection Ir=25A...63A short-circuit protection Isd=1.5...10 x Ir, Ii=12 x In nut keeper kit 3 auxiliary switches HQ | - | 0 | 0
3VA2063-6HN32-0AE0 |  | 3VA2063-6HN32-0AE0 | 1 | UN | 1 | 10 | C | D | EAR99 | N | 85362010 | 1 | 4042949026235 | 2.4 | KG | 693.44 | 693.44 | LP18 | LP18 | circuit breaker 3VA2 IEC frame 100 breaking capacity class H Icu=85kA @ 415V 3-pole, line protection ETU350, LSI, In=63A overload protection Ir=25A...63A short-circuit protection Isd=1.5...10 x Ir, Ii=12 x In nut keeper kit 4 auxiliary switches HQ | - | 0 | 0
3VA2063-6HN32-0AF0 |  | 3VA2063-6HN32-0AF0 | 1 | UN | 1 | 10 | C | D | EAR99 | N | 85362010 | 1 | 4042949026877 | 2.34 | KG | 644.16 | 644.16 | LP18 | LP18 | circuit breaker 3VA2 IEC frame 100 breaking capacity class H Icu=85kA @ 415V 3-pole, line protection ETU350, LSI, In=63A overload protection Ir=25A...63A short-circuit protection Isd=1.5...10 x Ir, Ii=12 x In nut keeper kit 1 auxiliary switch HQ 1 trip alarm switch HQ | - | 0 | 0
3VA2063-6HN32-0AG0 |  | 3VA2063-6HN32-0AG0 | 1 | UN | 1 | 10 | C | D | EAR99 | N | 85362010 | 1 | 4042949027515 | 2.36 | KG | 668.8 | 668.8 | LP18 | LP18 | circuit breaker 3VA2 IEC frame 100 breaking capacity class H Icu=85kA @ 415V 3-pole, line protection ETU350, LSI, In=63A overload protection Ir=25A...63A short-circuit protection Isd=1.5...10 x Ir, Ii=12 x In nut keeper kit 1 auxiliary switch HP 1 trip alarm switch HP | - | 0 | 0
3VA2063-6HN32-0AH0 |  | 3VA2063-6HN32-0AH0 | 1 | UN | 1 | 10 | C | D | EAR99 | N | 85362010 | 1 | 4042949028154 | 2.37 | KG | 668.8 | 668.8 | LP18 | LP18 | circuit breaker 3VA2 IEC frame 100 breaking capacity class H Icu=85kA @ 415V 3-pole, line protection ETU350, LSI, In=63A overload protection Ir=25A...63A short-circuit protection Isd=1.5...10 x Ir, Ii=12 x In nut keeper kit 2 auxiliary switches HQ 1 trip alarm switch HQ | - | 0 | 0
3VA2063-6HN32-0AJ0 |  | 3VA2063-6HN32-0AJ0 | 1 | UN | 1 | 10 | C | D | EAR99 | N | 85362010 | 1 | 4042949028796 | 2.4 | KG | 705.76 | 705.76 | LP18 | LP18 | circuit breaker 3VA2 IEC frame 100 breaking capacity class H Icu=85kA @ 415V 3-pole, line protection ETU350, LSI, In=63A overload protection Ir=25A...63A short-circuit protection Isd=1.5...10 x Ir, Ii=12 x In nut keeper kit 2 auxiliary switches HP 1 trip alarm switch HP | - | 0 | 0
3VA2063-6HN32-0BA0 |  | 3VA2063-6HN32-0BA0 | 1 | UN | 1 | 10 | C | D | EAR99 | N | 85362010 | 1 | 4042949020479 | 2.4 | KG | 709.28 | 709.28 | LP18 | LP18 | circuit breaker 3VA2 IEC frame 100 breaking capacity class H Icu=85kA @ 415V 3-pole, line protection ETU350, LSI, In=63A overload protection Ir=25A...63A short-circuit protection Isd=1.5...10 x Ir, Ii=12 x In nut keeper kit undervoltage release (UVR) 24V DC | - | 0 | 0
3VA2063-6HN32-0BC0 |  | 3VA2063-6HN32-0BC0 | 1 | UN | 1 | 10 | C | D | EAR99 | N | 85362010 | 1 | 4042949029434 | 2.46 | KG | 755.92 | 755.92 | LP18 | LP18 | circuit breaker 3VA2 IEC frame 100 breaking capacity class H Icu=85kA @ 415V 3-pole, line protection ETU350, LSI, In=63A overload protection Ir=25A...63A short-circuit protection Isd=1.5...10 x Ir, Ii=12 x In nut keeper kit undervoltage release (UVR) 24V DC 2 auxiliary switches HQ | - | 0 | 0
3VA2063-6HN32-0BH0 |  | 3VA2063-6HN32-0BH0 | 1 | UN | 1 | 10 | C | D | EAR99 | N | 85362010 | 1 | 4042949033271 | 2.49 | KG | 781.44 | 781.44 | LP18 | LP18 | circuit breaker 3VA2 IEC frame 100 breaking capacity class H Icu=85kA @ 415V 3-pole, line protection ETU350, LSI, In=63A overload protection Ir=25A...63A short-circuit protection Isd=1.5...10 x Ir, Ii=12 x In nut keeper kit undervoltage release (UVR) 24V DC 2 auxiliary switches HQ 1 trip alarm switch HQ | - | 0 | 0
3VA2063-6HN32-0BL0 |  | 3VA2063-6HN32-0BL0 | 1 | UN | 1 | 10 | C | D | EAR99 | N | 85362010 | 1 | 4042949037118 | 2.52 | KG | 818.4 | 818.4 | LP18 | LP18 | circuit breaker 3VA2 IEC frame 100 breaking capacity class H Icu=85kA @ 415V 3-pole, line protection ETU350, LSI, In=63A overload protection Ir=25A...63A short-circuit protection Isd=1.5...10 x Ir, Ii=12 x In nut keeper kit undervoltage release (UVR) 24V DC 2 auxiliary switches HQ 1 trip alarm switch HQ 1 electrical alarm switch | - | 0 | 0
3VA2063-6HN32-0CA0 |  | 3VA2063-6HN32-0CA0 | 1 | UN | 1 | 10 | C | D | EAR99 | N | 85362010 | 1 | 4042949021117 | 2.4 | KG | 709.28 | 709.28 | LP18 | LP18 | circuit breaker 3VA2 IEC frame 100 breaking capacity class H Icu=85kA @ 415V 3-pole, line protection ETU350, LSI, In=63A overload protection Ir=25A...63A short-circuit protection Isd=1.5...10 x Ir, Ii=12 x In nut keeper kit undervoltage release (UVR) 120-127V AC 50/60Hz | - | 0 | 0
3VA2063-6HN32-0CC0 |  | 3VA2063-6HN32-0CC0 | 1 | UN | 1 | 10 | C | D | EAR99 | N | 85362010 | 1 | 4042949030072 | 2.46 | KG | 755.92 | 755.92 | LP18 | LP18 | circuit breaker 3VA2 IEC frame 100 breaking capacity class H Icu=85kA @ 415V 3-pole, line protection ETU350, LSI, In=63A overload protection Ir=25A...63A short-circuit protection Isd=1.5...10 x Ir, Ii=12 x In nut keeper kit undervoltage release (UVR) 120-127V AC 50/60Hz 2 auxiliary switches HQ | - | 0 | 0
3VA2063-6HN32-0CH0 |  | 3VA2063-6HN32-0CH0 | 1 | UN | 1 | 10 | C | D | EAR99 | N | 85362010 | 1 | 4042949033912 | 2.49 | KG | 781.44 | 781.44 | LP18 | LP18 | circuit breaker 3VA2 IEC frame 100 breaking capacity class H Icu=85kA @ 415V 3-pole, line protection ETU350, LSI, In=63A overload protection Ir=25A...63A short-circuit protection Isd=1.5...10 x Ir, Ii=12 x In nut keeper kit undervoltage release (UVR) 120-127V AC 50/60Hz 2 auxiliary switches HQ 1 trip alarm switch HQ | - | 0 | 0
3VA2063-6HN32-0CL0 |  | 3VA2063-6HN32-0CL0 | 1 | UN | 1 | 10 | C | D | EAR99 | N | 85362010 | 1 | 4042949037750 | 2.52 | KG | 818.4 | 818.4 | LP18 | LP18 | circuit breaker 3VA2 IEC frame 100 breaking capacity class H Icu=85kA @ 415V 3-pole, line protection ETU350, LSI, In=63A overload protection Ir=25A...63A short-circuit protection Isd=1.5...10 x Ir, Ii=12 x In nut keeper kit undervoltage release (UVR) 120-127V AC 50/60Hz 2 auxiliary switches HQ 1 trip alarm switch HQ 1 electrical alarm switch | - | 0 | 0
3VA2063-6HN32-0DA0 |  | 3VA2063-6HN32-0DA0 | 1 | UN | 1 | 10 | C | D | EAR99 | N | 85362010 | 1 | 4042949021759 | 2.4 | KG | 709.28 | 709.28 | LP18 | LP18 | circuit breaker 3VA2 IEC frame 100 breaking capacity class H Icu=85kA @ 415V 3-pole, line protection ETU350, LSI, In=63A overload protection Ir=25A...63A short-circuit protection Isd=1.5...10 x Ir, Ii=12 x In nut keeper kit undervoltage release (UVR) 208-230V AC 50/60Hz | - | 0 | 0
3VA2063-6HN32-0DC0 |  | 3VA2063-6HN32-0DC0 | 1 | UN | 1 | 10 | C | D | EAR99 | N | 85362010 | 1 | 4042949030713 | 2.46 | KG | 755.92 | 755.92 | LP18 | LP18 | circuit breaker 3VA2 IEC frame 100 breaking capacity class H Icu=85kA @ 415V 3-pole, line protection ETU350, LSI, In=63A overload protection Ir=25A...63A short-circuit protection Isd=1.5...10 x Ir, Ii=12 x In nut keeper kit undervoltage release (UVR) 208-230V AC 50/60Hz 2 auxiliary switches HQ | - | 0 | 0
3VA2063-6HN32-0DH0 |  | 3VA2063-6HN32-0DH0 | 1 | UN | 1 | 10 | C | D | EAR99 | N | 85362010 | 1 | 4042949034551 | 2.49 | KG | 781.44 | 781.44 | LP18 | LP18 | circuit breaker 3VA2 IEC frame 100 breaking capacity class H Icu=85kA @ 415V 3-pole, line protection ETU350, LSI, In=63A overload protection Ir=25A...63A short-circuit protection Isd=1.5...10 x Ir, Ii=12 x In nut keeper kit undervoltage release (UVR) 208-230V AC 50/60Hz 2 auxiliary switches HQ 1 trip alarm switch HQ | - | 0 | 0
3VA2063-6HN32-0DL0 |  | 3VA2063-6HN32-0DL0 | 1 | UN | 1 | 10 | C | D | EAR99 | N | 85362010 | 1 | 4042949038399 | 2.52 | KG | 818.4 | 818.4 | LP18 | LP18 | circuit breaker 3VA2 IEC frame 100 breaking capacity class H Icu=85kA @ 415V 3-pole, line protection ETU350, LSI, In=63A overload protection Ir=25A...63A short-circuit protection Isd=1.5...10 x Ir, Ii=12 x In nut keeper kit undervoltage release (UVR) 208-230V AC 50/60Hz 2 auxiliary switches HQ 1 trip alarm switch HQ 1 electrical alarm switch | - | 0 | 0
3VA2063-6HN32-0HA0 |  | 3VA2063-6HN32-0HA0 | 1 | UN | 1 | 10 | C | D | EAR99 | N | 85362010 | 1 | 4042949022398 | 2.37 | KG | 683.76 | 683.76 | LP18 | LP18 | circuit breaker 3VA2 IEC frame 100 breaking capacity class H Icu=85kA @ 415V 3-pole, line protection ETU350, LSI, In=63A overload protection Ir=25A...63A short-circuit protection Isd=1.5...10 x Ir, Ii=12 x In nut keeper kit shunt trip (STL) 12-30V DC, 24V AC 50/60Hz | - | 0 | 0
3VA2063-6HN32-0HC0 |  | 3VA2063-6HN32-0HC0 | 1 | UN | 1 | 10 | C | D | EAR99 | N | 85362010 | 1 | 4042949031352 | 2.43 | KG | 730.4 | 730.4 | LP18 | LP18 | circuit breaker 3VA2 IEC frame 100 breaking capacity class H Icu=85kA @ 415V 3-pole, line protection ETU350, LSI, In=63A overload protection Ir=25A...63A short-circuit protection Isd=1.5...10 x Ir, Ii=12 x In nut keeper kit shunt trip (STL) 12-30V DC, 24V AC 50/60Hz 2 auxiliary switches HQ | - | 0 | 0
3VA2063-6HN32-0HH0 |  | 3VA2063-6HN32-0HH0 | 1 | UN | 1 | 10 | C | D | EAR99 | N | 85362010 | 1 | 4042949035190 | 2.46 | KG | 755.04 | 755.04 | LP18 | LP18 | circuit breaker 3VA2 IEC frame 100 breaking capacity class H Icu=85kA @ 415V 3-pole, line protection ETU350, LSI, In=63A overload protection Ir=25A...63A short-circuit protection Isd=1.5...10 x Ir, Ii=12 x In nut keeper kit shunt trip (STL) 12-30V DC, 24V AC 50/60Hz 2 auxiliary switches HQ 1 trip alarm switch HQ | - | 0 | 0
3VA2063-6HN32-0HL0 |  | 3VA2063-6HN32-0HL0 | 1 | UN | 1 | 10 | C | D | EAR99 | N | 85362010 | 1 | 4042949039037 | 2.49 | KG | 792 | 792 | LP18 | LP18 | circuit breaker 3VA2 IEC frame 100 breaking capacity class H Icu=85kA @ 415V 3-pole, line protection ETU350, LSI, In=63A overload protection Ir=25A...63A short-circuit protection Isd=1.5...10 x Ir, Ii=12 x In nut keeper kit shunt trip (STL) 12-30V DC, 24V AC 50/60Hz 2 auxiliary switches HQ 1 trip alarm switch HQ 1 electrical alarm switch | - | 0 | 0
3VA2063-6HN32-0JA0 |  | 3VA2063-6HN32-0JA0 | 1 | UN | 1 | 10 | C | D | EAR99 | N | 85362010 | 1 | 4042949023036 | 2.37 | KG | 683.76 | 683.76 | LP18 | LP18 | circuit breaker 3VA2 IEC frame 100 breaking capacity class H Icu=85kA @ 415V 3-pole, line protection ETU350, LSI, In=63A overload protection Ir=25A...63A short-circuit protection Isd=1.5...10 x Ir, Ii=12 x In nut keeper kit shunt trip (STL) 110-127V DC, AC 50/60Hz | - | 0 | 0
3VA2063-6HN32-0JC0 |  | 3VA2063-6HN32-0JC0 | 1 | UN | 1 | 10 | C | D | EAR99 | N | 85362010 | 1 | 4042949031994 | 2.43 | KG | 730.4 | 730.4 | LP18 | LP18 | circuit breaker 3VA2 IEC frame 100 breaking capacity class H Icu=85kA @ 415V 3-pole, line protection ETU350, LSI, In=63A overload protection Ir=25A...63A short-circuit protection Isd=1.5...10 x Ir, Ii=12 x In nut keeper kit shunt trip (STL) 110-127V DC, AC 50/60Hz 2 auxiliary switches HQ | - | 0 | 0
3VA2063-6HN32-0JH0 |  | 3VA2063-6HN32-0JH0 | 1 | UN | 1 | 10 | C | D | EAR99 | N | 85362010 | 1 | 4042949035831 | 2.46 | KG | 755.04 | 755.04 | LP18 | LP18 | circuit breaker 3VA2 IEC frame 100 breaking capacity class H Icu=85kA @ 415V 3-pole, line protection ETU350, LSI, In=63A overload protection Ir=25A...63A short-circuit protection Isd=1.5...10 x Ir, Ii=12 x In nut keeper kit shunt trip (STL) 110-127V DC, AC 50/60Hz 2 auxiliary switches HQ 1 trip alarm switch HQ | - | 0 | 0
3VA2063-6HN32-0JL0 |  | 3VA2063-6HN32-0JL0 | 1 | UN | 1 | 10 | C | D | EAR99 | N | 85362010 | 1 | 4042949039679 | 2.49 | KG | 792 | 792 | LP18 | LP18 | circuit breaker 3VA2 IEC frame 100 breaking capacity class H Icu=85kA @ 415V 3-pole, line protection ETU350, LSI, In=63A overload protection Ir=25A...63A short-circuit protection Isd=1.5...10 x Ir, Ii=12 x In nut keeper kit shunt trip (STL) 110-127V DC, AC 50/60Hz 2 auxiliary switches HQ 1 trip alarm switch HQ 1 electrical alarm switch | - | 0 | 0
3VA2063-6HN32-0KA0 |  | 3VA2063-6HN32-0KA0 | 1 | UN | 1 | 10 | C | D | EAR99 | N | 85362010 | 1 | 4042949023678 | 2.37 | KG | 683.76 | 683.76 | LP18 | LP18 | circuit breaker 3VA2 IEC frame 100 breaking capacity class H Icu=85kA @ 415V 3-pole, line protection ETU350, LSI, In=63A overload protection Ir=25A...63A short-circuit protection Isd=1.5...10 x Ir, Ii=12 x In nut keeper kit shunt trip (STL) 220-250V DC, 208-277V AC | - | 0 | 0
3VA2063-6HN32-0KC0 |  | 3VA2063-6HN32-0KC0 | 1 | UN | 1 | 10 | C | D | EAR99 | N | 85362010 | 1 | 4042949032632 | 2.43 | KG | 730.4 | 730.4 | LP18 | LP18 | circuit breaker 3VA2 IEC frame 100 breaking capacity class H Icu=85kA @ 415V 3-pole, line protection ETU350, LSI, In=63A overload protection Ir=25A...63A short-circuit protection Isd=1.5...10 x Ir, Ii=12 x In nut keeper kit shunt trip (STL) 220-250V DC, 208-277V AC 2 auxiliary switches HQ | - | 0 | 0
3VA2063-6HN32-0KH0 |  | 3VA2063-6HN32-0KH0 | 1 | UN | 1 | 10 | C | D | EAR99 | N | 85362010 | 1 | 4042949036470 | 2.46 | KG | 755.04 | 755.04 | LP18 | LP18 | circuit breaker 3VA2 IEC frame 100 breaking capacity class H Icu=85kA @ 415V 3-pole, line protection ETU350, LSI, In=63A overload protection Ir=25A...63A short-circuit protection Isd=1.5...10 x Ir, Ii=12 x In nut keeper kit shunt trip (STL) 220-250V DC, 208-277V AC 2 auxiliary switches HQ 1 trip alarm switch HQ | - | 0 | 0
3VA2063-6HN32-0KL0 |  | 3VA2063-6HN32-0KL0 | 1 | UN | 1 | 10 | C | D | EAR99 | N | 85362010 | 1 | 4042949040316 | 2.49 | KG | 792 | 792 | LP18 | LP18 | circuit breaker 3VA2 IEC frame 100 breaking capacity class H Icu=85kA @ 415V 3-pole, line protection ETU350, LSI, In=63A overload protection Ir=25A...63A short-circuit protection Isd=1.5...10 x Ir, Ii=12 x In nut keeper kit shunt trip (STL) 220-250V DC, 208-277V AC 2 auxiliary switches HQ 1 trip alarm switch HQ 1 electrical alarm switch | - | 0 | 0
3VA2063-6HN36-0AA0 |  | 3VA2063-6HN36-0AA0 | 1 | UN | 1 | 5 | B | D | EAR99 | N | 85362010 | 1 | 4042948817025 | 2.268 | KG | 600.1 | 583.1 | LP18 | LP18 | circuit breaker 3VA2 IEC frame 100 breaking capacity class H Icu=85kA @ 415V 3-pole, line protection ETU350, LSI, In=63A overload protection Ir=25A...63A short-circuit protection Isd=1.5...10 x Ir, Ii=12 x In clamp connection | Lista Papel 2020 SI | 0 | 0
3VA2063-6HN42-0AA0 |  | 3VA2063-6HN42-0AA0 | 1 | UN | 1 | 5 | B | D | EAR99 | N | 85362010 | 1 | 4042948803547 | 2.738 | KG | 718.3 | 697.9 | LP18 | LP18 | circuit breaker 3VA2 IEC frame 100 breaking capacity class H Icu=85kA @ 415V 4-pole, line protection ETU350, LSI, In=63A overload protection Ir=25A...63A short-circuit protection Isd=1.5...10 x Ir, Ii=12 x In N conductor protection adjustable (OFF, 100%) nut keeper kit | Lista Papel 2020 SI | 0 | 0
3VA2063-6HN46-0AA0 |  | 3VA2063-6HN46-0AA0 | 1 | UN | 1 | 5 | B | D | EAR99 | N | 85362010 | 1 | 4042948818145 | 3.2 | KG | 749.7 | 728.5 | LP18 | LP18 | circuit breaker 3VA2 IEC frame 100 breaking capacity class H Icu=85kA @ 415V 4-pole, line protection ETU350, LSI, In=63A overload protection Ir=25A...63A short-circuit protection Isd=1.5...10 x Ir, Ii=12 x In N conductor protection adjustable (OFF, 100%) clamp connection | Lista Papel 2020 SI | 0 | 0
3VA2063-6JP32-0AA0 |  | 3VA2063-6JP32-0AA0 | 1 | UN | 1 | 5 | B | D | EAR99 | N | 85362010 | 1 | 4042948801321 | 2.146 | KG | 986 | 960.5 | LP18 | LP18 | circuit breaker 3VA2 IEC frame 100 breaking capacity class H Icu=85kA @ 415V 3-pole, line protection ETU550, LSI, In=63A overload protection Ir=25A...63A short-circuit protection Isd=0.6..10x In, Ii=1.5..12x In N conductor protection optionally with external current transformer, up to 160% nut keeper kit | Lista Papel 2020 SI | 0 | 0
3VA2063-6JP36-0AA0 |  | 3VA2063-6JP36-0AA0 | 1 | UN | 1 | 5 | B | D | EAR99 | N | 85362010 | 1 | 4042948817049 | 2.5 | KG | 1011.5 | 986 | LP18 | LP18 | circuit breaker 3VA2 IEC frame 100 breaking capacity class H Icu=85kA @ 415V 3-pole, line protection ETU550, LSI, In=63A overload protection Ir=25A...63A short-circuit protection Isd=0.6..10x In, Ii=1.5..12x In N conductor protection optionally with external current transformer, up to 160% clamp connection | Lista Papel 2020 SI | 0 | 0
3VA2063-6JP42-0AA0 |  | 3VA2063-6JP42-0AA0 | 1 | UN | 1 | 5 | B | D | EAR99 | N | 85362010 | 1 | 4042948803561 | 2.767 | KG | 1122 | 1088 | LP18 | LP18 | circuit breaker 3VA2 IEC frame 100 breaking capacity class H Icu=85kA @ 415V 4-pole, line protection ETU550, LSI, In=63A overload protection Ir=25A...63A short-circuit protection Isd=0.6..10x In, Ii=1.5..12x In N conductor protection adjustable (OFF, up to 160%) nut keeper kit | Lista Papel 2020 SI | 0 | 0
3VA2063-6JP46-0AA0 |  | 3VA2063-6JP46-0AA0 | 1 | UN | 1 | 5 | B | D | EAR99 | N | 85362010 | 1 | 4042948818169 | 3.2 | KG | 1147.5 | 1113.5 | LP18 | LP18 | circuit breaker 3VA2 IEC frame 100 breaking capacity class H Icu=85kA @ 415V 4-pole, line protection ETU550, LSI, In=63A overload protection Ir=25A...63A short-circuit protection Isd=0.6..10x In, Ii=1.5..12x In N conductor protection adjustable (OFF, up to 160%) clamp connection | Lista Papel 2020 SI | 0 | 0
3VA2063-6JQ32-0AA0 |  | 3VA2063-6JQ32-0AA0 | 1 | UN | 1 | 5 | B | D | EAR99 | N | 85362010 | 1 | 4042948801338 | 2.134 | KG | 1241 | 1207 | LP18 | LP18 | circuit breaker 3VA2 IEC frame 100 breaking capacity class H Icu=85kA @ 415V 3-pole, line protection ETU560, LSIG, In=63A overload protection Ir=25A...63A short-circuit protection Isd=0.6..10x In, Ii=1.5..12x In N conductor protection optionally with external current transformer, up to 160% gr.-fault prot., can be sw. off Ig=0.25...1 x In, tg=0.05-0.8s nut keeper kit | Lista Papel 2020 SI | 0 | 0
3VA2063-6JQ36-0AA0 |  | 3VA2063-6JQ36-0AA0 | 1 | UN | 1 | 5 | B | D | EAR99 | N | 85362010 | 1 | 4042948817056 | 2.5 | KG | 1258 | 1224 | LP18 | LP18 | circuit breaker 3VA2 IEC frame 100 breaking capacity class H Icu=85kA @ 415V 3-pole, line protection ETU560, LSIG, In=63A overload protection Ir=25A...63A short-circuit protection Isd=0.6..10x In, Ii=1.5..12x In N conductor protection optionally with external current transformer, up to 160% gr.-fault prot., can be sw. off Ig=0.25...1 x In, tg=0.05-0.8s clamp connection | Lista Papel 2020 SI | 0 | 0
3VA2063-6JQ42-0AA0 |  | 3VA2063-6JQ42-0AA0 | 1 | UN | 1 | 5 | B | D | EAR99 | N | 85362010 | 1 | 4042948803578 | 2.741 | KG | 1377 | 1334.5 | LP18 | LP18 | circuit breaker 3VA2 IEC frame 100 breaking capacity class H Icu=85kA @ 415V 4-pole, line protection ETU560, LSIG, In=63A overload protection Ir=25A...63A short-circuit protection Isd=0.6..10x In, Ii=1.5..12x In N conductor protection adjustable (OFF, up to 160%) gr.-fault prot., can be sw. off Ig=0.25...1 x In= tg=0.05-0.8s nut keeper kit | Lista Papel 2020 SI | 0 | 0
3VA2063-6JQ46-0AA0 |  | 3VA2063-6JQ46-0AA0 | 1 | UN | 1 | 5 | B | D | EAR99 | N | 85362010 | 1 | 4042948818176 | 3.2 | KG | 1402.5 | 1360 | LP18 | LP18 | circuit breaker 3VA2 IEC frame 100 breaking capacity class H Icu=85kA @ 415V 4-pole, line protection ETU560, LSIG, In=63A overload protection Ir=25A...63A short-circuit protection Isd=0.6..10x In, Ii=1.5..12x In N conductor protection adjustable (OFF, up to 160%) gr.-fault prot., can be sw. off Ig=0.25...1 x In= tg=0.05-0.8s clamp connection | Lista Papel 2020 SI | 0 | 0
3VA2063-6KP32-0AA0 |  | 3VA2063-6KP32-0AA0 | 1 | UN | 1 | 5 | B | D | EAR99 | N | 85362010 | 1 | 4042948801345 | 2.203 | KG | 1181.5 | 1147.5 | LP18 | LP18 | circuit breaker 3VA2 IEC frame 100 breaking capacity class H Icu=85kA @ 415V 3-pole, line protection ETU850, LSI, In=63A overload protection Ir=25A...63A short-circuit protection Isd=0.6..10x In, Ii=1.5..12x In N conductor protection optionally with external current transformer, up to 160% nut keeper kit | Lista Papel 2020 SI | 0 | 0
3VA2063-6KP36-0AA0 |  | 3VA2063-6KP36-0AA0 | 1 | UN | 1 | 5 | B | D | EAR99 | N | 85362010 | 1 | 4042948817063 | 2.5 | KG | 1215.5 | 1181.5 | LP18 | LP18 | circuit breaker 3VA2 IEC frame 100 breaking capacity class H Icu=85kA @ 415V 3-pole, line protection ETU850, LSI, In=63A overload protection Ir=25A...63A short-circuit protection Isd=0.6..10x In, Ii=1.5..12x In N conductor protection optionally with external current transformer, up to 160% clamp connection | Lista Papel 2020 SI | 0 | 0
3VA2063-6KP42-0AA0 |  | 3VA2063-6KP42-0AA0 | 1 | UN | 1 | 5 | B | D | EAR99 | N | 85362010 | 1 | 4042948803585 | 3.2 | KG | 1326 | 1292 | LP18 | LP18 | circuit breaker 3VA2 IEC frame 100 breaking capacity class H Icu=85kA @ 415V 4-pole, line protection ETU850, LSI, In=63A overload protection Ir=25A...63A short-circuit protection Isd=0.6..10x In, Ii=1.5..12x In N conductor protection adjustable (OFF, up to 160%) nut keeper kit | Lista Papel 2020 SI | 0 | 0
3VA2063-6KP46-0AA0 |  | 3VA2063-6KP46-0AA0 | 1 | UN | 1 | 5 | B | D | EAR99 | N | 85362010 | 1 | 4042948818183 | 3.2 | KG | 1368.5 | 1326 | LP18 | LP18 | circuit breaker 3VA2 IEC frame 100 breaking capacity class H Icu=85kA @ 415V 4-pole, line protection ETU850, LSI, In=63A overload protection Ir=25A...63A short-circuit protection Isd=0.6..10x In, Ii=1.5..12x In N conductor protection adjustable (OFF, up to 160%) clamp connection | Lista Papel 2020 SI | 0 | 0
3VA2063-6KQ32-0AA0 |  | 3VA2063-6KQ32-0AA0 | 1 | UN | 1 | 5 | B | D | EAR99 | N | 85362010 | 1 | 4042948801352 | 2.5 | KG | 1326 | 1292 | LP18 | LP18 | circuit breaker 3VA2 IEC frame 100 breaking capacity class H Icu=85kA @ 415V 3-pole, line protection ETU860, LSIG, In=63A overload protection Ir=25A...63A short-circuit protection Isd=0.6..10x In, Ii=1.5..12x In N conductor protection optionally with external current transformer, up to 160% gr.-fault prot., can be sw. off Ig=0.25...1 x In, tg=0.05-0.8s nut keeper kit | Lista Papel 2020 SI | 0 | 0
3VA2063-6KQ36-0AA0 |  | 3VA2063-6KQ36-0AA0 | 1 | UN | 1 | 5 | B | D | EAR99 | N | 85362010 | 1 | 4042948817070 | 2.5 | KG | 1351.5 | 1317.5 | LP18 | LP18 | circuit breaker 3VA2 IEC frame 100 breaking capacity class H Icu=85kA @ 415V 3-pole, line protection ETU860, LSIG, In=63A overload protection Ir=25A...63A short-circuit protection Isd=0.6..10x In, Ii=1.5..12x In N conductor protection optionally with external current transformer, up to 160% gr.-fault prot., can be sw. off Ig=0.25...1 x In, tg=0.05-0.8s clamp connection | Lista Papel 2020 SI | 0 | 0
3VA2063-6KQ42-0AA0 |  | 3VA2063-6KQ42-0AA0 | 1 | UN | 1 | 5 | B | D | EAR99 | N | 85362010 | 1 | 4042948803592 | 3.2 | KG | 1462 | 1419.5 | LP18 | LP18 | circuit breaker 3VA2 IEC frame 100 breaking capacity class H Icu=85kA @ 415V 4-pole, line protection ETU860, LSIG, In=63A overload protection Ir=25A...63A short-circuit protection Isd=0.6..10x In, Ii=1.5..12x In N conductor protection adjustable (OFF, up to 160%) gr.-fault prot., can be sw. off Ig=0.25...1 x In= tg=0.05-0.8s nut keeper kit | Lista Papel 2020 SI | 0 | 0
3VA2063-6KQ46-0AA0 |  | 3VA2063-6KQ46-0AA0 | 1 | UN | 1 | 5 | B | D | EAR99 | N | 85362010 | 1 | 4042948818190 | 3.2 | KG | 1496 | 1453.5 | LP18 | LP18 | circuit breaker 3VA2 IEC frame 100 breaking capacity class H Icu=85kA @ 415V 4-pole, line protection ETU860, LSIG, In=63A overload protection Ir=25A...63A short-circuit protection Isd=0.6..10x In, Ii=1.5..12x In N conductor protection adjustable (OFF, up to 160%) gr.-fault prot., can be sw. off Ig=0.25...1 x In= tg=0.05-0.8s clamp connection | Lista Papel 2020 SI | 0 | 0
3VA2063-7HL32-0AA0 |  | 3VA2063-7HL32-0AA0 | 1 | UN | 1 | 5 | B | D | EAR99 | N | 85362010 | 1 | 4042948833483 | 2.126 | KG | 552.5 | 537.2 | LP18 | LP18 | circuit breaker 3VA2 IEC frame 100 breaking capacity class C Icu=110kA @ 415V 3-pole, line protection ETU320, LI, In=63A overload protection Ir=25A...63A short-circuit protection Ii=1.5...12 x In nut keeper kit | Lista Papel 2020 SI | 0 | 0
3VA2063-7HL36-0AA0 |  | 3VA2063-7HL36-0AA0 | 1 | UN | 1 | 5 | B | D | EAR99 | N | 85362010 | 1 | 4042948833476 | 2.278 | KG | 577.2 | 561 | LP18 | LP18 | circuit breaker 3VA2 IEC frame 100 breaking capacity class C Icu=110kA @ 415V 3-pole, line protection ETU320, LI, In=63A overload protection Ir=25A...63A short-circuit protection Ii=1.5...12 x In clamp connection | Lista Papel 2020 SI | 0 | 0
3VA2063-7HL36-0KB0 |  | 3VA2063-7HL36-0KB0 | 1 | UN | 1 | 10 | C | D | EAR99 | N | 85362010 | 1 | 4042949320630 | 2.59 | KG | 755.92 | 755.92 | LP18 | LP18 | circuit breaker 3VA2 IEC frame 100 breaking capacity class C Icu=110kA @ 415V 3-pole, line protection ETU320, LI, In=63A overload protection Ir=25A...63A short-circuit protection Ii=1.5...12 x In clamp connection shunt trip (STL) 220-250V DC, 208-277V AC 2 auxiliary switches HP | - | 0 | 0
3VA2063-7HL42-0AA0 |  | 3VA2063-7HL42-0AA0 | 1 | UN | 1 | 5 | B | D | EAR99 | N | 85362010 | 1 | 4042948833469 | 2.768 | KG | 705.5 | 686 | LP18 | LP18 | circuit breaker 3VA2 IEC frame 100 breaking capacity class C Icu=110kA @ 415V 4-pole, line protection ETU320, LI, In=63A overload protection Ir=25A...63A short-circuit protection Ii=1.5...12 x In N conductor protection adjustable (OFF, 100%) nut keeper kit | Lista Papel 2020 SI | 0 | 0
3VA2063-7HL46-0AA0 |  | 3VA2063-7HL46-0AA0 | 1 | UN | 1 | 5 | B | D | EAR99 | N | 85362010 | 1 | 4042948833452 | 3.2 | KG | 739.5 | 718.3 | LP18 | LP18 | circuit breaker 3VA2 IEC frame 100 breaking capacity class C Icu=110kA @ 415V 4-pole, line protection ETU320, LI, In=63A overload protection Ir=25A...63A short-circuit protection Ii=1.5...12 x In N conductor protection adjustable (OFF, 100%) clamp connection | Lista Papel 2020 SI | 0 | 0
3VA2063-7HM32-0AA0 |  | 3VA2063-7HM32-0AA0 | 1 | UN | 1 | 5 | B | D | EAR99 | N | 85362010 | 1 | 4042948801383 | 2.5 | KG | 798.2 | 776.1 | LP18 | LP18 | circuit breaker 3VA2 IEC frame 100 breaking capacity class C Icu=110kA @ 415V 3-pole, line protection ETU330, LIG, In=63A overload protection Ir=25A...63A short-circuit protection Ii=1.5...12 x In ground-fault protection Ig=0.25... 1 x In, tg=0.1/0.3s nut keeper kit | Lista Papel 2020 SI | 0 | 0
3VA2063-7HM32-0KF0 |  | 3VA2063-7HM32-0KF0 | 1 | UN | 1 | 10 | C | D | EAR99 | N | 85362010 | 1 | 4042949320418 | 2.413 | KG | 968 | 968 | LP18 | LP18 | circuit breaker 3VA2 IEC frame 100 breaking capacity class C Icu=110kA @ 415V 3-pole, line protection ETU330, LIG, In=63A overload protection Ir=25A...63A short-circuit protection Ii=1.5...12 x In ground-fault protection Ig=0.25... 1 x In, tg=0.1/0.3s nut keeper kit shunt trip (STL) 220-250V DC; 208-277V AC 1 auxiliary switch HQ 1 trip alarm switch HQ | - | 0 | 0
3VA2063-7HM36-0AA0 |  | 3VA2063-7HM36-0AA0 | 1 | UN | 1 | 5 | B | D | EAR99 | N | 85362010 | 1 | 4042948817100 | 2.5 | KG | 821.1 | 798.2 | LP18 | LP18 | circuit breaker 3VA2 IEC frame 100 breaking capacity class C Icu=110kA @ 415V 3-pole, line protection ETU330, LIG, In=63A overload protection Ir=25A...63A short-circuit protection Ii=1.5...12 x In ground-fault protection Ig=0.25... 1 x In, tg=0.1/0.3s clamp connection | Lista Papel 2020 SI | 0 | 0
3VA2063-7HM42-0AA0 |  | 3VA2063-7HM42-0AA0 | 1 | UN | 1 | 5 | B | D | EAR99 | N | 85362010 | 1 | 4042948803622 | 3.2 | KG | 952 | 926.5 | LP18 | LP18 | circuit breaker 3VA2 IEC frame 100 breaking capacity class C Icu=110kA @ 415V 4-pole, line protection ETU330, LIG, In=63A overload protection Ir=25A...63A short-circuit protection Ii=1.5...12 x In N conductor protection adjustable (OFF, 100%) ground-fault protection Ig=0.25...1 x In= tg=0.1/0.3s nut keeper kit | Lista Papel 2020 SI | 0 | 0
3VA2063-7HM46-0AA0 |  | 3VA2063-7HM46-0AA0 | 1 | UN | 1 | 5 | B | D | EAR99 | N | 85362010 | 1 | 4042948818220 | 3.2 | KG | 986 | 960.5 | LP18 | LP18 | circuit breaker 3VA2 IEC frame 100 breaking capacity class C Icu=110kA @ 415V 4-pole, line protection ETU330, LIG, In=63A overload protection Ir=25A...63A short-circuit protection Ii=1.5...12 x In N conductor protection adjustable (OFF, 100%) ground-fault protection Ig=0.25...1 x In= tg=0.1/0.3s clamp connection | Lista Papel 2020 SI | 0 | 0
3VA2063-7HN32-0AA0 |  | 3VA2063-7HN32-0AA0 | 1 | UN | 1 | 5 | B | D | EAR99 | N | 85362010 | 1 | 4042948801376 | 2.142 | KG | 612 | 595 | LP18 | LP18 | circuit breaker 3VA2 IEC frame 100 breaking capacity class C Icu=110kA @ 415V 3-pole, line protection ETU350, LSI, In=63A overload protection Ir=25A...63A short-circuit protection Isd=1.5...10 x Ir, Ii=12 x In nut keeper kit | Lista Papel 2020 SI | 0 | 0
3VA2063-7HN36-0AA0 |  | 3VA2063-7HN36-0AA0 | 1 | UN | 1 | 5 | B | D | EAR99 | N | 85362010 | 1 | 4042948817094 | 2.265 | KG | 636.7 | 618.8 | LP18 | LP18 | circuit breaker 3VA2 IEC frame 100 breaking capacity class C Icu=110kA @ 415V 3-pole, line protection ETU350, LSI, In=63A overload protection Ir=25A...63A short-circuit protection Isd=1.5...10 x Ir, Ii=12 x In clamp connection | Lista Papel 2020 SI | 0 | 0
3VA2063-7HN42-0AA0 |  | 3VA2063-7HN42-0AA0 | 1 | UN | 1 | 5 | B | D | EAR99 | N | 85362010 | 1 | 4042948803615 | 3.2 | KG | 765 | 743.8 | LP18 | LP18 | circuit breaker 3VA2 IEC frame 100 breaking capacity class C Icu=110kA @ 415V 4-pole, line protection ETU350, LSI, In=63A overload protection Ir=25A...63A short-circuit protection Isd=1.5...10 x Ir, Ii=12 x In N conductor protection adjustable (OFF, 100%) nut keeper kit | Lista Papel 2020 SI | 0 | 0
3VA2063-7HN46-0AA0 |  | 3VA2063-7HN46-0AA0 | 1 | UN | 1 | 5 | B | D | EAR99 | N | 85362010 | 1 | 4042948818213 | 3.2 | KG | 796.5 | 774.4 | LP18 | LP18 | circuit breaker 3VA2 IEC frame 100 breaking capacity class C Icu=110kA @ 415V 4-pole, line protection ETU350, LSI, In=63A overload protection Ir=25A...63A short-circuit protection Isd=1.5...10 x Ir, Ii=12 x In N conductor protection adjustable (OFF, 100%) clamp connection | Lista Papel 2020 SI | 0 | 0
3VA2063-7JP32-0AA0 |  | 3VA2063-7JP32-0AA0 | 1 | UN | 1 | 5 | B | D | EAR99 | N | 85362010 | 1 | 4042948801390 | 2.134 | KG | 1020 | 994.5 | LP18 | LP18 | circuit breaker 3VA2 IEC frame 100 breaking capacity class C Icu=110kA @ 415V 3-pole, line protection ETU550, LSI, In=63A overload protection Ir=25A...63A short-circuit protection Isd=0.6..10x In, Ii=1.5..12x In N conductor protection optionally with external current transformer, up to 160% nut keeper kit | Lista Papel 2020 SI | 0 | 0
3VA2063-7JP36-0AA0 |  | 3VA2063-7JP36-0AA0 | 1 | UN | 1 | 5 | B | D | EAR99 | N | 85362010 | 1 | 4042948817117 | 2.5 | KG | 1045.5 | 1020 | LP18 | LP18 | circuit breaker 3VA2 IEC frame 100 breaking capacity class C Icu=110kA @ 415V 3-pole, line protection ETU550, LSI, In=63A overload protection Ir=25A...63A short-circuit protection Isd=0.6..10x In, Ii=1.5..12x In N conductor protection optionally with external current transformer, up to 160% clamp connection | Lista Papel 2020 SI | 0 | 0
3VA2063-7JP42-0AA0 |  | 3VA2063-7JP42-0AA0 | 1 | UN | 1 | 5 | B | D | EAR99 | N | 85362010 | 1 | 4042948803639 | 3.2 | KG | 1156 | 1122 | LP18 | LP18 | circuit breaker 3VA2 IEC frame 100 breaking capacity class C Icu=110kA @ 415V 4-pole, line protection ETU550, LSI, In=63A overload protection Ir=25A...63A short-circuit protection Isd=0.6..10x In, Ii=1.5..12x In N conductor protection adjustable (OFF, up to 160%) nut keeper kit | Lista Papel 2020 SI | 0 | 0
3VA2063-7JP46-0AA0 |  | 3VA2063-7JP46-0AA0 | 1 | UN | 1 | 5 | B | D | EAR99 | N | 85362010 | 1 | 4042948818237 | 3.2 | KG | 1198.5 | 1164.5 | LP18 | LP18 | circuit breaker 3VA2 IEC frame 100 breaking capacity class C Icu=110kA @ 415V 4-pole, line protection ETU550, LSI, In=63A overload protection Ir=25A...63A short-circuit protection Isd=0.6..10x In, Ii=1.5..12x In N conductor protection adjustable (OFF, up to 160%) clamp connection | Lista Papel 2020 SI | 0 | 0
3VA2063-7JQ32-0AA0 |  | 3VA2063-7JQ32-0AA0 | 1 | UN | 1 | 5 | B | D | EAR99 | N | 85362010 | 1 | 4042948801406 | 2.143 | KG | 1266.5 | 1232.5 | LP18 | LP18 | circuit breaker 3VA2 IEC frame 100 breaking capacity class C Icu=110kA @ 415V 3-pole, line protection ETU560, LSIG, In=63A overload protection Ir=25A...63A short-circuit protection Isd=0.6..10x In, Ii=1.5..12x In N conductor protection optionally with external current transformer, up to 160% gr.-fault prot., can be sw. off Ig=0.25...1 x In, tg=0.05-0.8s nut keeper kit | Lista Papel 2020 SI | 0 | 0
3VA2063-7JQ36-0AA0 |  | 3VA2063-7JQ36-0AA0 | 1 | UN | 1 | 5 | B | D | EAR99 | N | 85362010 | 1 | 4042948817124 | 2.5 | KG | 1292 | 1258 | LP18 | LP18 | circuit breaker 3VA2 IEC frame 100 breaking capacity class C Icu=110kA @ 415V 3-pole, line protection ETU560, LSIG, In=63A overload protection Ir=25A...63A short-circuit protection Isd=0.6..10x In, Ii=1.5..12x In N conductor protection optionally with external current transformer, up to 160% gr.-fault prot., can be sw. off Ig=0.25...1 x In, tg=0.05-0.8s clamp connection | Lista Papel 2020 SI | 0 | 0
3VA2063-7JQ42-0AA0 |  | 3VA2063-7JQ42-0AA0 | 1 | UN | 1 | 5 | B | D | EAR99 | N | 85362010 | 1 | 4042948803646 | 3.2 | KG | 1411 | 1368.5 | LP18 | LP18 | circuit breaker 3VA2 IEC frame 100 breaking capacity class C Icu=110kA @ 415V 4-pole, line protection ETU560, LSIG, In=63A overload protection Ir=25A...63A short-circuit protection Isd=0.6..10x In, Ii=1.5..12x In N conductor protection adjustable (OFF, up to 160%) gr.-fault prot., can be sw. off Ig=0.25...1 x In= tg=0.05-0.8s nut keeper kit | Lista Papel 2020 SI | 0 | 0
3VA2063-7JQ46-0AA0 |  | 3VA2063-7JQ46-0AA0 | 1 | UN | 1 | 5 | B | D | EAR99 | N | 85362010 | 1 | 4042948818244 | 3.2 | KG | 1445 | 1402.5 | LP18 | LP18 | circuit breaker 3VA2 IEC frame 100 breaking capacity class C Icu=110kA @ 415V 4-pole, line protection ETU560, LSIG, In=63A overload protection Ir=25A...63A short-circuit protection Isd=0.6..10x In, Ii=1.5..12x In N conductor protection adjustable (OFF, up to 160%) gr.-fault prot., can be sw. off Ig=0.25...1 x In= tg=0.05-0.8s clamp connection | Lista Papel 2020 SI | 0 | 0
3VA2063-7KP32-0AA0 |  | 3VA2063-7KP32-0AA0 | 1 | UN | 1 | 5 | B | D | EAR99 | N | 85362010 | 1 | 4042948801413 | 2.5 | KG | 1224 | 1190 | LP18 | LP18 | circuit breaker 3VA2 IEC frame 100 breaking capacity class C Icu=110kA @ 415V 3-pole, line protection ETU850, LSI, In=63A overload protection Ir=25A...63A short-circuit protection Isd=0.6..10x In, Ii=1.5..12x In N conductor protection optionally with external current transformer, up to 160% nut keeper kit | Lista Papel 2020 SI | 0 | 0
3VA2063-7KP36-0AA0 |  | 3VA2063-7KP36-0AA0 | 1 | UN | 1 | 5 | B | D | EAR99 | N | 85362010 | 1 | 4042948817131 | 2.5 | KG | 1258 | 1224 | LP18 | LP18 | circuit breaker 3VA2 IEC frame 100 breaking capacity class C Icu=110kA @ 415V 3-pole, line protection ETU850, LSI, In=63A overload protection Ir=25A...63A short-circuit protection Isd=0.6..10x In, Ii=1.5..12x In N conductor protection optionally with external current transformer, up to 160% clamp connection | Lista Papel 2020 SI | 0 | 0
3VA2063-7KP42-0AA0 |  | 3VA2063-7KP42-0AA0 | 1 | UN | 1 | 5 | B | D | EAR99 | N | 85362010 | 1 | 4042948803653 | 3.2 | KG | 1377 | 1334.5 | LP18 | LP18 | circuit breaker 3VA2 IEC frame 100 breaking capacity class C Icu=110kA @ 415V 4-pole, line protection ETU850, LSI, In=63A overload protection Ir=25A...63A short-circuit protection Isd=0.6..10x In, Ii=1.5..12x In N conductor protection adjustable (OFF, up to 160%) nut keeper kit | Lista Papel 2020 SI | 0 | 0
3VA2063-7KP46-0AA0 |  | 3VA2063-7KP46-0AA0 | 1 | UN | 1 | 5 | B | D | EAR99 | N | 85362010 | 1 | 4042948818251 | 3.2 | KG | 1402.5 | 1360 | LP18 | LP18 | circuit breaker 3VA2 IEC frame 100 breaking capacity class C Icu=110kA @ 415V 4-pole, line protection ETU850, LSI, In=63A overload protection Ir=25A...63A short-circuit protection Isd=0.6..10x In, Ii=1.5..12x In N conductor protection adjustable (OFF, up to 160%) clamp connection | Lista Papel 2020 SI | 0 | 0
3VA2063-7KQ32-0AA0 |  | 3VA2063-7KQ32-0AA0 | 1 | UN | 1 | 5 | B | D | EAR99 | N | 85362010 | 1 | 4042948801420 | 2.5 | KG | 1368.5 | 1326 | LP18 | LP18 | circuit breaker 3VA2 IEC frame 100 breaking capacity class C Icu=110kA @ 415V 3-pole, line protection ETU860, LSIG, In=63A overload protection Ir=25A...63A short-circuit protection Isd=0.6..10x In, Ii=1.5..12x In N conductor protection optionally with external current transformer, up to 160% gr.-fault prot., can be sw. off Ig=0.25...1 x In, tg=0.05-0.8s nut keeper kit | Lista Papel 2020 SI | 0 | 0
3VA2063-7KQ36-0AA0 |  | 3VA2063-7KQ36-0AA0 | 1 | UN | 1 | 5 | B | D | EAR99 | N | 85362010 | 1 | 4042948817148 | 2.5 | KG | 1385.5 | 1343 | LP18 | LP18 | circuit breaker 3VA2 IEC frame 100 breaking capacity class C Icu=110kA @ 415V 3-pole, line protection ETU860, LSIG, In=63A overload protection Ir=25A...63A short-circuit protection Isd=0.6..10x In, Ii=1.5..12x In N conductor protection optionally with external current transformer, up to 160% gr.-fault prot., can be sw. off Ig=0.25...1 x In, tg=0.05-0.8s clamp connection | Lista Papel 2020 SI | 0 | 0
3VA2063-7KQ42-0AA0 |  | 3VA2063-7KQ42-0AA0 | 1 | UN | 1 | 5 | B | D | EAR99 | N | 85362010 | 1 | 4042948803660 | 3.2 | KG | 1513 | 1470.5 | LP18 | LP18 | circuit breaker 3VA2 IEC frame 100 breaking capacity class C Icu=110kA @ 415V 4-pole, line protection ETU860, LSIG, In=63A overload protection Ir=25A...63A short-circuit protection Isd=0.6..10x In, Ii=1.5..12x In N conductor protection adjustable (OFF, up to 160%) gr.-fault prot., can be sw. off Ig=0.25...1 x In= tg=0.05-0.8s nut keeper kit | Lista Papel 2020 SI | 0 | 0
3VA2063-7KQ42-0DA0 |  | 3VA2063-7KQ42-0DA0 | 1 | UN | 1 | 10 | C | D | EAR99 | N | 85362010 | 1 | 4042949328117 | 3.284 | KG | 1680.8 | 1680.8 | LP18 | LP18 | circuit breaker 3VA2 IEC frame 100 breaking capacity class C Icu=110kA @ 415V 4-pole, line protection ETU860, LSIG, In=63A overload protection Ir=25A...63A short-circuit protection Isd=0.6..10x In, Ii=1.5..12x In N conductor protection adjustable (OFF, up to 160%) gr.-fault prot., can be sw. off Ig=0.25...1 x In= tg=0.05-0.8s nut keeper kit circuit breaker 3VA2 IEC frame 100 breaking capacity class C Icu=110kA @ 415V 4-pole, line UNDERVOLTAGE RELEASE 208-230 V AC 50/60 HZ ACCESSORY FOR 3VA1 |  | 0 | 0
3VA2063-7KQ46-0AA0 |  | 3VA2063-7KQ46-0AA0 | 1 | UN | 1 | 5 | B | D | EAR99 | N | 85362010 | 1 | 4042948818268 | 2.963 | KG | 1547 | 1504.5 | LP18 | LP18 | circuit breaker 3VA2 IEC frame 100 breaking capacity class C Icu=110kA @ 415V 4-pole, line protection ETU860, LSIG, In=63A overload protection Ir=25A...63A short-circuit protection Isd=0.6..10x In, Ii=1.5..12x In N conductor protection adjustable (OFF, up to 160%) gr.-fault prot., can be sw. off Ig=0.25...1 x In= tg=0.05-0.8s clamp connection | Lista Papel 2020 SI | 0 | 0
3VA2063-7KQ46-0KB0 |  | 3VA2063-7KQ46-0KB0 | 1 | UN | 1 | 10 | C | D | EAR99 | N | 85362010 | 1 | 4042949321750 | 2.963 | KG | 1760 | 1760 | LP18 | LP18 | circuit breaker 3VA2 IEC frame 100 breaking capacity class C Icu=110kA @ 415V 4-pole, line protection ETU860, LSIG, In=63A overload protection Ir=25A...63A short-circuit protection Isd=0.6..10x In, Ii=1.5..12x In N conductor protection adjustable (OFF, up to 160%) gr.-fault prot., can be sw. off Ig=0.25...1 x In= tg=0.05-0.8s clamp connection 2 auxiliary switches HP | - | 0 | 0
3VA2063-8HL32-0AA0 |  | 3VA2063-8HL32-0AA0 | 1 | UN | 1 | 5 | B | D | EAR99 | N | 85362010 | 1 | 4042948833445 | 2.288 | KG | 623.1 | 605.2 | LP18 | LP18 | circuit breaker 3VA2 IEC frame 100 breaking capacity class L Icu=150kA @ 415V 3-pole, line protection ETU320, LI, In=63A overload protection Ir=25A...63A short-circuit protection Ii=1.5...12 x In nut keeper kit | Lista Papel 2020 SI | 0 | 0
3VA2063-8HL36-0AA0 |  | 3VA2063-8HL36-0AA0 | 1 | UN | 1 | 5 | B | D | EAR99 | N | 85362010 | 1 | 4042948833438 | 2.5 | KG | 646 | 628.2 | LP18 | LP18 | circuit breaker 3VA2 IEC frame 100 breaking capacity class L Icu=150kA @ 415V 3-pole, line protection ETU320, LI, In=63A overload protection Ir=25A...63A short-circuit protection Ii=1.5...12 x In clamp connection | Lista Papel 2020 SI | 0 | 0
3VA2063-8HL42-0AA0 |  | 3VA2063-8HL42-0AA0 | 1 | UN | 1 | 5 | B | D | EAR99 | N | 85362010 | 1 | 4042948833421 | 3.2 | KG | 802.4 | 779.5 | LP18 | LP18 | circuit breaker 3VA2 IEC frame 100 breaking capacity class L Icu=150kA @ 415V 4-pole, line protection ETU320, LI, In=63A overload protection Ir=25A...63A short-circuit protection Ii=1.5...12 x In N conductor protection adjustable (OFF, 100%) nut keeper kit | Lista Papel 2020 SI | 0 | 0
3VA2063-8HL46-0AA0 |  | 3VA2063-8HL46-0AA0 | 1 | UN | 1 | 5 | B | D | EAR99 | N | 85362010 | 1 | 4042948833414 | 3.2 | KG | 833 | 809.2 | LP18 | LP18 | circuit breaker 3VA2 IEC frame 100 breaking capacity class L Icu=150kA @ 415V 4-pole, line protection ETU320, LI, In=63A overload protection Ir=25A...63A short-circuit protection Ii=1.5...12 x In N conductor protection adjustable (OFF, 100%) clamp connection | Lista Papel 2020 SI | 0 | 0
3VA2063-8HM32-0AA0 |  | 3VA2063-8HM32-0AA0 | 1 | UN | 1 | 5 | B | D | EAR99 | N | 85362010 | 1 | 4042948801451 | 2.5 | KG | 867 | 843.2 | LP18 | LP18 | circuit breaker 3VA2 IEC frame 100 breaking capacity class L Icu=150kA @ 415V 3-pole, line protection ETU330, LIG, In=63A overload protection Ir=25A...63A short-circuit protection Ii=1.5...12 x In ground-fault protection Ig=0.25... 1 x In, tg=0.1/0.3s nut keeper kit | Lista Papel 2020 SI | 0 | 0
3VA2063-8HM36-0AA0 |  | 3VA2063-8HM36-0AA0 | 1 | UN | 1 | 5 | B | D | EAR99 | N | 85362010 | 1 | 4042948817179 | 2.5 | KG | 892.5 | 867 | LP18 | LP18 | circuit breaker 3VA2 IEC frame 100 breaking capacity class L Icu=150kA @ 415V 3-pole, line protection ETU330, LIG, In=63A overload protection Ir=25A...63A short-circuit protection Ii=1.5...12 x In ground-fault protection Ig=0.25... 1 x In, tg=0.1/0.3s clamp connection | Lista Papel 2020 SI | 0 | 0
3VA2063-8HM42-0AA0 |  | 3VA2063-8HM42-0AA0 | 1 | UN | 1 | 5 | B | D | EAR99 | N | 85362010 | 1 | 4042948803691 | 3.2 | KG | 1045.5 | 1020 | LP18 | LP18 | circuit breaker 3VA2 IEC frame 100 breaking capacity class L Icu=150kA @ 415V 4-pole, line protection ETU330, LIG, In=63A overload protection Ir=25A...63A short-circuit protection Ii=1.5...12 x In N conductor protection adjustable (OFF, 100%) ground-fault protection Ig=0.25...1 x In= tg=0.1/0.3s nut keeper kit | Lista Papel 2020 SI | 0 | 0
3VA2063-8HM46-0AA0 |  | 3VA2063-8HM46-0AA0 | 1 | UN | 1 | 5 | B | D | EAR99 | N | 85362010 | 1 | 4042948818299 | 3.2 | KG | 1079.5 | 1045.5 | LP18 | LP18 | circuit breaker 3VA2 IEC frame 100 breaking capacity class L Icu=150kA @ 415V 4-pole, line protection ETU330, LIG, In=63A overload protection Ir=25A...63A short-circuit protection Ii=1.5...12 x In N conductor protection adjustable (OFF, 100%) ground-fault protection Ig=0.25...1 x In= tg=0.1/0.3s clamp connection | Lista Papel 2020 SI | 0 | 0
3VA2063-8HN32-0AA0 |  | 3VA2063-8HN32-0AA0 | 1 | UN | 1 | 5 | B | D | EAR99 | N | 85362010 | 1 | 4042948801444 | 2.5 | KG | 680.9 | 661.3 | LP18 | LP18 | circuit breaker 3VA2 IEC frame 100 breaking capacity class L Icu=150kA @ 415V 3-pole, line protection ETU350, LSI, In=63A overload protection Ir=25A...63A short-circuit protection Isd=1.5...10 x Ir, Ii=12 x In nut keeper kit | Lista Papel 2020 SI | 0 | 0
3VA2063-8HN36-0AA0 |  | 3VA2063-8HN36-0AA0 | 1 | UN | 1 | 5 | B | D | EAR99 | N | 85362010 | 1 | 4042948817162 | 2.5 | KG | 704.7 | 685.1 | LP18 | LP18 | circuit breaker 3VA2 IEC frame 100 breaking capacity class L Icu=150kA @ 415V 3-pole, line protection ETU350, LSI, In=63A overload protection Ir=25A...63A short-circuit protection Isd=1.5...10 x Ir, Ii=12 x In clamp connection | Lista Papel 2020 SI | 0 | 0
3VA2063-8HN42-0AA0 |  | 3VA2063-8HN42-0AA0 | 1 | UN | 1 | 5 | B | D | EAR99 | N | 85362010 | 1 | 4042948803684 | 3.2 | KG | 858.5 | 834.7 | LP18 | LP18 | circuit breaker 3VA2 IEC frame 100 breaking capacity class L Icu=150kA @ 415V 4-pole, line protection ETU350, LSI, In=63A overload protection Ir=25A...63A short-circuit protection Isd=1.5...10 x Ir, Ii=12 x In N conductor protection adjustable (OFF, 100%) nut keeper kit | Lista Papel 2020 SI | 0 | 0
3VA2063-8HN46-0AA0 |  | 3VA2063-8HN46-0AA0 | 1 | UN | 1 | 5 | B | D | EAR99 | N | 85362010 | 1 | 4042948818282 | 3.2 | KG | 892.5 | 867 | LP18 | LP18 | circuit breaker 3VA2 IEC frame 100 breaking capacity class L Icu=150kA @ 415V 4-pole, line protection ETU350, LSI, In=63A overload protection Ir=25A...63A short-circuit protection Isd=1.5...10 x Ir, Ii=12 x In N conductor protection adjustable (OFF, 100%) clamp connection | Lista Papel 2020 SI | 0 | 0
3VA2063-8JP32-0AA0 |  | 3VA2063-8JP32-0AA0 | 1 | UN | 1 | 5 | B | D | EAR99 | N | 85362010 | 1 | 4042948801468 | 2.5 | KG | 1088 | 1054 | LP18 | LP18 | circuit breaker 3VA2 IEC frame 100 breaking capacity class L Icu=150kA @ 415V 3-pole, line protection ETU550, LSI, In=63A overload protection Ir=25A...63A short-circuit protection Isd=0.6..10x In, Ii=1.5..12x In N conductor protection optionally with external current transformer, up to 160% nut keeper kit | Lista Papel 2020 SI | 0 | 0
3VA2063-8JP36-0AA0 |  | 3VA2063-8JP36-0AA0 | 1 | UN | 1 | 5 | B | D | EAR99 | N | 85362010 | 1 | 4042948817186 | 2.5 | KG | 1105 | 1071 | LP18 | LP18 | circuit breaker 3VA2 IEC frame 100 breaking capacity class L Icu=150kA @ 415V 3-pole, line protection ETU550, LSI, In=63A overload protection Ir=25A...63A short-circuit protection Isd=0.6..10x In, Ii=1.5..12x In N conductor protection optionally with external current transformer, up to 160% clamp connection | Lista Papel 2020 SI | 0 | 0
3VA2063-8JP42-0AA0 |  | 3VA2063-8JP42-0AA0 | 1 | UN | 1 | 5 | B | D | EAR99 | N | 85362010 | 1 | 4042948803707 | 3.2 | KG | 1275 | 1241 | LP18 | LP18 | circuit breaker 3VA2 IEC frame 100 breaking capacity class L Icu=150kA @ 415V 4-pole, line protection ETU550, LSI, In=63A overload protection Ir=25A...63A short-circuit protection Isd=0.6..10x In, Ii=1.5..12x In N conductor protection adjustable (OFF, up to 160%) nut keeper kit | Lista Papel 2020 SI | 0 | 0
3VA2063-8JP46-0AA0 |  | 3VA2063-8JP46-0AA0 | 1 | UN | 1 | 5 | B | D | EAR99 | N | 85362010 | 1 | 4042948818305 | 3.2 | KG | 1300.5 | 1266.5 | LP18 | LP18 | circuit breaker 3VA2 IEC frame 100 breaking capacity class L Icu=150kA @ 415V 4-pole, line protection ETU550, LSI, In=63A overload protection Ir=25A...63A short-circuit protection Isd=0.6..10x In, Ii=1.5..12x In N conductor protection adjustable (OFF, up to 160%) clamp connection | Lista Papel 2020 SI | 0 | 0
3VA2063-8JQ32-0AA0 |  | 3VA2063-8JQ32-0AA0 | 1 | UN | 1 | 5 | B | D | EAR99 | N | 85362010 | 1 | 4042948801475 | 2.5 | KG | 1326 | 1292 | LP18 | LP18 | circuit breaker 3VA2 IEC frame 100 breaking capacity class L Icu=150kA @ 415V 3-pole, line protection ETU560, LSIG, In=63A overload protection Ir=25A...63A short-circuit protection Isd=0.6..10x In, Ii=1.5..12x In N conductor protection optionally with external current transformer, up to 160% gr.-fault prot., can be sw. off Ig=0.25...1 x In, tg=0.05-0.8s nut keeper kit | Lista Papel 2020 SI | 0 | 0
3VA2063-8JQ36-0AA0 |  | 3VA2063-8JQ36-0AA0 | 1 | UN | 1 | 5 | B | D | EAR99 | N | 85362010 | 1 | 4042948817193 | 2.5 | KG | 1368.5 | 1326 | LP18 | LP18 | circuit breaker 3VA2 IEC frame 100 breaking capacity class L Icu=150kA @ 415V 3-pole, line protection ETU560, LSIG, In=63A overload protection Ir=25A...63A short-circuit protection Isd=0.6..10x In, Ii=1.5..12x In N conductor protection optionally with external current transformer, up to 160% gr.-fault prot., can be sw. off Ig=0.25...1 x In, tg=0.05-0.8s clamp connection | Lista Papel 2020 SI | 0 | 0
3VA2063-8JQ42-0AA0 |  | 3VA2063-8JQ42-0AA0 | 1 | UN | 1 | 5 | B | D | EAR99 | N | 85362010 | 1 | 4042948803714 | 3.2 | KG | 1513 | 1470.5 | LP18 | LP18 | circuit breaker 3VA2 IEC frame 100 breaking capacity class L Icu=150kA @ 415V 4-pole, line protection ETU560, LSIG, In=63A overload protection Ir=25A...63A short-circuit protection Isd=0.6..10x In, Ii=1.5..12x In N conductor protection adjustable (OFF, up to 160%) gr.-fault prot., can be sw. off Ig=0.25...1 x In= tg=0.05-0.8s nut keeper kit | Lista Papel 2020 SI | 0 | 0
3VA2063-8JQ46-0AA0 |  | 3VA2063-8JQ46-0AA0 | 1 | UN | 1 | 5 | B | D | EAR99 | N | 85362010 | 1 | 4042948818312 | 3.2 | KG | 1547 | 1504.5 | LP18 | LP18 | circuit breaker 3VA2 IEC frame 100 breaking capacity class L Icu=150kA @ 415V 4-pole, line protection ETU560, LSIG, In=63A overload protection Ir=25A...63A short-circuit protection Isd=0.6..10x In, Ii=1.5..12x In N conductor protection adjustable (OFF, up to 160%) gr.-fault prot., can be sw. off Ig=0.25...1 x In= tg=0.05-0.8s clamp connection | Lista Papel 2020 SI | 0 | 0
3VA2063-8KP32-0AA0 |  | 3VA2063-8KP32-0AA0 | 1 | UN | 1 | 5 | B | D | EAR99 | N | 85362010 | 1 | 4042948801482 | 2.5 | KG | 1292 | 1258 | LP18 | LP18 | circuit breaker 3VA2 IEC frame 100 breaking capacity class L Icu=150kA @ 415V 3-pole, line protection ETU850, LSI, In=63A overload protection Ir=25A...63A short-circuit protection Isd=0.6..10x In, Ii=1.5..12x In N conductor protection optionally with external current transformer, up to 160% nut keeper kit | Lista Papel 2020 SI | 0 | 0
3VA2063-8KP36-0AA0 |  | 3VA2063-8KP36-0AA0 | 1 | UN | 1 | 5 | B | D | EAR99 | N | 85362010 | 1 | 4042948817209 | 2.5 | KG | 1309 | 1275 | LP18 | LP18 | circuit breaker 3VA2 IEC frame 100 breaking capacity class L Icu=150kA @ 415V 3-pole, line protection ETU850, LSI, In=63A overload protection Ir=25A...63A short-circuit protection Isd=0.6..10x In, Ii=1.5..12x In N conductor protection optionally with external current transformer, up to 160% clamp connection | Lista Papel 2020 SI | 0 | 0
3VA2063-8KP42-0AA0 |  | 3VA2063-8KP42-0AA0 | 1 | UN | 1 | 5 | B | D | EAR99 | N | 85362010 | 1 | 4042948803721 | 3.2 | KG | 1470.5 | 1428 | LP18 | LP18 | circuit breaker 3VA2 IEC frame 100 breaking capacity class L Icu=150kA @ 415V 4-pole, line protection ETU850, LSI, In=63A overload protection Ir=25A...63A short-circuit protection Isd=0.6..10x In, Ii=1.5..12x In N conductor protection adjustable (OFF, up to 160%) nut keeper kit | Lista Papel 2020 SI | 0 | 0
3VA2063-8KP46-0AA0 |  | 3VA2063-8KP46-0AA0 | 1 | UN | 1 | 5 | B | D | EAR99 | N | 85362010 | 1 | 4042948818329 | 3.2 | KG | 1504.5 | 1462 | LP18 | LP18 | circuit breaker 3VA2 IEC frame 100 breaking capacity class L Icu=150kA @ 415V 4-pole, line protection ETU850, LSI, In=63A overload protection Ir=25A...63A short-circuit protection Isd=0.6..10x In, Ii=1.5..12x In N conductor protection adjustable (OFF, up to 160%) clamp connection | Lista Papel 2020 SI | 0 | 0
3VA2063-8KQ32-0AA0 |  | 3VA2063-8KQ32-0AA0 | 1 | UN | 1 | 5 | B | D | EAR99 | N | 85362010 | 1 | 4042948801499 | 2.5 | KG | 1436.5 | 1394 | LP18 | LP18 | circuit breaker 3VA2 IEC frame 100 breaking capacity class L Icu=150kA @ 415V 3-pole, line protection ETU860, LSIG, In=63A overload protection Ir=25A...63A short-circuit protection Isd=0.6..10x In, Ii=1.5..12x In N conductor protection optionally with external current transformer, up to 160% gr.-fault prot., can be sw. off Ig=0.25...1 x In, tg=0.05-0.8s nut keeper kit | Lista Papel 2020 SI | 0 | 0
3VA2063-8KQ36-0AA0 |  | 3VA2063-8KQ36-0AA0 | 1 | UN | 1 | 5 | B | D | EAR99 | N | 85362010 | 1 | 4042948817216 | 2.5 | KG | 1453.5 | 1411 | LP18 | LP18 | circuit breaker 3VA2 IEC frame 100 breaking capacity class L Icu=150kA @ 415V 3-pole, line protection ETU860, LSIG, In=63A overload protection Ir=25A...63A short-circuit protection Isd=0.6..10x In, Ii=1.5..12x In N conductor protection optionally with external current transformer, up to 160% gr.-fault prot., can be sw. off Ig=0.25...1 x In, tg=0.05-0.8s clamp connection | Lista Papel 2020 SI | 0 | 0
3VA2063-8KQ42-0AA0 |  | 3VA2063-8KQ42-0AA0 | 1 | UN | 1 | 5 | B | D | EAR99 | N | 85362010 | 1 | 4042948803738 | 3.2 | KG | 1606.5 | 1564 | LP18 | LP18 | circuit breaker 3VA2 IEC frame 100 breaking capacity class L Icu=150kA @ 415V 4-pole, line protection ETU860, LSIG, In=63A overload protection Ir=25A...63A short-circuit protection Isd=0.6..10x In, Ii=1.5..12x In N conductor protection adjustable (OFF, up to 160%) gr.-fault prot., can be sw. off Ig=0.25...1 x In= tg=0.05-0.8s nut keeper kit | Lista Papel 2020 SI | 0 | 0
3VA2063-8KQ46-0AA0 |  | 3VA2063-8KQ46-0AA0 | 1 | UN | 1 | 5 | B | D | EAR99 | N | 85362010 | 1 | 4042948818336 | 3.2 | KG | 1632 | 1589.5 | LP18 | LP18 | circuit breaker 3VA2 IEC frame 100 breaking capacity class L Icu=150kA @ 415V 4-pole, line protection ETU860, LSIG, In=63A overload protection Ir=25A...63A short-circuit protection Isd=0.6..10x In, Ii=1.5..12x In N conductor protection adjustable (OFF, up to 160%) gr.-fault prot., can be sw. off Ig=0.25...1 x In= tg=0.05-0.8s clamp connection | Lista Papel 2020 SI | 0 | 0
3VA2110-5HK32-0AA0 |  | 3VA2110-5HK32-0AA0 | 1 | UN | 1 | 5 | B | D | EAR99 | N | 85362090 | 1 | 4042948813843 | 2.139 | KG | 520.96 | 520.96 | LP18 | LP18 | circuit breaker 3VA2 IEC frame 160 breaking capacity class M Icu=55kA @ 415V 3-pole, line protection ETU340, ELISA LI, In=100A overload protection Ir=40A...100A short-circuit protection Ii=15 x In nut keeper kit | - | 0 | 0
3VA2110-5HK36-0AA0 |  | 3VA2110-5HK36-0AA0 | 1 | UN | 1 | 5 | B | D | EAR99 | N | 85362090 | 1 | 4042948819180 | 2.5 | KG | 544.72 | 544.72 | LP18 | LP18 | circuit breaker 3VA2 IEC frame 160 breaking capacity class M Icu=55kA @ 415V 3-pole, line protection ETU340, ELISA LI, In=100A overload protection Ir=40A...100A short-circuit protection Ii=15 x In clamp connection | - | 0 | 0
3VA2110-5HK42-0AA0 |  | 3VA2110-5HK42-0AA0 | 1 | UN | 1 | 5 | B | D | EAR99 | N | 85362090 | 1 | 4042948814123 | 3.2 | KG | 661.76 | 661.76 | LP18 | LP18 | circuit breaker 3VA2 IEC frame 160 breaking capacity class M Icu=55kA @ 415V 4-pole, line protection ETU340, ELISA LI, In=100A overload protection Ir=40A...100A short-circuit protection Ii=15 x In N conductor protection adjustable (OFF, 50%, 100%) nut keeper kit | - | 0 | 0
3VA2110-5HK46-0AA0 |  | 3VA2110-5HK46-0AA0 | 1 | UN | 1 | 5 | B | D | EAR99 | N | 85362090 | 1 | 4042948819463 | 2.912 | KG | 693.44 | 693.44 | LP18 | LP18 | circuit breaker 3VA2 IEC frame 160 breaking capacity class M Icu=55kA @ 415V 4-pole, line protection ETU340, ELISA LI, In=100A overload protection Ir=40A...100A short-circuit protection Ii=15 x In N conductor protection adjustable (OFF, 50%, 100%) clamp connection | - | 0 | 0
3VA2110-5HL32-0AA0 |  | 3VA2110-5HL32-0AA0 | 1 | UN | 1 | 2 | A | D | EAR99 | N | 85362090 | 1 | 4042948833407 | 2.124 | KG | 503.2 | 488.8 | LP18 | LP18 | circuit breaker 3VA2 IEC frame 160 breaking capacity class M Icu=55kA @ 415V 3-pole, line protection ETU320, LI, In=100A overload protection Ir=40A...100A short-circuit protection Ii=1.5...12 x In nut keeper kit | Lista Papel 2020 SI | 0 | 0
3VA2110-5HL32-0AB0 |  | 3VA2110-5HL32-0AB0 | 1 | UN | 1 | 10 | C | D | EAR99 | N | 85362090 | 1 | 4042949024309 | 2.36 | KG | 593.12 | 593.12 | LP18 | LP18 | circuit breaker 3VA2 IEC frame 160 breaking capacity class M Icu=55kA @ 415V 3-pole, line protection ETU320, LI, In=100A overload protection Ir=40A...100A short-circuit protection Ii=1.5...12 x In nut keeper kit 2 auxiliary switches HP | - | 0 | 0
3VA2110-5HL32-0AC0 |  | 3VA2110-5HL32-0AC0 | 1 | UN | 1 | 10 | C | D | EAR99 | N | 85362090 | 1 | 4042949024941 | 2.34 | KG | 568.48 | 568.48 | LP18 | LP18 | circuit breaker 3VA2 IEC frame 160 breaking capacity class M Icu=55kA @ 415V 3-pole, line protection ETU320, LI, In=100A overload protection Ir=40A...100A short-circuit protection Ii=1.5...12 x In nut keeper kit 2 auxiliary switches HQ | - | 0 | 0
3VA2110-5HL32-0AD0 |  | 3VA2110-5HL32-0AD0 | 1 | UN | 1 | 10 | C | D | EAR99 | N | 85362090 | 1 | 4042949025580 | 2.37 | KG | 593.12 | 593.12 | LP18 | LP18 | circuit breaker 3VA2 IEC frame 160 breaking capacity class M Icu=55kA @ 415V 3-pole, line protection ETU320, LI, In=100A overload protection Ir=40A...100A short-circuit protection Ii=1.5...12 x In nut keeper kit 3 auxiliary switches HQ | - | 0 | 0
3VA2110-5HL32-0AE0 |  | 3VA2110-5HL32-0AE0 | 1 | UN | 1 | 10 | C | D | EAR99 | N | 85362090 | 1 | 4042949026228 | 2.4 | KG | 618.64 | 618.64 | LP18 | LP18 | circuit breaker 3VA2 IEC frame 160 breaking capacity class M Icu=55kA @ 415V 3-pole, line protection ETU320, LI, In=100A overload protection Ir=40A...100A short-circuit protection Ii=1.5...12 x In nut keeper kit 4 auxiliary switches HQ | - | 0 | 0
3VA2110-5HL32-0AF0 |  | 3VA2110-5HL32-0AF0 | 1 | UN | 1 | 10 | C | D | EAR99 | N | 85362090 | 1 | 4042949026860 | 2.34 | KG | 568.48 | 568.48 | LP18 | LP18 | circuit breaker 3VA2 IEC frame 160 breaking capacity class M Icu=55kA @ 415V 3-pole, line protection ETU320, LI, In=100A overload protection Ir=40A...100A short-circuit protection Ii=1.5...12 x In nut keeper kit 1 auxiliary switch HQ 1 trip alarm switch HQ | - | 0 | 0
3VA2110-5HL32-0AG0 |  | 3VA2110-5HL32-0AG0 | 1 | UN | 1 | 10 | C | D | EAR99 | N | 85362090 | 1 | 4042949027508 | 2.36 | KG | 593.12 | 593.12 | LP18 | LP18 | circuit breaker 3VA2 IEC frame 160 breaking capacity class M Icu=55kA @ 415V 3-pole, line protection ETU320, LI, In=100A overload protection Ir=40A...100A short-circuit protection Ii=1.5...12 x In nut keeper kit 1 auxiliary switch HP 1 trip alarm switch HP | - | 0 | 0
3VA2110-5HL32-0AH0 |  | 3VA2110-5HL32-0AH0 | 1 | UN | 1 | 10 | C | D | EAR99 | N | 85362090 | 1 | 4042949028147 | 2.37 | KG | 593.12 | 593.12 | LP18 | LP18 | circuit breaker 3VA2 IEC frame 160 breaking capacity class M Icu=55kA @ 415V 3-pole, line protection ETU320, LI, In=100A overload protection Ir=40A...100A short-circuit protection Ii=1.5...12 x In nut keeper kit 2 auxiliary switches HQ 1 trip alarm switch HQ | - | 0 | 0
3VA2110-5HL32-0AJ0 |  | 3VA2110-5HL32-0AJ0 | 1 | UN | 1 | 10 | C | D | EAR99 | N | 85362090 | 1 | 4042949028789 | 2.4 | KG | 630.96 | 630.96 | LP18 | LP18 | circuit breaker 3VA2 IEC frame 160 breaking capacity class M Icu=55kA @ 415V 3-pole, line protection ETU320, LI, In=100A overload protection Ir=40A...100A short-circuit protection Ii=1.5...12 x In nut keeper kit 2 auxiliary switches HP 1 trip alarm switch HP | - | 0 | 0
3VA2110-5HL32-0BA0 |  | 3VA2110-5HL32-0BA0 | 1 | UN | 1 | 10 | C | D | EAR99 | N | 85362090 | 1 | 4042949020462 | 2.4 | KG | 633.6 | 633.6 | LP18 | LP18 | circuit breaker 3VA2 IEC frame 160 breaking capacity class M Icu=55kA @ 415V 3-pole, line protection ETU320, LI, In=100A overload protection Ir=40A...100A short-circuit protection Ii=1.5...12 x In nut keeper kit undervoltage release (UVR) 24V DC | - | 0 | 0
3VA2110-5HL32-0BC0 |  | 3VA2110-5HL32-0BC0 | 1 | UN | 1 | 10 | C | D | EAR99 | N | 85362090 | 1 | 4042949029427 | 2.46 | KG | 681.12 | 681.12 | LP18 | LP18 | circuit breaker 3VA2 IEC frame 160 breaking capacity class M Icu=55kA @ 415V 3-pole, line protection ETU320, LI, In=100A overload protection Ir=40A...100A short-circuit protection Ii=1.5...12 x In nut keeper kit undervoltage release (UVR) 24V DC 2 auxiliary switches HQ | - | 0 | 0
3VA2110-5HL32-0BH0 |  | 3VA2110-5HL32-0BH0 | 1 | UN | 1 | 10 | C | D | EAR99 | N | 85362090 | 1 | 4042949033264 | 2.49 | KG | 705.76 | 705.76 | LP18 | LP18 | circuit breaker 3VA2 IEC frame 160 breaking capacity class M Icu=55kA @ 415V 3-pole, line protection ETU320, LI, In=100A overload protection Ir=40A...100A short-circuit protection Ii=1.5...12 x In nut keeper kit undervoltage release (UVR) 24V DC 2 auxiliary switches HQ 1 trip alarm switch HQ | - | 0 | 0
3VA2110-5HL32-0BL0 |  | 3VA2110-5HL32-0BL0 | 1 | UN | 1 | 10 | C | D | EAR99 | N | 85362090 | 1 | 4042949037101 | 2.52 | KG | 742.72 | 742.72 | LP18 | LP18 | circuit breaker 3VA2 IEC frame 160 breaking capacity class M Icu=55kA @ 415V 3-pole, line protection ETU320, LI, In=100A overload protection Ir=40A...100A short-circuit protection Ii=1.5...12 x In nut keeper kit undervoltage release (UVR) 24V DC 2 auxiliary switches HQ 1 trip alarm switch HQ 1 electrical alarm switch | - | 0 | 0
3VA2110-5HL32-0CA0 |  | 3VA2110-5HL32-0CA0 | 1 | UN | 1 | 10 | C | D | EAR99 | N | 85362090 | 1 | 4042949021100 | 2.4 | KG | 633.6 | 633.6 | LP18 | LP18 | circuit breaker 3VA2 IEC frame 160 breaking capacity class M Icu=55kA @ 415V 3-pole, line protection ETU320, LI, In=100A overload protection Ir=40A...100A short-circuit protection Ii=1.5...12 x In nut keeper kit undervoltage release (UVR) 120-127V AC 50/60Hz | - | 0 | 0
3VA2110-5HL32-0CC0 |  | 3VA2110-5HL32-0CC0 | 1 | UN | 1 | 10 | C | D | EAR99 | N | 85362090 | 1 | 4042949030065 | 2.46 | KG | 681.12 | 681.12 | LP18 | LP18 | circuit breaker 3VA2 IEC frame 160 breaking capacity class M Icu=55kA @ 415V 3-pole, line protection ETU320, LI, In=100A overload protection Ir=40A...100A short-circuit protection Ii=1.5...12 x In nut keeper kit undervoltage release (UVR) 120-127V AC 50/60Hz 2 auxiliary switches HQ | - | 0 | 0
3VA2110-5HL32-0CH0 |  | 3VA2110-5HL32-0CH0 | 1 | UN | 1 | 10 | C | D | EAR99 | N | 85362090 | 1 | 4042949033905 | 2.49 | KG | 705.76 | 705.76 | LP18 | LP18 | circuit breaker 3VA2 IEC frame 160 breaking capacity class M Icu=55kA @ 415V 3-pole, line protection ETU320, LI, In=100A overload protection Ir=40A...100A short-circuit protection Ii=1.5...12 x In nut keeper kit undervoltage release (UVR) 120-127V AC 50/60Hz 2 auxiliary switches HQ 1 trip alarm switch HQ | - | 0 | 0
3VA2110-5HL32-0CL0 |  | 3VA2110-5HL32-0CL0 | 1 | UN | 1 | 10 | C | D | EAR99 | N | 85362090 | 1 | 4042949037743 | 2.52 | KG | 742.72 | 742.72 | LP18 | LP18 | circuit breaker 3VA2 IEC frame 160 breaking capacity class M Icu=55kA @ 415V 3-pole, line protection ETU320, LI, In=100A overload protection Ir=40A...100A short-circuit protection Ii=1.5...12 x In nut keeper kit undervoltage release (UVR) 120-127V AC 50/60Hz 2 auxiliary switches HQ 1 trip alarm switch HQ 1 electrical alarm switch | - | 0 | 0
3VA2110-5HL32-0DA0 |  | 3VA2110-5HL32-0DA0 | 1 | UN | 1 | 10 | C | D | EAR99 | N | 85362090 | 1 | 4042949021742 | 2.4 | KG | 633.6 | 633.6 | LP18 | LP18 | circuit breaker 3VA2 IEC frame 160 breaking capacity class M Icu=55kA @ 415V 3-pole, line protection ETU320, LI, In=100A overload protection Ir=40A...100A short-circuit protection Ii=1.5...12 x In nut keeper kit undervoltage release (UVR) 208-230V AC 50/60Hz | - | 0 | 0
3VA2110-5HL32-0DC0 |  | 3VA2110-5HL32-0DC0 | 1 | UN | 1 | 10 | C | D | EAR99 | N | 85362090 | 1 | 4042949030706 | 2.46 | KG | 681.12 | 681.12 | LP18 | LP18 | circuit breaker 3VA2 IEC frame 160 breaking capacity class M Icu=55kA @ 415V 3-pole, line protection ETU320, LI, In=100A overload protection Ir=40A...100A short-circuit protection Ii=1.5...12 x In nut keeper kit undervoltage release (UVR) 208-230V AC 50/60Hz 2 auxiliary switches HQ | - | 0 | 0
3VA2110-5HL32-0DH0 |  | 3VA2110-5HL32-0DH0 | 1 | UN | 1 | 10 | C | D | EAR99 | N | 85362090 | 1 | 4042949034544 | 2.49 | KG | 705.76 | 705.76 | LP18 | LP18 | circuit breaker 3VA2 IEC frame 160 breaking capacity class M Icu=55kA @ 415V 3-pole, line protection ETU320, LI, In=100A overload protection Ir=40A...100A short-circuit protection Ii=1.5...12 x In nut keeper kit undervoltage release (UVR) 208-230V AC 50/60Hz 2 auxiliary switches HQ 1 trip alarm switch HQ | - | 0 | 0
3VA2110-5HL32-0DL0 |  | 3VA2110-5HL32-0DL0 | 1 | UN | 1 | 10 | C | D | EAR99 | N | 85362090 | 1 | 4042949038382 | 2.52 | KG | 742.72 | 742.72 | LP18 | LP18 | circuit breaker 3VA2 IEC frame 160 breaking capacity class M Icu=55kA @ 415V 3-pole, line protection ETU320, LI, In=100A overload protection Ir=40A...100A short-circuit protection Ii=1.5...12 x In nut keeper kit undervoltage release (UVR) 208-230V AC 50/60Hz 2 auxiliary switches HQ 1 trip alarm switch HQ 1 electrical alarm switch | - | 0 | 0
3VA2110-5HL32-0HA0 |  | 3VA2110-5HL32-0HA0 | 1 | UN | 1 | 10 | C | D | EAR99 | N | 85362090 | 1 | 4042949022381 | 2.37 | KG | 607.2 | 607.2 | LP18 | LP18 | circuit breaker 3VA2 IEC frame 160 breaking capacity class M Icu=55kA @ 415V 3-pole, line protection ETU320, LI, In=100A overload protection Ir=40A...100A short-circuit protection Ii=1.5...12 x In nut keeper kit shunt trip (STL) 12-30V DC, 24V AC 50/60Hz | - | 0 | 0
3VA2110-5HL32-0HC0 |  | 3VA2110-5HL32-0HC0 | 1 | UN | 1 | 10 | C | D | EAR99 | N | 85362090 | 1 | 4042949031345 | 2.43 | KG | 657.36 | 657.36 | LP18 | LP18 | circuit breaker 3VA2 IEC frame 160 breaking capacity class M Icu=55kA @ 415V 3-pole, line protection ETU320, LI, In=100A overload protection Ir=40A...100A short-circuit protection Ii=1.5...12 x In nut keeper kit shunt trip (STL) 12-30V DC, 24V AC 50/60Hz 2 auxiliary switches HQ | - | 0 | 0
3VA2110-5HL32-0HH0 |  | 3VA2110-5HL32-0HH0 | 1 | UN | 1 | 10 | C | D | EAR99 | N | 85362090 | 1 | 4042949035183 | 2.46 | KG | 680.24 | 680.24 | LP18 | LP18 | circuit breaker 3VA2 IEC frame 160 breaking capacity class M Icu=55kA @ 415V 3-pole, line protection ETU320, LI, In=100A overload protection Ir=40A...100A short-circuit protection Ii=1.5...12 x In nut keeper kit shunt trip (STL) 12-30V DC, 24V AC 50/60Hz 2 auxiliary switches HQ 1 trip alarm switch HQ | - | 0 | 0
3VA2110-5HL32-0HL0 |  | 3VA2110-5HL32-0HL0 | 1 | UN | 1 | 10 | C | D | EAR99 | N | 85362090 | 1 | 4042949039020 | 2.49 | KG | 716.32 | 716.32 | LP18 | LP18 | circuit breaker 3VA2 IEC frame 160 breaking capacity class M Icu=55kA @ 415V 3-pole, line protection ETU320, LI, In=100A overload protection Ir=40A...100A short-circuit protection Ii=1.5...12 x In nut keeper kit shunt trip (STL) 12-30V DC, 24V AC 50/60Hz 2 auxiliary switches HQ 1 trip alarm switch HQ 1 electrical alarm switch | - | 0 | 0
3VA2110-5HL32-0JA0 |  | 3VA2110-5HL32-0JA0 | 1 | UN | 1 | 10 | C | D | EAR99 | N | 85362090 | 1 | 4042949023029 | 2.37 | KG | 607.2 | 607.2 | LP18 | LP18 | circuit breaker 3VA2 IEC frame 160 breaking capacity class M Icu=55kA @ 415V 3-pole, line protection ETU320, LI, In=100A overload protection Ir=40A...100A short-circuit protection Ii=1.5...12 x In nut keeper kit shunt trip (STL) 110-127V DC, AC 50/60Hz | - | 0 | 0
3VA2110-5HL32-0JC0 |  | 3VA2110-5HL32-0JC0 | 1 | UN | 1 | 10 | C | D | EAR99 | N | 85362090 | 1 | 4042949031987 | 2.43 | KG | 657.36 | 657.36 | LP18 | LP18 | circuit breaker 3VA2 IEC frame 160 breaking capacity class M Icu=55kA @ 415V 3-pole, line protection ETU320, LI, In=100A overload protection Ir=40A...100A short-circuit protection Ii=1.5...12 x In nut keeper kit shunt trip (STL) 110-127V DC, AC 50/60Hz 2 auxiliary switches HQ | - | 0 | 0
3VA2110-5HL32-0JH0 |  | 3VA2110-5HL32-0JH0 | 1 | UN | 1 | 10 | C | D | EAR99 | N | 85362090 | 1 | 4042949035824 | 2.46 | KG | 680.24 | 680.24 | LP18 | LP18 | circuit breaker 3VA2 IEC frame 160 breaking capacity class M Icu=55kA @ 415V 3-pole, line protection ETU320, LI, In=100A overload protection Ir=40A...100A short-circuit protection Ii=1.5...12 x In nut keeper kit shunt trip (STL) 110-127V DC, AC 50/60Hz 2 auxiliary switches HQ 1 trip alarm switch HQ | - | 0 | 0
3VA2110-5HL32-0JL0 |  | 3VA2110-5HL32-0JL0 | 1 | UN | 1 | 10 | C | D | EAR99 | N | 85362090 | 1 | 4042949039662 | 2.49 | KG | 716.32 | 716.32 | LP18 | LP18 | circuit breaker 3VA2 IEC frame 160 breaking capacity class M Icu=55kA @ 415V 3-pole, line protection ETU320, LI, In=100A overload protection Ir=40A...100A short-circuit protection Ii=1.5...12 x In nut keeper kit shunt trip (STL) 110-127V DC, AC 50/60Hz 2 auxiliary switches HQ 1 trip alarm switch HQ 1 electrical alarm switch | - | 0 | 0
3VA2110-5HL32-0KA0 |  | 3VA2110-5HL32-0KA0 | 1 | UN | 1 | 10 | C | D | EAR99 | N | 85362090 | 1 | 4042949023661 | 2.37 | KG | 607.2 | 607.2 | LP18 | LP18 | circuit breaker 3VA2 IEC frame 160 breaking capacity class M Icu=55kA @ 415V 3-pole, line protection ETU320, LI, In=100A overload protection Ir=40A...100A short-circuit protection Ii=1.5...12 x In nut keeper kit shunt trip (STL) 220-250V DC, 208-277V AC | - | 0 | 0
3VA2110-5HL32-0KC0 |  | 3VA2110-5HL32-0KC0 | 1 | UN | 1 | 10 | C | D | EAR99 | N | 85362090 | 1 | 4042949032625 | 2.43 | KG | 657.36 | 657.36 | LP18 | LP18 | circuit breaker 3VA2 IEC frame 160 breaking capacity class M Icu=55kA @ 415V 3-pole, line protection ETU320, LI, In=100A overload protection Ir=40A...100A short-circuit protection Ii=1.5...12 x In nut keeper kit shunt trip (STL) 220-250V DC, 208-277V AC 2 auxiliary switches HQ | - | 0 | 0
3VA2110-5HL32-0KH0 |  | 3VA2110-5HL32-0KH0 | 1 | UN | 1 | 10 | C | D | EAR99 | N | 85362090 | 1 | 4042949036463 | 2.46 | KG | 680.24 | 680.24 | LP18 | LP18 | circuit breaker 3VA2 IEC frame 160 breaking capacity class M Icu=55kA @ 415V 3-pole, line protection ETU320, LI, In=100A overload protection Ir=40A...100A short-circuit protection Ii=1.5...12 x In nut keeper kit shunt trip (STL) 220-250V DC, 208-277V AC 2 auxiliary switches HQ 1 trip alarm switch HQ | - | 0 | 0
3VA2110-5HL32-0KL0 |  | 3VA2110-5HL32-0KL0 | 1 | UN | 1 | 10 | C | D | EAR99 | N | 85362090 | 1 | 4042949040309 | 2.49 | KG | 716.32 | 716.32 | LP18 | LP18 | circuit breaker 3VA2 IEC frame 160 breaking capacity class M Icu=55kA @ 415V 3-pole, line protection ETU320, LI, In=100A overload protection Ir=40A...100A short-circuit protection Ii=1.5...12 x In nut keeper kit shunt trip (STL) 220-250V DC, 208-277V AC 2 auxiliary switches HQ 1 trip alarm switch HQ 1 electrical alarm switch | - | 0 | 0
3VA2110-5HL36-0AA0 |  | 3VA2110-5HL36-0AA0 | 1 | UN | 1 | 2 | A | D | EAR99 | N | 85362090 | 1 | 4042948833391 | 2.258 | KG | 526.2 | 511.7 | LP18 | LP18 | circuit breaker 3VA2 IEC frame 160 breaking capacity class M Icu=55kA @ 415V 3-pole, line protection ETU320, LI, In=100A overload protection Ir=40A...100A short-circuit protection Ii=1.5...12 x In clamp connection | Lista Papel 2020 SI | 0 | 0
3VA2110-5HL36-0AB0 |  | 3VA2110-5HL36-0AB0 | 1 | UN | 1 | 10 | C | D | EAR99 | N | 85362090 | 1 | 4042949024293 | 2.51 | KG | 618.64 | 618.64 | LP18 | LP18 | circuit breaker 3VA2 IEC frame 160 breaking capacity class M Icu=55kA @ 415V 3-pole, line protection ETU320, LI, In=100A overload protection Ir=40A...100A short-circuit protection Ii=1.5...12 x In clamp connection 2 auxiliary switches HP | - | 0 | 0
3VA2110-5HL36-0AC0 |  | 3VA2110-5HL36-0AC0 | 1 | UN | 1 | 10 | C | D | EAR99 | N | 85362090 | 1 | 4042949024934 | 2.49 | KG | 593.12 | 593.12 | LP18 | LP18 | circuit breaker 3VA2 IEC frame 160 breaking capacity class M Icu=55kA @ 415V 3-pole, line protection ETU320, LI, In=100A overload protection Ir=40A...100A short-circuit protection Ii=1.5...12 x In clamp connection 2 auxiliary switches HQ | - | 0 | 0
3VA2110-5HL36-0AD0 |  | 3VA2110-5HL36-0AD0 | 1 | UN | 1 | 10 | C | D | EAR99 | N | 85362090 | 1 | 4042949025573 | 2.52 | KG | 618.64 | 618.64 | LP18 | LP18 | circuit breaker 3VA2 IEC frame 160 breaking capacity class M Icu=55kA @ 415V 3-pole, line protection ETU320, LI, In=100A overload protection Ir=40A...100A short-circuit protection Ii=1.5...12 x In clamp connection 3 auxiliary switches HQ | - | 0 | 0
3VA2110-5HL36-0AE0 |  | 3VA2110-5HL36-0AE0 | 1 | UN | 1 | 10 | C | D | EAR99 | N | 85362090 | 1 | 4042949026211 | 2.55 | KG | 642.4 | 642.4 | LP18 | LP18 | circuit breaker 3VA2 IEC frame 160 breaking capacity class M Icu=55kA @ 415V 3-pole, line protection ETU320, LI, In=100A overload protection Ir=40A...100A short-circuit protection Ii=1.5...12 x In clamp connection 4 auxiliary switches HQ | - | 0 | 0
3VA2110-5HL36-0AF0 |  | 3VA2110-5HL36-0AF0 | 1 | UN | 1 | 10 | C | D | EAR99 | N | 85362090 | 1 | 4042949026853 | 2.49 | KG | 593.12 | 593.12 | LP18 | LP18 | circuit breaker 3VA2 IEC frame 160 breaking capacity class M Icu=55kA @ 415V 3-pole, line protection ETU320, LI, In=100A overload protection Ir=40A...100A short-circuit protection Ii=1.5...12 x In clamp connection 1 auxiliary switch HQ 1 trip alarm switch HQ | - | 0 | 0
3VA2110-5HL36-0AG0 |  | 3VA2110-5HL36-0AG0 | 1 | UN | 1 | 10 | C | D | EAR99 | N | 85362090 | 1 | 4042949027492 | 2.51 | KG | 618.64 | 618.64 | LP18 | LP18 | circuit breaker 3VA2 IEC frame 160 breaking capacity class M Icu=55kA @ 415V 3-pole, line protection ETU320, LI, In=100A overload protection Ir=40A...100A short-circuit protection Ii=1.5...12 x In clamp connection 1 auxiliary switch HP 1 trip alarm switch HP | - | 0 | 0
3VA2110-5HL36-0AH0 |  | 3VA2110-5HL36-0AH0 | 1 | UN | 1 | 10 | C | D | EAR99 | N | 85362090 | 1 | 4042949028130 | 2.52 | KG | 618.64 | 618.64 | LP18 | LP18 | circuit breaker 3VA2 IEC frame 160 breaking capacity class M Icu=55kA @ 415V 3-pole, line protection ETU320, LI, In=100A overload protection Ir=40A...100A short-circuit protection Ii=1.5...12 x In clamp connection 2 auxiliary switches HQ 1 trip alarm switch HQ | - | 0 | 0
3VA2110-5HL36-0AJ0 |  | 3VA2110-5HL36-0AJ0 | 1 | UN | 1 | 10 | C | D | EAR99 | N | 85362090 | 1 | 4042949028772 | 2.55 | KG | 654.72 | 654.72 | LP18 | LP18 | circuit breaker 3VA2 IEC frame 160 breaking capacity class M Icu=55kA @ 415V 3-pole, line protection ETU320, LI, In=100A overload protection Ir=40A...100A short-circuit protection Ii=1.5...12 x In clamp connection 2 auxiliary switches HP 1 trip alarm switch HP | - | 0 | 0
3VA2110-5HL36-0BA0 |  | 3VA2110-5HL36-0BA0 | 1 | UN | 1 | 10 | C | D | EAR99 | N | 85362090 | 1 | 4042949020455 | 2.55 | KG | 659.12 | 659.12 | LP18 | LP18 | circuit breaker 3VA2 IEC frame 160 breaking capacity class M Icu=55kA @ 415V 3-pole, line protection ETU320, LI, In=100A overload protection Ir=40A...100A short-circuit protection Ii=1.5...12 x In clamp connection undervoltage release (UVR) 24V DC | - | 0 | 0
3VA2110-5HL36-0BC0 |  | 3VA2110-5HL36-0BC0 | 1 | UN | 1 | 10 | C | D | EAR99 | N | 85362090 | 1 | 4042949029410 | 2.61 | KG | 705.76 | 705.76 | LP18 | LP18 | circuit breaker 3VA2 IEC frame 160 breaking capacity class M Icu=55kA @ 415V 3-pole, line protection ETU320, LI, In=100A overload protection Ir=40A...100A short-circuit protection Ii=1.5...12 x In clamp connection undervoltage release (UVR) 24V DC 2 auxiliary switches HQ | - | 0 | 0
3VA2110-5HL36-0BH0 |  | 3VA2110-5HL36-0BH0 | 1 | UN | 1 | 10 | C | D | EAR99 | N | 85362090 | 1 | 4042949033257 | 2.64 | KG | 729.52 | 729.52 | LP18 | LP18 | circuit breaker 3VA2 IEC frame 160 breaking capacity class M Icu=55kA @ 415V 3-pole, line protection ETU320, LI, In=100A overload protection Ir=40A...100A short-circuit protection Ii=1.5...12 x In clamp connection undervoltage release (UVR) 24V DC 2 auxiliary switches HQ 1 trip alarm switch HQ | - | 0 | 0
3VA2110-5HL36-0BL0 |  | 3VA2110-5HL36-0BL0 | 1 | UN | 1 | 10 | C | D | EAR99 | N | 85362090 | 1 | 4042949037095 | 2.67 | KG | 767.36 | 767.36 | LP18 | LP18 | circuit breaker 3VA2 IEC frame 160 breaking capacity class M Icu=55kA @ 415V 3-pole, line protection ETU320, LI, In=100A overload protection Ir=40A...100A short-circuit protection Ii=1.5...12 x In clamp connection undervoltage release (UVR) 24V DC 2 auxiliary switches HQ 1 trip alarm switch HQ 1 electrical alarm switch | - | 0 | 0
3VA2110-5HL36-0CA0 |  | 3VA2110-5HL36-0CA0 | 1 | UN | 1 | 10 | C | D | EAR99 | N | 85362090 | 1 | 4042949021094 | 2.55 | KG | 659.12 | 659.12 | LP18 | LP18 | circuit breaker 3VA2 IEC frame 160 breaking capacity class M Icu=55kA @ 415V 3-pole, line protection ETU320, LI, In=100A overload protection Ir=40A...100A short-circuit protection Ii=1.5...12 x In clamp connection undervoltage release (UVR) 120-127V AC 50/60Hz | - | 0 | 0
3VA2110-5HL36-0CC0 |  | 3VA2110-5HL36-0CC0 | 1 | UN | 1 | 10 | C | D | EAR99 | N | 85362090 | 1 | 4042949030058 | 2.61 | KG | 705.76 | 705.76 | LP18 | LP18 | circuit breaker 3VA2 IEC frame 160 breaking capacity class M Icu=55kA @ 415V 3-pole, line protection ETU320, LI, In=100A overload protection Ir=40A...100A short-circuit protection Ii=1.5...12 x In clamp connection undervoltage release (UVR) 120-127V AC 50/60Hz 2 auxiliary switches HQ | - | 0 | 0
3VA2110-5HL36-0CH0 |  | 3VA2110-5HL36-0CH0 | 1 | UN | 1 | 10 | C | D | EAR99 | N | 85362090 | 1 | 4042949033899 | 2.64 | KG | 729.52 | 729.52 | LP18 | LP18 | circuit breaker 3VA2 IEC frame 160 breaking capacity class M Icu=55kA @ 415V 3-pole, line protection ETU320, LI, In=100A overload protection Ir=40A...100A short-circuit protection Ii=1.5...12 x In clamp connection undervoltage release (UVR) 120-127V AC 50/60Hz 2 auxiliary switches HQ 1 trip alarm switch HQ | - | 0 | 0
3VA2110-5HL36-0CL0 |  | 3VA2110-5HL36-0CL0 | 1 | UN | 1 | 10 | C | D | EAR99 | N | 85362090 | 1 | 4042949037736 | 2.67 | KG | 767.36 | 767.36 | LP18 | LP18 | circuit breaker 3VA2 IEC frame 160 breaking capacity class M Icu=55kA @ 415V 3-pole, line protection ETU320, LI, In=100A overload protection Ir=40A...100A short-circuit protection Ii=1.5...12 x In clamp connection undervoltage release (UVR) 120-127V AC 50/60Hz 2 auxiliary switches HQ 1 trip alarm switch HQ 1 electrical alarm switch | - | 0 | 0
3VA2110-5HL36-0DA0 |  | 3VA2110-5HL36-0DA0 | 1 | UN | 1 | 10 | C | D | EAR99 | N | 85362090 | 1 | 4042949021735 | 2.55 | KG | 659.12 | 659.12 | LP18 | LP18 | circuit breaker 3VA2 IEC frame 160 breaking capacity class M Icu=55kA @ 415V 3-pole, line protection ETU320, LI, In=100A overload protection Ir=40A...100A short-circuit protection Ii=1.5...12 x In clamp connection undervoltage release (UVR) 208-230V AC 50/60Hz | - | 0 | 0
3VA2110-5HL36-0DC0 |  | 3VA2110-5HL36-0DC0 | 1 | UN | 1 | 10 | C | D | EAR99 | N | 85362090 | 1 | 4042949030690 | 2.61 | KG | 705.76 | 705.76 | LP18 | LP18 | circuit breaker 3VA2 IEC frame 160 breaking capacity class M Icu=55kA @ 415V 3-pole, line protection ETU320, LI, In=100A overload protection Ir=40A...100A short-circuit protection Ii=1.5...12 x In clamp connection undervoltage release (UVR) 208-230V AC 50/60Hz 2 auxiliary switches HQ | - | 0 | 0
3VA2110-5HL36-0DH0 |  | 3VA2110-5HL36-0DH0 | 1 | UN | 1 | 10 | C | D | EAR99 | N | 85362090 | 1 | 4042949034537 | 2.64 | KG | 729.52 | 729.52 | LP18 | LP18 | circuit breaker 3VA2 IEC frame 160 breaking capacity class M Icu=55kA @ 415V 3-pole, line protection ETU320, LI, In=100A overload protection Ir=40A...100A short-circuit protection Ii=1.5...12 x In clamp connection undervoltage release (UVR) 208-230V AC 50/60Hz 2 auxiliary switches HQ 1 trip alarm switch HQ | - | 0 | 0
3VA2110-5HL36-0DL0 |  | 3VA2110-5HL36-0DL0 | 1 | UN | 1 | 10 | C | D | EAR99 | N | 85362090 | 1 | 4042949038375 | 2.67 | KG | 767.36 | 767.36 | LP18 | LP18 | circuit breaker 3VA2 IEC frame 160 breaking capacity class M Icu=55kA @ 415V 3-pole, line protection ETU320, LI, In=100A overload protection Ir=40A...100A short-circuit protection Ii=1.5...12 x In clamp connection undervoltage release (UVR) 208-230V AC 50/60Hz 2 auxiliary switches HQ 1 trip alarm switch HQ 1 electrical alarm switch | - | 0 | 0
3VA2110-5HL36-0HA0 |  | 3VA2110-5HL36-0HA0 | 1 | UN | 1 | 10 | C | D | EAR99 | N | 85362090 | 1 | 4042949022374 | 2.52 | KG | 632.72 | 632.72 | LP18 | LP18 | circuit breaker 3VA2 IEC frame 160 breaking capacity class M Icu=55kA @ 415V 3-pole, line protection ETU320, LI, In=100A overload protection Ir=40A...100A short-circuit protection Ii=1.5...12 x In clamp connection shunt trip (STL) 12-30V DC, 24V AC 50/60Hz | - | 0 | 0
3VA2110-5HL36-0HC0 |  | 3VA2110-5HL36-0HC0 | 1 | UN | 1 | 10 | C | D | EAR99 | N | 85362090 | 1 | 4042949031338 | 2.58 | KG | 680.24 | 680.24 | LP18 | LP18 | circuit breaker 3VA2 IEC frame 160 breaking capacity class M Icu=55kA @ 415V 3-pole, line protection ETU320, LI, In=100A overload protection Ir=40A...100A short-circuit protection Ii=1.5...12 x In clamp connection shunt trip (STL) 12-30V DC, 24V AC 50/60Hz 2 auxiliary switches HQ | - | 0 | 0
3VA2110-5HL36-0HH0 |  | 3VA2110-5HL36-0HH0 | 1 | UN | 1 | 10 | C | D | EAR99 | N | 85362090 | 1 | 4042949035176 | 2.61 | KG | 704.88 | 704.88 | LP18 | LP18 | circuit breaker 3VA2 IEC frame 160 breaking capacity class M Icu=55kA @ 415V 3-pole, line protection ETU320, LI, In=100A overload protection Ir=40A...100A short-circuit protection Ii=1.5...12 x In clamp connection shunt trip (STL) 12-30V DC, 24V AC 50/60Hz 2 auxiliary switches HQ 1 trip alarm switch HQ | - | 0 | 0
3VA2110-5HL36-0HL0 |  | 3VA2110-5HL36-0HL0 | 1 | UN | 1 | 10 | C | D | EAR99 | N | 85362090 | 1 | 4042949039013 | 2.64 | KG | 741.84 | 741.84 | LP18 | LP18 | circuit breaker 3VA2 IEC frame 160 breaking capacity class M Icu=55kA @ 415V 3-pole, line protection ETU320, LI, In=100A overload protection Ir=40A...100A short-circuit protection Ii=1.5...12 x In clamp connection shunt trip (STL) 12-30V DC, 24V AC 50/60Hz 2 auxiliary switches HQ 1 trip alarm switch HQ 1 electrical alarm switch | - | 0 | 0
3VA2110-5HL36-0JA0 |  | 3VA2110-5HL36-0JA0 | 1 | UN | 1 | 10 | C | D | EAR99 | N | 85362090 | 1 | 4042949023012 | 2.52 | KG | 632.72 | 632.72 | LP18 | LP18 | circuit breaker 3VA2 IEC frame 160 breaking capacity class M Icu=55kA @ 415V 3-pole, line protection ETU320, LI, In=100A overload protection Ir=40A...100A short-circuit protection Ii=1.5...12 x In clamp connection shunt trip (STL) 110-127V DC, AC 50/60Hz | - | 0 | 0
3VA2110-5HL36-0JC0 |  | 3VA2110-5HL36-0JC0 | 1 | UN | 1 | 10 | C | D | EAR99 | N | 85362090 | 1 | 4042949031970 | 2.58 | KG | 680.24 | 680.24 | LP18 | LP18 | circuit breaker 3VA2 IEC frame 160 breaking capacity class M Icu=55kA @ 415V 3-pole, line protection ETU320, LI, In=100A overload protection Ir=40A...100A short-circuit protection Ii=1.5...12 x In clamp connection shunt trip (STL) 110-127V DC, AC 50/60Hz 2 auxiliary switches HQ | - | 0 | 0
3VA2110-5HL36-0JH0 |  | 3VA2110-5HL36-0JH0 | 1 | UN | 1 | 10 | C | D | EAR99 | N | 85362090 | 1 | 4042949035817 | 2.61 | KG | 704.88 | 704.88 | LP18 | LP18 | circuit breaker 3VA2 IEC frame 160 breaking capacity class M Icu=55kA @ 415V 3-pole, line protection ETU320, LI, In=100A overload protection Ir=40A...100A short-circuit protection Ii=1.5...12 x In clamp connection shunt trip (STL) 110-127V DC, AC 50/60Hz 2 auxiliary switches HQ 1 trip alarm switch HQ | - | 0 | 0
3VA2110-5HL36-0JL0 |  | 3VA2110-5HL36-0JL0 | 1 | UN | 1 | 10 | C | D | EAR99 | N | 85362090 | 1 | 4042949039655 | 2.64 | KG | 741.84 | 741.84 | LP18 | LP18 | circuit breaker 3VA2 IEC frame 160 breaking capacity class M Icu=55kA @ 415V 3-pole, line protection ETU320, LI, In=100A overload protection Ir=40A...100A short-circuit protection Ii=1.5...12 x In clamp connection shunt trip (STL) 110-127V DC, AC 50/60Hz 2 auxiliary switches HQ 1 trip alarm switch HQ 1 electrical alarm switch | - | 0 | 0
3VA2110-5HL36-0KA0 |  | 3VA2110-5HL36-0KA0 | 1 | UN | 1 | 10 | C | D | EAR99 | N | 85362090 | 1 | 4042949023654 | 2.52 | KG | 632.72 | 632.72 | LP18 | LP18 | circuit breaker 3VA2 IEC frame 160 breaking capacity class M Icu=55kA @ 415V 3-pole, line protection ETU320, LI, In=100A overload protection Ir=40A...100A short-circuit protection Ii=1.5...12 x In clamp connection shunt trip (STL) 220-250V DC, 208-277V AC | - | 0 | 0
3VA2110-5HL36-0KC0 |  | 3VA2110-5HL36-0KC0 | 1 | UN | 1 | 10 | C | D | EAR99 | N | 85362090 | 1 | 4042949032618 | 2.58 | KG | 680.24 | 680.24 | LP18 | LP18 | circuit breaker 3VA2 IEC frame 160 breaking capacity class M Icu=55kA @ 415V 3-pole, line protection ETU320, LI, In=100A overload protection Ir=40A...100A short-circuit protection Ii=1.5...12 x In clamp connection shunt trip (STL) 220-250V DC, 208-277V AC 2 auxiliary switches HQ | - | 0 | 0
3VA2110-5HL36-0KH0 |  | 3VA2110-5HL36-0KH0 | 1 | UN | 1 | 10 | C | D | EAR99 | N | 85362090 | 1 | 4042949036456 | 2.61 | KG | 704.88 | 704.88 | LP18 | LP18 | circuit breaker 3VA2 IEC frame 160 breaking capacity class M Icu=55kA @ 415V 3-pole, line protection ETU320, LI, In=100A overload protection Ir=40A...100A short-circuit protection Ii=1.5...12 x In clamp connection shunt trip (STL) 220-250V DC, 208-277V AC 2 auxiliary switches HQ 1 trip alarm switch HQ | - | 0 | 0
3VA2110-5HL36-0KL0 |  | 3VA2110-5HL36-0KL0 | 1 | UN | 1 | 10 | C | D | EAR99 | N | 85362090 | 1 | 4042949040293 | 2.64 | KG | 741.84 | 741.84 | LP18 | LP18 | circuit breaker 3VA2 IEC frame 160 breaking capacity class M Icu=55kA @ 415V 3-pole, line protection ETU320, LI, In=100A overload protection Ir=40A...100A short-circuit protection Ii=1.5...12 x In clamp connection shunt trip (STL) 220-250V DC, 208-277V AC 2 auxiliary switches HQ 1 trip alarm switch HQ 1 electrical alarm switch | - | 0 | 0
3VA2110-5HL42-0AA0 |  | 3VA2110-5HL42-0AA0 | 1 | UN | 1 | 5 | B | D | EAR99 | N | 85362090 | 1 | 4042948833384 | 2.75 | KG | 639.2 | 621.4 | LP18 | LP18 | circuit breaker 3VA2 IEC frame 160 breaking capacity class M Icu=55kA @ 415V 4-pole, line protection ETU320, LI, In=100A overload protection Ir=40A...100A short-circuit protection Ii=1.5...12 x In N conductor protection adjustable (OFF, 50%, 100%) nut keeper kit | Lista Papel 2020 SI | 0 | 0
3VA2110-5HL46-0AA0 |  | 3VA2110-5HL46-0AA0 | 1 | UN | 1 | 5 | B | D | EAR99 | N | 85362090 | 1 | 4042948833377 | 2.939 | KG | 669.8 | 651.1 | LP18 | LP18 | circuit breaker 3VA2 IEC frame 160 breaking capacity class M Icu=55kA @ 415V 4-pole, line protection ETU320, LI, In=100A overload protection Ir=40A...100A short-circuit protection Ii=1.5...12 x In N conductor protection adjustable (OFF, 50%, 100%) clamp connection | Lista Papel 2020 SI | 0 | 0
3VA2110-5HM32-0AA0 |  | 3VA2110-5HM32-0AA0 | 1 | UN | 1 | 5 | B | D | EAR99 | N | 85362090 | 1 | 4042948813867 | 2.127 | KG | 747.2 | 725.9 | LP18 | LP18 | circuit breaker 3VA2 IEC frame 160 breaking capacity class M Icu=55kA @ 415V 3-pole, line protection ETU330, LIG, In=100A overload protection Ir=40A...100A short-circuit protection Ii=1.5...12 x In ground-fault protection Ig=0.2...1 x In, tg=0.1/0.3s nut keeper kit | Lista Papel 2020 SI | 0 | 0
3VA2110-5HM36-0AA0 |  | 3VA2110-5HM36-0AA0 | 1 | UN | 1 | 5 | B | D | EAR99 | N | 85362090 | 1 | 4042948819203 | 2.269 | KG | 771.8 | 749.7 | LP18 | LP18 | circuit breaker 3VA2 IEC frame 160 breaking capacity class M Icu=55kA @ 415V 3-pole, line protection ETU330, LIG, In=100A overload protection Ir=40A...100A short-circuit protection Ii=1.5...12 x In ground-fault protection Ig=0.2...1 x In, tg=0.1/0.3s clamp connection | Lista Papel 2020 SI | 0 | 0
3VA2110-5HM42-0AA0 |  | 3VA2110-5HM42-0AA0 | 1 | UN | 1 | 5 | B | D | EAR99 | N | 85362090 | 1 | 4042948814147 | 2.762 | KG | 884 | 858.5 | LP18 | LP18 | circuit breaker 3VA2 IEC frame 160 breaking capacity class M Icu=55kA @ 415V 4-pole, line protection ETU330, LIG, In=100A overload protection Ir=40A...100A short-circuit protection Ii=1.5...12 x In N conductor protection adjustable (OFF, 50%, 100%) ground-fault protection Ig=0.2...1 x In= tg=0.1/0.3s nut keeper kit | Lista Papel 2020 SI | 0 | 0
3VA2110-5HM46-0AA0 |  | 3VA2110-5HM46-0AA0 | 1 | UN | 1 | 5 | B | D | EAR99 | N | 85362090 | 1 | 4042948819487 | 3.2 | KG | 918 | 892.5 | LP18 | LP18 | circuit breaker 3VA2 IEC frame 160 breaking capacity class M Icu=55kA @ 415V 4-pole, line protection ETU330, LIG, In=100A overload protection Ir=40A...100A short-circuit protection Ii=1.5...12 x In N conductor protection adjustable (OFF, 50%, 100%) ground-fault protection Ig=0.2...1 x In= tg=0.1/0.3s clamp connection | Lista Papel 2020 SI | 0 | 0
3VA2110-5HN32-0AA0 |  | 3VA2110-5HN32-0AA0 | 1 | UN | 1 | 5 | B | D | EAR99 | N | 85362090 | 1 | 4042948813850 | 2.125 | KG | 561.9 | 545.7 | LP18 | LP18 | circuit breaker 3VA2 IEC frame 160 breaking capacity class M Icu=55kA @ 415V 3-pole, line protection ETU350, LSI, In=100A overload protection Ir=40A...100A short-circuit protection Isd=1.5...10 x Ir, Ii=12 x In nut keeper kit | Lista Papel 2020 SI | 0 | 0
3VA2110-5HN32-0AB0 |  | 3VA2110-5HN32-0AB0 | 1 | UN | 1 | 10 | C | D | EAR99 | N | 85362090 | 1 | 4042949024286 | 2.36 | KG | 653.84 | 653.84 | LP18 | LP18 | circuit breaker 3VA2 IEC frame 160 breaking capacity class M Icu=55kA @ 415V 3-pole, line protection ETU350, LSI, In=100A overload protection Ir=40A...100A short-circuit protection Isd=1.5...10 x Ir, Ii=12 x In nut keeper kit 2 auxiliary switches HP | - | 0 | 0
3VA2110-5HN32-0AC0 |  | 3VA2110-5HN32-0AC0 | 1 | UN | 1 | 10 | C | D | EAR99 | N | 85362090 | 1 | 4042949024927 | 2.34 | KG | 630.08 | 630.08 | LP18 | LP18 | circuit breaker 3VA2 IEC frame 160 breaking capacity class M Icu=55kA @ 415V 3-pole, line protection ETU350, LSI, In=100A overload protection Ir=40A...100A short-circuit protection Isd=1.5...10 x Ir, Ii=12 x In nut keeper kit 2 auxiliary switches HQ | - | 0 | 0
3VA2110-5HN32-0AD0 |  | 3VA2110-5HN32-0AD0 | 1 | UN | 1 | 10 | C | D | EAR99 | N | 85362090 | 1 | 4042949025566 | 2.37 | KG | 653.84 | 653.84 | LP18 | LP18 | circuit breaker 3VA2 IEC frame 160 breaking capacity class M Icu=55kA @ 415V 3-pole, line protection ETU350, LSI, In=100A overload protection Ir=40A...100A short-circuit protection Isd=1.5...10 x Ir, Ii=12 x In nut keeper kit 3 auxiliary switches HQ | - | 0 | 0
3VA2110-5HN32-0AE0 |  | 3VA2110-5HN32-0AE0 | 1 | UN | 1 | 10 | C | D | EAR99 | N | 85362090 | 1 | 4042949026204 | 2.4 | KG | 677.6 | 677.6 | LP18 | LP18 | circuit breaker 3VA2 IEC frame 160 breaking capacity class M Icu=55kA @ 415V 3-pole, line protection ETU350, LSI, In=100A overload protection Ir=40A...100A short-circuit protection Isd=1.5...10 x Ir, Ii=12 x In nut keeper kit 4 auxiliary switches HQ | - | 0 | 0
3VA2110-5HN32-0AF0 |  | 3VA2110-5HN32-0AF0 | 1 | UN | 1 | 10 | C | D | EAR99 | N | 85362090 | 1 | 4042949026846 | 2.34 | KG | 630.08 | 630.08 | LP18 | LP18 | circuit breaker 3VA2 IEC frame 160 breaking capacity class M Icu=55kA @ 415V 3-pole, line protection ETU350, LSI, In=100A overload protection Ir=40A...100A short-circuit protection Isd=1.5...10 x Ir, Ii=12 x In nut keeper kit 1 auxiliary switch HQ 1 trip alarm switch HQ | - | 0 | 0
3VA2110-5HN32-0AG0 |  | 3VA2110-5HN32-0AG0 | 1 | UN | 1 | 10 | C | D | EAR99 | N | 85362090 | 1 | 4042949027485 | 2.36 | KG | 653.84 | 653.84 | LP18 | LP18 | circuit breaker 3VA2 IEC frame 160 breaking capacity class M Icu=55kA @ 415V 3-pole, line protection ETU350, LSI, In=100A overload protection Ir=40A...100A short-circuit protection Isd=1.5...10 x Ir, Ii=12 x In nut keeper kit 1 auxiliary switch HP 1 trip alarm switch HP | - | 0 | 0
3VA2110-5HN32-0AH0 |  | 3VA2110-5HN32-0AH0 | 1 | UN | 1 | 10 | C | D | EAR99 | N | 85362090 | 1 | 4042949028123 | 2.37 | KG | 653.84 | 653.84 | LP18 | LP18 | circuit breaker 3VA2 IEC frame 160 breaking capacity class M Icu=55kA @ 415V 3-pole, line protection ETU350, LSI, In=100A overload protection Ir=40A...100A short-circuit protection Isd=1.5...10 x Ir, Ii=12 x In nut keeper kit 2 auxiliary switches HQ 1 trip alarm switch HQ | - | 0 | 0
3VA2110-5HN32-0AJ0 |  | 3VA2110-5HN32-0AJ0 | 1 | UN | 1 | 10 | C | D | EAR99 | N | 85362090 | 1 | 4042949028765 | 2.4 | KG | 690.8 | 690.8 | LP18 | LP18 | circuit breaker 3VA2 IEC frame 160 breaking capacity class M Icu=55kA @ 415V 3-pole, line protection ETU350, LSI, In=100A overload protection Ir=40A...100A short-circuit protection Isd=1.5...10 x Ir, Ii=12 x In nut keeper kit 2 auxiliary switches HP 1 trip alarm switch HP | - | 0 | 0
3VA2110-5HN32-0BA0 |  | 3VA2110-5HN32-0BA0 | 1 | UN | 1 | 10 | C | D | EAR99 | N | 85362090 | 1 | 4042949020448 | 2.4 | KG | 693.44 | 693.44 | LP18 | LP18 | circuit breaker 3VA2 IEC frame 160 breaking capacity class M Icu=55kA @ 415V 3-pole, line protection ETU350, LSI, In=100A overload protection Ir=40A...100A short-circuit protection Isd=1.5...10 x Ir, Ii=12 x In nut keeper kit undervoltage release (UVR) 24V DC | - | 0 | 0
3VA2110-5HN32-0BC0 |  | 3VA2110-5HN32-0BC0 | 1 | UN | 1 | 10 | C | D | EAR99 | N | 85362090 | 1 | 4042949029403 | 2.46 | KG | 742.72 | 742.72 | LP18 | LP18 | circuit breaker 3VA2 IEC frame 160 breaking capacity class M Icu=55kA @ 415V 3-pole, line protection ETU350, LSI, In=100A overload protection Ir=40A...100A short-circuit protection Isd=1.5...10 x Ir, Ii=12 x In nut keeper kit undervoltage release (UVR) 24V DC 2 auxiliary switches HQ | - | 0 | 0
3VA2110-5HN32-0BH0 |  | 3VA2110-5HN32-0BH0 | 1 | UN | 1 | 10 | C | D | EAR99 | N | 85362090 | 1 | 4042949033240 | 2.49 | KG | 767.36 | 767.36 | LP18 | LP18 | circuit breaker 3VA2 IEC frame 160 breaking capacity class M Icu=55kA @ 415V 3-pole, line protection ETU350, LSI, In=100A overload protection Ir=40A...100A short-circuit protection Isd=1.5...10 x Ir, Ii=12 x In nut keeper kit undervoltage release (UVR) 24V DC 2 auxiliary switches HQ 1 trip alarm switch HQ | - | 0 | 0
3VA2110-5HN32-0BL0 |  | 3VA2110-5HN32-0BL0 | 1 | UN | 1 | 10 | C | D | EAR99 | N | 85362090 | 1 | 4042949037088 | 2.52 | KG | 802.56 | 802.56 | LP18 | LP18 | circuit breaker 3VA2 IEC frame 160 breaking capacity class M Icu=55kA @ 415V 3-pole, line protection ETU350, LSI, In=100A overload protection Ir=40A...100A short-circuit protection Isd=1.5...10 x Ir, Ii=12 x In nut keeper kit undervoltage release (UVR) 24V DC 2 auxiliary switches HQ 1 trip alarm switch HQ 1 electrical alarm switch | - | 0 | 0
3VA2110-5HN32-0CA0 |  | 3VA2110-5HN32-0CA0 | 1 | UN | 1 | 10 | C | D | EAR99 | N | 85362090 | 1 | 4042949021087 | 2.4 | KG | 693.44 | 693.44 | LP18 | LP18 | circuit breaker 3VA2 IEC frame 160 breaking capacity class M Icu=55kA @ 415V 3-pole, line protection ETU350, LSI, In=100A overload protection Ir=40A...100A short-circuit protection Isd=1.5...10 x Ir, Ii=12 x In nut keeper kit undervoltage release (UVR) 120-127V AC 50/60Hz | - | 0 | 0
3VA2110-5HN32-0CC0 |  | 3VA2110-5HN32-0CC0 | 1 | UN | 1 | 10 | C | D | EAR99 | N | 85362090 | 1 | 4042949030041 | 2.46 | KG | 742.72 | 742.72 | LP18 | LP18 | circuit breaker 3VA2 IEC frame 160 breaking capacity class M Icu=55kA @ 415V 3-pole, line protection ETU350, LSI, In=100A overload protection Ir=40A...100A short-circuit protection Isd=1.5...10 x Ir, Ii=12 x In nut keeper kit undervoltage release (UVR) 120-127V AC 50/60Hz 2 auxiliary switches HQ | - | 0 | 0
3VA2110-5HN32-0CH0 |  | 3VA2110-5HN32-0CH0 | 1 | UN | 1 | 10 | C | D | EAR99 | N | 85362090 | 1 | 4042949033882 | 2.49 | KG | 767.36 | 767.36 | LP18 | LP18 | circuit breaker 3VA2 IEC frame 160 breaking capacity class M Icu=55kA @ 415V 3-pole, line protection ETU350, LSI, In=100A overload protection Ir=40A...100A short-circuit protection Isd=1.5...10 x Ir, Ii=12 x In nut keeper kit undervoltage release (UVR) 120-127V AC 50/60Hz 2 auxiliary switches HQ 1 trip alarm switch HQ | - | 0 | 0
3VA2110-5HN32-0CL0 |  | 3VA2110-5HN32-0CL0 | 1 | UN | 1 | 10 | C | D | EAR99 | N | 85362090 | 1 | 4042949037729 | 2.52 | KG | 802.56 | 802.56 | LP18 | LP18 | circuit breaker 3VA2 IEC frame 160 breaking capacity class M Icu=55kA @ 415V 3-pole, line protection ETU350, LSI, In=100A overload protection Ir=40A...100A short-circuit protection Isd=1.5...10 x Ir, Ii=12 x In nut keeper kit undervoltage release (UVR) 120-127V AC 50/60Hz 2 auxiliary switches HQ 1 trip alarm switch HQ 1 electrical alarm switch | - | 0 | 0
3VA2110-5HN32-0DA0 |  | 3VA2110-5HN32-0DA0 | 1 | UN | 1 | 10 | C | D | EAR99 | N | 85362090 | 1 | 4042949021728 | 2.4 | KG | 693.44 | 693.44 | LP18 | LP18 | circuit breaker 3VA2 IEC frame 160 breaking capacity class M Icu=55kA @ 415V 3-pole, line protection ETU350, LSI, In=100A overload protection Ir=40A...100A short-circuit protection Isd=1.5...10 x Ir, Ii=12 x In nut keeper kit undervoltage release (UVR) 208-230V AC 50/60Hz | - | 0 | 0
3VA2110-5HN32-0DC0 |  | 3VA2110-5HN32-0DC0 | 1 | UN | 1 | 10 | C | D | EAR99 | N | 85362090 | 1 | 4042949030683 | 2.46 | KG | 742.72 | 742.72 | LP18 | LP18 | circuit breaker 3VA2 IEC frame 160 breaking capacity class M Icu=55kA @ 415V 3-pole, line protection ETU350, LSI, In=100A overload protection Ir=40A...100A short-circuit protection Isd=1.5...10 x Ir, Ii=12 x In nut keeper kit undervoltage release (UVR) 208-230V AC 50/60Hz 2 auxiliary switches HQ | - | 0 | 0
3VA2110-5HN32-0DF0 |  | 3VA2110-5HN32-0DF0 | 1 | UN | 1 | 10 | C | D | EAR99 | N | 85362090 | 1 | 4042949324393 | 2.42 | KG | 743.6 | 743.6 | LP18 | LP18 | circuit breaker 3VA2 IEC frame 160 breaking capacity class M Icu=55kA @ 415V 3-pole, line protection ETU350, LSI, In=100A overload protection Ir=40A...100A short-circuit protection ISD=1.5...10xIR, II=12xIN nut keeper kit undervoltage release 208-230V AC 50/60Hz 1 auxiliary switch 1 trip alarm switch | - | 0 | 0
3VA2110-5HN32-0DH0 |  | 3VA2110-5HN32-0DH0 | 1 | UN | 1 | 10 | C | D | EAR99 | N | 85362090 | 1 | 4042949034520 | 2.49 | KG | 767.36 | 767.36 | LP18 | LP18 | circuit breaker 3VA2 IEC frame 160 breaking capacity class M Icu=55kA @ 415V 3-pole, line protection ETU350, LSI, In=100A overload protection Ir=40A...100A short-circuit protection Isd=1.5...10 x Ir, Ii=12 x In nut keeper kit undervoltage release (UVR) 208-230V AC 50/60Hz 2 auxiliary switches HQ 1 trip alarm switch HQ | - | 0 | 0
3VA2110-5HN32-0DL0 |  | 3VA2110-5HN32-0DL0 | 1 | UN | 1 | 10 | C | D | EAR99 | N | 85362090 | 1 | 4042949038368 | 2.52 | KG | 802.56 | 802.56 | LP18 | LP18 | circuit breaker 3VA2 IEC frame 160 breaking capacity class M Icu=55kA @ 415V 3-pole, line protection ETU350, LSI, In=100A overload protection Ir=40A...100A short-circuit protection Isd=1.5...10 x Ir, Ii=12 x In nut keeper kit undervoltage release (UVR) 208-230V AC 50/60Hz 2 auxiliary switches HQ 1 trip alarm switch HQ 1 electrical alarm switch | - | 0 | 0
3VA2110-5HN32-0HA0 |  | 3VA2110-5HN32-0HA0 | 1 | UN | 1 | 10 | C | D | EAR99 | N | 85362090 | 1 | 4042949022367 | 2.37 | KG | 667.92 | 667.92 | LP18 | LP18 | circuit breaker 3VA2 IEC frame 160 breaking capacity class M Icu=55kA @ 415V 3-pole, line protection ETU350, LSI, In=100A overload protection Ir=40A...100A short-circuit protection Isd=1.5...10 x Ir, Ii=12 x In nut keeper kit shunt trip (STL) 12-30V DC, 24V AC 50/60Hz | - | 0 | 0
3VA2110-5HN32-0HC0 |  | 3VA2110-5HN32-0HC0 | 1 | UN | 1 | 10 | C | D | EAR99 | N | 85362090 | 1 | 4042949031321 | 2.43 | KG | 716.32 | 716.32 | LP18 | LP18 | circuit breaker 3VA2 IEC frame 160 breaking capacity class M Icu=55kA @ 415V 3-pole, line protection ETU350, LSI, In=100A overload protection Ir=40A...100A short-circuit protection Isd=1.5...10 x Ir, Ii=12 x In nut keeper kit shunt trip (STL) 12-30V DC, 24V AC 50/60Hz 2 auxiliary switches HQ | - | 0 | 0
3VA2110-5HN32-0HH0 |  | 3VA2110-5HN32-0HH0 | 1 | UN | 1 | 10 | C | D | EAR99 | N | 85362090 | 1 | 4042949035169 | 2.46 | KG | 741.84 | 741.84 | LP18 | LP18 | circuit breaker 3VA2 IEC frame 160 breaking capacity class M Icu=55kA @ 415V 3-pole, line protection ETU350, LSI, In=100A overload protection Ir=40A...100A short-circuit protection Isd=1.5...10 x Ir, Ii=12 x In nut keeper kit shunt trip (STL) 12-30V DC, 24V AC 50/60Hz 2 auxiliary switches HQ 1 trip alarm switch HQ | - | 0 | 0
3VA2110-5HN32-0HL0 |  | 3VA2110-5HN32-0HL0 | 1 | UN | 1 | 10 | C | D | EAR99 | N | 85362090 | 1 | 4042949039006 | 2.49 | KG | 777.04 | 777.04 | LP18 | LP18 | circuit breaker 3VA2 IEC frame 160 breaking capacity class M Icu=55kA @ 415V 3-pole, line protection ETU350, LSI, In=100A overload protection Ir=40A...100A short-circuit protection Isd=1.5...10 x Ir, Ii=12 x In nut keeper kit shunt trip (STL) 12-30V DC, 24V AC 50/60Hz 2 auxiliary switches HQ 1 trip alarm switch HQ 1 electrical alarm switch | - | 0 | 0
3VA2110-5HN32-0JA0 |  | 3VA2110-5HN32-0JA0 | 1 | UN | 1 | 10 | C | D | EAR99 | N | 85362090 | 1 | 4042949023005 | 2.37 | KG | 667.92 | 667.92 | LP18 | LP18 | circuit breaker 3VA2 IEC frame 160 breaking capacity class M Icu=55kA @ 415V 3-pole, line protection ETU350, LSI, In=100A overload protection Ir=40A...100A short-circuit protection Isd=1.5...10 x Ir, Ii=12 x In nut keeper kit shunt trip (STL) 110-127V DC, AC 50/60Hz | - | 0 | 0
3VA2110-5HN32-0JC0 |  | 3VA2110-5HN32-0JC0 | 1 | UN | 1 | 10 | C | D | EAR99 | N | 85362090 | 1 | 4042949031963 | 2.43 | KG | 716.32 | 716.32 | LP18 | LP18 | circuit breaker 3VA2 IEC frame 160 breaking capacity class M Icu=55kA @ 415V 3-pole, line protection ETU350, LSI, In=100A overload protection Ir=40A...100A short-circuit protection Isd=1.5...10 x Ir, Ii=12 x In nut keeper kit shunt trip (STL) 110-127V DC, AC 50/60Hz 2 auxiliary switches HQ | - | 0 | 0
3VA2110-5HN32-0JH0 |  | 3VA2110-5HN32-0JH0 | 1 | UN | 1 | 10 | C | D | EAR99 | N | 85362090 | 1 | 4042949035800 | 2.46 | KG | 741.84 | 741.84 | LP18 | LP18 | circuit breaker 3VA2 IEC frame 160 breaking capacity class M Icu=55kA @ 415V 3-pole, line protection ETU350, LSI, In=100A overload protection Ir=40A...100A short-circuit protection Isd=1.5...10 x Ir, Ii=12 x In nut keeper kit shunt trip (STL) 110-127V DC, AC 50/60Hz 2 auxiliary switches HQ 1 trip alarm switch HQ | - | 0 | 0
3VA2110-5HN32-0JL0 |  | 3VA2110-5HN32-0JL0 | 1 | UN | 1 | 10 | C | D | EAR99 | N | 85362090 | 1 | 4042949039648 | 2.49 | KG | 777.04 | 777.04 | LP18 | LP18 | circuit breaker 3VA2 IEC frame 160 breaking capacity class M Icu=55kA @ 415V 3-pole, line protection ETU350, LSI, In=100A overload protection Ir=40A...100A short-circuit protection Isd=1.5...10 x Ir, Ii=12 x In nut keeper kit shunt trip (STL) 110-127V DC, AC 50/60Hz 2 auxiliary switches HQ 1 trip alarm switch HQ 1 electrical alarm switch | - | 0 | 0
3VA2110-5HN32-0KA0 |  | 3VA2110-5HN32-0KA0 | 1 | UN | 1 | 10 | C | D | EAR99 | N | 85362090 | 1 | 4042949023647 | 2.37 | KG | 667.92 | 667.92 | LP18 | LP18 | circuit breaker 3VA2 IEC frame 160 breaking capacity class M Icu=55kA @ 415V 3-pole, line protection ETU350, LSI, In=100A overload protection Ir=40A...100A short-circuit protection Isd=1.5...10 x Ir, Ii=12 x In nut keeper kit shunt trip (STL) 220-250V DC, 208-277V AC | - | 0 | 0
3VA2110-5HN32-0KC0 |  | 3VA2110-5HN32-0KC0 | 1 | UN | 1 | 10 | C | D | EAR99 | N | 85362090 | 1 | 4042949032601 | 2.43 | KG | 716.32 | 716.32 | LP18 | LP18 | circuit breaker 3VA2 IEC frame 160 breaking capacity class M Icu=55kA @ 415V 3-pole, line protection ETU350, LSI, In=100A overload protection Ir=40A...100A short-circuit protection Isd=1.5...10 x Ir, Ii=12 x In nut keeper kit shunt trip (STL) 220-250V DC, 208-277V AC 2 auxiliary switches HQ | - | 0 | 0
3VA2110-5HN32-0KH0 |  | 3VA2110-5HN32-0KH0 | 1 | UN | 1 | 10 | C | D | EAR99 | N | 85362090 | 1 | 4042949036449 | 2.46 | KG | 741.84 | 741.84 | LP18 | LP18 | circuit breaker 3VA2 IEC frame 160 breaking capacity class M Icu=55kA @ 415V 3-pole, line protection ETU350, LSI, In=100A overload protection Ir=40A...100A short-circuit protection Isd=1.5...10 x Ir, Ii=12 x In nut keeper kit shunt trip (STL) 220-250V DC, 208-277V AC 2 auxiliary switches HQ 1 trip alarm switch HQ | - | 0 | 0
3VA2110-5HN32-0KL0 |  | 3VA2110-5HN32-0KL0 | 1 | UN | 1 | 10 | C | D | EAR99 | N | 85362090 | 1 | 4042949040286 | 2.49 | KG | 777.04 | 777.04 | LP18 | LP18 | circuit breaker 3VA2 IEC frame 160 breaking capacity class M Icu=55kA @ 415V 3-pole, line protection ETU350, LSI, In=100A overload protection Ir=40A...100A short-circuit protection Isd=1.5...10 x Ir, Ii=12 x In nut keeper kit shunt trip (STL) 220-250V DC, 208-277V AC 2 auxiliary switches HQ 1 trip alarm switch HQ 1 electrical alarm switch | - | 0 | 0
3VA2110-5HN36-0AA0 |  | 3VA2110-5HN36-0AA0 | 1 | UN | 1 | 5 | B | D | EAR99 | N | 85362090 | 1 | 4042948819197 | 2.261 | KG | 584.8 | 568.7 | LP18 | LP18 | circuit breaker 3VA2 IEC frame 160 breaking capacity class M Icu=55kA @ 415V 3-pole, line protection ETU350, LSI, In=100A overload protection Ir=40A...100A short-circuit protection Isd=1.5...10 x Ir, Ii=12 x In clamp connection | Lista Papel 2020 SI | 0 | 0
3VA2110-5HN36-0AB0 |  | 3VA2110-5HN36-0AB0 | 1 | UN | 1 | 10 | C | D | EAR99 | N | 85362090 | 1 | 4042949024279 | 2.51 | KG | 677.6 | 677.6 | LP18 | LP18 | circuit breaker 3VA2 IEC frame 160 breaking capacity class M Icu=55kA @ 415V 3-pole, line protection ETU350, LSI, In=100A overload protection Ir=40A...100A short-circuit protection Isd=1.5...10 x Ir, Ii=12 x In clamp connection 2 auxiliary switches HP | - | 0 | 0
3VA2110-5HN36-0AC0 |  | 3VA2110-5HN36-0AC0 | 1 | UN | 1 | 10 | C | D | EAR99 | N | 85362090 | 1 | 4042949024910 | 2.49 | KG | 653.84 | 653.84 | LP18 | LP18 | circuit breaker 3VA2 IEC frame 160 breaking capacity class M Icu=55kA @ 415V 3-pole, line protection ETU350, LSI, In=100A overload protection Ir=40A...100A short-circuit protection Isd=1.5...10 x Ir, Ii=12 x In clamp connection 2 auxiliary switches HQ | - | 0 | 0
3VA2110-5HN36-0AD0 |  | 3VA2110-5HN36-0AD0 | 1 | UN | 1 | 10 | C | D | EAR99 | N | 85362090 | 1 | 4042949025559 | 2.52 | KG | 677.6 | 677.6 | LP18 | LP18 | circuit breaker 3VA2 IEC frame 160 breaking capacity class M Icu=55kA @ 415V 3-pole, line protection ETU350, LSI, In=100A overload protection Ir=40A...100A short-circuit protection Isd=1.5...10 x Ir, Ii=12 x In clamp connection 3 auxiliary switches HQ | - | 0 | 0
3VA2110-5HN36-0AE0 |  | 3VA2110-5HN36-0AE0 | 1 | UN | 1 | 10 | C | D | EAR99 | N | 85362090 | 1 | 4042949026198 | 2.55 | KG | 703.12 | 703.12 | LP18 | LP18 | circuit breaker 3VA2 IEC frame 160 breaking capacity class M Icu=55kA @ 415V 3-pole, line protection ETU350, LSI, In=100A overload protection Ir=40A...100A short-circuit protection Isd=1.5...10 x Ir, Ii=12 x In clamp connection 4 auxiliary switches HQ | - | 0 | 0
3VA2110-5HN36-0AF0 |  | 3VA2110-5HN36-0AF0 | 1 | UN | 1 | 10 | C | D | EAR99 | N | 85362090 | 1 | 4042949026839 | 2.49 | KG | 653.84 | 653.84 | LP18 | LP18 | circuit breaker 3VA2 IEC frame 160 breaking capacity class M Icu=55kA @ 415V 3-pole, line protection ETU350, LSI, In=100A overload protection Ir=40A...100A short-circuit protection Isd=1.5...10 x Ir, Ii=12 x In clamp connection 1 auxiliary switch HQ 1 trip alarm switch HQ | - | 0 | 0
3VA2110-5HN36-0AG0 |  | 3VA2110-5HN36-0AG0 | 1 | UN | 1 | 10 | C | D | EAR99 | N | 85362090 | 1 | 4042949027478 | 2.51 | KG | 677.6 | 677.6 | LP18 | LP18 | circuit breaker 3VA2 IEC frame 160 breaking capacity class M Icu=55kA @ 415V 3-pole, line protection ETU350, LSI, In=100A overload protection Ir=40A...100A short-circuit protection Isd=1.5...10 x Ir, Ii=12 x In clamp connection 1 auxiliary switch HP 1 trip alarm switch HP | - | 0 | 0
3VA2110-5HN36-0AH0 |  | 3VA2110-5HN36-0AH0 | 1 | UN | 1 | 10 | C | D | EAR99 | N | 85362090 | 1 | 4042949028116 | 2.52 | KG | 677.6 | 677.6 | LP18 | LP18 | circuit breaker 3VA2 IEC frame 160 breaking capacity class M Icu=55kA @ 415V 3-pole, line protection ETU350, LSI, In=100A overload protection Ir=40A...100A short-circuit protection Isd=1.5...10 x Ir, Ii=12 x In clamp connection 2 auxiliary switches HQ 1 trip alarm switch HQ | - | 0 | 0
3VA2110-5HN36-0AJ0 |  | 3VA2110-5HN36-0AJ0 | 1 | UN | 1 | 10 | C | D | EAR99 | N | 85362090 | 1 | 4042949028758 | 2.55 | KG | 715.44 | 715.44 | LP18 | LP18 | circuit breaker 3VA2 IEC frame 160 breaking capacity class M Icu=55kA @ 415V 3-pole, line protection ETU350, LSI, In=100A overload protection Ir=40A...100A short-circuit protection Isd=1.5...10 x Ir, Ii=12 x In clamp connection 2 auxiliary switches HP 1 trip alarm switch HP | - | 0 | 0
3VA2110-5HN36-0BA0 |  | 3VA2110-5HN36-0BA0 | 1 | UN | 1 | 10 | C | D | EAR99 | N | 85362090 | 1 | 4042949020431 | 2.55 | KG | 718.08 | 718.08 | LP18 | LP18 | circuit breaker 3VA2 IEC frame 160 breaking capacity class M Icu=55kA @ 415V 3-pole, line protection ETU350, LSI, In=100A overload protection Ir=40A...100A short-circuit protection Isd=1.5...10 x Ir, Ii=12 x In clamp connection undervoltage release (UVR) 24V DC | - | 0 | 0
3VA2110-5HN36-0BC0 |  | 3VA2110-5HN36-0BC0 | 1 | UN | 1 | 10 | C | D | EAR99 | N | 85362090 | 1 | 4042949029397 | 2.61 | KG | 767.36 | 767.36 | LP18 | LP18 | circuit breaker 3VA2 IEC frame 160 breaking capacity class M Icu=55kA @ 415V 3-pole, line protection ETU350, LSI, In=100A overload protection Ir=40A...100A short-circuit protection Isd=1.5...10 x Ir, Ii=12 x In clamp connection undervoltage release (UVR) 24V DC 2 auxiliary switches HQ | - | 0 | 0
3VA2110-5HN36-0BH0 |  | 3VA2110-5HN36-0BH0 | 1 | UN | 1 | 10 | C | D | EAR99 | N | 85362090 | 1 | 4042949033233 | 2.64 | KG | 791.12 | 791.12 | LP18 | LP18 | circuit breaker 3VA2 IEC frame 160 breaking capacity class M Icu=55kA @ 415V 3-pole, line protection ETU350, LSI, In=100A overload protection Ir=40A...100A short-circuit protection Isd=1.5...10 x Ir, Ii=12 x In clamp connection undervoltage release (UVR) 24V DC 2 auxiliary switches HQ 1 trip alarm switch HQ | - | 0 | 0
3VA2110-5HN36-0BL0 |  | 3VA2110-5HN36-0BL0 | 1 | UN | 1 | 10 | C | D | EAR99 | N | 85362090 | 1 | 4042949037071 | 2.67 | KG | 826.32 | 826.32 | LP18 | LP18 | circuit breaker 3VA2 IEC frame 160 breaking capacity class M Icu=55kA @ 415V 3-pole, line protection ETU350, LSI, In=100A overload protection Ir=40A...100A short-circuit protection Isd=1.5...10 x Ir, Ii=12 x In clamp connection undervoltage release (UVR) 24V DC 2 auxiliary switches HQ 1 trip alarm switch HQ 1 electrical alarm switch | - | 0 | 0
3VA2110-5HN36-0CA0 |  | 3VA2110-5HN36-0CA0 | 1 | UN | 1 | 10 | C | D | EAR99 | N | 85362090 | 1 | 4042949021070 | 2.55 | KG | 718.08 | 718.08 | LP18 | LP18 | circuit breaker 3VA2 IEC frame 160 breaking capacity class M Icu=55kA @ 415V 3-pole, line protection ETU350, LSI, In=100A overload protection Ir=40A...100A short-circuit protection Isd=1.5...10 x Ir, Ii=12 x In clamp connection undervoltage release (UVR) 120-127V AC 50/60Hz | - | 0 | 0
3VA2110-5HN36-0CC0 |  | 3VA2110-5HN36-0CC0 | 1 | UN | 1 | 10 | C | D | EAR99 | N | 85362090 | 1 | 4042949030034 | 2.61 | KG | 767.36 | 767.36 | LP18 | LP18 | circuit breaker 3VA2 IEC frame 160 breaking capacity class M Icu=55kA @ 415V 3-pole, line protection ETU350, LSI, In=100A overload protection Ir=40A...100A short-circuit protection Isd=1.5...10 x Ir, Ii=12 x In clamp connection undervoltage release (UVR) 120-127V AC 50/60Hz 2 auxiliary switches HQ | - | 0 | 0
3VA2110-5HN36-0CH0 |  | 3VA2110-5HN36-0CH0 | 1 | UN | 1 | 10 | C | D | EAR99 | N | 85362090 | 1 | 4042949033875 | 2.64 | KG | 791.12 | 791.12 | LP18 | LP18 | circuit breaker 3VA2 IEC frame 160 breaking capacity class M Icu=55kA @ 415V 3-pole, line protection ETU350, LSI, In=100A overload protection Ir=40A...100A short-circuit protection Isd=1.5...10 x Ir, Ii=12 x In clamp connection undervoltage release (UVR) 120-127V AC 50/60Hz 2 auxiliary switches HQ 1 trip alarm switch HQ | - | 0 | 0
3VA2110-5HN36-0CL0 |  | 3VA2110-5HN36-0CL0 | 1 | UN | 1 | 10 | C | D | EAR99 | N | 85362090 | 1 | 4042949037712 | 2.67 | KG | 826.32 | 826.32 | LP18 | LP18 | circuit breaker 3VA2 IEC frame 160 breaking capacity class M Icu=55kA @ 415V 3-pole, line protection ETU350, LSI, In=100A overload protection Ir=40A...100A short-circuit protection Isd=1.5...10 x Ir, Ii=12 x In clamp connection undervoltage release (UVR) 120-127V AC 50/60Hz 2 auxiliary switches HQ 1 trip alarm switch HQ 1 electrical alarm switch | - | 0 | 0
3VA2110-5HN36-0DA0 |  | 3VA2110-5HN36-0DA0 | 1 | UN | 1 | 10 | C | D | EAR99 | N | 85362090 | 1 | 4042949021711 | 2.55 | KG | 718.08 | 718.08 | LP18 | LP18 | circuit breaker 3VA2 IEC frame 160 breaking capacity class M Icu=55kA @ 415V 3-pole, line protection ETU350, LSI, In=100A overload protection Ir=40A...100A short-circuit protection Isd=1.5...10 x Ir, Ii=12 x In clamp connection undervoltage release (UVR) 208-230V AC 50/60Hz | - | 0 | 0
3VA2110-5HN36-0DC0 |  | 3VA2110-5HN36-0DC0 | 1 | UN | 1 | 10 | C | D | EAR99 | N | 85362090 | 1 | 4042949030676 | 2.61 | KG | 767.36 | 767.36 | LP18 | LP18 | circuit breaker 3VA2 IEC frame 160 breaking capacity class M Icu=55kA @ 415V 3-pole, line protection ETU350, LSI, In=100A overload protection Ir=40A...100A short-circuit protection Isd=1.5...10 x Ir, Ii=12 x In clamp connection undervoltage release (UVR) 208-230V AC 50/60Hz 2 auxiliary switches HQ | - | 0 | 0
3VA2110-5HN36-0DH0 |  | 3VA2110-5HN36-0DH0 | 1 | UN | 1 | 10 | C | D | EAR99 | N | 85362090 | 1 | 4042949034513 | 2.64 | KG | 791.12 | 791.12 | LP18 | LP18 | circuit breaker 3VA2 IEC frame 160 breaking capacity class M Icu=55kA @ 415V 3-pole, line protection ETU350, LSI, In=100A overload protection Ir=40A...100A short-circuit protection Isd=1.5...10 x Ir, Ii=12 x In clamp connection undervoltage release (UVR) 208-230V AC 50/60Hz 2 auxiliary switches HQ 1 trip alarm switch HQ | - | 0 | 0
3VA2110-5HN36-0DL0 |  | 3VA2110-5HN36-0DL0 | 1 | UN | 1 | 10 | C | D | EAR99 | N | 85362090 | 1 | 4042949038351 | 2.67 | KG | 826.32 | 826.32 | LP18 | LP18 | circuit breaker 3VA2 IEC frame 160 breaking capacity class M Icu=55kA @ 415V 3-pole, line protection ETU350, LSI, In=100A overload protection Ir=40A...100A short-circuit protection Isd=1.5...10 x Ir, Ii=12 x In clamp connection undervoltage release (UVR) 208-230V AC 50/60Hz 2 auxiliary switches HQ 1 trip alarm switch HQ 1 electrical alarm switch | - | 0 | 0
3VA2110-5HN36-0HA0 |  | 3VA2110-5HN36-0HA0 | 1 | UN | 1 | 10 | C | D | EAR99 | N | 85362090 | 1 | 4042949022350 | 2.52 | KG | 692.56 | 692.56 | LP18 | LP18 | circuit breaker 3VA2 IEC frame 160 breaking capacity class M Icu=55kA @ 415V 3-pole, line protection ETU350, LSI, In=100A overload protection Ir=40A...100A short-circuit protection Isd=1.5...10 x Ir, Ii=12 x In clamp connection shunt trip (STL) 12-30V DC, 24V AC 50/60Hz | - | 0 | 0
3VA2110-5HN36-0HC0 |  | 3VA2110-5HN36-0HC0 | 1 | UN | 1 | 10 | C | D | EAR99 | N | 85362090 | 1 | 4042949031314 | 2.58 | KG | 741.84 | 741.84 | LP18 | LP18 | circuit breaker 3VA2 IEC frame 160 breaking capacity class M Icu=55kA @ 415V 3-pole, line protection ETU350, LSI, In=100A overload protection Ir=40A...100A short-circuit protection Isd=1.5...10 x Ir, Ii=12 x In clamp connection shunt trip (STL) 12-30V DC, 24V AC 50/60Hz 2 auxiliary switches HQ | - | 0 | 0
3VA2110-5HN36-0HH0 |  | 3VA2110-5HN36-0HH0 | 1 | UN | 1 | 10 | C | D | EAR99 | N | 85362090 | 1 | 4042949035152 | 2.61 | KG | 766.48 | 766.48 | LP18 | LP18 | circuit breaker 3VA2 IEC frame 160 breaking capacity class M Icu=55kA @ 415V 3-pole, line protection ETU350, LSI, In=100A overload protection Ir=40A...100A short-circuit protection Isd=1.5...10 x Ir, Ii=12 x In clamp connection shunt trip (STL) 12-30V DC, 24V AC 50/60Hz 2 auxiliary switches HQ 1 trip alarm switch HQ | - | 0 | 0
3VA2110-5HN36-0HL0 |  | 3VA2110-5HN36-0HL0 | 1 | UN | 1 | 10 | C | D | EAR99 | N | 85362090 | 1 | 4042949038993 | 2.64 | KG | 801.68 | 801.68 | LP18 | LP18 | circuit breaker 3VA2 IEC frame 160 breaking capacity class M Icu=55kA @ 415V 3-pole, line protection ETU350, LSI, In=100A overload protection Ir=40A...100A short-circuit protection Isd=1.5...10 x Ir, Ii=12 x In clamp connection shunt trip (STL) 12-30V DC, 24V AC 50/60Hz 2 auxiliary switches HQ 1 trip alarm switch HQ 1 electrical alarm switch | - | 0 | 0
3VA2110-5HN36-0JA0 |  | 3VA2110-5HN36-0JA0 | 1 | UN | 1 | 10 | C | D | EAR99 | N | 85362090 | 1 | 4042949022992 | 2.52 | KG | 692.56 | 692.56 | LP18 | LP18 | circuit breaker 3VA2 IEC frame 160 breaking capacity class M Icu=55kA @ 415V 3-pole, line protection ETU350, LSI, In=100A overload protection Ir=40A...100A short-circuit protection Isd=1.5...10 x Ir, Ii=12 x In clamp connection shunt trip (STL) 110-127V DC, AC 50/60Hz | - | 0 | 0
3VA2110-5HN36-0JC0 |  | 3VA2110-5HN36-0JC0 | 1 | UN | 1 | 10 | C | D | EAR99 | N | 85362090 | 1 | 4042949031956 | 2.58 | KG | 741.84 | 741.84 | LP18 | LP18 | circuit breaker 3VA2 IEC frame 160 breaking capacity class M Icu=55kA @ 415V 3-pole, line protection ETU350, LSI, In=100A overload protection Ir=40A...100A short-circuit protection Isd=1.5...10 x Ir, Ii=12 x In clamp connection shunt trip (STL) 110-127V DC, AC 50/60Hz 2 auxiliary switches HQ | - | 0 | 0
3VA2110-5HN36-0JH0 |  | 3VA2110-5HN36-0JH0 | 1 | UN | 1 | 10 | C | D | EAR99 | N | 85362090 | 1 | 4042949035794 | 2.61 | KG | 766.48 | 766.48 | LP18 | LP18 | circuit breaker 3VA2 IEC frame 160 breaking capacity class M Icu=55kA @ 415V 3-pole, line protection ETU350, LSI, In=100A overload protection Ir=40A...100A short-circuit protection Isd=1.5...10 x Ir, Ii=12 x In clamp connection shunt trip (STL) 110-127V DC, AC 50/60Hz 2 auxiliary switches HQ 1 trip alarm switch HQ | - | 0 | 0
3VA2110-5HN36-0JL0 |  | 3VA2110-5HN36-0JL0 | 1 | UN | 1 | 10 | C | D | EAR99 | N | 85362090 | 1 | 4042949039631 | 2.64 | KG | 801.68 | 801.68 | LP18 | LP18 | circuit breaker 3VA2 IEC frame 160 breaking capacity class M Icu=55kA @ 415V 3-pole, line protection ETU350, LSI, In=100A overload protection Ir=40A...100A short-circuit protection Isd=1.5...10 x Ir, Ii=12 x In clamp connection shunt trip (STL) 110-127V DC, AC 50/60Hz 2 auxiliary switches HQ 1 trip alarm switch HQ 1 electrical alarm switch | - | 0 | 0
3VA2110-5HN36-0KA0 |  | 3VA2110-5HN36-0KA0 | 1 | UN | 1 | 10 | C | D | EAR99 | N | 85362090 | 1 | 4042949023630 | 2.52 | KG | 692.56 | 692.56 | LP18 | LP18 | circuit breaker 3VA2 IEC frame 160 breaking capacity class M Icu=55kA @ 415V 3-pole, line protection ETU350, LSI, In=100A overload protection Ir=40A...100A short-circuit protection Isd=1.5...10 x Ir, Ii=12 x In clamp connection shunt trip (STL) 220-250V DC, 208-277V AC | - | 0 | 0
3VA2110-5HN36-0KC0 |  | 3VA2110-5HN36-0KC0 | 1 | UN | 1 | 10 | C | D | EAR99 | N | 85362090 | 1 | 4042949032595 | 2.58 | KG | 741.84 | 741.84 | LP18 | LP18 | circuit breaker 3VA2 IEC frame 160 breaking capacity class M Icu=55kA @ 415V 3-pole, line protection ETU350, LSI, In=100A overload protection Ir=40A...100A short-circuit protection Isd=1.5...10 x Ir, Ii=12 x In clamp connection shunt trip (STL) 220-250V DC, 208-277V AC 2 auxiliary switches HQ | - | 0 | 0
3VA2110-5HN36-0KH0 |  | 3VA2110-5HN36-0KH0 | 1 | UN | 1 | 10 | C | D | EAR99 | N | 85362090 | 1 | 4042949036432 | 2.61 | KG | 766.48 | 766.48 | LP18 | LP18 | circuit breaker 3VA2 IEC frame 160 breaking capacity class M Icu=55kA @ 415V 3-pole, line protection ETU350, LSI, In=100A overload protection Ir=40A...100A short-circuit protection Isd=1.5...10 x Ir, Ii=12 x In clamp connection shunt trip (STL) 220-250V DC, 208-277V AC 2 auxiliary switches HQ 1 trip alarm switch HQ | - | 0 | 0
3VA2110-5HN36-0KL0 |  | 3VA2110-5HN36-0KL0 | 1 | UN | 1 | 10 | C | D | EAR99 | N | 85362090 | 1 | 4042949040279 | 2.64 | KG | 801.68 | 801.68 | LP18 | LP18 | circuit breaker 3VA2 IEC frame 160 breaking capacity class M Icu=55kA @ 415V 3-pole, line protection ETU350, LSI, In=100A overload protection Ir=40A...100A short-circuit protection Isd=1.5...10 x Ir, Ii=12 x In clamp connection shunt trip (STL) 220-250V DC, 208-277V AC 2 auxiliary switches HQ 1 trip alarm switch HQ 1 electrical alarm switch | - | 0 | 0
3VA2110-5HN42-0AA0 |  | 3VA2110-5HN42-0AA0 | 1 | UN | 1 | 2 | A | D | EAR99 | N | 85362090 | 1 | 4042948814130 | 2.748 | KG | 696.2 | 676.6 | LP18 | LP18 | circuit breaker 3VA2 IEC frame 160 breaking capacity class M Icu=55kA @ 415V 4-pole, line protection ETU350, LSI, In=100A overload protection Ir=40A...100A short-circuit protection Isd=1.5...10 x Ir, Ii=12 x In N conductor protection adjustable (OFF, 50%, 100%) nut keeper kit | Lista Papel 2020 SI | 0 | 0
3VA2110-5HN46-0AA0 |  | 3VA2110-5HN46-0AA0 | 1 | UN | 1 | 5 | B | D | EAR99 | N | 85362090 | 1 | 4042948819470 | 3.2 | KG | 727.6 | 707.2 | LP18 | LP18 | circuit breaker 3VA2 IEC frame 160 breaking capacity class M Icu=55kA @ 415V 4-pole, line protection ETU350, LSI, In=100A overload protection Ir=40A...100A short-circuit protection Isd=1.5...10 x Ir, Ii=12 x In N conductor protection adjustable (OFF, 50%, 100%) clamp connection | Lista Papel 2020 SI | 0 | 0
3VA2110-5JP32-0AA0 |  | 3VA2110-5JP32-0AA0 | 1 | UN | 1 | 5 | B | D | EAR99 | N | 85362090 | 1 | 4042948813874 | 2.147 | KG | 977.5 | 952 | LP18 | LP18 | circuit breaker 3VA2 IEC frame 160 breaking capacity class M Icu=55kA @ 415V 3-pole, line protection ETU550, LSI, In=100A overload protection Ir=40A...100A short-circuit protection Isd=0.6..10x In, Ii=1.5..12x In N conductor protection optionally with external current transformer, up to 160% nut keeper kit | Lista Papel 2020 SI | 0 | 0
3VA2110-5JP32-0AB0 |  | 3VA2110-5JP32-0AB0 | 1 | UN | 1 | 10 | C | D | EAR99 | N | 85362090 | 1 | 4042949024262 | 2.37 | KG | 1073.6 | 1073.6 | LP18 | LP18 | circuit breaker 3VA2 IEC frame 160 breaking capacity class M Icu=55kA @ 415V 3-pole, line protection ETU550, LSI, In=100A overload protection Ir=40A...100A short-circuit protection Isd=0.6..10x In, Ii=1.5..12x In N conductor protection optionally with external current transformer nut keeper kit 2 auxiliary switches HP | - | 0 | 0
3VA2110-5JP32-0AC0 |  | 3VA2110-5JP32-0AC0 | 1 | UN | 1 | 10 | C | D | EAR99 | N | 85362090 | 1 | 4042949024903 | 2.35 | KG | 1056 | 1056 | LP18 | LP18 | circuit breaker 3VA2 IEC frame 160 breaking capacity class M Icu=55kA @ 415V 3-pole, line protection ETU550, LSI, In=100A overload protection Ir=40A...100A short-circuit protection Isd=0.6..10x In, Ii=1.5..12x In N conductor protection optionally with external current transformer nut keeper kit 2 auxiliary switches HQ | - | 0 | 0
3VA2110-5JP32-0AD0 |  | 3VA2110-5JP32-0AD0 | 1 | UN | 1 | 10 | C | D | EAR99 | N | 85362090 | 1 | 4042949025542 | 2.38 | KG | 1073.6 | 1073.6 | LP18 | LP18 | circuit breaker 3VA2 IEC frame 160 breaking capacity class M Icu=55kA @ 415V 3-pole, line protection ETU550, LSI, In=100A overload protection Ir=40A...100A short-circuit protection Isd=0.6..10x In, Ii=1.5..12x In N conductor protection optionally with external current transformer nut keeper kit 3 auxiliary switches HQ | - | 0 | 0
3VA2110-5JP32-0AE0 |  | 3VA2110-5JP32-0AE0 | 1 | UN | 1 | 10 | C | D | EAR99 | N | 85362090 | 1 | 4042949026181 | 2.41 | KG | 1108.8 | 1108.8 | LP18 | LP18 | circuit breaker 3VA2 IEC frame 160 breaking capacity class M Icu=55kA @ 415V 3-pole, line protection ETU550, LSI, In=100A overload protection Ir=40A...100A short-circuit protection Isd=0.6..10x In, Ii=1.5..12x In N conductor protection optionally with external current transformer nut keeper kit 4 auxiliary switches HQ | - | 0 | 0
3VA2110-5JP32-0AF0 |  | 3VA2110-5JP32-0AF0 | 1 | UN | 1 | 10 | C | D | EAR99 | N | 85362090 | 1 | 4042949026822 | 2.35 | KG | 1056 | 1056 | LP18 | LP18 | circuit breaker 3VA2 IEC frame 160 breaking capacity class M Icu=55kA @ 415V 3-pole, line protection ETU550, LSI, In=100A overload protection Ir=40A...100A short-circuit protection Isd=0.6..10x In, Ii=1.5..12x In N conductor protection optionally with external current transformer nut keeper kit 1 auxiliary switch HQ 1 trip alarm switch HQ | - | 0 | 0
3VA2110-5JP32-0AG0 |  | 3VA2110-5JP32-0AG0 | 1 | UN | 1 | 10 | C | D | EAR99 | N | 85362090 | 1 | 4042949027461 | 2.37 | KG | 1073.6 | 1073.6 | LP18 | LP18 | circuit breaker 3VA2 IEC frame 160 breaking capacity class M Icu=55kA @ 415V 3-pole, line protection ETU550, LSI, In=100A overload protection Ir=40A...100A short-circuit protection Isd=0.6..10x In, Ii=1.5..12x In N conductor protection optionally with external current transformer nut keeper kit 1 auxiliary switch HP 1 trip alarm switch HP | - | 0 | 0
3VA2110-5JP32-0AH0 |  | 3VA2110-5JP32-0AH0 | 1 | UN | 1 | 10 | C | D | EAR99 | N | 85362090 | 1 | 4042949028109 | 2.38 | KG | 1073.6 | 1073.6 | LP18 | LP18 | circuit breaker 3VA2 IEC frame 160 breaking capacity class M Icu=55kA @ 415V 3-pole, line protection ETU550, LSI, In=100A overload protection Ir=40A...100A short-circuit protection Isd=0.6..10x In, Ii=1.5..12x In N conductor protection optionally with external current transformer nut keeper kit 2 auxiliary switches HQ 1 trip alarm switch HQ | - | 0 | 0
3VA2110-5JP32-0AJ0 |  | 3VA2110-5JP32-0AJ0 | 1 | UN | 1 | 10 | C | D | EAR99 | N | 85362090 | 1 | 4042949028741 | 2.41 | KG | 1117.6 | 1117.6 | LP18 | LP18 | circuit breaker 3VA2 IEC frame 160 breaking capacity class M Icu=55kA @ 415V 3-pole, line protection ETU550, LSI, In=100A overload protection Ir=40A...100A short-circuit protection Isd=0.6..10x In, Ii=1.5..12x In N conductor protection optionally with external current transformer nut keeper kit 2 auxiliary switches HP 1 trip alarm switch HP | - | 0 | 0
3VA2110-5JP32-0BA0 |  | 3VA2110-5JP32-0BA0 | 1 | UN | 1 | 10 | C | D | EAR99 | N | 85362090 | 1 | 4042949020424 | 2.41 | KG | 1117.6 | 1117.6 | LP18 | LP18 | circuit breaker 3VA2 IEC frame 160 breaking capacity class M Icu=55kA @ 415V 3-pole, line protection ETU550, LSI, In=100A overload protection Ir=40A...100A short-circuit protection Isd=0.6..10x In, Ii=1.5..12x In N conductor protection optionally with external current transformer nut keeper kit undervoltage release (UVR) 24V DC | - | 0 | 0
3VA2110-5JP32-0BC0 |  | 3VA2110-5JP32-0BC0 | 1 | UN | 1 | 10 | C | D | EAR99 | N | 85362090 | 1 | 4042949029380 | 2.47 | KG | 1161.6 | 1161.6 | LP18 | LP18 | circuit breaker 3VA2 IEC frame 160 breaking capacity class M Icu=55kA @ 415V 3-pole, line protection ETU550, LSI, In=100A overload protection Ir=40A...100A short-circuit protection Isd=0.6..10x In, Ii=1.5..12x In N conductor protection optionally with external current transformer nut keeper kit undervoltage release (UVR) 24V DC 2 auxiliary switches HQ | - | 0 | 0
3VA2110-5JP32-0BH0 |  | 3VA2110-5JP32-0BH0 | 1 | UN | 1 | 10 | C | D | EAR99 | N | 85362090 | 1 | 4042949033226 | 2.5 | KG | 1179.2 | 1179.2 | LP18 | LP18 | circuit breaker 3VA2 IEC frame 160 breaking capacity class M Icu=55kA @ 415V 3-pole, line protection ETU550, LSI, In=100A overload protection Ir=40A...100A short-circuit protection Isd=0.6..10x In, Ii=1.5..12x In N conductor protection optionally with external current transformer nut keeper kit undervoltage release (UVR) 24V DC 2 auxiliary switches HQ 1 trip alarm switch HQ | - | 0 | 0
3VA2110-5JP32-0BL0 |  | 3VA2110-5JP32-0BL0 | 1 | UN | 1 | 10 | C | D | EAR99 | N | 85362090 | 1 | 4042949037064 | 2.53 | KG | 1223.2 | 1223.2 | LP18 | LP18 | circuit breaker 3VA2 IEC frame 160 breaking capacity class M Icu=55kA @ 415V 3-pole, line protection ETU550, LSI, In=100A overload protection Ir=40A...100A short-circuit protection Isd=0.6..10x In, Ii=1.5..12x In N conductor protection optionally with external current transformer nut keeper kit undervoltage release (UVR) 24V DC 2 auxiliary switches HQ 1 trip alarm switch HQ 1 electrical alarm switch | - | 0 | 0
3VA2110-5JP32-0CA0 |  | 3VA2110-5JP32-0CA0 | 1 | UN | 1 | 10 | C | D | EAR99 | N | 85362090 | 1 | 4042949021063 | 2.41 | KG | 1117.6 | 1117.6 | LP18 | LP18 | circuit breaker 3VA2 IEC frame 160 breaking capacity class M Icu=55kA @ 415V 3-pole, line protection ETU550, LSI, In=100A overload protection Ir=40A...100A short-circuit protection Isd=0.6..10x In, Ii=1.5..12x In N conductor protection optionally with external current transformer nut keeper kit undervoltage release (UVR) 120-127V AC 50/60Hz | - | 0 | 0
3VA2110-5JP32-0CC0 |  | 3VA2110-5JP32-0CC0 | 1 | UN | 1 | 10 | C | D | EAR99 | N | 85362090 | 1 | 4042949030027 | 2.47 | KG | 1161.6 | 1161.6 | LP18 | LP18 | circuit breaker 3VA2 IEC frame 160 breaking capacity class M Icu=55kA @ 415V 3-pole, line protection ETU550, LSI, In=100A overload protection Ir=40A...100A short-circuit protection Isd=0.6..10x In, Ii=1.5..12x In N conductor protection optionally with external current transformer nut keeper kit undervoltage release (UVR) 120-127V AC 50/60Hz 2 auxiliary switches HQ | - | 0 | 0
3VA2110-5JP32-0CH0 |  | 3VA2110-5JP32-0CH0 | 1 | UN | 1 | 10 | C | D | EAR99 | N | 85362090 | 1 | 4042949033868 | 2.5 | KG | 1179.2 | 1179.2 | LP18 | LP18 | circuit breaker 3VA2 IEC frame 160 breaking capacity class M Icu=55kA @ 415V 3-pole, line protection ETU550, LSI, In=100A overload protection Ir=40A...100A short-circuit protection Isd=0.6..10x In, Ii=1.5..12x In N conductor protection optionally with external current transformer nut keeper kit undervoltage release (UVR) 120-127V AC 50/60Hz 2 auxiliary switches HQ 1 trip alarm switch HQ | - | 0 | 0
3VA2110-5JP32-0CL0 |  | 3VA2110-5JP32-0CL0 | 1 | UN | 1 | 10 | C | D | EAR99 | N | 85362090 | 1 | 4042949037705 | 2.53 | KG | 1223.2 | 1223.2 | LP18 | LP18 | circuit breaker 3VA2 IEC frame 160 breaking capacity class M Icu=55kA @ 415V 3-pole, line protection ETU550, LSI, In=100A overload protection Ir=40A...100A short-circuit protection Isd=0.6..10x In, Ii=1.5..12x In N conductor protection optionally with external current transformer nut keeper kit undervoltage release (UVR) 120-127V AC 50/60Hz 2 auxiliary switches HQ 1 trip alarm switch HQ 1 electrical alarm switch | - | 0 | 0
3VA2110-5JP32-0DA0 |  | 3VA2110-5JP32-0DA0 | 1 | UN | 1 | 10 | C | D | EAR99 | N | 85362090 | 1 | 4042949021704 | 2.41 | KG | 1117.6 | 1117.6 | LP18 | LP18 | circuit breaker 3VA2 IEC frame 160 breaking capacity class M Icu=55kA @ 415V 3-pole, line protection ETU550, LSI, In=100A overload protection Ir=40A...100A short-circuit protection Isd=0.6..10x In, Ii=1.5..12x In N conductor protection optionally with external current transformer nut keeper kit undervoltage release (UVR) 208-230V AC 50/60Hz | - | 0 | 0
3VA2110-5JP32-0DC0 |  | 3VA2110-5JP32-0DC0 | 1 | UN | 1 | 10 | C | D | EAR99 | N | 85362090 | 1 | 4042949030669 | 2.47 | KG | 1161.6 | 1161.6 | LP18 | LP18 | circuit breaker 3VA2 IEC frame 160 breaking capacity class M Icu=55kA @ 415V 3-pole, line protection ETU550, LSI, In=100A overload protection Ir=40A...100A short-circuit protection Isd=0.6..10x In, Ii=1.5..12x In N conductor protection optionally with external current transformer nut keeper kit undervoltage release (UVR) 208-230V AC 50/60Hz 2 auxiliary switches HQ | - | 0 | 0
3VA2110-5JP32-0DH0 |  | 3VA2110-5JP32-0DH0 | 1 | UN | 1 | 10 | C | D | EAR99 | N | 85362090 | 1 | 4042949034506 | 2.5 | KG | 1179.2 | 1179.2 | LP18 | LP18 | circuit breaker 3VA2 IEC frame 160 breaking capacity class M Icu=55kA @ 415V 3-pole, line protection ETU550, LSI, In=100A overload protection Ir=40A...100A short-circuit protection Isd=0.6..10x In, Ii=1.5..12x In N conductor protection optionally with external current transformer nut keeper kit undervoltage release (UVR) 208-230V AC 50/60Hz 2 auxiliary switches HQ 1 trip alarm switch HQ | - | 0 | 0
3VA2110-5JP32-0DL0 |  | 3VA2110-5JP32-0DL0 | 1 | UN | 1 | 10 | C | D | EAR99 | N | 85362090 | 1 | 4042949038344 | 2.53 | KG | 1223.2 | 1223.2 | LP18 | LP18 | circuit breaker 3VA2 IEC frame 160 breaking capacity class M Icu=55kA @ 415V 3-pole, line protection ETU550, LSI, In=100A overload protection Ir=40A...100A short-circuit protection Isd=0.6..10x In, Ii=1.5..12x In N conductor protection optionally with external current transformer nut keeper kit undervoltage release (UVR) 208-230V AC 50/60Hz 2 auxiliary switches HQ 1 trip alarm switch HQ 1 electrical alarm switch | - | 0 | 0
3VA2110-5JP32-0HA0 |  | 3VA2110-5JP32-0HA0 | 1 | UN | 1 | 10 | C | D | EAR99 | N | 85362090 | 1 | 4042949022343 | 2.41 | KG | 1100 | 1100 | LP18 | LP18 | circuit breaker 3VA2 IEC frame 160 breaking capacity class M Icu=55kA @ 415V 3-pole, line protection ETU550, LSI, In=100A overload protection Ir=40A...100A short-circuit protection Isd=0.6..10x In, Ii=1.5..12x In N conductor protection optionally with external current transformer nut keeper kit shunt trip (STL) 12-30V DC; 24V AC 50/60Hz | - | 0 | 0
3VA2110-5JP32-0HC0 |  | 3VA2110-5JP32-0HC0 | 1 | UN | 1 | 10 | C | D | EAR99 | N | 85362090 | 1 | 4042949031307 | 2.44 | KG | 1135.2 | 1135.2 | LP18 | LP18 | circuit breaker 3VA2 IEC frame 160 breaking capacity class M Icu=55kA @ 415V 3-pole, line protection ETU550, LSI, In=100A overload protection Ir=40A...100A short-circuit protection Isd=0.6..10x In, Ii=1.5..12x In N conductor protection optionally with external current transformer nut keeper kit shunt trip (STL) 12-30V DC; 24V AC 50/60Hz 2 auxiliary switches HQ | - | 0 | 0
3VA2110-5JP32-0HH0 |  | 3VA2110-5JP32-0HH0 | 1 | UN | 1 | 10 | C | D | EAR99 | N | 85362090 | 1 | 4042949035145 | 2.47 | KG | 1161.6 | 1161.6 | LP18 | LP18 | circuit breaker 3VA2 IEC frame 160 breaking capacity class M Icu=55kA @ 415V 3-pole, line protection ETU550, LSI, In=100A overload protection Ir=40A...100A short-circuit protection Isd=0.6..10x In, Ii=1.5..12x In N conductor protection optionally with external current transformer nut keeper kit shunt trip (STL) 12-30V DC; 24V AC 50/60Hz 2 auxiliary switches HQ 1 trip alarm switch HQ | - | 0 | 0
3VA2110-5JP32-0HL0 |  | 3VA2110-5JP32-0HL0 | 1 | UN | 1 | 10 | C | D | EAR99 | N | 85362090 | 1 | 4042949038986 | 2.5 | KG | 1188 | 1188 | LP18 | LP18 | circuit breaker 3VA2 IEC frame 160 breaking capacity class M Icu=55kA @ 415V 3-pole, line protection ETU550, LSI, In=100A overload protection Ir=40A...100A short-circuit protection Isd=0.6..10x In, Ii=1.5..12x In N conductor protection optionally with external current transformer nut keeper kit shunt trip (STL) 12-30V DC; 24V AC 50/60Hz 2 auxiliary switches HQ 1 trip alarm switch HQ 1 electrical alarm switch | - | 0 | 0
3VA2110-5JP32-0JA0 |  | 3VA2110-5JP32-0JA0 | 1 | UN | 1 | 10 | C | D | EAR99 | N | 85362090 | 1 | 4042949022985 | 2.41 | KG | 1100 | 1100 | LP18 | LP18 | circuit breaker 3VA2 IEC frame 160 breaking capacity class M Icu=55kA @ 415V 3-pole, line protection ETU550, LSI, In=100A overload protection Ir=40A...100A short-circuit protection Isd=0.6..10x In, Ii=1.5..12x In N conductor protection optionally with external current transformer nut keeper kit shunt trip (STL) 110-127V DC, AC 50/60Hz | - | 0 | 0
3VA2110-5JP32-0JC0 |  | 3VA2110-5JP32-0JC0 | 1 | UN | 1 | 10 | C | D | EAR99 | N | 85362090 | 1 | 4042949031949 | 2.44 | KG | 1135.2 | 1135.2 | LP18 | LP18 | circuit breaker 3VA2 IEC frame 160 breaking capacity class M Icu=55kA @ 415V 3-pole, line protection ETU550, LSI, In=100A overload protection Ir=40A...100A short-circuit protection Isd=0.6..10x In, Ii=1.5..12x In N conductor protection optionally with external current transformer nut keeper kit shunt trip (STL) 110-127V DC, AC 50/60Hz 2 auxiliary switches HQ | - | 0 | 0
3VA2110-5JP32-0JH0 |  | 3VA2110-5JP32-0JH0 | 1 | UN | 1 | 10 | C | D | EAR99 | N | 85362090 | 1 | 4042949035787 | 2.47 | KG | 1161.6 | 1161.6 | LP18 | LP18 | circuit breaker 3VA2 IEC frame 160 breaking capacity class M Icu=55kA @ 415V 3-pole, line protection ETU550, LSI, In=100A overload protection Ir=40A...100A short-circuit protection Isd=0.6..10x In, Ii=1.5..12x In N conductor protection optionally with external current transformer nut keeper kit shunt trip (STL) 110-127V DC, AC 50/60Hz 2 auxiliary switches HQ 1 trip alarm switch HQ | - | 0 | 0
3VA2110-5JP32-0JL0 |  | 3VA2110-5JP32-0JL0 | 1 | UN | 1 | 10 | C | D | EAR99 | N | 85362090 | 1 | 4042949039624 | 2.5 | KG | 1188 | 1188 | LP18 | LP18 | circuit breaker 3VA2 IEC frame 160 breaking capacity class M Icu=55kA @ 415V 3-pole, line protection ETU550, LSI, In=100A overload protection Ir=40A...100A short-circuit protection Isd=0.6..10x In, Ii=1.5..12x In N conductor protection optionally with external current transformer nut keeper kit shunt trip (STL) 110-127V DC, AC 50/60Hz 2 auxiliary switches HQ 1 trip alarm switch HQ 1 electrical alarm switch | - | 0 | 0
3VA2110-5JP32-0KA0 |  | 3VA2110-5JP32-0KA0 | 1 | UN | 1 | 10 | C | D | EAR99 | N | 85362090 | 1 | 4042949023623 | 2.41 | KG | 1100 | 1100 | LP18 | LP18 | circuit breaker 3VA2 IEC frame 160 breaking capacity class M Icu=55kA @ 415V 3-pole, line protection ETU550, LSI, In=100A overload protection Ir=40A...100A short-circuit protection Isd=0.6..10x In, Ii=1.5..12x In N conductor protection optionally with external current transformer nut keeper kit shunt trip (STL) 220-250V DC; 208-277V AC | - | 0 | 0
3VA2110-5JP32-0KC0 |  | 3VA2110-5JP32-0KC0 | 1 | UN | 1 | 10 | C | D | EAR99 | N | 85362090 | 1 | 4042949032588 | 2.44 | KG | 1135.2 | 1135.2 | LP18 | LP18 | circuit breaker 3VA2 IEC frame 160 breaking capacity class M Icu=55kA @ 415V 3-pole, line protection ETU550, LSI, In=100A overload protection Ir=40A...100A short-circuit protection Isd=0.6..10x In, Ii=1.5..12x In N conductor protection optionally with external current transformer nut keeper kit shunt trip (STL) 220-250V DC; 208-277V AC 2 auxiliary switches HQ | - | 0 | 0
3VA2110-5JP32-0KH0 |  | 3VA2110-5JP32-0KH0 | 1 | UN | 1 | 10 | C | D | EAR99 | N | 85362090 | 1 | 4042949036425 | 2.47 | KG | 1161.6 | 1161.6 | LP18 | LP18 | circuit breaker 3VA2 IEC frame 160 breaking capacity class M Icu=55kA @ 415V 3-pole, line protection ETU550, LSI, In=100A overload protection Ir=40A...100A short-circuit protection Isd=0.6..10x In, Ii=1.5..12x In N conductor protection optionally with external current transformer nut keeper kit shunt trip (STL) 220-250V DC; 208-277V AC 2 auxiliary switches HQ 1 trip alarm switch HQ | - | 0 | 0
3VA2110-5JP32-0KL0 |  | 3VA2110-5JP32-0KL0 | 1 | UN | 1 | 10 | C | D | EAR99 | N | 85362090 | 1 | 4042949040262 | 2.5 | KG | 1188 | 1188 | LP18 | LP18 | circuit breaker 3VA2 IEC frame 160 breaking capacity class M Icu=55kA @ 415V 3-pole, line protection ETU550, LSI, In=100A overload protection Ir=40A...100A short-circuit protection Isd=0.6..10x In, Ii=1.5..12x In N conductor protection optionally with external current transformer nut keeper kit shunt trip (STL) 220-250V DC; 208-277V AC 2 auxiliary switches HQ 1 trip alarm switch HQ 1 electrical alarm switch | - | 0 | 0
3VA2110-5JP36-0AA0 |  | 3VA2110-5JP36-0AA0 | 1 | UN | 1 | 5 | B | D | EAR99 | N | 85362090 | 1 | 4042948819210 | 2.267 | KG | 994.5 | 969 | LP18 | LP18 | circuit breaker 3VA2 IEC frame 160 breaking capacity class M Icu=55kA @ 415V 3-pole, line protection ETU550, LSI, In=100A overload protection Ir=40A...100A short-circuit protection Isd=0.6..10x In, Ii=1.5..12x In N conductor protection optionally with external current transformer, up to 160% clamp connection | Lista Papel 2020 SI | 0 | 0
3VA2110-5JP36-0BB0 |  | 3VA2110-5JP36-0BB0 | 1 | UN | 1 | 10 | C | D | EAR99 | N | 85362090 | 1 | 4042949325666 | 2.651 | KG | 1223.2 | 1223.2 | LP18 | LP18 | circuit breaker 3VA2 IEC frame 160 breaking capacity class M Icu=55kA @ 415V 3-pole, line protection ETU550, LSI, In=100A overload protection Ir=40A...100A short-circuit protection Isd=0.6..10x In, Ii=1.5..12x In N conductor protection optionally with external current transformer, up to 160% clamp connection circuit breaker 3VA2 IEC undervoltage release 24V DC 2 auxiliary switches HP | - | 0 | 0
3VA2110-5JP36-0JB0 |  | 3VA2110-5JP36-0JB0 | 1 | UN | 1 | 10 | C | D | EAR99 | N | 85362090 | 1 | 4042949325673 | 2.651 | KG | 1188 | 1188 | LP18 | LP18 | circuit breaker 3VA2 IEC frame 160 breaking capacity class M Icu=55kA @ 415V 3-pole, line protection ETU550, LSI, In=100A overload protection Ir=40A...100A short-circuit protection Isd=0.6..10x In, Ii=1.5..12x In N conductor protection optionally with external current transformer, up to 160% clamp connection circuit breaker 3VA2 IEC shunt trip left 110-127V AC 50/60Hz/DC 2 auxiliary switches HP | - | 0 | 0
3VA2110-5JP42-0AA0 |  | 3VA2110-5JP42-0AA0 | 1 | UN | 1 | 5 | B | D | EAR99 | N | 85362090 | 1 | 4042948814154 | 3.2 | KG | 1105 | 1071 | LP18 | LP18 | circuit breaker 3VA2 IEC frame 160 breaking capacity class M Icu=55kA @ 415V 4-pole, line protection ETU550, LSI, In=100A overload protection Ir=40A...100A short-circuit protection Isd=0.6..10x In, Ii=1.5..12x In N conductor protection adjustable (OFF, up to 160%) nut keeper kit | Lista Papel 2020 SI | 0 | 0
3VA2110-5JP46-0AA0 |  | 3VA2110-5JP46-0AA0 | 1 | UN | 1 | 5 | B | D | EAR99 | N | 85362090 | 1 | 4042948819494 | 3.2 | KG | 1130.5 | 1096.5 | LP18 | LP18 | circuit breaker 3VA2 IEC frame 160 breaking capacity class M Icu=55kA @ 415V 4-pole, line protection ETU550, LSI, In=100A overload protection Ir=40A...100A short-circuit protection Isd=0.6..10x In, Ii=1.5..12x In N conductor protection adjustable (OFF, up to 160%) clamp connection | Lista Papel 2020 SI | 0 | 0
3VA2110-5JQ32-0AA0 |  | 3VA2110-5JQ32-0AA0 | 1 | UN | 1 | 5 | B | D | EAR99 | N | 85362090 | 1 | 4042948813881 | 2.156 | KG | 1215.5 | 1181.5 | LP18 | LP18 | circuit breaker 3VA2 IEC frame 160 breaking capacity class M Icu=55kA @ 415V 3-pole, line protection ETU560, LSIG, In=100A overload protection Ir=40A...100A short-circuit protection Isd=0.6..10x In, Ii=1.5..12x In N conductor protection optionally with external current transformer, up to 160% gr.-fault prot., can be sw. off Ig=0.2...1 x In, tg=0.05-0.8s nut keeper kit | Lista Papel 2020 SI | 0 | 0
3VA2110-5JQ32-0AB0 |  | 3VA2110-5JQ32-0AB0 | 1 | UN | 1 | 10 | C | D | EAR99 | N | 85362090 | 1 | 4042949024255 | 2.37 | KG | 1320 | 1320 | LP18 | LP18 | circuit breaker 3VA2 IEC frame 160 breaking capacity class M Icu=55kA @ 415V 3-pole, line protection ETU560, LSIG, In=100A overload protection Ir=40A...100A short-circuit protection Isd=0.6..10x In, Ii=1.5..12x In N conductor protection optionally with external current transformer gr.-fault prot., can be sw. off Ig=0.2...1 x In, tg=0.05-0.8s nut keeper kit 2 auxiliary switches HP | - | 0 | 0
3VA2110-5JQ32-0AC0 |  | 3VA2110-5JQ32-0AC0 | 1 | UN | 1 | 10 | C | D | EAR99 | N | 85362090 | 1 | 4042949024897 | 2.35 | KG | 1302.4 | 1302.4 | LP18 | LP18 | circuit breaker 3VA2 IEC frame 160 breaking capacity class M Icu=55kA @ 415V 3-pole, line protection ETU560, LSIG, In=100A overload protection Ir=40A...100A short-circuit protection Isd=0.6..10x In, Ii=1.5..12x In N conductor protection optionally with external current transformer gr.-fault prot., can be sw. off Ig=0.2...1 x In, tg=0.05-0.8s nut keeper kit 2 auxiliary switches HQ | - | 0 | 0
3VA2110-5JQ32-0AD0 |  | 3VA2110-5JQ32-0AD0 | 1 | UN | 1 | 10 | C | D | EAR99 | N | 85362090 | 1 | 4042949025535 | 2.38 | KG | 1320 | 1320 | LP18 | LP18 | circuit breaker 3VA2 IEC frame 160 breaking capacity class M Icu=55kA @ 415V 3-pole, line protection ETU560, LSIG, In=100A overload protection Ir=40A...100A short-circuit protection Isd=0.6..10x In, Ii=1.5..12x In N conductor protection optionally with external current transformer gr.-fault prot., can be sw. off Ig=0.2...1 x In, tg=0.05-0.8s nut keeper kit 3 auxiliary switches HQ | - | 0 | 0
3VA2110-5JQ32-0AE0 |  | 3VA2110-5JQ32-0AE0 | 1 | UN | 1 | 10 | C | D | EAR99 | N | 85362090 | 1 | 4042949026174 | 2.41 | KG | 1337.6 | 1337.6 | LP18 | LP18 | circuit breaker 3VA2 IEC frame 160 breaking capacity class M Icu=55kA @ 415V 3-pole, line protection ETU560, LSIG, In=100A overload protection Ir=40A...100A short-circuit protection Isd=0.6..10x In, Ii=1.5..12x In N conductor protection optionally with external current transformer gr.-fault prot., can be sw. off Ig=0.2...1 x In, tg=0.05-0.8s nut keeper kit 4 auxiliary switches HQ | - | 0 | 0
3VA2110-5JQ32-0AF0 |  | 3VA2110-5JQ32-0AF0 | 1 | UN | 1 | 10 | C | D | EAR99 | N | 85362090 | 1 | 4042949026815 | 2.35 | KG | 1302.4 | 1302.4 | LP18 | LP18 | circuit breaker 3VA2 IEC frame 160 breaking capacity class M Icu=55kA @ 415V 3-pole, line protection ETU560, LSIG, In=100A overload protection Ir=40A...100A short-circuit protection Isd=0.6..10x In, Ii=1.5..12x In N conductor protection optionally with external current transformer gr.-fault prot., can be sw. off Ig=0.2...1 x In, tg=0.05-0.8s nut keeper kit 1 auxiliary switch HQ 1 trip alarm switch HQ | - | 0 | 0
3VA2110-5JQ32-0AG0 |  | 3VA2110-5JQ32-0AG0 | 1 | UN | 1 | 10 | C | D | EAR99 | N | 85362090 | 1 | 4042949027454 | 2.37 | KG | 1320 | 1320 | LP18 | LP18 | circuit breaker 3VA2 IEC frame 160 breaking capacity class M Icu=55kA @ 415V 3-pole, line protection ETU560, LSIG, In=100A overload protection Ir=40A...100A short-circuit protection Isd=0.6..10x In, Ii=1.5..12x In N conductor protection optionally with external current transformer gr.-fault prot., can be sw. off Ig=0.2...1 x In, tg=0.05-0.8s nut keeper kit 1 auxiliary switch HP 1 trip alarm switch HP | - | 0 | 0
3VA2110-5JQ32-0AH0 |  | 3VA2110-5JQ32-0AH0 | 1 | UN | 1 | 10 | C | D | EAR99 | N | 85362090 | 1 | 4042949028093 | 2.38 | KG | 1320 | 1320 | LP18 | LP18 | circuit breaker 3VA2 IEC frame 160 breaking capacity class M Icu=55kA @ 415V 3-pole, line protection ETU560, LSIG, In=100A overload protection Ir=40A...100A short-circuit protection Isd=0.6..10x In, Ii=1.5..12x In N conductor protection optionally with external current transformer gr.-fault prot., can be sw. off Ig=0.2...1 x In, tg=0.05-0.8s nut keeper kit 2 auxiliary switches HQ 1 trip alarm switch HQ | - | 0 | 0
3VA2110-5JQ32-0AJ0 |  | 3VA2110-5JQ32-0AJ0 | 1 | UN | 1 | 10 | C | D | EAR99 | N | 85362090 | 1 | 4042949028734 | 2.41 | KG | 1355.2 | 1355.2 | LP18 | LP18 | circuit breaker 3VA2 IEC frame 160 breaking capacity class M Icu=55kA @ 415V 3-pole, line protection ETU560, LSIG, In=100A overload protection Ir=40A...100A short-circuit protection Isd=0.6..10x In, Ii=1.5..12x In N conductor protection optionally with external current transformer gr.-fault prot., can be sw. off Ig=0.2...1 x In, tg=0.05-0.8s nut keeper kit 2 auxiliary switches HP 1 trip alarm switch HP | - | 0 | 0
3VA2110-5JQ32-0BA0 |  | 3VA2110-5JQ32-0BA0 | 1 | UN | 1 | 10 | C | D | EAR99 | N | 85362090 | 1 | 4042949020417 | 2.41 | KG | 1355.2 | 1355.2 | LP18 | LP18 | circuit breaker 3VA2 IEC frame 160 breaking capacity class M Icu=55kA @ 415V 3-pole, line protection ETU560, LSIG, In=100A overload protection Ir=40A...100A short-circuit protection Isd=0.6..10x In, Ii=1.5..12x In N conductor protection optionally with external current transformer gr.-fault prot., can be sw. off Ig=0.2...1 x In, tg=0.05-0.8s nut keeper kit undervoltage release (UVR) 24V DC | - | 0 | 0
3VA2110-5JQ32-0BC0 |  | 3VA2110-5JQ32-0BC0 | 1 | UN | 1 | 10 | C | D | EAR99 | N | 85362090 | 1 | 4042949029373 | 2.47 | KG | 1416.8 | 1416.8 | LP18 | LP18 | circuit breaker 3VA2 IEC frame 160 breaking capacity class M Icu=55kA @ 415V 3-pole, line protection ETU560, LSIG, In=100A overload protection Ir=40A...100A short-circuit protection Isd=0.6..10x In, Ii=1.5..12x In N conductor protection optionally with external current transformer gr.-fault prot., can be sw. off Ig=0.2...1 x In, tg=0.05-0.8s nut keeper kit undervoltage release (UVR) 24V DC 2 auxiliary switches HQ | - | 0 | 0
3VA2110-5JQ32-0BH0 |  | 3VA2110-5JQ32-0BH0 | 1 | UN | 1 | 10 | C | D | EAR99 | N | 85362090 | 1 | 4042949033219 | 2.5 | KG | 1434.4 | 1434.4 | LP18 | LP18 | circuit breaker 3VA2 IEC frame 160 breaking capacity class M Icu=55kA @ 415V 3-pole, line protection ETU560, LSIG, In=100A overload protection Ir=40A...100A short-circuit protection Isd=0.6..10x In, Ii=1.5..12x In N conductor protection optionally with external current transformer gr.-fault prot., can be sw. off Ig=0.2...1 x In, tg=0.05-0.8s nut keeper kit undervoltage release (UVR) 24V DC 2 auxiliary switches HQ 1 trip alarm switch HQ | - | 0 | 0
3VA2110-5JQ32-0BL0 |  | 3VA2110-5JQ32-0BL0 | 1 | UN | 1 | 10 | C | D | EAR99 | N | 85362090 | 1 | 4042949037057 | 2.53 | KG | 1469.6 | 1469.6 | LP18 | LP18 | circuit breaker 3VA2 IEC frame 160 breaking capacity class M Icu=55kA @ 415V 3-pole, line protection ETU560, LSIG, IN=100A overload protection Ir=40A...100A short-circuit protection Isd=0.6..10x In, Ii=1.5..12x In N conductor protection, opt. w. external current transformer gr.-fault prot., can be sw. off Ig=0.2...1 x In= tg=0.05-0.8s nut keeper kit undervoltage release (UVR) 24V DC 2 auxiliary switches HQ 1 trip alarm switch HQ 1 electrical alarm switch | - | 0 | 0
3VA2110-5JQ32-0CA0 |  | 3VA2110-5JQ32-0CA0 | 1 | UN | 1 | 10 | C | D | EAR99 | N | 85362090 | 1 | 4042949021056 | 2.41 | KG | 1355.2 | 1355.2 | LP18 | LP18 | circuit breaker 3VA2 IEC frame 160 breaking capacity class M Icu=55kA @ 415V 3-pole, line protection ETU560, LSIG, In=100A overload protection Ir=40A...100A short-circuit protection Isd=0.6..10x In, Ii=1.5..12x In N conductor protection optionally with external current transformer gr.-fault prot., can be sw. off Ig=0.2...1 x In, tg=0.05-0.8s nut keeper kit undervoltage release (UVR) 120-127V AC 50/60Hz | - | 0 | 0
3VA2110-5JQ32-0CC0 |  | 3VA2110-5JQ32-0CC0 | 1 | UN | 1 | 10 | C | D | EAR99 | N | 85362090 | 1 | 4042949030010 | 2.47 | KG | 1416.8 | 1416.8 | LP18 | LP18 | circuit breaker 3VA2 IEC frame 160 breaking capacity class M Icu=55kA @ 415V 3-pole, line protection ETU560, LSIG, In=100A overload protection Ir=40A...100A short-circuit protection Isd=0.6..10x In, Ii=1.5..12x In N conductor protection optionally with external current transformer gr.-fault prot., can be sw. off Ig=0.2...1 x In, tg=0.05-0.8s nut keeper kit undervoltage release (UVR) 120-127V AC 50/60Hz 2 auxiliary switches HQ | - | 0 | 0
3VA2110-5JQ32-0CH0 |  | 3VA2110-5JQ32-0CH0 | 1 | UN | 1 | 10 | C | D | EAR99 | N | 85362090 | 1 | 4042949033851 | 2.5 | KG | 1434.4 | 1434.4 | LP18 | LP18 | circuit breaker 3VA2 IEC frame 160 breaking capacity class M Icu=55kA @ 415V 3-pole, line protection ETU560, LSIG, In=100A overload protection Ir=40A...100A short-circuit protection Isd=0.6..10x In, Ii=1.5..12x In N conductor protection optionally with external current transformer gr.-fault prot., can be sw. off Ig=0.2...1 x In, tg=0.05-0.8s nut keeper kit undervoltage release (UVR) 120-127V AC 50/60Hz 2 auxiliary switches HQ 1 trip alarm switch HQ | - | 0 | 0
3VA2110-5JQ32-0CL0 |  | 3VA2110-5JQ32-0CL0 | 1 | UN | 1 | 10 | C | D | EAR99 | N | 85362090 | 1 | 4042949037699 | 2.53 | KG | 1469.6 | 1469.6 | LP18 | LP18 | circuit breaker 3VA2 IEC frame 160 breaking capacity class M Icu=55kA @ 415V 3-pole, line protection ETU560, LSIG, In=100A overload protection Ir=40A...100A short-circuit protection Isd=0.6..10x In, Ii=1.5..12x In N conductor protection, opt. w. external current transformer gr.-fault prot., can be sw. off Ig=0.2...1 x In= tg=0.05-0.8s nut keeper kit undervoltage release (UVR) 120-127V AC 50/60Hz 2 auxiliary switches HQ 1 trip alarm switch HQ 1 electrical alarm switch | - | 0 | 0
3VA2110-5JQ32-0DA0 |  | 3VA2110-5JQ32-0DA0 | 1 | UN | 1 | 10 | C | D | EAR99 | N | 85362090 | 1 | 4042949021698 | 2.41 | KG | 1355.2 | 1355.2 | LP18 | LP18 | circuit breaker 3VA2 IEC frame 160 breaking capacity class M Icu=55kA @ 415V 3-pole, line protection ETU560, LSIG, In=100A overload protection Ir=40A...100A short-circuit protection Isd=0.6..10x In, Ii=1.5..12x In N conductor protection optionally with external current transformer gr.-fault prot., can be sw. off Ig=0.2...1 x In, tg=0.05-0.8s nut keeper kit undervoltage release (UVR) 208-230V AC 50/60Hz | - | 0 | 0
3VA2110-5JQ32-0DC0 |  | 3VA2110-5JQ32-0DC0 | 1 | UN | 1 | 10 | C | D | EAR99 | N | 85362090 | 1 | 4042949030652 | 2.47 | KG | 1416.8 | 1416.8 | LP18 | LP18 | circuit breaker 3VA2 IEC frame 160 breaking capacity class M Icu=55kA @ 415V 3-pole, line protection ETU560, LSIG, In=100A overload protection Ir=40A...100A short-circuit protection Isd=0.6..10x In, Ii=1.5..12x In N conductor protection optionally with external current transformer gr.-fault prot., can be sw. off Ig=0.2...1 x In, tg=0.05-0.8s nut keeper kit undervoltage release (UVR) 208-230V AC 50/60Hz 2 auxiliary switches HQ | - | 0 | 0
3VA2110-5JQ32-0DH0 |  | 3VA2110-5JQ32-0DH0 | 1 | UN | 1 | 10 | C | D | EAR99 | N | 85362090 | 1 | 4042949034490 | 2.5 | KG | 1434.4 | 1434.4 | LP18 | LP18 | circuit breaker 3VA2 IEC frame 160 breaking capacity class M Icu=55kA @ 415V 3-pole, line protection ETU560, LSIG, In=100A overload protection Ir=40A...100A short-circuit protection Isd=0.6..10x In, Ii=1.5..12x In N conductor protection optionally with external current transformer gr.-fault prot., can be sw. off Ig=0.2...1 x In, tg=0.05-0.8s nut keeper kit undervoltage release (UVR) 208-230V AC 50/60Hz 2 auxiliary switches HQ 1 trip alarm switch HQ | - | 0 | 0
3VA2110-5JQ32-0DL0 |  | 3VA2110-5JQ32-0DL0 | 1 | UN | 1 | 10 | C | D | EAR99 | N | 85362090 | 1 | 4042949038337 | 2.53 | KG | 1469.6 | 1469.6 | LP18 | LP18 | circuit breaker 3VA2 IEC frame 160 breaking capacity class M Icu=55kA @ 415V 3-pole, line protection ETU560, LSIG, In=100A overload protection Ir=40A...100A short-circuit protection Isd=0.6..10x In, Ii=1.5..12x In N conductor protection, opt. w. external current transformer gr.-fault prot., can be sw. off Ig=0.2...1 x In= tg=0.05-0.8s nut keeper kit undervoltage release (UVR) 208-230V AC 50/60Hz 2 auxiliary switches HQ 1 trip alarm switch HQ 1 electrical alarm switch | - | 0 | 0
3VA2110-5JQ32-0HA0 |  | 3VA2110-5JQ32-0HA0 | 1 | UN | 1 | 10 | C | D | EAR99 | N | 85362090 | 1 | 4042949022336 | 2.41 | KG | 1328.8 | 1328.8 | LP18 | LP18 | circuit breaker 3VA2 IEC frame 160 breaking capacity class M Icu=55kA @ 415V 3-pole, line protection ETU560, LSIG, In=100A overload protection Ir=40A...100A short-circuit protection Isd=0.6..10x In, Ii=1.5..12x In N conductor protection optionally with external current transformer gr.-fault prot., can be sw. off Ig=0.2...1 x In, tg=0.05-0.8s nut keeper kit shunt trip (STL) 12-30V DC; 24V AC 50/60Hz | - | 0 | 0
3VA2110-5JQ32-0HC0 |  | 3VA2110-5JQ32-0HC0 | 1 | UN | 1 | 10 | C | D | EAR99 | N | 85362090 | 1 | 4042949031291 | 2.44 | KG | 1372.8 | 1372.8 | LP18 | LP18 | circuit breaker 3VA2 IEC frame 160 breaking capacity class M Icu=55kA @ 415V 3-pole, line protection ETU560, LSIG, In=100A overload protection Ir=40A...100A short-circuit protection Isd=0.6..10x In, Ii=1.5..12x In N conductor protection optionally with external current transformer gr.-fault prot., can be sw. off Ig=0.2...1 x In, tg=0.05-0.8s nut keeper kit shunt trip (STL) 12-30V DC; 24V AC 50/60Hz 2 auxiliary switches HQ | - | 0 | 0
3VA2110-5JQ32-0HH0 |  | 3VA2110-5JQ32-0HH0 | 1 | UN | 1 | 10 | C | D | EAR99 | N | 85362090 | 1 | 4042949035138 | 2.47 | KG | 1416.8 | 1416.8 | LP18 | LP18 | circuit breaker 3VA2 IEC frame 160 breaking capacity class M Icu=55kA @ 415V 3-pole, line protection ETU560, LSIG, In=100A overload protection Ir=40A...100A short-circuit protection Isd=0.6..10x In, Ii=1.5..12x In N conductor protection optionally with external current transformer gr.-fault prot., can be sw. off Ig=0.2...1 x In, tg=0.05-0.8s nut keeper kit shunt trip (STL) 12-30V DC; 24V AC 50/60Hz 2 auxiliary switches HQ 1 trip alarm switch HQ | - | 0 | 0
3VA2110-5JQ32-0HL0 |  | 3VA2110-5JQ32-0HL0 | 1 | UN | 1 | 10 | C | D | EAR99 | N | 85362090 | 1 | 4042949038979 | 2.5 | KG | 1443.2 | 1443.2 | LP18 | LP18 | circuit breaker 3VA2 IEC frame 160 breaking capacity class M Icu=55kA @ 415V 3-pole, line protection ETU560, LSIG, In=100A overload protection Ir=40A...100A short-circuit protection Isd=0.6..10x In, Ii=1.5..12x In N conductor protection, opt. w. external current transformer gr.-fault prot., can be sw. off Ig=0.2...1 x In= tg=0.05-0.8s nut keeper kit shunt trip (STL) 12-30V DC; 24V AC 50/60Hz 2 auxiliary switches HQ 1 trip alarm switch HQ 1 electrical alarm switch | - | 0 | 0
3VA2110-5JQ32-0JA0 |  | 3VA2110-5JQ32-0JA0 | 1 | UN | 1 | 10 | C | D | EAR99 | N | 85362090 | 1 | 4042949022978 | 2.41 | KG | 1328.8 | 1328.8 | LP18 | LP18 | circuit breaker 3VA2 IEC frame 160 breaking capacity class M Icu=55kA @ 415V 3-pole, line protection ETU560, LSIG, In=100A overload protection Ir=40A...100A short-circuit protection Isd=0.6..10x In, Ii=1.5..12x In N conductor protection optionally with external current transformer gr.-fault prot., can be sw. off Ig=0.2...1 x In, tg=0.05-0.8s nut keeper kit shunt trip (STL) 110-127V DC, AC 50/60Hz | - | 0 | 0
3VA2110-5JQ32-0JC0 |  | 3VA2110-5JQ32-0JC0 | 1 | UN | 1 | 10 | C | D | EAR99 | N | 85362090 | 1 | 4042949031932 | 2.44 | KG | 1372.8 | 1372.8 | LP18 | LP18 | circuit breaker 3VA2 IEC frame 160 breaking capacity class M Icu=55kA @ 415V 3-pole, line protection ETU560, LSIG, In=100A overload protection Ir=40A...100A short-circuit protection Isd=0.6..10x In, Ii=1.5..12x In N conductor protection optionally with external current transformer gr.-fault prot., can be sw. off Ig=0.2...1 x In, tg=0.05-0.8s nut keeper kit shunt trip (STL) 110-127V DC, AC 50/60Hz 2 auxiliary switches HQ | - | 0 | 0
3VA2110-5JQ32-0JH0 |  | 3VA2110-5JQ32-0JH0 | 1 | UN | 1 | 10 | C | D | EAR99 | N | 85362090 | 1 | 4042949035770 | 2.47 | KG | 1416.8 | 1416.8 | LP18 | LP18 | circuit breaker 3VA2 IEC frame 160 breaking capacity class M Icu=55kA @ 415V 3-pole, line protection ETU560, LSIG, In=100A overload protection Ir=40A...100A short-circuit protection Isd=0.6..10x In, Ii=1.5..12x In N conductor protection optionally with external current transformer gr.-fault prot., can be sw. off Ig=0.2...1 x In, tg=0.05-0.8s nut keeper kit shunt trip (STL) 110-127V DC, AC 50/60Hz 2 auxiliary switches HQ 1 trip alarm switch HQ | - | 0 | 0
3VA2110-5JQ32-0JL0 |  | 3VA2110-5JQ32-0JL0 | 1 | UN | 1 | 10 | C | D | EAR99 | N | 85362090 | 1 | 4042949039617 | 2.5 | KG | 1443.2 | 1443.2 | LP18 | LP18 | circuit breaker 3VA2 IEC frame 160 breaking capacity class M Icu=55kA @ 415V 3-pole, line protection ETU560, LSIG, In=100A overload protection Ir=40A...100A short-circuit protection Isd=0.6..10x In, Ii=1.5..12x In N conductor protection, opt. w. external current transformer gr.-fault prot., can be sw. off Ig=0.2...1 x In= tg=0.05-0.8s nut keeper kit shunt trip (STL) 110-127V DC, AC 50/60Hz 2 auxiliary switches HQ 1 trip alarm switch HQ 1 electrical alarm switch | - | 0 | 0
3VA2110-5JQ32-0KA0 |  | 3VA2110-5JQ32-0KA0 | 1 | UN | 1 | 10 | C | D | EAR99 | N | 85362090 | 1 | 4042949023616 | 2.41 | KG | 1328.8 | 1328.8 | LP18 | LP18 | circuit breaker 3VA2 IEC frame 160 breaking capacity class M Icu=55kA @ 415V 3-pole, line protection ETU560, LSIG, In=100A overload protection Ir=40A...100A short-circuit protection Isd=0.6..10x In, Ii=1.5..12x In N conductor protection optionally with external current transformer gr.-fault prot., can be sw. off Ig=0.2...1 x In, tg=0.05-0.8s nut keeper kit shunt trip (STL) 220-250V DC; 208-277V AC | - | 0 | 0
3VA2110-5JQ32-0KC0 |  | 3VA2110-5JQ32-0KC0 | 1 | UN | 1 | 10 | C | D | EAR99 | N | 85362090 | 1 | 4042949032571 | 2.44 | KG | 1372.8 | 1372.8 | LP18 | LP18 | circuit breaker 3VA2 IEC frame 160 breaking capacity class M Icu=55kA @ 415V 3-pole, line protection ETU560, LSIG, In=100A overload protection Ir=40A...100A short-circuit protection Isd=0.6..10x In, Ii=1.5..12x In N conductor protection optionally with external current transformer gr.-fault prot., can be sw. off Ig=0.2...1 x In, tg=0.05-0.8s nut keeper kit shunt trip (STL) 220-250V DC; 208-277V AC 2 auxiliary switches HQ | - | 0 | 0
3VA2110-5JQ32-0KH0 |  | 3VA2110-5JQ32-0KH0 | 1 | UN | 1 | 10 | C | D | EAR99 | N | 85362090 | 1 | 4042949036418 | 2.47 | KG | 1416.8 | 1416.8 | LP18 | LP18 | circuit breaker 3VA2 IEC frame 160 breaking capacity class M Icu=55kA @ 415V 3-pole, line protection ETU560, LSIG, In=100A overload protection Ir=40A...100A short-circuit protection Isd=0.6..10x In, Ii=1.5..12x In N conductor protection optionally with external current transformer gr.-fault prot., can be sw. off Ig=0.2...1 x In, tg=0.05-0.8s nut keeper kit shunt trip (STL) 220-250V DC; 208-277V AC 2 auxiliary switches HQ 1 trip alarm switch HQ | - | 0 | 0
3VA2110-5JQ32-0KL0 |  | 3VA2110-5JQ32-0KL0 | 1 | UN | 1 | 10 | C | D | EAR99 | N | 85362090 | 1 | 4042949040255 | 2.5 | KG | 1443.2 | 1443.2 | LP18 | LP18 | circuit breaker 3VA2 IEC frame 160 breaking capacity class M Icu=55kA @ 415V 3-pole, line protection ETU560, LSIG, In=100A overload protection Ir=40A...100A short-circuit protection Isd=0.6..10x In, Ii=1.5..12x In N conductor protection, opt. w. external current transformer gr.-fault prot., can be sw. off Ig=0.2...1 x In= tg=0.05-0.8s nut keeper kit shunt trip (STL) 220-250V DC; 208-277V AC 2 auxiliary switches HQ 1 trip alarm switch HQ 1 electrical alarm switch | - | 0 | 0
3VA2110-5JQ36-0AA0 |  | 3VA2110-5JQ36-0AA0 | 1 | UN | 1 | 5 | B | D | EAR99 | N | 85362090 | 1 | 4042948819227 | 2.267 | KG | 1249.5 | 1215.5 | LP18 | LP18 | circuit breaker 3VA2 IEC frame 160 breaking capacity class M Icu=55kA @ 415V 3-pole, line protection ETU560, LSIG, In=100A overload protection Ir=40A...100A short-circuit protection Isd=0.6..10x In, Ii=1.5..12x In N conductor protection optionally with external current transformer, up to 160% gr.-fault prot., can be sw. off Ig=0.2...1 x In, tg=0.05-0.8s clamp connection | Lista Papel 2020 SI | 0 | 0
3VA2110-5JQ42-0AA0 |  | 3VA2110-5JQ42-0AA0 | 1 | UN | 1 | 5 | B | D | EAR99 | N | 85362090 | 1 | 4042948814161 | 2.733 | KG | 1351.5 | 1317.5 | LP18 | LP18 | circuit breaker 3VA2 IEC frame 160 breaking capacity class M Icu=55kA @ 415V 4-pole, line protection ETU560, LSIG, In=100A overload protection Ir=40A...100A short-circuit protection Isd=0.6..10x In, Ii=1.5..12x In N conductor protection adjustable (OFF, up to 160%) gr.-fault prot., can be sw. off Ig=0.2...1 x In= tg=0.05-0.8s nut keeper kit | Lista Papel 2020 SI | 0 | 0
3VA2110-5JQ46-0AA0 |  | 3VA2110-5JQ46-0AA0 | 1 | UN | 1 | 5 | B | D | EAR99 | N | 85362090 | 1 | 4042948819500 | 2.925 | KG | 1385.5 | 1343 | LP18 | LP18 | circuit breaker 3VA2 IEC frame 160 breaking capacity class M Icu=55kA @ 415V 4-pole, line protection ETU560, LSIG, In=100A overload protection Ir=40A...100A short-circuit protection Isd=0.6..10x In, Ii=1.5..12x In N conductor protection adjustable (OFF, up to 160%) gr.-fault prot., can be sw. off Ig=0.2...1 x In= tg=0.05-0.8s clamp connection | Lista Papel 2020 SI | 0 | 0
3VA2110-5KP32-0AA0 |  | 3VA2110-5KP32-0AA0 | 1 | UN | 1 | 5 | B | D | EAR99 | N | 85362090 | 1 | 4042948813898 | 2.191 | KG | 1156 | 1122 | LP18 | LP18 | circuit breaker 3VA2 IEC frame 160 breaking capacity class M Icu=55kA @ 415V 3-pole, line protection ETU850, LSI, In=100A overload protection Ir=40A...100A short-circuit protection Isd=0.6..10x In, Ii=1.5..12x In N conductor protection optionally with external current transformer, up to 160% nut keeper kit | Lista Papel 2020 SI | 0 | 0
3VA2110-5KP32-0AB0 |  | 3VA2110-5KP32-0AB0 | 1 | UN | 1 | 10 | C | D | EAR99 | N | 85362090 | 1 | 4042949024248 | 2.38 | KG | 1284.8 | 1284.8 | LP18 | LP18 | circuit breaker 3VA2 IEC frame 160 breaking capacity class M Icu=55kA @ 415V 3-pole, line protection ETU850, LSI, In=100A overload protection Ir=40A...100A short-circuit protection Isd=0.6..10x In, Ii=1.5..12x In N conductor protection optionally with external current transformer nut keeper kit 2 auxiliary switches HP | - | 0 | 0
3VA2110-5KP32-0AC0 |  | 3VA2110-5KP32-0AC0 | 1 | UN | 1 | 10 | C | D | EAR99 | N | 85362090 | 1 | 4042949024880 | 2.36 | KG | 1267.2 | 1267.2 | LP18 | LP18 | circuit breaker 3VA2 IEC frame 160 breaking capacity class M Icu=55kA @ 415V 3-pole, line protection ETU850, LSI, In=100A overload protection Ir=40A...100A short-circuit protection Isd=0.6..10x In, Ii=1.5..12x In N conductor protection optionally with external current transformer nut keeper kit 2 auxiliary switches HQ | - | 0 | 0
3VA2110-5KP32-0AD0 |  | 3VA2110-5KP32-0AD0 | 1 | UN | 1 | 10 | C | D | EAR99 | N | 85362090 | 1 | 4042949025528 | 2.39 | KG | 1284.8 | 1284.8 | LP18 | LP18 | circuit breaker 3VA2 IEC frame 160 breaking capacity class M Icu=55kA @ 415V 3-pole, line protection ETU850, LSI, In=100A overload protection Ir=40A...100A short-circuit protection Isd=0.6..10x In, Ii=1.5..12x In N conductor protection optionally with external current transformer nut keeper kit 3 auxiliary switches HQ | - | 0 | 0
3VA2110-5KP32-0AE0 |  | 3VA2110-5KP32-0AE0 | 1 | UN | 1 | 10 | C | D | EAR99 | N | 85362090 | 1 | 4042949026167 | 2.42 | KG | 1302.4 | 1302.4 | LP18 | LP18 | circuit breaker 3VA2 IEC frame 160 breaking capacity class M Icu=55kA @ 415V 3-pole, line protection ETU850, LSI, In=100A overload protection Ir=40A...100A short-circuit protection Isd=0.6..10x In, Ii=1.5..12x In N conductor protection optionally with external current transformer nut keeper kit 4 auxiliary switches HQ | - | 0 | 0
3VA2110-5KP32-0AF0 |  | 3VA2110-5KP32-0AF0 | 1 | UN | 1 | 10 | C | D | EAR99 | N | 85362090 | 1 | 4042949026808 | 2.36 | KG | 1267.2 | 1267.2 | LP18 | LP18 | circuit breaker 3VA2 IEC frame 160 breaking capacity class M Icu=55kA @ 415V 3-pole, line protection ETU850, LSI, In=100A overload protection Ir=40A...100A short-circuit protection Isd=0.6..10x In, Ii=1.5..12x In N conductor protection optionally with external current transformer nut keeper kit 1 auxiliary switch HQ 1 trip alarm switch HQ | - | 0 | 0
3VA2110-5KP32-0AG0 |  | 3VA2110-5KP32-0AG0 | 1 | UN | 1 | 10 | C | D | EAR99 | N | 85362090 | 1 | 4042949027447 | 2.38 | KG | 1284.8 | 1284.8 | LP18 | LP18 | circuit breaker 3VA2 IEC frame 160 breaking capacity class M Icu=55kA @ 415V 3-pole, line protection ETU850, LSI, In=100A overload protection Ir=40A...100A short-circuit protection Isd=0.6..10x In, Ii=1.5..12x In N conductor protection optionally with external current transformer nut keeper kit 1 auxiliary switch HP 1 trip alarm switch HP | - | 0 | 0
3VA2110-5KP32-0AH0 |  | 3VA2110-5KP32-0AH0 | 1 | UN | 1 | 10 | C | D | EAR99 | N | 85362090 | 1 | 4042949028086 | 2.39 | KG | 1284.8 | 1284.8 | LP18 | LP18 | circuit breaker 3VA2 IEC frame 160 breaking capacity class M Icu=55kA @ 415V 3-pole, line protection ETU850, LSI, In=100A overload protection Ir=40A...100A short-circuit protection Isd=0.6..10x In, Ii=1.5..12x In N conductor protection optionally with external current transformer nut keeper kit 2 auxiliary switches HQ 1 trip alarm switch HQ | - | 0 | 0
3VA2110-5KP32-0AJ0 |  | 3VA2110-5KP32-0AJ0 | 1 | UN | 1 | 10 | C | D | EAR99 | N | 85362090 | 1 | 4042949028727 | 2.42 | KG | 1320 | 1320 | LP18 | LP18 | circuit breaker 3VA2 IEC frame 160 breaking capacity class M Icu=55kA @ 415V 3-pole, line protection ETU850, LSI, In=100A overload protection Ir=40A...100A short-circuit protection Isd=0.6..10x In, Ii=1.5..12x In N conductor protection optionally with external current transformer nut keeper kit 2 auxiliary switches HP 1 trip alarm switch HP | - | 0 | 0
3VA2110-5KP32-0BA0 |  | 3VA2110-5KP32-0BA0 | 1 | UN | 1 | 10 | C | D | EAR99 | N | 85362090 | 1 | 4042949020400 | 2.42 | KG | 1320 | 1320 | LP18 | LP18 | circuit breaker 3VA2 IEC frame 160 breaking capacity class M Icu=55kA @ 415V 3-pole, line protection ETU850, LSI, In=100A overload protection Ir=40A...100A short-circuit protection Isd=0.6..10x In, Ii=1.5..12x In N conductor protection optionally with external current transformer nut keeper kit undervoltage release (UVR) 24V DC | - | 0 | 0
3VA2110-5KP32-0BC0 |  | 3VA2110-5KP32-0BC0 | 1 | UN | 1 | 10 | C | D | EAR99 | N | 85362090 | 1 | 4042949029366 | 2.48 | KG | 1364 | 1364 | LP18 | LP18 | circuit breaker 3VA2 IEC frame 160 breaking capacity class M Icu=55kA @ 415V 3-pole, line protection ETU850, LSI, In=100A overload protection Ir=40A...100A short-circuit protection Isd=0.6..10x In, Ii=1.5..12x In N conductor protection optionally with external current transformer nut keeper kit undervoltage release (UVR) 24V DC 2 auxiliary switches HQ | - | 0 | 0
3VA2110-5KP32-0BH0 |  | 3VA2110-5KP32-0BH0 | 1 | UN | 1 | 10 | C | D | EAR99 | N | 85362090 | 1 | 4042949033202 | 2.51 | KG | 1390.4 | 1390.4 | LP18 | LP18 | circuit breaker 3VA2 IEC frame 160 breaking capacity class M Icu=55kA @ 415V 3-pole, line protection ETU850, LSI, In=100A overload protection Ir=40A...100A short-circuit protection Isd=0.6..10x In, Ii=1.5..12x In N conductor protection optionally with external current transformer nut keeper kit undervoltage release (UVR) 24V DC 2 auxiliary switches HQ 1 trip alarm switch HQ | - | 0 | 0
3VA2110-5KP32-0BL0 |  | 3VA2110-5KP32-0BL0 | 1 | UN | 1 | 10 | C | D | EAR99 | N | 85362090 | 1 | 4042949037040 | 2.54 | KG | 1434.4 | 1434.4 | LP18 | LP18 | circuit breaker 3VA2 IEC frame 160 breaking capacity class M Icu=55kA @ 415V 3-pole, line protection ETU850, LSI, In=100A overload protection Ir=40A...100A short-circuit protection Isd=0.6..10x In, Ii=1.5..12x In N conductor protection optionally with external current transformer nut keeper kit undervoltage release (UVR) 24V DC 2 auxiliary switches HQ 1 trip alarm switch HQ 1 electrical alarm switch | - | 0 | 0
3VA2110-5KP32-0CA0 |  | 3VA2110-5KP32-0CA0 | 1 | UN | 1 | 10 | C | D | EAR99 | N | 85362090 | 1 | 4042949021049 | 2.42 | KG | 1320 | 1320 | LP18 | LP18 | circuit breaker 3VA2 IEC frame 160 breaking capacity class M Icu=55kA @ 415V 3-pole, line protection ETU850, LSI, In=100A overload protection Ir=40A...100A short-circuit protection Isd=0.6..10x In, Ii=1.5..12x In N conductor protection optionally with external current transformer nut keeper kit undervoltage release (UVR) 120-127V AC 50/60Hz | - | 0 | 0
3VA2110-5KP32-0CC0 |  | 3VA2110-5KP32-0CC0 | 1 | UN | 1 | 10 | C | D | EAR99 | N | 85362090 | 1 | 4042949030003 | 2.48 | KG | 1364 | 1364 | LP18 | LP18 | circuit breaker 3VA2 IEC frame 160 breaking capacity class M Icu=55kA @ 415V 3-pole, line protection ETU850, LSI, In=100A overload protection Ir=40A...100A short-circuit protection Isd=0.6..10x In, Ii=1.5..12x In N conductor protection optionally with external current transformer nut keeper kit undervoltage release (UVR) 120-127V AC 50/60Hz 2 auxiliary switches HQ | - | 0 | 0
3VA2110-5KP32-0CH0 |  | 3VA2110-5KP32-0CH0 | 1 | UN | 1 | 10 | C | D | EAR99 | N | 85362090 | 1 | 4042949033844 | 2.51 | KG | 1390.4 | 1390.4 | LP18 | LP18 | circuit breaker 3VA2 IEC frame 160 breaking capacity class M Icu=55kA @ 415V 3-pole, line protection ETU850, LSI, In=100A overload protection Ir=40A...100A short-circuit protection Isd=0.6..10x In, Ii=1.5..12x In N conductor protection optionally with external current transformer nut keeper kit undervoltage release (UVR) 120-127V AC 50/60Hz 2 auxiliary switches HQ 1 trip alarm switch HQ | - | 0 | 0
3VA2110-5KP32-0CL0 |  | 3VA2110-5KP32-0CL0 | 1 | UN | 1 | 10 | C | D | EAR99 | N | 85362090 | 1 | 4042949037682 | 2.54 | KG | 1434.4 | 1434.4 | LP18 | LP18 | circuit breaker 3VA2 IEC frame 160 breaking capacity class M Icu=55kA @ 415V 3-pole, line protection ETU850, LSI, In=100A overload protection Ir=40A...100A short-circuit protection Isd=0.6..10x In, Ii=1.5..12x In N conductor protection optionally with external current transformer nut keeper kit undervoltage release (UVR) 120-127V AC 50/60Hz 2 auxiliary switches HQ 1 trip alarm switch HQ 1 electrical alarm switch | - | 0 | 0
3VA2110-5KP32-0DA0 |  | 3VA2110-5KP32-0DA0 | 1 | UN | 1 | 10 | C | D | EAR99 | N | 85362090 | 1 | 4042949021681 | 2.42 | KG | 1320 | 1320 | LP18 | LP18 | circuit breaker 3VA2 IEC frame 160 breaking capacity class M Icu=55kA @ 415V 3-pole, line protection ETU850, LSI, In=100A overload protection Ir=40A...100A short-circuit protection Isd=0.6..10x In, Ii=1.5..12x In N conductor protection optionally with external current transformer nut keeper kit undervoltage release (UVR) 208-230V AC 50/60Hz | - | 0 | 0
3VA2110-5KP32-0DC0 |  | 3VA2110-5KP32-0DC0 | 1 | UN | 1 | 10 | C | D | EAR99 | N | 85362090 | 1 | 4042949030645 | 2.48 | KG | 1364 | 1364 | LP18 | LP18 | circuit breaker 3VA2 IEC frame 160 breaking capacity class M Icu=55kA @ 415V 3-pole, line protection ETU850, LSI, In=100A overload protection Ir=40A...100A short-circuit protection Isd=0.6..10x In, Ii=1.5..12x In N conductor protection optionally with external current transformer nut keeper kit undervoltage release (UVR) 208-230V AC 50/60Hz 2 auxiliary switches HQ | - | 0 | 0
3VA2110-5KP32-0DH0 |  | 3VA2110-5KP32-0DH0 | 1 | UN | 1 | 10 | C | D | EAR99 | N | 85362090 | 1 | 4042949034483 | 2.51 | KG | 1390.4 | 1390.4 | LP18 | LP18 | circuit breaker 3VA2 IEC frame 160 breaking capacity class M Icu=55kA @ 415V 3-pole, line protection ETU850, LSI, In=100A overload protection Ir=40A...100A short-circuit protection Isd=0.6..10x In, Ii=1.5..12x In N conductor protection optionally with external current transformer nut keeper kit undervoltage release (UVR) 208-230V AC 50/60Hz 2 auxiliary switches HQ 1 trip alarm switch HQ | - | 0 | 0
3VA2110-5KP32-0DL0 |  | 3VA2110-5KP32-0DL0 | 1 | UN | 1 | 10 | C | D | EAR99 | N | 85362090 | 1 | 4042949038320 | 2.54 | KG | 1434.4 | 1434.4 | LP18 | LP18 | circuit breaker 3VA2 IEC frame 160 breaking capacity class M Icu=55kA @ 415V 3-pole, line protection ETU850, LSI, In=100A overload protection Ir=40A...100A short-circuit protection Isd=0.6..10x In, Ii=1.5..12x In N conductor protection optionally with external current transformer nut keeper kit undervoltage release (UVR) 208-230V AC 50/60Hz 2 auxiliary switches HQ 1 trip alarm switch HQ 1 electrical alarm switch | - | 0 | 0
3VA2110-5KP32-0HA0 |  | 3VA2110-5KP32-0HA0 | 1 | UN | 1 | 10 | C | D | EAR99 | N | 85362090 | 1 | 4042949022329 | 2.39 | KG | 1293.6 | 1293.6 | LP18 | LP18 | circuit breaker 3VA2 IEC frame 160 breaking capacity class M Icu=55kA @ 415V 3-pole, line protection ETU850, LSI, In=100A overload protection Ir=40A...100A short-circuit protection Isd=0.6..10x In, Ii=1.5..12x In N conductor protection optionally with external current transformer nut keeper kit shunt trip (STL) 12-30V DC; 24V AC 50/60Hz | - | 0 | 0
3VA2110-5KP32-0HC0 |  | 3VA2110-5KP32-0HC0 | 1 | UN | 1 | 10 | C | D | EAR99 | N | 85362090 | 1 | 4042949031284 | 2.45 | KG | 1337.6 | 1337.6 | LP18 | LP18 | circuit breaker 3VA2 IEC frame 160 breaking capacity class M Icu=55kA @ 415V 3-pole, line protection ETU850, LSI, In=100A overload protection Ir=40A...100A short-circuit protection Isd=0.6..10x In, Ii=1.5..12x In N conductor protection optionally with external current transformer nut keeper kit shunt trip (STL) 12-30V DC; 24V AC 50/60Hz 2 auxiliary switches HQ | - | 0 | 0
3VA2110-5KP32-0HH0 |  | 3VA2110-5KP32-0HH0 | 1 | UN | 1 | 10 | C | D | EAR99 | N | 85362090 | 1 | 4042949035121 | 2.48 | KG | 1364 | 1364 | LP18 | LP18 | circuit breaker 3VA2 IEC frame 160 breaking capacity class M Icu=55kA @ 415V 3-pole, line protection ETU850, LSI, In=100A overload protection Ir=40A...100A short-circuit protection Isd=0.6..10x In, Ii=1.5..12x In N conductor protection optionally with external current transformer nut keeper kit shunt trip (STL) 12-30V DC; 24V AC 50/60Hz 2 auxiliary switches HQ 1 trip alarm switch HQ | - | 0 | 0
3VA2110-5KP32-0HL0 |  | 3VA2110-5KP32-0HL0 | 1 | UN | 1 | 10 | C | D | EAR99 | N | 85362090 | 1 | 4042949038962 | 2.51 | KG | 1399.2 | 1399.2 | LP18 | LP18 | circuit breaker 3VA2 IEC frame 160 breaking capacity class M Icu=55kA @ 415V 3-pole, line protection ETU850, LSI, In=100A overload protection Ir=40A...100A short-circuit protection Isd=0.6..10x In, Ii=1.5..12x In N conductor protection optionally with external current transformer nut keeper kit shunt trip (STL) 12-30V DC; 24V AC 50/60Hz 2 auxiliary switches HQ 1 trip alarm switch HQ 1 electrical alarm switch | - | 0 | 0
3VA2110-5KP32-0JA0 |  | 3VA2110-5KP32-0JA0 | 1 | UN | 1 | 10 | C | D | EAR99 | N | 85362090 | 1 | 4042949022961 | 2.39 | KG | 1293.6 | 1293.6 | LP18 | LP18 | circuit breaker 3VA2 IEC frame 160 breaking capacity class M Icu=55kA @ 415V 3-pole, line protection ETU850, LSI, In=100A overload protection Ir=40A...100A short-circuit protection Isd=0.6..10x In, Ii=1.5..12x In N conductor protection optionally with external current transformer nut keeper kit shunt trip (STL) 110-127V DC, AC 50/60Hz | - | 0 | 0
3VA2110-5KP32-0JC0 |  | 3VA2110-5KP32-0JC0 | 1 | UN | 1 | 10 | C | D | EAR99 | N | 85362090 | 1 | 4042949031925 | 2.45 | KG | 1337.6 | 1337.6 | LP18 | LP18 | circuit breaker 3VA2 IEC frame 160 breaking capacity class M Icu=55kA @ 415V 3-pole, line protection ETU850, LSI, In=100A overload protection Ir=40A...100A short-circuit protection Isd=0.6..10x In, Ii=1.5..12x In N conductor protection optionally with external current transformer nut keeper kit shunt trip (STL) 110-127V DC, AC 50/60Hz 2 auxiliary switches HQ | - | 0 | 0
3VA2110-5KP32-0JH0 |  | 3VA2110-5KP32-0JH0 | 1 | UN | 1 | 10 | C | D | EAR99 | N | 85362090 | 1 | 4042949035763 | 2.48 | KG | 1364 | 1364 | LP18 | LP18 | circuit breaker 3VA2 IEC frame 160 breaking capacity class M Icu=55kA @ 415V 3-pole, line protection ETU850, LSI, In=100A overload protection Ir=40A...100A short-circuit protection Isd=0.6..10x In, Ii=1.5..12x In N conductor protection optionally with external current transformer nut keeper kit shunt trip (STL) 110-127V DC, AC 50/60Hz 2 auxiliary switches HQ 1 trip alarm switch HQ | - | 0 | 0
3VA2110-5KP32-0JL0 |  | 3VA2110-5KP32-0JL0 | 1 | UN | 1 | 10 | C | D | EAR99 | N | 85362090 | 1 | 4042949039600 | 2.51 | KG | 1399.2 | 1399.2 | LP18 | LP18 | circuit breaker 3VA2 IEC frame 160 breaking capacity class M Icu=55kA @ 415V 3-pole, line protection ETU850, LSI, In=100A overload protection Ir=40A...100A short-circuit protection Isd=0.6..10x In, Ii=1.5..12x In N conductor protection optionally with external current transformer nut keeper kit shunt trip (STL) 110-127V DC, AC 50/60Hz 2 auxiliary switches HQ 1 trip alarm switch HQ 1 electrical alarm switch | - | 0 | 0
3VA2110-5KP32-0KA0 |  | 3VA2110-5KP32-0KA0 | 1 | UN | 1 | 10 | C | D | EAR99 | N | 85362090 | 1 | 4042949023609 | 2.39 | KG | 1293.6 | 1293.6 | LP18 | LP18 | circuit breaker 3VA2 IEC frame 160 breaking capacity class M Icu=55kA @ 415V 3-pole, line protection ETU850, LSI, In=100A overload protection Ir=40A...100A short-circuit protection Isd=0.6..10x In, Ii=1.5..12x In N conductor protection optionally with external current transformer nut keeper kit shunt trip (STL) 220-250V DC; 208-277V AC | - | 0 | 0
3VA2110-5KP32-0KC0 |  | 3VA2110-5KP32-0KC0 | 1 | UN | 1 | 10 | C | D | EAR99 | N | 85362090 | 1 | 4042949032564 | 2.45 | KG | 1337.6 | 1337.6 | LP18 | LP18 | circuit breaker 3VA2 IEC frame 160 breaking capacity class M Icu=55kA @ 415V 3-pole, line protection ETU850, LSI, In=100A overload protection Ir=40A...100A short-circuit protection Isd=0.6..10x In, Ii=1.5..12x In N conductor protection optionally with external current transformer nut keeper kit shunt trip (STL) 220-250V DC; 208-277V AC 2 auxiliary switches HQ | - | 0 | 0
3VA2110-5KP32-0KH0 |  | 3VA2110-5KP32-0KH0 | 1 | UN | 1 | 10 | C | D | EAR99 | N | 85362090 | 1 | 4042949036401 | 2.48 | KG | 1364 | 1364 | LP18 | LP18 | circuit breaker 3VA2 IEC frame 160 breaking capacity class M Icu=55kA @ 415V 3-pole, line protection ETU850, LSI, In=100A overload protection Ir=40A...100A short-circuit protection Isd=0.6..10x In, Ii=1.5..12x In N conductor protection optionally with external current transformer nut keeper kit shunt trip (STL) 220-250V DC; 208-277V AC 2 auxiliary switches HQ 1 trip alarm switch HQ | - | 0 | 0
3VA2110-5KP32-0KL0 |  | 3VA2110-5KP32-0KL0 | 1 | UN | 1 | 10 | C | D | EAR99 | N | 85362090 | 1 | 4042949040248 | 2.51 | KG | 1399.2 | 1399.2 | LP18 | LP18 | circuit breaker 3VA2 IEC frame 160 breaking capacity class M Icu=55kA @ 415V 3-pole, line protection ETU850, LSI, In=100A overload protection Ir=40A...100A short-circuit protection Isd=0.6..10x In, Ii=1.5..12x In N conductor protection optionally with external current transformer nut keeper kit shunt trip (STL) 220-250V DC; 208-277V AC 2 auxiliary switches HQ 1 trip alarm switch HQ 1 electrical alarm switch | - | 0 | 0
3VA2110-5KP36-0AA0 |  | 3VA2110-5KP36-0AA0 | 1 | UN | 1 | 5 | B | D | EAR99 | N | 85362090 | 1 | 4042948819234 | 2.325 | KG | 1198.5 | 1164.5 | LP18 | LP18 | circuit breaker 3VA2 IEC frame 160 breaking capacity class M Icu=55kA @ 415V 3-pole, line protection ETU850, LSI, In=100A overload protection Ir=40A...100A short-circuit protection Isd=0.6..10x In, Ii=1.5..12x In N conductor protection optionally with external current transformer, up to 160% clamp connection | Lista Papel 2020 SI | 0 | 0
3VA2110-5KP42-0AA0 |  | 3VA2110-5KP42-0AA0 | 1 | UN | 1 | 5 | B | D | EAR99 | N | 85362090 | 1 | 4042948814178 | 2.793 | KG | 1309 | 1275 | LP18 | LP18 | circuit breaker 3VA2 IEC frame 160 breaking capacity class M Icu=55kA @ 415V 4-pole, line protection ETU850, LSI, In=100A overload protection Ir=40A...100A short-circuit protection Isd=0.6..10x In, Ii=1.5..12x In N conductor protection adjustable (OFF, up to 160%) nut keeper kit | Lista Papel 2020 SI | 0 | 0
3VA2110-5KP46-0AA0 |  | 3VA2110-5KP46-0AA0 | 1 | UN | 1 | 5 | B | D | EAR99 | N | 85362090 | 1 | 4042948819517 | 3.2 | KG | 1343 | 1309 | LP18 | LP18 | circuit breaker 3VA2 IEC frame 160 breaking capacity class M Icu=55kA @ 415V 4-pole, line protection ETU850, LSI, In=100A overload protection Ir=40A...100A short-circuit protection Isd=0.6..10x In, Ii=1.5..12x In N conductor protection adjustable (OFF, up to 160%) clamp connection | Lista Papel 2020 SI | 0 | 0
3VA2110-5KQ32-0AA0 |  | 3VA2110-5KQ32-0AA0 | 1 | UN | 1 | 5 | B | D | EAR99 | N | 85362090 | 1 | 4042948813904 | 2.5 | KG | 1309 | 1275 | LP18 | LP18 | circuit breaker 3VA2 IEC frame 160 breaking capacity class M Icu=55kA @ 415V 3-pole, line protection ETU860, LSIG, In=100A overload protection Ir=40A...100A short-circuit protection Isd=0.6..10x In, Ii=1.5..12x In N conductor protection optionally with external current transformer, up to 160% gr.-fault prot., can be sw. off Ig=0.2...1 x In, tg=0.05-0.8s nut keeper kit | Lista Papel 2020 SI | 0 | 0
3VA2110-5KQ36-0AA0 |  | 3VA2110-5KQ36-0AA0 | 1 | UN | 1 | 5 | B | D | EAR99 | N | 85362090 | 1 | 4042948819241 | 2.355 | KG | 1326 | 1292 | LP18 | LP18 | circuit breaker 3VA2 IEC frame 160 breaking capacity class M Icu=55kA @ 415V 3-pole, line protection ETU860, LSIG, In=100A overload protection Ir=40A...100A short-circuit protection Isd=0.6..10x In, Ii=1.5..12x In N conductor protection optionally with external current transformer, up to 160% gr.-fault prot., can be sw. off Ig=0.2...1 x In, tg=0.05-0.8s clamp connection | Lista Papel 2020 SI | 0 | 0
3VA2110-5KQ42-0AA0 |  | 3VA2110-5KQ42-0AA0 | 1 | UN | 1 | 5 | B | D | EAR99 | N | 85362090 | 1 | 4042948814185 | 3.2 | KG | 1445 | 1402.5 | LP18 | LP18 | circuit breaker 3VA2 IEC frame 160 breaking capacity class M Icu=55kA @ 415V 4-pole, line protection ETU860, LSIG, In=100A overload protection Ir=40A...100A short-circuit protection Isd=0.6..10x In, Ii=1.5..12x In N conductor protection adjustable (OFF, up to 160%) gr.-fault prot., can be sw. off Ig=0.2...1 x In= tg=0.05-0.8s nut keeper kit | Lista Papel 2020 SI | 0 | 0
3VA2110-5KQ46-0AA0 |  | 3VA2110-5KQ46-0AA0 | 1 | UN | 1 | 5 | B | D | EAR99 | N | 85362090 | 1 | 4042948819524 | 3.2 | KG | 1470.5 | 1428 | LP18 | LP18 | circuit breaker 3VA2 IEC frame 160 breaking capacity class M Icu=55kA @ 415V 4-pole, line protection ETU860, LSIG, In=100A overload protection Ir=40A...100A short-circuit protection Isd=0.6..10x In, Ii=1.5..12x In N conductor protection adjustable (OFF, up to 160%) gr.-fault prot., can be sw. off Ig=0.2...1 x In= tg=0.05-0.8s clamp connection | Lista Papel 2020 SI | 0 | 0
3VA2110-5MN32-0AA0 |  | 3VA2110-5MN32-0AA0 | 1 | UN | 1 | 2 | A | D | EAR99 | N | 85362090 | 1 | 4042948831304 | 2.13 | KG | 552.64 | 552.64 | LP18 | LP18 | circuit breaker 3VA2 IEC frame 160 breaking capacity class M Icu=55kA @ 415V 3-pole, motor protection ETU350M, LSI, In=100A overload protection Ir=40A...100A short-circuit protection Isd=3...15 x Ir, Ii=15 x In nut keeper kit | - | 0 | 0
3VA2110-5MN32-0AB0 |  | 3VA2110-5MN32-0AB0 | 1 | UN | 1 | 10 | C | D | EAR99 | N | 85362090 | 1 | 4042949106845 | 2.4 | KG | 624.8 | 624.8 | LP18 | LP18 | circuit breaker 3VA2 IEC frame 160 breaking capacity class M Icu=55kA @ 415V 3-pole, motor protection ETU350M, LSI, In=100A overload protection Ir=40A...100A short-circuit protection Isd=3...15 x Ir, Ii=15 x In nut keeper kit 2 auxiliary switches HP | - | 0 | 0
3VA2110-5MN32-0AC0 |  | 3VA2110-5MN32-0AC0 | 1 | UN | 1 | 10 | C | D | EAR99 | N | 85362090 | 1 | 4042949107026 | 2.4 | KG | 600.16 | 600.16 | LP18 | LP18 | circuit breaker 3VA2 IEC frame 160 breaking capacity class M Icu=55kA @ 415V 3-pole, motor protection ETU350M, LSI, In=100A overload protection Ir=40A...100A short-circuit protection Isd=3...15 x Ir, Ii=15 x In nut keeper kit 2 auxiliary switches HQ | - | 0 | 0
3VA2110-5MN32-0AD0 |  | 3VA2110-5MN32-0AD0 | 1 | UN | 1 | 10 | C | D | EAR99 | N | 85362090 | 1 | 4042949107200 | 2.4 | KG | 624.8 | 624.8 | LP18 | LP18 | circuit breaker 3VA2 IEC frame 160 breaking capacity class M Icu=55kA @ 415V 3-pole, motor protection ETU350M, LSI, In=100A overload protection Ir=40A...100A short-circuit protection Isd=3...15 x Ir, Ii=15 x In nut keeper kit 3 auxiliary switches HQ | - | 0 | 0
3VA2110-5MN32-0AE0 |  | 3VA2110-5MN32-0AE0 | 1 | UN | 1 | 10 | C | D | EAR99 | N | 85362090 | 1 | 4042949107385 | 2.4 | KG | 647.68 | 647.68 | LP18 | LP18 | circuit breaker 3VA2 IEC frame 160 breaking capacity class M Icu=55kA @ 415V 3-pole, motor protection ETU350M, LSI, In=100A overload protection Ir=40A...100A short-circuit protection Isd=3...15 x Ir, Ii=15 x In nut keeper kit 4 auxiliary switches HQ | - | 0 | 0
3VA2110-5MN32-0AF0 |  | 3VA2110-5MN32-0AF0 | 1 | UN | 1 | 10 | C | D | EAR99 | N | 85362090 | 1 | 4042949107569 | 2.4 | KG | 600.16 | 600.16 | LP18 | LP18 | circuit breaker 3VA2 IEC frame 160 breaking capacity class M Icu=55kA @ 415V 3-pole, motor protection ETU350M, LSI, In=100A overload protection Ir=40A...100A short-circuit protection Isd=3...15 x Ir, Ii=15 x In nut keeper kit 1 auxiliary switch HQ 1 trip alarm switch HQ | - | 0 | 0
3VA2110-5MN32-0AG0 |  | 3VA2110-5MN32-0AG0 | 1 | UN | 1 | 10 | C | D | EAR99 | N | 85362090 | 1 | 4042949107743 | 2.4 | KG | 624.8 | 624.8 | LP18 | LP18 | circuit breaker 3VA2 IEC frame 160 breaking capacity class M Icu=55kA @ 415V 3-pole, motor protection ETU350M, LSI, In=100A overload protection Ir=40A...100A short-circuit protection Isd=3...15 x Ir, Ii=15 x In nut keeper kit 1 auxiliary switch HP 1 trip alarm switch HP | - | 0 | 0
3VA2110-5MN32-0AH0 |  | 3VA2110-5MN32-0AH0 | 1 | UN | 1 | 10 | C | D | EAR99 | N | 85362090 | 1 | 4042949107927 | 2.4 | KG | 624.8 | 624.8 | LP18 | LP18 | circuit breaker 3VA2 IEC frame 160 breaking capacity class M Icu=55kA @ 415V 3-pole, motor protection ETU350M, LSI, In=100A overload protection Ir=40A...100A short-circuit protection Isd=3...15 x Ir, Ii=15 x In nut keeper kit 2 auxiliary switches HQ 1 trip alarm switch HQ | - | 0 | 0
3VA2110-5MN32-0AJ0 |  | 3VA2110-5MN32-0AJ0 | 1 | UN | 1 | 10 | C | D | EAR99 | N | 85362090 | 1 | 4042949108108 | 2.4 | KG | 661.76 | 661.76 | LP18 | LP18 | circuit breaker 3VA2 IEC frame 160 breaking capacity class M Icu=55kA @ 415V 3-pole, motor protection ETU350M, LSI, In=100A overload protection Ir=40A...100A short-circuit protection Isd=3...15 x Ir, Ii=15 x In nut keeper kit 2 auxiliary switches HP 1 trip alarm switch HP | - | 0 | 0
3VA2110-5MN32-0BA0 |  | 3VA2110-5MN32-0BA0 | 1 | UN | 1 | 10 | C | D | EAR99 | N | 85362090 | 1 | 4042949105763 | 2.4 | KG | 664.4 | 664.4 | LP18 | LP18 | circuit breaker 3VA2 IEC frame 160 breaking capacity class M Icu=55kA @ 415V 3-pole, motor protection ETU350M, LSI, In=100A overload protection Ir=40A...100A short-circuit protection Isd=3...15 x Ir, Ii=15 x In nut keeper kit undervoltage release (UVR) 24V DC | - | 0 | 0
3VA2110-5MN32-0BC0 |  | 3VA2110-5MN32-0BC0 | 1 | UN | 1 | 10 | C | D | EAR99 | N | 85362090 | 1 | 4042949108283 | 2.4 | KG | 713.68 | 713.68 | LP18 | LP18 | circuit breaker 3VA2 IEC frame 160 breaking capacity class M Icu=55kA @ 415V 3-pole, motor protection ETU350M, LSI, In=100A overload protection Ir=40A...100A short-circuit protection Isd=3...15 x Ir, Ii=15 x In nut keeper kit undervoltage release (UVR) 24V DC | - | 0 | 0
3VA2110-5MN32-0BH0 |  | 3VA2110-5MN32-0BH0 | 1 | UN | 1 | 10 | C | D | EAR99 | N | 85362090 | 1 | 4042949109365 | 2.4 | KG | 738.32 | 738.32 | LP18 | LP18 | circuit breaker 3VA2 IEC frame 160 breaking capacity class M Icu=55kA @ 415V 3-pole, motor protection ETU350M, LSI, In=100A overload protection Ir=40A...100A short-circuit protection Isd=3...15 x Ir, Ii=15 x In nut keeper kit undervoltage release (UVR) 24V DC 2 auxiliary switches HQ 1 trip alarm switch HQ | - | 0 | 0
3VA2110-5MN32-0BL0 |  | 3VA2110-5MN32-0BL0 | 1 | UN | 1 | 10 | C | D | EAR99 | N | 85362090 | 1 | 4042949110446 | 2.4 | KG | 773.52 | 773.52 | LP18 | LP18 | circuit breaker 3VA2 IEC frame 160 breaking capacity class M Icu=55kA @ 415V 3-pole, motor protection ETU350M, LSI, In=100A overload protection Ir=40A...100A short-circuit protection Isd=3...15 x Ir, Ii=15 x In nut keeper kit undervoltage release (UVR) 24V DC 2 auxiliary switches HQ 1 trip alarm switch HQ 1 electrical alarm switch | - | 0 | 0
3VA2110-5MN32-0CA0 |  | 3VA2110-5MN32-0CA0 | 1 | UN | 1 | 10 | C | D | EAR99 | N | 85362090 | 1 | 4042949105947 | 2.4 | KG | 664.4 | 664.4 | LP18 | LP18 | circuit breaker 3VA2 IEC frame 160 breaking capacity class M Icu=55kA @ 415V 3-pole, motor protection ETU350M, LSI, In=100A overload protection Ir=40A...100A short-circuit protection Isd=3...15 x Ir, Ii=15 x In nut keeper kit undervoltage release (UVR) 120-127V AC 50/60Hz | - | 0 | 0
3VA2110-5MN32-0CC0 |  | 3VA2110-5MN32-0CC0 | 1 | UN | 1 | 10 | C | D | EAR99 | N | 85362090 | 1 | 4042949108467 | 2.4 | KG | 713.68 | 713.68 | LP18 | LP18 | circuit breaker 3VA2 IEC frame 160 breaking capacity class M Icu=55kA @ 415V 3-pole, motor protection ETU350M, LSI, In=100A overload protection Ir=40A...100A short-circuit protection Isd=3...15 x Ir, Ii=15 x In nut keeper kit undervoltage release (UVR) 120-127V AC 50/60Hz 2 auxiliary switches HQ | - | 0 | 0
3VA2110-5MN32-0CH0 |  | 3VA2110-5MN32-0CH0 | 1 | UN | 1 | 10 | C | D | EAR99 | N | 85362090 | 1 | 4042949109549 | 2.4 | KG | 738.32 | 738.32 | LP18 | LP18 | circuit breaker 3VA2 IEC frame 160 breaking capacity class M Icu=55kA @ 415V 3-pole, motor protection ETU350M, LSI, In=100A overload protection Ir=40A...100A short-circuit protection Isd=3...15 x Ir, Ii=15 x In nut keeper kit undervoltage release (UVR) 120-127V AC 50/60Hz 2 auxiliary switches HQ 1 trip alarm switch HQ | - | 0 | 0
3VA2110-5MN32-0CL0 |  | 3VA2110-5MN32-0CL0 | 1 | UN | 1 | 10 | C | D | EAR99 | N | 85362090 | 1 | 4042949110620 | 2.4 | KG | 773.52 | 773.52 | LP18 | LP18 | circuit breaker 3VA2 IEC frame 160 breaking capacity class M Icu=55kA @ 415V 3-pole, motor protection ETU350M, LSI, In=100A overload protection Ir=40A...100A short-circuit protection Isd=3...15 x Ir, Ii=15 x In nut keeper kit undervoltage release (UVR) 120-127V AC 50/60Hz 2 auxiliary switches HQ 1 trip alarm switch HQ 1 electrical alarm switch | - | 0 | 0
3VA2110-5MN32-0DA0 |  | 3VA2110-5MN32-0DA0 | 1 | UN | 1 | 10 | C | D | EAR99 | N | 85362090 | 1 | 4042949106128 | 2.4 | KG | 664.4 | 664.4 | LP18 | LP18 | circuit breaker 3VA2 IEC frame 160 breaking capacity class M Icu=55kA @ 415V 3-pole, motor protection ETU350M, LSI, In=100A overload protection Ir=40A...100A short-circuit protection Isd=3...15 x Ir, Ii=15 x In nut keeper kit undervoltage release (UVR) 208-230V AC 50/60Hz | - | 0 | 0
3VA2110-5MN32-0DC0 |  | 3VA2110-5MN32-0DC0 | 1 | UN | 1 | 10 | C | D | EAR99 | N | 85362090 | 1 | 4042949108641 | 2.4 | KG | 713.68 | 713.68 | LP18 | LP18 | circuit breaker 3VA2 IEC frame 160 breaking capacity class M Icu=55kA @ 415V 3-pole, motor protection ETU350M, LSI, In=100A overload protection Ir=40A...100A short-circuit protection Isd=3...15 x Ir, Ii=15 x In nut keeper kit undervoltage release (UVR) 208-230V AC 50/60Hz 2 auxiliary switches HQ | - | 0 | 0
3VA2110-5MN32-0DH0 |  | 3VA2110-5MN32-0DH0 | 1 | UN | 1 | 10 | C | D | EAR99 | N | 85362090 | 1 | 4042949109723 | 2.4 | KG | 738.32 | 738.32 | LP18 | LP18 | circuit breaker 3VA2 IEC frame 160 breaking capacity class M Icu=55kA @ 415V 3-pole, motor protection ETU350M, LSI, In=100A overload protection Ir=40A...100A short-circuit protection Isd=3...15 x Ir, Ii=15 x In nut keeper kit undervoltage release (UVR) 208-230V AC 50/60Hz 2 auxiliary switches HQ 1 trip alarm switch HQ | - | 0 | 0
3VA2110-5MN32-0DL0 |  | 3VA2110-5MN32-0DL0 | 1 | UN | 1 | 10 | C | D | EAR99 | N | 85362090 | 1 | 4042949110804 | 2.4 | KG | 773.52 | 773.52 | LP18 | LP18 | circuit breaker 3VA2 IEC frame 160 breaking capacity class M Icu=55kA @ 415V 3-pole, motor protection ETU350M, LSI, In=100A overload protection Ir=40A...100A short-circuit protection Isd=3...15 x Ir, Ii=15 x In nut keeper kit undervoltage release (UVR) 208-230V AC 50/60Hz 2 auxiliary switches HQ 1 trip alarm switch HQ 1 electrical alarm switch | - | 0 | 0
3VA2110-5MN32-0HA0 |  | 3VA2110-5MN32-0HA0 | 1 | UN | 1 | 10 | C | D | EAR99 | N | 85362090 | 1 | 4042949106302 | 2.4 | KG | 638 | 638 | LP18 | LP18 | circuit breaker 3VA2 IEC frame 160 breaking capacity class M Icu=55kA @ 415V 3-pole, motor protection ETU350M, LSI, In=100A overload protection Ir=40A...100A short-circuit protection Isd=3...15 x Ir, Ii=15 x In nut keeper kit shunt trip (STL) 12-30V DC, 24V AC 50/60Hz | - | 0 | 0
3VA2110-5MN32-0HC0 |  | 3VA2110-5MN32-0HC0 | 1 | UN | 1 | 10 | C | D | EAR99 | N | 85362090 | 1 | 4042949108825 | 2.4 | KG | 687.28 | 687.28 | LP18 | LP18 | circuit breaker 3VA2 IEC frame 160 breaking capacity class M Icu=55kA @ 415V 3-pole, motor protection ETU350M, LSI, In=100A overload protection Ir=40A...100A short-circuit protection Isd=3...15 x Ir, Ii=15 x In nut keeper kit shunt trip (STL) 12-30V DC, 24V AC 50/60Hz 2 auxiliary switches HQ | - | 0 | 0
3VA2110-5MN32-0HH0 |  | 3VA2110-5MN32-0HH0 | 1 | UN | 1 | 10 | C | D | EAR99 | N | 85362090 | 1 | 4042949109907 | 2.4 | KG | 711.92 | 711.92 | LP18 | LP18 | circuit breaker 3VA2 IEC frame 160 breaking capacity class M Icu=55kA @ 415V 3-pole, motor protection ETU350M, LSI, In=100A overload protection Ir=40A...100A short-circuit protection Isd=3...15 x Ir, Ii=15 x In nut keeper kit shunt trip (STL) 12-30V DC, 24V AC 50/60Hz 2 auxiliary switches HQ 1 trip alarm switch HQ | - | 0 | 0
3VA2110-5MN32-0HL0 |  | 3VA2110-5MN32-0HL0 | 1 | UN | 1 | 10 | C | D | EAR99 | N | 85362090 | 1 | 4042949110989 | 2.4 | KG | 748 | 748 | LP18 | LP18 | circuit breaker 3VA2 IEC frame 160 breaking capacity class M Icu=55kA @ 415V 3-pole, motor protection ETU350M, LSI, In=100A overload protection Ir=40A...100A short-circuit protection Isd=3...15 x Ir, Ii=15 x In nut keeper kit shunt trip (STL) 12-30V DC, 24V AC 50/60Hz 2 auxiliary switches HQ 1 trip alarm switch HQ 1 electrical alarm switch | - | 0 | 0
3VA2110-5MN32-0JA0 |  | 3VA2110-5MN32-0JA0 | 1 | UN | 1 | 10 | C | D | EAR99 | N | 85362090 | 1 | 4042949106487 | 2.4 | KG | 638 | 638 | LP18 | LP18 | circuit breaker 3VA2 IEC frame 160 breaking capacity class M Icu=55kA @ 415V 3-pole, motor protection ETU350M, LSI, In=100A overload protection Ir=40A...100A short-circuit protection Isd=3...15 x Ir, Ii=15 x In nut keeper kit shunt trip (STL) 110-127V DC, AC 50/60Hz | - | 0 | 0
3VA2110-5MN32-0JC0 |  | 3VA2110-5MN32-0JC0 | 1 | UN | 1 | 10 | C | D | EAR99 | N | 85362090 | 1 | 4042949109006 | 2.4 | KG | 687.28 | 687.28 | LP18 | LP18 | circuit breaker 3VA2 IEC frame 160 breaking capacity class M Icu=55kA @ 415V 3-pole, motor protection ETU350M, LSI, In=100A overload protection Ir=40A...100A short-circuit protection Isd=3...15 x Ir, Ii=15 x In nut keeper kit shunt trip (STL) 110-127V DC, AC 50/60Hz 2 auxiliary switches HQ | - | 0 | 0
3VA2110-5MN32-0JH0 |  | 3VA2110-5MN32-0JH0 | 1 | UN | 1 | 10 | C | D | EAR99 | N | 85362090 | 1 | 4042949110088 | 2.4 | KG | 711.92 | 711.92 | LP18 | LP18 | circuit breaker 3VA2 IEC frame 160 breaking capacity class M Icu=55kA @ 415V 3-pole, motor protection ETU350M, LSI, In=100A overload protection Ir=40A...100A short-circuit protection Isd=3...15 x Ir, Ii=15 x In nut keeper kit shunt trip (STL) 110-127V DC, AC 50/60Hz 2 auxiliary switches HQ 1 trip alarm switch HQ | - | 0 | 0
3VA2110-5MN32-0JL0 |  | 3VA2110-5MN32-0JL0 | 1 | UN | 1 | 10 | C | D | EAR99 | N | 85362090 | 1 | 4042949111160 | 2.4 | KG | 748 | 748 | LP18 | LP18 | circuit breaker 3VA2 IEC frame 160 breaking capacity class M Icu=55kA @ 415V 3-pole, motor protection ETU350M, LSI, In=100A overload protection Ir=40A...100A short-circuit protection Isd=3...15 x Ir, Ii=15 x In nut keeper kit shunt trip (STL) 110-127V DC, AC 50/60Hz 2 auxiliary switches HQ 1 trip alarm switch HQ 1 electrical alarm switch | - | 0 | 0
3VA2110-5MN32-0KA0 |  | 3VA2110-5MN32-0KA0 | 1 | UN | 1 | 10 | C | D | EAR99 | N | 85362090 | 1 | 4042949106661 | 2.4 | KG | 638 | 638 | LP18 | LP18 | circuit breaker 3VA2 IEC frame 160 breaking capacity class M Icu=55kA @ 415V 3-pole, motor protection ETU350M, LSI, In=100A overload protection Ir=40A...100A short-circuit protection Isd=3...15 x Ir, Ii=15 x In nut keeper kit shunt trip (STL) 220-250V DC, 208-277V AC | - | 0 | 0
3VA2110-5MN32-0KC0 |  | 3VA2110-5MN32-0KC0 | 1 | UN | 1 | 10 | C | D | EAR99 | N | 85362090 | 1 | 4042949109181 | 2.4 | KG | 687.28 | 687.28 | LP18 | LP18 | circuit breaker 3VA2 IEC frame 160 breaking capacity class M Icu=55kA @ 415V 3-pole, motor protection ETU350M, LSI, In=100A overload protection Ir=40A...100A short-circuit protection Isd=3...15 x Ir, Ii=15 x In nut keeper kit shunt trip (STL) 220-250V DC, 208-277V AC 2 auxiliary switches HQ | - | 0 | 0
3VA2110-5MN32-0KH0 |  | 3VA2110-5MN32-0KH0 | 1 | UN | 1 | 10 | C | D | EAR99 | N | 85362090 | 1 | 4042949110262 | 2.4 | KG | 711.92 | 711.92 | LP18 | LP18 | circuit breaker 3VA2 IEC frame 160 breaking capacity class M Icu=55kA @ 415V 3-pole, motor protection ETU350M, LSI, In=100A overload protection Ir=40A...100A short-circuit protection Isd=3...15 x Ir, Ii=15 x In nut keeper kit shunt trip (STL) 220-250V DC, 208-277V AC 2 auxiliary switches HQ 1 trip alarm switch HQ | - | 0 | 0
3VA2110-5MN32-0KL0 |  | 3VA2110-5MN32-0KL0 | 1 | UN | 1 | 10 | C | D | EAR99 | N | 85362090 | 1 | 4042949111344 | 2.4 | KG | 748 | 748 | LP18 | LP18 | circuit breaker 3VA2 IEC frame 160 breaking capacity class M Icu=55kA @ 415V 3-pole, motor protection ETU350M, LSI, In=100A overload protection Ir=40A...100A short-circuit protection Isd=3...15 x Ir, Ii=15 x In nut keeper kit shunt trip (STL) 220-250V DC, 208-277V AC 2 auxiliary switches HQ 1 trip alarm switch HQ 1 electrical alarm switch | - | 0 | 0
3VA2110-5MN36-0AA0 |  | 3VA2110-5MN36-0AA0 | 1 | UN | 1 | 5 | B | D | EAR99 | N | 85362090 | 1 | 4042948831298 | 2.271 | KG | 578.16 | 578.16 | LP18 | LP18 | circuit breaker 3VA2 IEC frame 160 breaking capacity class M Icu=55kA @ 415V 3-pole, motor protection ETU350M, LSI, In=100A overload protection Ir=40A...100A short-circuit protection Isd=3...15 x Ir, Ii=15 x In clamp connection | - | 0 | 0
3VA2110-5MN36-0AB0 |  | 3VA2110-5MN36-0AB0 | 1 | UN | 1 | 10 | C | D | EAR99 | N | 85362090 | 1 | 4042949106838 | 2.5 | KG | 648.56 | 648.56 | LP18 | LP18 | circuit breaker 3VA2 IEC frame 160 breaking capacity class M Icu=55kA @ 415V 3-pole, motor protection ETU350M, LSI, In=100A overload protection Ir=40A...100A short-circuit protection Isd=3...15 x Ir, Ii=15 x In clamp connection 2 auxiliary switches HP | - | 0 | 0
3VA2110-5MN36-0AC0 |  | 3VA2110-5MN36-0AC0 | 1 | UN | 1 | 10 | C | D | EAR99 | N | 85362090 | 1 | 4042949107019 | 2.5 | KG | 625.68 | 625.68 | LP18 | LP18 | circuit breaker 3VA2 IEC frame 160 breaking capacity class M Icu=55kA @ 415V 3-pole, motor protection ETU350M, LSI, In=100A overload protection Ir=40A...100A short-circuit protection Isd=3...15 x Ir, Ii=15 x In clamp connection 2 auxiliary switches HQ | - | 0 | 0
3VA2110-5MN36-0AD0 |  | 3VA2110-5MN36-0AD0 | 1 | UN | 1 | 10 | C | D | EAR99 | N | 85362090 | 1 | 4042949107194 | 2.5 | KG | 648.56 | 648.56 | LP18 | LP18 | circuit breaker 3VA2 IEC frame 160 breaking capacity class M Icu=55kA @ 415V 3-pole, motor protection ETU350M, LSI, In=100A overload protection Ir=40A...100A short-circuit protection Isd=3...15 x Ir, Ii=15 x In clamp connection 3 auxiliary switches HQ | - | 0 | 0
3VA2110-5MN36-0AE0 |  | 3VA2110-5MN36-0AE0 | 1 | UN | 1 | 10 | C | D | EAR99 | N | 85362090 | 1 | 4042949107378 | 2.5 | KG | 673.2 | 673.2 | LP18 | LP18 | circuit breaker 3VA2 IEC frame 160 breaking capacity class M Icu=55kA @ 415V 3-pole, motor protection ETU350M, LSI, In=100A overload protection Ir=40A...100A short-circuit protection Isd=3...15 x Ir, Ii=15 x In clamp connection 4 auxiliary switches HQ | - | 0 | 0
3VA2110-5MN36-0AF0 |  | 3VA2110-5MN36-0AF0 | 1 | UN | 1 | 10 | C | D | EAR99 | N | 85362090 | 1 | 4042949107552 | 2.5 | KG | 625.68 | 625.68 | LP18 | LP18 | circuit breaker 3VA2 IEC frame 160 breaking capacity class M Icu=55kA @ 415V 3-pole, motor protection ETU350M, LSI, In=100A overload protection Ir=40A...100A short-circuit protection Isd=3...15 x Ir, Ii=15 x In clamp connection 1 auxiliary switch HQ 1 trip alarm switch HQ | - | 0 | 0
3VA2110-5MN36-0AG0 |  | 3VA2110-5MN36-0AG0 | 1 | UN | 1 | 10 | C | D | EAR99 | N | 85362090 | 1 | 4042949107736 | 2.5 | KG | 648.56 | 648.56 | LP18 | LP18 | circuit breaker 3VA2 IEC frame 160 breaking capacity class M Icu=55kA @ 415V 3-pole, motor protection ETU350M, LSI, In=100A overload protection Ir=40A...100A short-circuit protection Isd=3...15 x Ir, Ii=15 x In clamp connection 1 auxiliary switch HP 1 trip alarm switch HP | - | 0 | 0
3VA2110-5MN36-0AH0 |  | 3VA2110-5MN36-0AH0 | 1 | UN | 1 | 10 | C | D | EAR99 | N | 85362090 | 1 | 4042949107910 | 2.5 | KG | 648.56 | 648.56 | LP18 | LP18 | circuit breaker 3VA2 IEC frame 160 breaking capacity class M Icu=55kA @ 415V 3-pole, motor protection ETU350M, LSI, In=100A overload protection Ir=40A...100A short-circuit protection Isd=3...15 x Ir, Ii=15 x In clamp connection 2 auxiliary switches HQ 1 trip alarm switch HQ | - | 0 | 0
3VA2110-5MN36-0AJ0 |  | 3VA2110-5MN36-0AJ0 | 1 | UN | 1 | 10 | C | D | EAR99 | N | 85362090 | 1 | 4042949108092 | 2.5 | KG | 686.4 | 686.4 | LP18 | LP18 | circuit breaker 3VA2 IEC frame 160 breaking capacity class M Icu=55kA @ 415V 3-pole, motor protection ETU350M, LSI, In=100A overload protection Ir=40A...100A short-circuit protection Isd=3...15 x Ir, Ii=15 x In clamp connection 2 auxiliary switches HP 1 trip alarm switch HP | - | 0 | 0
3VA2110-5MN36-0BA0 |  | 3VA2110-5MN36-0BA0 | 1 | UN | 1 | 10 | C | D | EAR99 | N | 85362090 | 1 | 4042949105756 | 2.5 | KG | 689.04 | 689.04 | LP18 | LP18 | circuit breaker 3VA2 IEC frame 160 breaking capacity class M Icu=55kA @ 415V 3-pole, motor protection ETU350M, LSI, In=100A overload protection Ir=40A...100A short-circuit protection Isd=3...15 x Ir, Ii=15 x In clamp connection undervoltage release (UVR) 24V DC | - | 0 | 0
3VA2110-5MN36-0BC0 |  | 3VA2110-5MN36-0BC0 | 1 | UN | 1 | 10 | C | D | EAR99 | N | 85362090 | 1 | 4042949108276 | 2.5 | KG | 739.2 | 739.2 | LP18 | LP18 | circuit breaker 3VA2 IEC frame 160 breaking capacity class M Icu=55kA @ 415V 3-pole, motor protection ETU350M, LSI, In=100A overload protection Ir=40A...100A short-circuit protection Isd=3...15 x Ir, Ii=15 x In clamp connection undervoltage release (UVR) 24V DC | - | 0 | 0
3VA2110-5MN36-0BH0 |  | 3VA2110-5MN36-0BH0 | 1 | UN | 1 | 10 | C | D | EAR99 | N | 85362090 | 1 | 4042949109358 | 2.5 | KG | 760.32 | 760.32 | LP18 | LP18 | circuit breaker 3VA2 IEC frame 160 breaking capacity class M Icu=55kA @ 415V 3-pole, motor protection ETU350M, LSI, In=100A overload protection Ir=40A...100A short-circuit protection Isd=3...15 x Ir, Ii=15 x In clamp connection undervoltage release (UVR) 24V DC 2 auxiliary switches HQ 1 trip alarm switch HQ | - | 0 | 0
3VA2110-5MN36-0BL0 |  | 3VA2110-5MN36-0BL0 | 1 | UN | 1 | 10 | C | D | EAR99 | N | 85362090 | 1 | 4042949110439 | 2.5 | KG | 799.04 | 799.04 | LP18 | LP18 | circuit breaker 3VA2 IEC frame 160 breaking capacity class M Icu=55kA @ 415V 3-pole, motor protection ETU350M, LSI, In=100A overload protection Ir=40A...100A short-circuit protection Isd=3...15 x Ir, Ii=15 x In clamp connection undervoltage release (UVR) 24V DC 2 auxiliary switches HQ 1 trip alarm switch HQ 1 electrical alarm switch | - | 0 | 0
3VA2110-5MN36-0CA0 |  | 3VA2110-5MN36-0CA0 | 1 | UN | 1 | 10 | C | D | EAR99 | N | 85362090 | 1 | 4042949105930 | 2.5 | KG | 689.04 | 689.04 | LP18 | LP18 | circuit breaker 3VA2 IEC frame 160 breaking capacity class M Icu=55kA @ 415V 3-pole, motor protection ETU350M, LSI, In=100A overload protection Ir=40A...100A short-circuit protection Isd=3...15 x Ir, Ii=15 x In clamp connection undervoltage release (UVR) 120-127V AC 50/60Hz | - | 0 | 0
3VA2110-5MN36-0CC0 |  | 3VA2110-5MN36-0CC0 | 1 | UN | 1 | 10 | C | D | EAR99 | N | 85362090 | 1 | 4042949108450 | 2.5 | KG | 739.2 | 739.2 | LP18 | LP18 | circuit breaker 3VA2 IEC frame 160 breaking capacity class M Icu=55kA @ 415V 3-pole, motor protection ETU350M, LSI, In=100A overload protection Ir=40A...100A short-circuit protection Isd=3...15 x Ir, Ii=15 x In clamp connection undervoltage release (UVR) 120-127V AC 50/60Hz 2 auxiliary switches HQ | - | 0 | 0
3VA2110-5MN36-0CH0 |  | 3VA2110-5MN36-0CH0 | 1 | UN | 1 | 10 | C | D | EAR99 | N | 85362090 | 1 | 4042949109532 | 2.5 | KG | 760.32 | 760.32 | LP18 | LP18 | circuit breaker 3VA2 IEC frame 160 breaking capacity class M Icu=55kA @ 415V 3-pole, motor protection ETU350M, LSI, In=100A overload protection Ir=40A...100A short-circuit protection Isd=3...15 x Ir, Ii=15 x In clamp connection undervoltage release (UVR) 120-127V AC 50/60Hz 2 auxiliary switches HQ 1 trip alarm switch HQ | - | 0 | 0
3VA2110-5MN36-0CL0 |  | 3VA2110-5MN36-0CL0 | 1 | UN | 1 | 10 | C | D | EAR99 | N | 85362090 | 1 | 4042949110613 | 2.5 | KG | 799.04 | 799.04 | LP18 | LP18 | circuit breaker 3VA2 IEC frame 160 breaking capacity class M Icu=55kA @ 415V 3-pole, motor protection ETU350M, LSI, In=100A overload protection Ir=40A...100A short-circuit protection Isd=3...15 x Ir, Ii=15 x In clamp connection undervoltage release (UVR) 120-127V AC 50/60Hz 2 auxiliary switches HQ 1 trip alarm switch HQ 1 electrical alarm switch | - | 0 | 0
3VA2110-5MN36-0DA0 |  | 3VA2110-5MN36-0DA0 | 1 | UN | 1 | 10 | C | D | EAR99 | N | 85362090 | 1 | 4042949106111 | 2.5 | KG | 689.04 | 689.04 | LP18 | LP18 | circuit breaker 3VA2 IEC frame 160 breaking capacity class M Icu=55kA @ 415V 3-pole, motor protection ETU350M, LSI, In=100A overload protection Ir=40A...100A short-circuit protection Isd=3...15 x Ir, Ii=15 x In clamp connection undervoltage release (UVR) 208-230V AC 50/60Hz | - | 0 | 0
3VA2110-5MN36-0DC0 |  | 3VA2110-5MN36-0DC0 | 1 | UN | 1 | 10 | C | D | EAR99 | N | 85362090 | 1 | 4042949108634 | 2.5 | KG | 739.2 | 739.2 | LP18 | LP18 | circuit breaker 3VA2 IEC frame 160 breaking capacity class M Icu=55kA @ 415V 3-pole, motor protection ETU350M, LSI, In=100A overload protection Ir=40A...100A short-circuit protection Isd=3...15 x Ir, Ii=15 x In clamp connection undervoltage release (UVR) 208-230V AC 50/60Hz 2 auxiliary switches HQ | - | 0 | 0
3VA2110-5MN36-0DH0 |  | 3VA2110-5MN36-0DH0 | 1 | UN | 1 | 10 | C | D | EAR99 | N | 85362090 | 1 | 4042949109716 | 2.5 | KG | 760.32 | 760.32 | LP18 | LP18 | circuit breaker 3VA2 IEC frame 160 breaking capacity class M Icu=55kA @ 415V 3-pole, motor protection ETU350M, LSI, In=100A overload protection Ir=40A...100A short-circuit protection Isd=3...15 x Ir, Ii=15 x In clamp connection undervoltage release (UVR) 208-230V AC 50/60Hz 2 auxiliary switches HQ 1 trip alarm switch HQ | - | 0 | 0
3VA2110-5MN36-0DL0 |  | 3VA2110-5MN36-0DL0 | 1 | UN | 1 | 10 | C | D | EAR99 | N | 85362090 | 1 | 4042949110798 | 2.5 | KG | 799.04 | 799.04 | LP18 | LP18 | circuit breaker 3VA2 IEC frame 160 breaking capacity class M Icu=55kA @ 415V 3-pole, motor protection ETU350M, LSI, In=100A overload protection Ir=40A...100A short-circuit protection Isd=3...15 x Ir, Ii=15 x In clamp connection undervoltage release (UVR) 208-230V AC 50/60Hz 2 auxiliary switches HQ 1 trip alarm switch HQ 1 electrical alarm switch | - | 0 | 0
3VA2110-5MN36-0HA0 |  | 3VA2110-5MN36-0HA0 | 1 | UN | 1 | 10 | C | D | EAR99 | N | 85362090 | 1 | 4042949106296 | 2.5 | KG | 663.52 | 663.52 | LP18 | LP18 | circuit breaker 3VA2 IEC frame 160 breaking capacity class M Icu=55kA @ 415V 3-pole, motor protection ETU350M, LSI, In=100A overload protection Ir=40A...100A short-circuit protection Isd=3...15 x Ir, Ii=15 x In clamp connection shunt trip (STL) 12-30V DC, 24V AC 50/60Hz | - | 0 | 0
3VA2110-5MN36-0HC0 |  | 3VA2110-5MN36-0HC0 | 1 | UN | 1 | 10 | C | D | EAR99 | N | 85362090 | 1 | 4042949108818 | 2.5 | KG | 712.8 | 712.8 | LP18 | LP18 | circuit breaker 3VA2 IEC frame 160 breaking capacity class M Icu=55kA @ 415V 3-pole, motor protection ETU350M, LSI, In=100A overload protection Ir=40A...100A short-circuit protection Isd=3...15 x Ir, Ii=15 x In clamp connection shunt trip (STL) 12-30V DC, 24V AC 50/60Hz 2 auxiliary switches HQ | - | 0 | 0
3VA2110-5MN36-0HH0 |  | 3VA2110-5MN36-0HH0 | 1 | UN | 1 | 10 | C | D | EAR99 | N | 85362090 | 1 | 4042949109891 | 2.5 | KG | 737.44 | 737.44 | LP18 | LP18 | circuit breaker 3VA2 IEC frame 160 breaking capacity class M Icu=55kA @ 415V 3-pole, motor protection ETU350M, LSI, In=100A overload protection Ir=40A...100A short-circuit protection Isd=3...15 x Ir, Ii=15 x In clamp connection shunt trip (STL) 12-30V DC, 24V AC 50/60Hz 2 auxiliary switches HQ 1 trip alarm switch HQ | - | 0 | 0
3VA2110-5MN36-0HL0 |  | 3VA2110-5MN36-0HL0 | 1 | UN | 1 | 10 | C | D | EAR99 | N | 85362090 | 1 | 4042949110972 | 2.5 | KG | 772.64 | 772.64 | LP18 | LP18 | circuit breaker 3VA2 IEC frame 160 breaking capacity class M Icu=55kA @ 415V 3-pole, motor protection ETU350M, LSI, In=100A overload protection Ir=40A...100A short-circuit protection Isd=3...15 x Ir, Ii=15 x In clamp connection shunt trip (STL) 12-30V DC, 24V AC 50/60Hz 2 auxiliary switches HQ 1 trip alarm switch HQ 1 electrical alarm switch | - | 0 | 0
3VA2110-5MN36-0JA0 |  | 3VA2110-5MN36-0JA0 | 1 | UN | 1 | 10 | C | D | EAR99 | N | 85362090 | 1 | 4042949106470 | 2.5 | KG | 663.52 | 663.52 | LP18 | LP18 | circuit breaker 3VA2 IEC frame 160 breaking capacity class M Icu=55kA @ 415V 3-pole, motor protection ETU350M, LSI, In=100A overload protection Ir=40A...100A short-circuit protection Isd=3...15 x Ir, Ii=15 x In clamp connection shunt trip (STL) 110-127V DC, AC 50/60Hz | - | 0 | 0
3VA2110-5MN36-0JC0 |  | 3VA2110-5MN36-0JC0 | 1 | UN | 1 | 10 | C | D | EAR99 | N | 85362090 | 1 | 4042949108993 | 2.5 | KG | 712.8 | 712.8 | LP18 | LP18 | circuit breaker 3VA2 IEC frame 160 breaking capacity class M Icu=55kA @ 415V 3-pole, motor protection ETU350M, LSI, In=100A overload protection Ir=40A...100A short-circuit protection Isd=3...15 x Ir, Ii=15 x In clamp connection shunt trip (STL) 110-127V DC, AC 50/60Hz 2 auxiliary switches HQ | - | 0 | 0
3VA2110-5MN36-0JH0 |  | 3VA2110-5MN36-0JH0 | 1 | UN | 1 | 10 | C | D | EAR99 | N | 85362090 | 1 | 4042949110071 | 2.5 | KG | 737.44 | 737.44 | LP18 | LP18 | circuit breaker 3VA2 IEC frame 160 breaking capacity class M Icu=55kA @ 415V 3-pole, motor protection ETU350M, LSI, In=100A overload protection Ir=40A...100A short-circuit protection Isd=3...15 x Ir, Ii=15 x In clamp connection shunt trip (STL) 110-127V DC, AC 50/60Hz 2 auxiliary switches HQ 1 trip alarm switch HQ | - | 0 | 0
3VA2110-5MN36-0JL0 |  | 3VA2110-5MN36-0JL0 | 1 | UN | 1 | 10 | C | D | EAR99 | N | 85362090 | 1 | 4042949111153 | 2.5 | KG | 772.64 | 772.64 | LP18 | LP18 | circuit breaker 3VA2 IEC frame 160 breaking capacity class M Icu=55kA @ 415V 3-pole, motor protection ETU350M, LSI, In=100A overload protection Ir=40A...100A short-circuit protection Isd=3...15 x Ir, Ii=15 x In clamp connection shunt trip (STL) 110-127V DC, AC 50/60Hz 2 auxiliary switches HQ 1 trip alarm switch HQ 1 electrical alarm switch | - | 0 | 0
3VA2110-5MN36-0KA0 |  | 3VA2110-5MN36-0KA0 | 1 | UN | 1 | 10 | C | D | EAR99 | N | 85362090 | 1 | 4042949106654 | 2.5 | KG | 663.52 | 663.52 | LP18 | LP18 | circuit breaker 3VA2 IEC frame 160 breaking capacity class M Icu=55kA @ 415V 3-pole, motor protection ETU350M, LSI, In=100A overload protection Ir=40A...100A short-circuit protection Isd=3...15 x Ir, Ii=15 x In clamp connection shunt trip (STL) 220-250V DC, 208-277V AC | - | 0 | 0
3VA2110-5MN36-0KC0 |  | 3VA2110-5MN36-0KC0 | 1 | UN | 1 | 10 | C | D | EAR99 | N | 85362090 | 1 | 4042949109174 | 2.5 | KG | 712.8 | 712.8 | LP18 | LP18 | circuit breaker 3VA2 IEC frame 160 breaking capacity class M Icu=55kA @ 415V 3-pole, motor protection ETU350M, LSI, In=100A overload protection Ir=40A...100A short-circuit protection Isd=3...15 x Ir, Ii=15 x In clamp connection shunt trip (STL) 220-250V DC, 208-277V AC 2 auxiliary switches HQ | - | 0 | 0
3VA2110-5MN36-0KH0 |  | 3VA2110-5MN36-0KH0 | 1 | UN | 1 | 10 | C | D | EAR99 | N | 85362090 | 1 | 4042949110255 | 2.5 | KG | 737.44 | 737.44 | LP18 | LP18 | circuit breaker 3VA2 IEC frame 160 breaking capacity class M Icu=55kA @ 415V 3-pole, motor protection ETU350M, LSI, In=100A overload protection Ir=40A...100A short-circuit protection Isd=3...15 x Ir, Ii=15 x In clamp connection shunt trip (STL) 220-250V DC, 208-277V AC 2 auxiliary switches HQ 1 trip alarm switch HQ | - | 0 | 0
3VA2110-5MN36-0KL0 |  | 3VA2110-5MN36-0KL0 | 1 | UN | 1 | 10 | C | D | EAR99 | N | 85362090 | 1 | 4042949111337 | 2.5 | KG | 772.64 | 772.64 | LP18 | LP18 | circuit breaker 3VA2 IEC frame 160 breaking capacity class M Icu=55kA @ 415V 3-pole, motor protection ETU350M, LSI, In=100A overload protection Ir=40A...100A short-circuit protection Isd=3...15 x Ir, Ii=15 x In clamp connection shunt trip (STL) 220-250V DC, 208-277V AC 2 auxiliary switches HQ 1 trip alarm switch HQ 1 electrical alarm switch | - | 0 | 0
3VA2110-5MP32-0AA0 |  | 3VA2110-5MP32-0AA0 | 1 | UN | 1 | 5 | B | D | EAR99 | N | 85362090 | 1 | 4042948903940 | 2.13 | KG | 746.24 | 746.24 | LP18 | LP18 | CIRCUIT BREAKER 3VA2 IEC FRAME 160 BREAKING CAPACITY CLASS M ICU=55KA @ 415 V 3-POLE, MOTOR PROTECTION ETU550M, LSI, In=100A OVERLOAD PROTECTION IR=40A ...100A SHORT CIRCUIT PROTECTION ISD=1,2... 15X IN,II=3...15X IN BUSBAR CONNECTION | - | 0 | 0
3VA2110-5MP36-0AA0 |  | 3VA2110-5MP36-0AA0 | 1 | UN | 1 | 5 | B | D | EAR99 | N | 85362090 | 1 | 4042948903933 | 2.13 | KG | 771.76 | 771.76 | LP18 | LP18 | CIRCUIT BREAKER 3VA2 IEC FRAME 160 BREAKING CAPACITY CLASS M ICU=55KA @ 415 V 3-POLE, MOTOR PROTECTION ETU550M, LSI, In=100A OVERLOAD PROTECTION IR=40A ...100A SHORT CIRCUIT PROTECTION ISD=1,2... 15X IN,II=3...15X IN CABLE CONNECTION | - | 0 | 0
3VA2110-5MQ32-0AA0 |  | 3VA2110-5MQ32-0AA0 | 1 | UN | 1 | 5 | B | D | EAR99 | N | 85362090 | 1 | 4042948831281 | 2.201 | KG | 1038.4 | 1038.4 | LP18 | LP18 | circuit breaker 3VA2 IEC frame 160 breaking capacity class M Icu=55kA @ 415V 3-pole, motor protection ETU860M, LSIG, In=100A overload protection Ir=40A...100A short-circuit protection Isd=1.2..15x In, Ii=3..15x In gr.-fault prot., can be sw. off Ig=0.2...1 x In, tg=0.05-0.8s nut keeper kit | - | 0 | 0
3VA2110-5MQ32-0AC0 |  | 3VA2110-5MQ32-0AC0 | 1 | UN | 1 | 10 | C | D | EAR99 | N | 85362090 | 1 | 4042949328261 | 2.247 | KG | 1082.4 | 1082.4 | LP18 | LP18 | circuit breaker 3VA2 IEC frame 160 breaking capacity class M Icu=55kA @ 415V 3-pole, motor protection ETU860M, LSIG, In=100A overload protection Ir=40A...100A short-circuit protection Isd=1.2..15x In, Ii=3..15x In gr.-fault prot., can be sw. off Ig=0.2...1 x In, tg=0.05-0.8s nut keeper kit circuit breaker 3VA2 IEC frame 160 breaking capacity class M Icu=55kA @ 415V 3-pole, motor protection ETU860M, LSIG, In=100A overload protection 2 AUXILIARY SWITCH CHANGEOVER H |  | 0 | 0
3VA2110-5MQ36-0AA0 |  | 3VA2110-5MQ36-0AA0 | 1 | UN | 1 | 5 | B | D | EAR99 | N | 85362090 | 1 | 4042948831274 | 2.304 | KG | 1056 | 1056 | LP18 | LP18 | circuit breaker 3VA2 IEC frame 160 breaking capacity class M Icu=55kA @ 415V 3-pole, motor protection ETU860M, LSIG, In=100A overload protection Ir=40A...100A short-circuit protection Isd=1.2..15x In, Ii=3..15x In gr.-fault prot., can be sw. off Ig=0.2...1 x In, tg=0.05-0.8s clamp connection | - | 0 | 0
3VA2110-5MQ36-0HC0 |  | 3VA2110-5MQ36-0HC0 | 1 | UN | 1 | 10 | C | D | EAR99 | N | 85362090 | 1 | 4042949324102 | 2.533 | KG | 1188 | 1188 | LP18 | LP18 | circuit breaker 3VA2 IEC frame 160 breaking capacity class M Icu=55kA @ 415V 3-pole, motor protection ETU860M, LSIG, In=100A overload protection Ir=40A...100A short-circuit protection Isd=1.2..15x In, Ii=3..15x In gr.-fault prot., can be sw. off Ig=0.2...1 x In, tg=0.05-0.8s shunt trip (STL) 12-30V DC; 24V AC 50/60Hz 2 auxiliary switches HQ | - | 0 | 0
3VA2110-6HK32-0AA0 |  | 3VA2110-6HK32-0AA0 | 1 | UN | 1 | 5 | B | D | EAR99 | N | 85362090 | 1 | 4042948813911 | 2.5 | KG | 581.68 | 581.68 | LP18 | LP18 | circuit breaker 3VA2 IEC frame 160 breaking capacity class H Icu=85kA @ 415V 3-pole, line protection ETU340, ELISA LI, In=100A overload protection Ir=40A...100A short-circuit protection Ii=15 x In nut keeper kit | - | 0 | 0
3VA2110-6HK36-0AA0 |  | 3VA2110-6HK36-0AA0 | 1 | UN | 1 | 5 | B | D | EAR99 | N | 85362090 | 1 | 4042948819258 | 2.5 | KG | 605.44 | 605.44 | LP18 | LP18 | circuit breaker 3VA2 IEC frame 160 breaking capacity class H Icu=85kA @ 415V 3-pole, line protection ETU340, ELISA LI, In=100A overload protection Ir=40A...100A short-circuit protection Ii=15 x In clamp connection | - | 0 | 0
3VA2110-6HK42-0AA0 |  | 3VA2110-6HK42-0AA0 | 1 | UN | 1 | 5 | B | D | EAR99 | N | 85362090 | 1 | 4042948814192 | 3.2 | KG | 742.72 | 742.72 | LP18 | LP18 | circuit breaker 3VA2 IEC frame 160 breaking capacity class H Icu=85kA @ 415V 4-pole, line protection ETU340, ELISA LI, In=100A overload protection Ir=40A...100A short-circuit protection Ii=15 x In N conductor protection adjustable (OFF, 50%, 100%) nut keeper kit | - | 0 | 0
3VA2110-6HK46-0AA0 |  | 3VA2110-6HK46-0AA0 | 1 | UN | 1 | 5 | B | D | EAR99 | N | 85362090 | 1 | 4042948819531 | 3.2 | KG | 774.4 | 774.4 | LP18 | LP18 | circuit breaker 3VA2 IEC frame 160 breaking capacity class H Icu=85kA @ 415V 4-pole, line protection ETU340, ELISA LI, In=100A overload protection Ir=40A...100A short-circuit protection Ii=15 x In N conductor protection adjustable (OFF, 50%, 100%) clamp connection | - | 0 | 0
3VA2110-6HL32-0AA0 |  | 3VA2110-6HL32-0AA0 | 1 | UN | 1 | 5 | B | D | EAR99 | N | 85362090 | 1 | 4042948833360 | 2.141 | KG | 561.9 | 545.7 | LP18 | LP18 | circuit breaker 3VA2 IEC frame 160 breaking capacity class H Icu=85kA @ 415V 3-pole, line protection ETU320, LI, In=100A overload protection Ir=40A...100A short-circuit protection Ii=1.5...12 x In nut keeper kit | Lista Papel 2020 SI | 0 | 0
3VA2110-6HL32-0AB0 |  | 3VA2110-6HL32-0AB0 | 1 | UN | 1 | 10 | C | D | EAR99 | N | 85362090 | 1 | 4042949024231 | 2.36 | KG | 653.84 | 653.84 | LP18 | LP18 | circuit breaker 3VA2 IEC frame 160 breaking capacity class H Icu=85kA @ 415V 3-pole, line protection ETU320, LI, In=100A overload protection Ir=40A...100A short-circuit protection Ii=1.5...12 x In nut keeper kit 2 auxiliary switches HP | - | 0 | 0
3VA2110-6HL32-0AC0 |  | 3VA2110-6HL32-0AC0 | 1 | UN | 1 | 10 | C | D | EAR99 | N | 85362090 | 1 | 4042949024873 | 2.34 | KG | 630.08 | 630.08 | LP18 | LP18 | circuit breaker 3VA2 IEC frame 160 breaking capacity class H Icu=85kA @ 415V 3-pole, line protection ETU320, LI, In=100A overload protection Ir=40A...100A short-circuit protection Ii=1.5...12 x In nut keeper kit 2 auxiliary switches HQ | - | 0 | 0
3VA2110-6HL32-0AD0 |  | 3VA2110-6HL32-0AD0 | 1 | UN | 1 | 10 | C | D | EAR99 | N | 85362090 | 1 | 4042949025511 | 2.37 | KG | 653.84 | 653.84 | LP18 | LP18 | circuit breaker 3VA2 IEC frame 160 breaking capacity class H Icu=85kA @ 415V 3-pole, line protection ETU320, LI, In=100A overload protection Ir=40A...100A short-circuit protection Ii=1.5...12 x In nut keeper kit 3 auxiliary switches HQ | - | 0 | 0
3VA2110-6HL32-0AE0 |  | 3VA2110-6HL32-0AE0 | 1 | UN | 1 | 10 | C | D | EAR99 | N | 85362090 | 1 | 4042949026150 | 2.4 | KG | 677.6 | 677.6 | LP18 | LP18 | circuit breaker 3VA2 IEC frame 160 breaking capacity class H Icu=85kA @ 415V 3-pole, line protection ETU320, LI, In=100A overload protection Ir=40A...100A short-circuit protection Ii=1.5...12 x In nut keeper kit 4 auxiliary switches HQ | - | 0 | 0
3VA2110-6HL32-0AF0 |  | 3VA2110-6HL32-0AF0 | 1 | UN | 1 | 10 | C | D | EAR99 | N | 85362090 | 1 | 4042949026792 | 2.34 | KG | 630.08 | 630.08 | LP18 | LP18 | circuit breaker 3VA2 IEC frame 160 breaking capacity class H Icu=85kA @ 415V 3-pole, line protection ETU320, LI, In=100A overload protection Ir=40A...100A short-circuit protection Ii=1.5...12 x In nut keeper kit 1 auxiliary switch HQ 1 trip alarm switch HQ | - | 0 | 0
3VA2110-6HL32-0AG0 |  | 3VA2110-6HL32-0AG0 | 1 | UN | 1 | 10 | C | D | EAR99 | N | 85362090 | 1 | 4042949027430 | 2.36 | KG | 653.84 | 653.84 | LP18 | LP18 | circuit breaker 3VA2 IEC frame 160 breaking capacity class H Icu=85kA @ 415V 3-pole, line protection ETU320, LI, In=100A overload protection Ir=40A...100A short-circuit protection Ii=1.5...12 x In nut keeper kit 1 auxiliary switch HP 1 trip alarm switch HP | - | 0 | 0
3VA2110-6HL32-0AH0 |  | 3VA2110-6HL32-0AH0 | 1 | UN | 1 | 10 | C | D | EAR99 | N | 85362090 | 1 | 4042949028079 | 2.37 | KG | 653.84 | 653.84 | LP18 | LP18 | circuit breaker 3VA2 IEC frame 160 breaking capacity class H Icu=85kA @ 415V 3-pole, line protection ETU320, LI, In=100A overload protection Ir=40A...100A short-circuit protection Ii=1.5...12 x In nut keeper kit 2 auxiliary switches HQ 1 trip alarm switch HQ | - | 0 | 0
3VA2110-6HL32-0AJ0 |  | 3VA2110-6HL32-0AJ0 | 1 | UN | 1 | 10 | C | D | EAR99 | N | 85362090 | 1 | 4042949028710 | 2.4 | KG | 690.8 | 690.8 | LP18 | LP18 | circuit breaker 3VA2 IEC frame 160 breaking capacity class H Icu=85kA @ 415V 3-pole, line protection ETU320, LI, In=100A overload protection Ir=40A...100A short-circuit protection Ii=1.5...12 x In nut keeper kit 2 auxiliary switches HP 1 trip alarm switch HP | - | 0 | 0
3VA2110-6HL32-0BA0 |  | 3VA2110-6HL32-0BA0 | 1 | UN | 1 | 10 | C | D | EAR99 | N | 85362090 | 1 | 4042949020394 | 2.4 | KG | 693.44 | 693.44 | LP18 | LP18 | circuit breaker 3VA2 IEC frame 160 breaking capacity class H Icu=85kA @ 415V 3-pole, line protection ETU320, LI, In=100A overload protection Ir=40A...100A short-circuit protection Ii=1.5...12 x In nut keeper kit undervoltage release (UVR) 24V DC | - | 0 | 0
3VA2110-6HL32-0BC0 |  | 3VA2110-6HL32-0BC0 | 1 | UN | 1 | 10 | C | D | EAR99 | N | 85362090 | 1 | 4042949029359 | 2.46 | KG | 742.72 | 742.72 | LP18 | LP18 | circuit breaker 3VA2 IEC frame 160 breaking capacity class H Icu=85kA @ 415V 3-pole, line protection ETU320, LI, In=100A overload protection Ir=40A...100A short-circuit protection Ii=1.5...12 x In nut keeper kit undervoltage release (UVR) 24V DC 2 auxiliary switches HQ | - | 0 | 0
3VA2110-6HL32-0BH0 |  | 3VA2110-6HL32-0BH0 | 1 | UN | 1 | 10 | C | D | EAR99 | N | 85362090 | 1 | 4042949033196 | 2.49 | KG | 767.36 | 767.36 | LP18 | LP18 | circuit breaker 3VA2 IEC frame 160 breaking capacity class H Icu=85kA @ 415V 3-pole, line protection ETU320, LI, In=100A overload protection Ir=40A...100A short-circuit protection Ii=1.5...12 x In nut keeper kit undervoltage release (UVR) 24V DC 2 auxiliary switches HQ 1 trip alarm switch HQ | - | 0 | 0
3VA2110-6HL32-0BL0 |  | 3VA2110-6HL32-0BL0 | 1 | UN | 1 | 10 | C | D | EAR99 | N | 85362090 | 1 | 4042949037033 | 2.52 | KG | 802.56 | 802.56 | LP18 | LP18 | circuit breaker 3VA2 IEC frame 160 breaking capacity class H Icu=85kA @ 415V 3-pole, line protection ETU320, LI, In=100A overload protection Ir=40A...100A short-circuit protection Ii=1.5...12 x In nut keeper kit undervoltage release (UVR) 24V DC 2 auxiliary switches HQ 1 trip alarm switch HQ 1 electrical alarm switch | - | 0 | 0
3VA2110-6HL32-0CA0 |  | 3VA2110-6HL32-0CA0 | 1 | UN | 1 | 10 | C | D | EAR99 | N | 85362090 | 1 | 4042949021032 | 2.4 | KG | 693.44 | 693.44 | LP18 | LP18 | circuit breaker 3VA2 IEC frame 160 breaking capacity class H Icu=85kA @ 415V 3-pole, line protection ETU320, LI, In=100A overload protection Ir=40A...100A short-circuit protection Ii=1.5...12 x In nut keeper kit undervoltage release (UVR) 120-127V AC 50/60Hz | - | 0 | 0
3VA2110-6HL32-0CC0 |  | 3VA2110-6HL32-0CC0 | 1 | UN | 1 | 10 | C | D | EAR99 | N | 85362090 | 1 | 4042949029991 | 2.46 | KG | 742.72 | 742.72 | LP18 | LP18 | circuit breaker 3VA2 IEC frame 160 breaking capacity class H Icu=85kA @ 415V 3-pole, line protection ETU320, LI, In=100A overload protection Ir=40A...100A short-circuit protection Ii=1.5...12 x In nut keeper kit undervoltage release (UVR) 120-127V AC 50/60Hz 2 auxiliary switches HQ | - | 0 | 0
3VA2110-6HL32-0CH0 |  | 3VA2110-6HL32-0CH0 | 1 | UN | 1 | 10 | C | D | EAR99 | N | 85362090 | 1 | 4042949033837 | 2.49 | KG | 767.36 | 767.36 | LP18 | LP18 | circuit breaker 3VA2 IEC frame 160 breaking capacity class H Icu=85kA @ 415V 3-pole, line protection ETU320, LI, In=100A overload protection Ir=40A...100A short-circuit protection Ii=1.5...12 x In nut keeper kit undervoltage release (UVR) 120-127V AC 50/60Hz 2 auxiliary switches HQ 1 trip alarm switch HQ | - | 0 | 0
3VA2110-6HL32-0CL0 |  | 3VA2110-6HL32-0CL0 | 1 | UN | 1 | 10 | C | D | EAR99 | N | 85362090 | 1 | 4042949037675 | 2.52 | KG | 802.56 | 802.56 | LP18 | LP18 | circuit breaker 3VA2 IEC frame 160 breaking capacity class H Icu=85kA @ 415V 3-pole, line protection ETU320, LI, In=100A overload protection Ir=40A...100A short-circuit protection Ii=1.5...12 x In nut keeper kit undervoltage release (UVR) 120-127V AC 50/60Hz 2 auxiliary switches HQ 1 trip alarm switch HQ 1 electrical alarm switch | - | 0 | 0
3VA2110-6HL32-0DA0 |  | 3VA2110-6HL32-0DA0 | 1 | UN | 1 | 10 | C | D | EAR99 | N | 85362090 | 1 | 4042949021674 | 2.4 | KG | 693.44 | 693.44 | LP18 | LP18 | circuit breaker 3VA2 IEC frame 160 breaking capacity class H Icu=85kA @ 415V 3-pole, line protection ETU320, LI, In=100A overload protection Ir=40A...100A short-circuit protection Ii=1.5...12 x In nut keeper kit undervoltage release (UVR) 208-230V AC 50/60Hz | - | 0 | 0
3VA2110-6HL32-0DC0 |  | 3VA2110-6HL32-0DC0 | 1 | UN | 1 | 10 | C | D | EAR99 | N | 85362090 | 1 | 4042949030638 | 2.46 | KG | 742.72 | 742.72 | LP18 | LP18 | circuit breaker 3VA2 IEC frame 160 breaking capacity class H Icu=85kA @ 415V 3-pole, line protection ETU320, LI, In=100A overload protection Ir=40A...100A short-circuit protection Ii=1.5...12 x In nut keeper kit undervoltage release (UVR) 208-230V AC 50/60Hz 2 auxiliary switches HQ | - | 0 | 0
3VA2110-6HL32-0DH0 |  | 3VA2110-6HL32-0DH0 | 1 | UN | 1 | 10 | C | D | EAR99 | N | 85362090 | 1 | 4042949034476 | 2.49 | KG | 767.36 | 767.36 | LP18 | LP18 | circuit breaker 3VA2 IEC frame 160 breaking capacity class H Icu=85kA @ 415V 3-pole, line protection ETU320, LI, In=100A overload protection Ir=40A...100A short-circuit protection Ii=1.5...12 x In nut keeper kit undervoltage release (UVR) 208-230V AC 50/60Hz 2 auxiliary switches HQ 1 trip alarm switch HQ | - | 0 | 0
3VA2110-6HL32-0DL0 |  | 3VA2110-6HL32-0DL0 | 1 | UN | 1 | 10 | C | D | EAR99 | N | 85362090 | 1 | 4042949038313 | 2.52 | KG | 802.56 | 802.56 | LP18 | LP18 | circuit breaker 3VA2 IEC frame 160 breaking capacity class H Icu=85kA @ 415V 3-pole, line protection ETU320, LI, In=100A overload protection Ir=40A...100A short-circuit protection Ii=1.5...12 x In nut keeper kit undervoltage release (UVR) 208-230V AC 50/60Hz 2 auxiliary switches HQ 1 trip alarm switch HQ 1 electrical alarm switch | - | 0 | 0
3VA2110-6HL32-0HA0 |  | 3VA2110-6HL32-0HA0 | 1 | UN | 1 | 10 | C | D | EAR99 | N | 85362090 | 1 | 4042949022312 | 2.37 | KG | 667.92 | 667.92 | LP18 | LP18 | circuit breaker 3VA2 IEC frame 160 breaking capacity class H Icu=85kA @ 415V 3-pole, line protection ETU320, LI, In=100A overload protection Ir=40A...100A short-circuit protection Ii=1.5...12 x In nut keeper kit shunt trip (STL) 12-30V DC, 24V AC 50/60Hz | - | 0 | 0
3VA2110-6HL32-0HC0 |  | 3VA2110-6HL32-0HC0 | 1 | UN | 1 | 10 | C | D | EAR99 | N | 85362090 | 1 | 4042949031277 | 2.43 | KG | 716.32 | 716.32 | LP18 | LP18 | circuit breaker 3VA2 IEC frame 160 breaking capacity class H Icu=85kA @ 415V 3-pole, line protection ETU320, LI, In=100A overload protection Ir=40A...100A short-circuit protection Ii=1.5...12 x In nut keeper kit shunt trip (STL) 12-30V DC, 24V AC 50/60Hz 2 auxiliary switches HQ | - | 0 | 0
3VA2110-6HL32-0HH0 |  | 3VA2110-6HL32-0HH0 | 1 | UN | 1 | 10 | C | D | EAR99 | N | 85362090 | 1 | 4042949035114 | 2.46 | KG | 741.84 | 741.84 | LP18 | LP18 | circuit breaker 3VA2 IEC frame 160 breaking capacity class H Icu=85kA @ 415V 3-pole, line protection ETU320, LI, In=100A overload protection Ir=40A...100A short-circuit protection Ii=1.5...12 x In nut keeper kit shunt trip (STL) 12-30V DC, 24V AC 50/60Hz 2 auxiliary switches HQ 1 trip alarm switch HQ | - | 0 | 0
3VA2110-6HL32-0HL0 |  | 3VA2110-6HL32-0HL0 | 1 | UN | 1 | 10 | C | D | EAR99 | N | 85362090 | 1 | 4042949038955 | 2.49 | KG | 777.04 | 777.04 | LP18 | LP18 | circuit breaker 3VA2 IEC frame 160 breaking capacity class H Icu=85kA @ 415V 3-pole, line protection ETU320, LI, In=100A overload protection Ir=40A...100A short-circuit protection Ii=1.5...12 x In nut keeper kit shunt trip (STL) 12-30V DC, 24V AC 50/60Hz 2 auxiliary switches HQ 1 trip alarm switch HQ 1 electrical alarm switch | - | 0 | 0
3VA2110-6HL32-0JA0 |  | 3VA2110-6HL32-0JA0 | 1 | UN | 1 | 10 | C | D | EAR99 | N | 85362090 | 1 | 4042949022954 | 2.37 | KG | 667.92 | 667.92 | LP18 | LP18 | circuit breaker 3VA2 IEC frame 160 breaking capacity class H Icu=85kA @ 415V 3-pole, line protection ETU320, LI, In=100A overload protection Ir=40A...100A short-circuit protection Ii=1.5...12 x In nut keeper kit shunt trip (STL) 110-127V DC, AC 50/60Hz | - | 0 | 0
3VA2110-6HL32-0JC0 |  | 3VA2110-6HL32-0JC0 | 1 | UN | 1 | 10 | C | D | EAR99 | N | 85362090 | 1 | 4042949031918 | 2.43 | KG | 716.32 | 716.32 | LP18 | LP18 | circuit breaker 3VA2 IEC frame 160 breaking capacity class H Icu=85kA @ 415V 3-pole, line protection ETU320, LI, In=100A overload protection Ir=40A...100A short-circuit protection Ii=1.5...12 x In nut keeper kit shunt trip (STL) 110-127V DC, AC 50/60Hz 2 auxiliary switches HQ | - | 0 | 0
3VA2110-6HL32-0JH0 |  | 3VA2110-6HL32-0JH0 | 1 | UN | 1 | 10 | C | D | EAR99 | N | 85362090 | 1 | 4042949035756 | 2.46 | KG | 741.84 | 741.84 | LP18 | LP18 | circuit breaker 3VA2 IEC frame 160 breaking capacity class H Icu=85kA @ 415V 3-pole, line protection ETU320, LI, In=100A overload protection Ir=40A...100A short-circuit protection Ii=1.5...12 x In nut keeper kit shunt trip (STL) 110-127V DC, AC 50/60Hz 2 auxiliary switches HQ 1 trip alarm switch HQ | - | 0 | 0
3VA2110-6HL32-0JL0 |  | 3VA2110-6HL32-0JL0 | 1 | UN | 1 | 10 | C | D | EAR99 | N | 85362090 | 1 | 4042949039594 | 2.49 | KG | 777.04 | 777.04 | LP18 | LP18 | circuit breaker 3VA2 IEC frame 160 breaking capacity class H Icu=85kA @ 415V 3-pole, line protection ETU320, LI, In=100A overload protection Ir=40A...100A short-circuit protection Ii=1.5...12 x In nut keeper kit shunt trip (STL) 110-127V DC, AC 50/60Hz 2 auxiliary switches HQ 1 trip alarm switch HQ 1 electrical alarm switch | - | 0 | 0
3VA2110-6HL32-0KA0 |  | 3VA2110-6HL32-0KA0 | 1 | UN | 1 | 10 | C | D | EAR99 | N | 85362090 | 1 | 4042949023593 | 2.37 | KG | 667.92 | 667.92 | LP18 | LP18 | circuit breaker 3VA2 IEC frame 160 breaking capacity class H Icu=85kA @ 415V 3-pole, line protection ETU320, LI, In=100A overload protection Ir=40A...100A short-circuit protection Ii=1.5...12 x In nut keeper kit shunt trip (STL) 220-250V DC, 208-277V AC | - | 0 | 0
3VA2110-6HL32-0KC0 |  | 3VA2110-6HL32-0KC0 | 1 | UN | 1 | 10 | C | D | EAR99 | N | 85362090 | 1 | 4042949032557 | 2.43 | KG | 716.32 | 716.32 | LP18 | LP18 | circuit breaker 3VA2 IEC frame 160 breaking capacity class H Icu=85kA @ 415V 3-pole, line protection ETU320, LI, In=100A overload protection Ir=40A...100A short-circuit protection Ii=1.5...12 x In nut keeper kit shunt trip (STL) 220-250V DC, 208-277V AC 2 auxiliary switches HQ | - | 0 | 0
3VA2110-6HL32-0KH0 |  | 3VA2110-6HL32-0KH0 | 1 | UN | 1 | 10 | C | D | EAR99 | N | 85362090 | 1 | 4042949036395 | 2.46 | KG | 741.84 | 741.84 | LP18 | LP18 | circuit breaker 3VA2 IEC frame 160 breaking capacity class H Icu=85kA @ 415V 3-pole, line protection ETU320, LI, In=100A overload protection Ir=40A...100A short-circuit protection Ii=1.5...12 x In nut keeper kit shunt trip (STL) 220-250V DC, 208-277V AC 2 auxiliary switches HQ 1 trip alarm switch HQ | - | 0 | 0
3VA2110-6HL32-0KL0 |  | 3VA2110-6HL32-0KL0 | 1 | UN | 1 | 10 | C | D | EAR99 | N | 85362090 | 1 | 4042949040231 | 2.49 | KG | 777.04 | 777.04 | LP18 | LP18 | circuit breaker 3VA2 IEC frame 160 breaking capacity class H Icu=85kA @ 415V 3-pole, line protection ETU320, LI, In=100A overload protection Ir=40A...100A short-circuit protection Ii=1.5...12 x In nut keeper kit shunt trip (STL) 220-250V DC, 208-277V AC 2 auxiliary switches HQ 1 trip alarm switch HQ 1 electrical alarm switch | - | 0 | 0
3VA2110-6HL36-0AA0 |  | 3VA2110-6HL36-0AA0 | 1 | UN | 1 | 5 | B | D | EAR99 | N | 85362090 | 1 | 4042948833353 | 2.257 | KG | 584.8 | 568.7 | LP18 | LP18 | circuit breaker 3VA2 IEC frame 160 breaking capacity class H Icu=85kA @ 415V 3-pole, line protection ETU320, LI, In=100A overload protection Ir=40A...100A short-circuit protection Ii=1.5...12 x In clamp connection | Lista Papel 2020 SI | 0 | 0
3VA2110-6HL36-0DH0 |  | 3VA2110-6HL36-0DH0 | 1 | UN | 1 | 10 | C | D | EAR99 | N | 85362090 | 1 | 4042949326793 | 2.412 | KG | 792 | 792 | LP18 | LP18 | circuit breaker 3VA2 IEC frame 160 breaking capacity class H Icu=85kA @ 415 V 3pole, line protection ETU320, li, In=100A overload protection Ir=40A ...100A short circuit protection iI=1,5...12 x In cable connection circuit breaker 3VA2 IEC frame 160 breaking capacity class H Icu=85kA @ 415 V 3pole, line protection ETU320, li, In=100A overload protection Ir=40A ...100A short circuit protection iI=1,5...12 x In undervoltage release 208-230 V AC 50/60 Hz ACcessory for 3VA1 2 auxiliary switch changeover H 1 trip alarm switch changeover | - | 0 | 0
3VA2110-6HL42-0AA0 |  | 3VA2110-6HL42-0AA0 | 1 | UN | 1 | 5 | B | D | EAR99 | N | 85362090 | 1 | 4042948833346 | 3.2 | KG | 717.4 | 697 | LP18 | LP18 | circuit breaker 3VA2 IEC frame 160 breaking capacity class H Icu=85kA @ 415V 4-pole, line protection ETU320, LI, In=100A overload protection Ir=40A...100A short-circuit protection Ii=1.5...12 x In N conductor protection adjustable (OFF, 50%, 100%) nut keeper kit | Lista Papel 2020 SI | 0 | 0
3VA2110-6HL42-0JB0 |  | 3VA2110-6HL42-0JB0 | 1 | UN | 1 | 10 | C | D | EAR99 | N | 85362090 | 1 | 4042949320562 | 3.091 | KG | 906.4 | 906.4 | LP18 | LP18 | circuit breaker 3VA2 IEC frame 160 breaking capacity class H Icu=85kA @ 415V 4-pole, line protection ETU320, LI, In=100A overload protection Ir=40A...100A short-circuit protection Ii=1.5...12 x In N conductor protection adjustable (OFF, 50%, 100%) nut keeper kit shunt trip (STL) 110-127V DC, AC 50/60Hz 2 auxiliary switches HP | - | 0 | 0
3VA2110-6HL46-0AA0 |  | 3VA2110-6HL46-0AA0 | 1 | UN | 1 | 5 | B | D | EAR99 | N | 85362090 | 1 | 4042948833339 | 2.898 | KG | 748 | 726.8 | LP18 | LP18 | circuit breaker 3VA2 IEC frame 160 breaking capacity class H Icu=85kA @ 415V 4-pole, line protection ETU320, LI, In=100A overload protection Ir=40A...100A short-circuit protection Ii=1.5...12 x In N conductor protection adjustable (OFF, 50%, 100%) clamp connection | Lista Papel 2020 SI | 0 | 0
3VA2110-6HM32-0AA0 |  | 3VA2110-6HM32-0AA0 | 1 | UN | 1 | 5 | B | D | EAR99 | N | 85362090 | 1 | 4042948813935 | 2.5 | KG | 805.8 | 782.9 | LP18 | LP18 | circuit breaker 3VA2 IEC frame 160 breaking capacity class H Icu=85kA @ 415V 3-pole, line protection ETU330, LIG, In=100A overload protection Ir=40A...100A short-circuit protection Ii=1.5...12 x In ground-fault protection Ig=0.2...1 x In, tg=0.1/0.3s nut keeper kit | Lista Papel 2020 SI | 0 | 0
3VA2110-6HM36-0AA0 |  | 3VA2110-6HM36-0AA0 | 1 | UN | 1 | 5 | B | D | EAR99 | N | 85362090 | 1 | 4042948819272 | 2.5 | KG | 828.8 | 805.8 | LP18 | LP18 | circuit breaker 3VA2 IEC frame 160 breaking capacity class H Icu=85kA @ 415V 3-pole, line protection ETU330, LIG, In=100A overload protection Ir=40A...100A short-circuit protection Ii=1.5...12 x In ground-fault protection Ig=0.2...1 x In, tg=0.1/0.3s clamp connection | Lista Papel 2020 SI | 0 | 0
3VA2110-6HM42-0AA0 |  | 3VA2110-6HM42-0AA0 | 1 | UN | 1 | 5 | B | D | EAR99 | N | 85362090 | 1 | 4042948814215 | 3.2 | KG | 969 | 943.5 | LP18 | LP18 | circuit breaker 3VA2 IEC frame 160 breaking capacity class H Icu=85kA @ 415V 4-pole, line protection ETU330, LIG, In=100A overload protection Ir=40A...100A short-circuit protection Ii=1.5...12 x In N conductor protection adjustable (OFF, 50%, 100%) ground-fault protection Ig=0.2...1 x In= tg=0.1/0.3s nut keeper kit | Lista Papel 2020 SI | 0 | 0
3VA2110-6HM46-0AA0 |  | 3VA2110-6HM46-0AA0 | 1 | UN | 1 | 5 | B | D | EAR99 | N | 85362090 | 1 | 4042948819555 | 3.2 | KG | 994.5 | 969 | LP18 | LP18 | circuit breaker 3VA2 IEC frame 160 breaking capacity class H Icu=85kA @ 415V 4-pole, line protection ETU330, LIG, In=100A overload protection Ir=40A...100A short-circuit protection Ii=1.5...12 x In N conductor protection adjustable (OFF, 50%, 100%) ground-fault protection Ig=0.2...1 x In= tg=0.1/0.3s clamp connection | Lista Papel 2020 SI | 0 | 0
3VA2110-6HN32-0AA0 |  | 3VA2110-6HN32-0AA0 | 1 | UN | 1 | 5 | B | D | EAR99 | N | 85362090 | 1 | 4042948813928 | 2.151 | KG | 619.7 | 601.8 | LP18 | LP18 | circuit breaker 3VA2 IEC frame 160 breaking capacity class H Icu=85kA @ 415V 3-pole, line protection ETU350, LSI, In=100A overload protection Ir=40A...100A short-circuit protection Isd=1.5...10 x Ir, Ii=12 x In nut keeper kit | Lista Papel 2020 SI | 0 | 0
3VA2110-6HN32-0AB0 |  | 3VA2110-6HN32-0AB0 | 1 | UN | 1 | 10 | C | D | EAR99 | N | 85362090 | 1 | 4042949024224 | 2.36 | KG | 714.56 | 714.56 | LP18 | LP18 | circuit breaker 3VA2 IEC frame 160 breaking capacity class H Icu=85kA @ 415V 3-pole, line protection ETU350, LSI, In=100A overload protection Ir=40A...100A short-circuit protection Isd=1.5...10 x Ir, Ii=12 x In nut keeper kit 2 auxiliary switches HP | - | 0 | 0
3VA2110-6HN32-0AC0 |  | 3VA2110-6HN32-0AC0 | 1 | UN | 1 | 10 | C | D | EAR99 | N | 85362090 | 1 | 4042949024866 | 2.34 | KG | 689.92 | 689.92 | LP18 | LP18 | circuit breaker 3VA2 IEC frame 160 breaking capacity class H Icu=85kA @ 415V 3-pole, line protection ETU350, LSI, In=100A overload protection Ir=40A...100A short-circuit protection Isd=1.5...10 x Ir, Ii=12 x In nut keeper kit 2 auxiliary switches HQ | - | 0 | 0
3VA2110-6HN32-0AD0 |  | 3VA2110-6HN32-0AD0 | 1 | UN | 1 | 10 | C | D | EAR99 | N | 85362090 | 1 | 4042949025504 | 2.37 | KG | 714.56 | 714.56 | LP18 | LP18 | circuit breaker 3VA2 IEC frame 160 breaking capacity class H Icu=85kA @ 415V 3-pole, line protection ETU350, LSI, In=100A overload protection Ir=40A...100A short-circuit protection Isd=1.5...10 x Ir, Ii=12 x In nut keeper kit 3 auxiliary switches HQ | - | 0 | 0
3VA2110-6HN32-0AE0 |  | 3VA2110-6HN32-0AE0 | 1 | UN | 1 | 10 | C | D | EAR99 | N | 85362090 | 1 | 4042949026143 | 2.4 | KG | 740.08 | 740.08 | LP18 | LP18 | circuit breaker 3VA2 IEC frame 160 breaking capacity class H Icu=85kA @ 415V 3-pole, line protection ETU350, LSI, In=100A overload protection Ir=40A...100A short-circuit protection Isd=1.5...10 x Ir, Ii=12 x In nut keeper kit 4 auxiliary switches HQ | - | 0 | 0
3VA2110-6HN32-0AF0 |  | 3VA2110-6HN32-0AF0 | 1 | UN | 1 | 10 | C | D | EAR99 | N | 85362090 | 1 | 4042949026785 | 2.34 | KG | 689.92 | 689.92 | LP18 | LP18 | circuit breaker 3VA2 IEC frame 160 breaking capacity class H Icu=85kA @ 415V 3-pole, line protection ETU350, LSI, In=100A overload protection Ir=40A...100A short-circuit protection Isd=1.5...10 x Ir, Ii=12 x In nut keeper kit 1 auxiliary switch HQ 1 trip alarm switch HQ | - | 0 | 0
3VA2110-6HN32-0AG0 |  | 3VA2110-6HN32-0AG0 | 1 | UN | 1 | 10 | C | D | EAR99 | N | 85362090 | 1 | 4042949027423 | 2.36 | KG | 714.56 | 714.56 | LP18 | LP18 | circuit breaker 3VA2 IEC frame 160 breaking capacity class H Icu=85kA @ 415V 3-pole, line protection ETU350, LSI, In=100A overload protection Ir=40A...100A short-circuit protection Isd=1.5...10 x Ir, Ii=12 x In nut keeper kit 1 auxiliary switch HP 1 trip alarm switch HP | - | 0 | 0
3VA2110-6HN32-0AH0 |  | 3VA2110-6HN32-0AH0 | 1 | UN | 1 | 10 | C | D | EAR99 | N | 85362090 | 1 | 4042949028062 | 2.37 | KG | 714.56 | 714.56 | LP18 | LP18 | circuit breaker 3VA2 IEC frame 160 breaking capacity class H Icu=85kA @ 415V 3-pole, line protection ETU350, LSI, In=100A overload protection Ir=40A...100A short-circuit protection Isd=1.5...10 x Ir, Ii=12 x In nut keeper kit 2 auxiliary switches HQ 1 trip alarm switch HQ | - | 0 | 0
3VA2110-6HN32-0AJ0 |  | 3VA2110-6HN32-0AJ0 | 1 | UN | 1 | 10 | C | D | EAR99 | N | 85362090 | 1 | 4042949028703 | 2.4 | KG | 750.64 | 750.64 | LP18 | LP18 | circuit breaker 3VA2 IEC frame 160 breaking capacity class H Icu=85kA @ 415V 3-pole, line protection ETU350, LSI, In=100A overload protection Ir=40A...100A short-circuit protection Isd=1.5...10 x Ir, Ii=12 x In nut keeper kit 2 auxiliary switches HP 1 trip alarm switch HP | - | 0 | 0
3VA2110-6HN32-0BA0 |  | 3VA2110-6HN32-0BA0 | 1 | UN | 1 | 10 | C | D | EAR99 | N | 85362090 | 1 | 4042949020387 | 2.4 | KG | 753.28 | 753.28 | LP18 | LP18 | circuit breaker 3VA2 IEC frame 160 breaking capacity class H Icu=85kA @ 415V 3-pole, line protection ETU350, LSI, In=100A overload protection Ir=40A...100A short-circuit protection Isd=1.5...10 x Ir, Ii=12 x In nut keeper kit undervoltage release (UVR) 24V DC | - | 0 | 0
3VA2110-6HN32-0BC0 |  | 3VA2110-6HN32-0BC0 | 1 | UN | 1 | 10 | C | D | EAR99 | N | 85362090 | 1 | 4042949029342 | 2.46 | KG | 802.56 | 802.56 | LP18 | LP18 | circuit breaker 3VA2 IEC frame 160 breaking capacity class H Icu=85kA @ 415V 3-pole, line protection ETU350, LSI, In=100A overload protection Ir=40A...100A short-circuit protection Isd=1.5...10 x Ir, Ii=12 x In nut keeper kit undervoltage release (UVR) 24V DC 2 auxiliary switches HQ | - | 0 | 0
3VA2110-6HN32-0BH0 |  | 3VA2110-6HN32-0BH0 | 1 | UN | 1 | 10 | C | D | EAR99 | N | 85362090 | 1 | 4042949033189 | 2.49 | KG | 826.32 | 826.32 | LP18 | LP18 | circuit breaker 3VA2 IEC frame 160 breaking capacity class H Icu=85kA @ 415V 3-pole, line protection ETU350, LSI, In=100A overload protection Ir=40A...100A short-circuit protection Isd=1.5...10 x Ir, Ii=12 x In nut keeper kit undervoltage release (UVR) 24V DC 2 auxiliary switches HQ 1 trip alarm switch HQ | - | 0 | 0
3VA2110-6HN32-0BL0 |  | 3VA2110-6HN32-0BL0 | 1 | UN | 1 | 10 | C | D | EAR99 | N | 85362090 | 1 | 4042949037026 | 2.52 | KG | 862.4 | 862.4 | LP18 | LP18 | circuit breaker 3VA2 IEC frame 160 breaking capacity class H Icu=85kA @ 415V 3-pole, line protection ETU350, LSI, In=100A overload protection Ir=40A...100A short-circuit protection Isd=1.5...10 x Ir, Ii=12 x In nut keeper kit undervoltage release (UVR) 24V DC 2 auxiliary switches HQ 1 trip alarm switch HQ 1 electrical alarm switch | - | 0 | 0
3VA2110-6HN32-0CA0 |  | 3VA2110-6HN32-0CA0 | 1 | UN | 1 | 10 | C | D | EAR99 | N | 85362090 | 1 | 4042949021025 | 2.4 | KG | 753.28 | 753.28 | LP18 | LP18 | circuit breaker 3VA2 IEC frame 160 breaking capacity class H Icu=85kA @ 415V 3-pole, line protection ETU350, LSI, In=100A overload protection Ir=40A...100A short-circuit protection Isd=1.5...10 x Ir, Ii=12 x In nut keeper kit undervoltage release (UVR) 120-127V AC 50/60Hz | - | 0 | 0
3VA2110-6HN32-0CC0 |  | 3VA2110-6HN32-0CC0 | 1 | UN | 1 | 10 | C | D | EAR99 | N | 85362090 | 1 | 4042949029984 | 2.46 | KG | 802.56 | 802.56 | LP18 | LP18 | circuit breaker 3VA2 IEC frame 160 breaking capacity class H Icu=85kA @ 415V 3-pole, line protection ETU350, LSI, In=100A overload protection Ir=40A...100A short-circuit protection Isd=1.5...10 x Ir, Ii=12 x In nut keeper kit undervoltage release (UVR) 120-127V AC 50/60Hz 2 auxiliary switches HQ | - | 0 | 0
3VA2110-6HN32-0CH0 |  | 3VA2110-6HN32-0CH0 | 1 | UN | 1 | 10 | C | D | EAR99 | N | 85362090 | 1 | 4042949033820 | 2.49 | KG | 826.32 | 826.32 | LP18 | LP18 | circuit breaker 3VA2 IEC frame 160 breaking capacity class H Icu=85kA @ 415V 3-pole, line protection ETU350, LSI, In=100A overload protection Ir=40A...100A short-circuit protection Isd=1.5...10 x Ir, Ii=12 x In nut keeper kit undervoltage release (UVR) 120-127V AC 50/60Hz 2 auxiliary switches HQ 1 trip alarm switch HQ | - | 0 | 0
3VA2110-6HN32-0CL0 |  | 3VA2110-6HN32-0CL0 | 1 | UN | 1 | 10 | C | D | EAR99 | N | 85362090 | 1 | 4042949037668 | 2.52 | KG | 862.4 | 862.4 | LP18 | LP18 | circuit breaker 3VA2 IEC frame 160 breaking capacity class H Icu=85kA @ 415V 3-pole, line protection ETU350, LSI, In=100A overload protection Ir=40A...100A short-circuit protection Isd=1.5...10 x Ir, Ii=12 x In nut keeper kit undervoltage release (UVR) 120-127V AC 50/60Hz 2 auxiliary switches HQ 1 trip alarm switch HQ 1 electrical alarm switch | - | 0 | 0
3VA2110-6HN32-0DA0 |  | 3VA2110-6HN32-0DA0 | 1 | UN | 1 | 10 | C | D | EAR99 | N | 85362090 | 1 | 4042949021667 | 2.4 | KG | 753.28 | 753.28 | LP18 | LP18 | circuit breaker 3VA2 IEC frame 160 breaking capacity class H Icu=85kA @ 415V 3-pole, line protection ETU350, LSI, In=100A overload protection Ir=40A...100A short-circuit protection Isd=1.5...10 x Ir, Ii=12 x In nut keeper kit undervoltage release (UVR) 208-230V AC 50/60Hz | - | 0 | 0
3VA2110-6HN32-0DC0 |  | 3VA2110-6HN32-0DC0 | 1 | UN | 1 | 10 | C | D | EAR99 | N | 85362090 | 1 | 4042949030621 | 2.46 | KG | 802.56 | 802.56 | LP18 | LP18 | circuit breaker 3VA2 IEC frame 160 breaking capacity class H Icu=85kA @ 415V 3-pole, line protection ETU350, LSI, In=100A overload protection Ir=40A...100A short-circuit protection Isd=1.5...10 x Ir, Ii=12 x In nut keeper kit undervoltage release (UVR) 208-230V AC 50/60Hz 2 auxiliary switches HQ | - | 0 | 0
3VA2110-6HN32-0DH0 |  | 3VA2110-6HN32-0DH0 | 1 | UN | 1 | 10 | C | D | EAR99 | N | 85362090 | 1 | 4042949034469 | 2.49 | KG | 826.32 | 826.32 | LP18 | LP18 | circuit breaker 3VA2 IEC frame 160 breaking capacity class H Icu=85kA @ 415V 3-pole, line protection ETU350, LSI, In=100A overload protection Ir=40A...100A short-circuit protection Isd=1.5...10 x Ir, Ii=12 x In nut keeper kit undervoltage release (UVR) 208-230V AC 50/60Hz 2 auxiliary switches HQ 1 trip alarm switch HQ | - | 0 | 0
3VA2110-6HN32-0DL0 |  | 3VA2110-6HN32-0DL0 | 1 | UN | 1 | 10 | C | D | EAR99 | N | 85362090 | 1 | 4042949038306 | 2.52 | KG | 862.4 | 862.4 | LP18 | LP18 | circuit breaker 3VA2 IEC frame 160 breaking capacity class H Icu=85kA @ 415V 3-pole, line protection ETU350, LSI, In=100A overload protection Ir=40A...100A short-circuit protection Isd=1.5...10 x Ir, Ii=12 x In nut keeper kit undervoltage release (UVR) 208-230V AC 50/60Hz 2 auxiliary switches HQ 1 trip alarm switch HQ 1 electrical alarm switch | - | 0 | 0
3VA2110-6HN32-0HA0 |  | 3VA2110-6HN32-0HA0 | 1 | UN | 1 | 10 | C | D | EAR99 | N | 85362090 | 1 | 4042949022305 | 2.37 | KG | 727.76 | 727.76 | LP18 | LP18 | circuit breaker 3VA2 IEC frame 160 breaking capacity class H Icu=85kA @ 415V 3-pole, line protection ETU350, LSI, In=100A overload protection Ir=40A...100A short-circuit protection Isd=1.5...10 x Ir, Ii=12 x In nut keeper kit shunt trip (STL) 12-30V DC, 24V AC 50/60Hz | - | 0 | 0
3VA2110-6HN32-0HC0 |  | 3VA2110-6HN32-0HC0 | 1 | UN | 1 | 10 | C | D | EAR99 | N | 85362090 | 1 | 4042949031260 | 2.43 | KG | 777.04 | 777.04 | LP18 | LP18 | circuit breaker 3VA2 IEC frame 160 breaking capacity class H Icu=85kA @ 415V 3-pole, line protection ETU350, LSI, In=100A overload protection Ir=40A...100A short-circuit protection Isd=1.5...10 x Ir, Ii=12 x In nut keeper kit shunt trip (STL) 12-30V DC, 24V AC 50/60Hz 2 auxiliary switches HQ | - | 0 | 0
3VA2110-6HN32-0HH0 |  | 3VA2110-6HN32-0HH0 | 1 | UN | 1 | 10 | C | D | EAR99 | N | 85362090 | 1 | 4042949035107 | 2.46 | KG | 801.68 | 801.68 | LP18 | LP18 | circuit breaker 3VA2 IEC frame 160 breaking capacity class H Icu=85kA @ 415V 3-pole, line protection ETU350, LSI, In=100A overload protection Ir=40A...100A short-circuit protection Isd=1.5...10 x Ir, Ii=12 x In nut keeper kit shunt trip (STL) 12-30V DC, 24V AC 50/60Hz 2 auxiliary switches HQ 1 trip alarm switch HQ | - | 0 | 0
3VA2110-6HN32-0HL0 |  | 3VA2110-6HN32-0HL0 | 1 | UN | 1 | 10 | C | D | EAR99 | N | 85362090 | 1 | 4042949038948 | 2.49 | KG | 836.88 | 836.88 | LP18 | LP18 | circuit breaker 3VA2 IEC frame 160 breaking capacity class H Icu=85kA @ 415V 3-pole, line protection ETU350, LSI, In=100A overload protection Ir=40A...100A short-circuit protection Isd=1.5...10 x Ir, Ii=12 x In nut keeper kit shunt trip (STL) 12-30V DC, 24V AC 50/60Hz 2 auxiliary switches HQ 1 trip alarm switch HQ 1 electrical alarm switch | - | 0 | 0
3VA2110-6HN32-0JA0 |  | 3VA2110-6HN32-0JA0 | 1 | UN | 1 | 10 | C | D | EAR99 | N | 85362090 | 1 | 4042949022947 | 2.37 | KG | 727.76 | 727.76 | LP18 | LP18 | circuit breaker 3VA2 IEC frame 160 breaking capacity class H Icu=85kA @ 415V 3-pole, line protection ETU350, LSI, In=100A overload protection Ir=40A...100A short-circuit protection Isd=1.5...10 x Ir, Ii=12 x In nut keeper kit shunt trip (STL) 110-127V DC, AC 50/60Hz | - | 0 | 0
3VA2110-6HN32-0JC0 |  | 3VA2110-6HN32-0JC0 | 1 | UN | 1 | 10 | C | D | EAR99 | N | 85362090 | 1 | 4042949031901 | 2.43 | KG | 777.04 | 777.04 | LP18 | LP18 | circuit breaker 3VA2 IEC frame 160 breaking capacity class H Icu=85kA @ 415V 3-pole, line protection ETU350, LSI, In=100A overload protection Ir=40A...100A short-circuit protection Isd=1.5...10 x Ir, Ii=12 x In nut keeper kit shunt trip (STL) 110-127V DC, AC 50/60Hz 2 auxiliary switches HQ | - | 0 | 0
3VA2110-6HN32-0JH0 |  | 3VA2110-6HN32-0JH0 | 1 | UN | 1 | 10 | C | D | EAR99 | N | 85362090 | 1 | 4042949035749 | 2.46 | KG | 801.68 | 801.68 | LP18 | LP18 | circuit breaker 3VA2 IEC frame 160 breaking capacity class H Icu=85kA @ 415V 3-pole, line protection ETU350, LSI, In=100A overload protection Ir=40A...100A short-circuit protection Isd=1.5...10 x Ir, Ii=12 x In nut keeper kit shunt trip (STL) 110-127V DC, AC 50/60Hz 2 auxiliary switches HQ 1 trip alarm switch HQ | - | 0 | 0
3VA2110-6HN32-0JL0 |  | 3VA2110-6HN32-0JL0 | 1 | UN | 1 | 10 | C | D | EAR99 | N | 85362090 | 1 | 4042949039587 | 2.49 | KG | 836.88 | 836.88 | LP18 | LP18 | circuit breaker 3VA2 IEC frame 160 breaking capacity class H Icu=85kA @ 415V 3-pole, line protection ETU350, LSI, In=100A overload protection Ir=40A...100A short-circuit protection Isd=1.5...10 x Ir, Ii=12 x In nut keeper kit shunt trip (STL) 110-127V DC, AC 50/60Hz 2 auxiliary switches HQ 1 trip alarm switch HQ 1 electrical alarm switch | - | 0 | 0
3VA2110-6HN32-0KA0 |  | 3VA2110-6HN32-0KA0 | 1 | UN | 1 | 10 | C | D | EAR99 | N | 85362090 | 1 | 4042949023586 | 2.37 | KG | 727.76 | 727.76 | LP18 | LP18 | circuit breaker 3VA2 IEC frame 160 breaking capacity class H Icu=85kA @ 415V 3-pole, line protection ETU350, LSI, In=100A overload protection Ir=40A...100A short-circuit protection Isd=1.5...10 x Ir, Ii=12 x In nut keeper kit shunt trip (STL) 220-250V DC, 208-277V AC | - | 0 | 0
3VA2110-6HN32-0KC0 |  | 3VA2110-6HN32-0KC0 | 1 | UN | 1 | 10 | C | D | EAR99 | N | 85362090 | 1 | 4042949032540 | 2.43 | KG | 777.04 | 777.04 | LP18 | LP18 | circuit breaker 3VA2 IEC frame 160 breaking capacity class H Icu=85kA @ 415V 3-pole, line protection ETU350, LSI, In=100A overload protection Ir=40A...100A short-circuit protection Isd=1.5...10 x Ir, Ii=12 x In nut keeper kit shunt trip (STL) 220-250V DC, 208-277V AC 2 auxiliary switches HQ | - | 0 | 0
3VA2110-6HN32-0KH0 |  | 3VA2110-6HN32-0KH0 | 1 | UN | 1 | 10 | C | D | EAR99 | N | 85362090 | 1 | 4042949036388 | 2.46 | KG | 801.68 | 801.68 | LP18 | LP18 | circuit breaker 3VA2 IEC frame 160 breaking capacity class H Icu=85kA @ 415V 3-pole, line protection ETU350, LSI, In=100A overload protection Ir=40A...100A short-circuit protection Isd=1.5...10 x Ir, Ii=12 x In nut keeper kit shunt trip (STL) 220-250V DC, 208-277V AC 2 auxiliary switches HQ 1 trip alarm switch HQ | - | 0 | 0
3VA2110-6HN32-0KL0 |  | 3VA2110-6HN32-0KL0 | 1 | UN | 1 | 10 | C | D | EAR99 | N | 85362090 | 1 | 4042949040224 | 2.49 | KG | 836.88 | 836.88 | LP18 | LP18 | circuit breaker 3VA2 IEC frame 160 breaking capacity class H Icu=85kA @ 415V 3-pole, line protection ETU350, LSI, In=100A overload protection Ir=40A...100A short-circuit protection Isd=1.5...10 x Ir, Ii=12 x In nut keeper kit shunt trip (STL) 220-250V DC, 208-277V AC 2 auxiliary switches HQ 1 trip alarm switch HQ 1 electrical alarm switch | - | 0 | 0
3VA2110-6HN36-0AA0 |  | 3VA2110-6HN36-0AA0 | 1 | UN | 1 | 5 | B | D | EAR99 | N | 85362090 | 1 | 4042948819265 | 2.262 | KG | 642.6 | 624.8 | LP18 | LP18 | circuit breaker 3VA2 IEC frame 160 breaking capacity class H Icu=85kA @ 415V 3-pole, line protection ETU350, LSI, In=100A overload protection Ir=40A...100A short-circuit protection Isd=1.5...10 x Ir, Ii=12 x In clamp connection | Lista Papel 2020 SI | 0 | 0
3VA2110-6HN36-0AB0 |  | 3VA2110-6HN36-0AB0 | 1 | UN | 1 | 10 | C | D | EAR99 | N | 85362090 | 1 | 4042949024217 | 2.51 | KG | 739.2 | 739.2 | LP18 | LP18 | circuit breaker 3VA2 IEC frame 160 breaking capacity class H Icu=85kA @ 415V 3-pole, line protection ETU350, LSI, In=100A overload protection Ir=40A...100A short-circuit protection Isd=1.5...10 x Ir, Ii=12 x In clamp connection 2 auxiliary switches HP | - | 0 | 0
3VA2110-6HN36-0AC0 |  | 3VA2110-6HN36-0AC0 | 1 | UN | 1 | 10 | C | D | EAR99 | N | 85362090 | 1 | 4042949024859 | 2.49 | KG | 713.68 | 713.68 | LP18 | LP18 | circuit breaker 3VA2 IEC frame 160 breaking capacity class H Icu=85kA @ 415V 3-pole, line protection ETU350, LSI, In=100A overload protection Ir=40A...100A short-circuit protection Isd=1.5...10 x Ir, Ii=12 x In clamp connection 2 auxiliary switches HQ | - | 0 | 0
3VA2110-6HN36-0AD0 |  | 3VA2110-6HN36-0AD0 | 1 | UN | 1 | 10 | C | D | EAR99 | N | 85362090 | 1 | 4042949025498 | 2.52 | KG | 739.2 | 739.2 | LP18 | LP18 | circuit breaker 3VA2 IEC frame 160 breaking capacity class H Icu=85kA @ 415V 3-pole, line protection ETU350, LSI, In=100A overload protection Ir=40A...100A short-circuit protection Isd=1.5...10 x Ir, Ii=12 x In clamp connection 3 auxiliary switches HQ | - | 0 | 0
3VA2110-6HN36-0AE0 |  | 3VA2110-6HN36-0AE0 | 1 | UN | 1 | 10 | C | D | EAR99 | N | 85362090 | 1 | 4042949026136 | 2.55 | KG | 762.08 | 762.08 | LP18 | LP18 | circuit breaker 3VA2 IEC frame 160 breaking capacity class H Icu=85kA @ 415V 3-pole, line protection ETU350, LSI, In=100A overload protection Ir=40A...100A short-circuit protection Isd=1.5...10 x Ir, Ii=12 x In clamp connection 4 auxiliary switches HQ | - | 0 | 0
3VA2110-6HN36-0AF0 |  | 3VA2110-6HN36-0AF0 | 1 | UN | 1 | 10 | C | D | EAR99 | N | 85362090 | 1 | 4042949026778 | 2.49 | KG | 713.68 | 713.68 | LP18 | LP18 | circuit breaker 3VA2 IEC frame 160 breaking capacity class H Icu=85kA @ 415V 3-pole, line protection ETU350, LSI, In=100A overload protection Ir=40A...100A short-circuit protection Isd=1.5...10 x Ir, Ii=12 x In clamp connection 1 auxiliary switch HQ 1 trip alarm switch HQ | - | 0 | 0
3VA2110-6HN36-0AG0 |  | 3VA2110-6HN36-0AG0 | 1 | UN | 1 | 10 | C | D | EAR99 | N | 85362090 | 1 | 4042949027416 | 2.51 | KG | 739.2 | 739.2 | LP18 | LP18 | circuit breaker 3VA2 IEC frame 160 breaking capacity class H Icu=85kA @ 415V 3-pole, line protection ETU350, LSI, In=100A overload protection Ir=40A...100A short-circuit protection Isd=1.5...10 x Ir, Ii=12 x In clamp connection 1 auxiliary switch HP 1 trip alarm switch HP | - | 0 | 0
3VA2110-6HN36-0AH0 |  | 3VA2110-6HN36-0AH0 | 1 | UN | 1 | 10 | C | D | EAR99 | N | 85362090 | 1 | 4042949028055 | 2.52 | KG | 739.2 | 739.2 | LP18 | LP18 | circuit breaker 3VA2 IEC frame 160 breaking capacity class H Icu=85kA @ 415V 3-pole, line protection ETU350, LSI, In=100A overload protection Ir=40A...100A short-circuit protection Isd=1.5...10 x Ir, Ii=12 x In clamp connection 2 auxiliary switches HQ 1 trip alarm switch HQ | - | 0 | 0
3VA2110-6HN36-0AJ0 |  | 3VA2110-6HN36-0AJ0 | 1 | UN | 1 | 10 | C | D | EAR99 | N | 85362090 | 1 | 4042949028697 | 2.55 | KG | 774.4 | 774.4 | LP18 | LP18 | circuit breaker 3VA2 IEC frame 160 breaking capacity class H Icu=85kA @ 415V 3-pole, line protection ETU350, LSI, In=100A overload protection Ir=40A...100A short-circuit protection Isd=1.5...10 x Ir, Ii=12 x In clamp connection 2 auxiliary switches HP 1 trip alarm switch HP | - | 0 | 0
3VA2110-6HN36-0BA0 |  | 3VA2110-6HN36-0BA0 | 1 | UN | 1 | 10 | C | D | EAR99 | N | 85362090 | 1 | 4042949020370 | 2.55 | KG | 777.92 | 777.92 | LP18 | LP18 | circuit breaker 3VA2 IEC frame 160 breaking capacity class H Icu=85kA @ 415V 3-pole, line protection ETU350, LSI, In=100A overload protection Ir=40A...100A short-circuit protection Isd=1.5...10 x Ir, Ii=12 x In clamp connection undervoltage release (UVR) 24V DC | - | 0 | 0
3VA2110-6HN36-0BC0 |  | 3VA2110-6HN36-0BC0 | 1 | UN | 1 | 10 | C | D | EAR99 | N | 85362090 | 1 | 4042949029335 | 2.61 | KG | 825.44 | 825.44 | LP18 | LP18 | circuit breaker 3VA2 IEC frame 160 breaking capacity class H Icu=85kA @ 415V 3-pole, line protection ETU350, LSI, In=100A overload protection Ir=40A...100A short-circuit protection Isd=1.5...10 x Ir, Ii=12 x In clamp connection undervoltage release (UVR) 24V DC 2 auxiliary switches HQ | - | 0 | 0
3VA2110-6HN36-0BH0 |  | 3VA2110-6HN36-0BH0 | 1 | UN | 1 | 10 | C | D | EAR99 | N | 85362090 | 1 | 4042949033172 | 2.64 | KG | 850.08 | 850.08 | LP18 | LP18 | circuit breaker 3VA2 IEC frame 160 breaking capacity class H Icu=85kA @ 415V 3-pole, line protection ETU350, LSI, In=100A overload protection Ir=40A...100A short-circuit protection Isd=1.5...10 x Ir, Ii=12 x In clamp connection undervoltage release (UVR) 24V DC 2 auxiliary switches HQ 1 trip alarm switch HQ | - | 0 | 0
3VA2110-6HN36-0BL0 |  | 3VA2110-6HN36-0BL0 | 1 | UN | 1 | 10 | C | D | EAR99 | N | 85362090 | 1 | 4042949037019 | 2.67 | KG | 888.8 | 888.8 | LP18 | LP18 | circuit breaker 3VA2 IEC frame 160 breaking capacity class H Icu=85kA @ 415V 3-pole, line protection ETU350, LSI, In=100A overload protection Ir=40A...100A short-circuit protection Isd=1.5...10 x Ir, Ii=12 x In clamp connection undervoltage release (UVR) 24V DC 2 auxiliary switches HQ 1 trip alarm switch HQ 1 electrical alarm switch | - | 0 | 0
3VA2110-6HN36-0CA0 |  | 3VA2110-6HN36-0CA0 | 1 | UN | 1 | 10 | C | D | EAR99 | N | 85362090 | 1 | 4042949021018 | 2.55 | KG | 777.92 | 777.92 | LP18 | LP18 | circuit breaker 3VA2 IEC frame 160 breaking capacity class H Icu=85kA @ 415V 3-pole, line protection ETU350, LSI, In=100A overload protection Ir=40A...100A short-circuit protection Isd=1.5...10 x Ir, Ii=12 x In clamp connection undervoltage release (UVR) 120-127V AC 50/60Hz | - | 0 | 0
3VA2110-6HN36-0CC0 |  | 3VA2110-6HN36-0CC0 | 1 | UN | 1 | 10 | C | D | EAR99 | N | 85362090 | 1 | 4042949029977 | 2.61 | KG | 825.44 | 825.44 | LP18 | LP18 | circuit breaker 3VA2 IEC frame 160 breaking capacity class H Icu=85kA @ 415V 3-pole, line protection ETU350, LSI, In=100A overload protection Ir=40A...100A short-circuit protection Isd=1.5...10 x Ir, Ii=12 x In clamp connection undervoltage release (UVR) 120-127V AC 50/60Hz 2 auxiliary switches HQ | - | 0 | 0
3VA2110-6HN36-0CH0 |  | 3VA2110-6HN36-0CH0 | 1 | UN | 1 | 10 | C | D | EAR99 | N | 85362090 | 1 | 4042949033813 | 2.64 | KG | 850.08 | 850.08 | LP18 | LP18 | circuit breaker 3VA2 IEC frame 160 breaking capacity class H Icu=85kA @ 415V 3-pole, line protection ETU350, LSI, In=100A overload protection Ir=40A...100A short-circuit protection Isd=1.5...10 x Ir, Ii=12 x In clamp connection undervoltage release (UVR) 120-127V AC 50/60Hz 2 auxiliary switches HQ 1 trip alarm switch HQ | - | 0 | 0
3VA2110-6HN36-0CL0 |  | 3VA2110-6HN36-0CL0 | 1 | UN | 1 | 10 | C | D | EAR99 | N | 85362090 | 1 | 4042949037651 | 2.67 | KG | 888.8 | 888.8 | LP18 | LP18 | circuit breaker 3VA2 IEC frame 160 breaking capacity class H Icu=85kA @ 415V 3-pole, line protection ETU350, LSI, In=100A overload protection Ir=40A...100A short-circuit protection Isd=1.5...10 x Ir, Ii=12 x In clamp connection undervoltage release (UVR) 120-127V AC 50/60Hz 2 auxiliary switches HQ 1 trip alarm switch HQ 1 electrical alarm switch | - | 0 | 0
3VA2110-6HN36-0DA0 |  | 3VA2110-6HN36-0DA0 | 1 | UN | 1 | 10 | C | D | EAR99 | N | 85362090 | 1 | 4042949021650 | 2.55 | KG | 777.92 | 777.92 | LP18 | LP18 | circuit breaker 3VA2 IEC frame 160 breaking capacity class H Icu=85kA @ 415V 3-pole, line protection ETU350, LSI, In=100A overload protection Ir=40A...100A short-circuit protection Isd=1.5...10 x Ir, Ii=12 x In clamp connection undervoltage release (UVR) 208-230V AC 50/60Hz | - | 0 | 0
3VA2110-6HN36-0DC0 |  | 3VA2110-6HN36-0DC0 | 1 | UN | 1 | 10 | C | D | EAR99 | N | 85362090 | 1 | 4042949030614 | 2.61 | KG | 825.44 | 825.44 | LP18 | LP18 | circuit breaker 3VA2 IEC frame 160 breaking capacity class H Icu=85kA @ 415V 3-pole, line protection ETU350, LSI, In=100A overload protection Ir=40A...100A short-circuit protection Isd=1.5...10 x Ir, Ii=12 x In clamp connection undervoltage release (UVR) 208-230V AC 50/60Hz 2 auxiliary switches HQ | - | 0 | 0
3VA2110-6HN36-0DH0 |  | 3VA2110-6HN36-0DH0 | 1 | UN | 1 | 10 | C | D | EAR99 | N | 85362090 | 1 | 4042949034452 | 2.64 | KG | 850.08 | 850.08 | LP18 | LP18 | circuit breaker 3VA2 IEC frame 160 breaking capacity class H Icu=85kA @ 415V 3-pole, line protection ETU350, LSI, In=100A overload protection Ir=40A...100A short-circuit protection Isd=1.5...10 x Ir, Ii=12 x In clamp connection undervoltage release (UVR) 208-230V AC 50/60Hz 2 auxiliary switches HQ 1 trip alarm switch HQ | - | 0 | 0
3VA2110-6HN36-0DL0 |  | 3VA2110-6HN36-0DL0 | 1 | UN | 1 | 10 | C | D | EAR99 | N | 85362090 | 1 | 4042949038290 | 2.67 | KG | 888.8 | 888.8 | LP18 | LP18 | circuit breaker 3VA2 IEC frame 160 breaking capacity class H Icu=85kA @ 415V 3-pole, line protection ETU350, LSI, In=100A overload protection Ir=40A...100A short-circuit protection Isd=1.5...10 x Ir, Ii=12 x In clamp connection undervoltage release (UVR) 208-230V AC 50/60Hz 2 auxiliary switches HQ 1 trip alarm switch HQ 1 electrical alarm switch | - | 0 | 0
3VA2110-6HN36-0HA0 |  | 3VA2110-6HN36-0HA0 | 1 | UN | 1 | 10 | C | D | EAR99 | N | 85362090 | 1 | 4042949022299 | 2.52 | KG | 751.52 | 751.52 | LP18 | LP18 | circuit breaker 3VA2 IEC frame 160 breaking capacity class H Icu=85kA @ 415V 3-pole, line protection ETU350, LSI, In=100A overload protection Ir=40A...100A short-circuit protection Isd=1.5...10 x Ir, Ii=12 x In clamp connection shunt trip (STL) 12-30V DC, 24V AC 50/60Hz | - | 0 | 0
3VA2110-6HN36-0HC0 |  | 3VA2110-6HN36-0HC0 | 1 | UN | 1 | 10 | C | D | EAR99 | N | 85362090 | 1 | 4042949031253 | 2.58 | KG | 800.8 | 800.8 | LP18 | LP18 | circuit breaker 3VA2 IEC frame 160 breaking capacity class H Icu=85kA @ 415V 3-pole, line protection ETU350, LSI, In=100A overload protection Ir=40A...100A short-circuit protection Isd=1.5...10 x Ir, Ii=12 x In clamp connection shunt trip (STL) 12-30V DC, 24V AC 50/60Hz 2 auxiliary switches HQ | - | 0 | 0
3VA2110-6HN36-0HH0 |  | 3VA2110-6HN36-0HH0 | 1 | UN | 1 | 10 | C | D | EAR99 | N | 85362090 | 1 | 4042949035091 | 2.61 | KG | 824.56 | 824.56 | LP18 | LP18 | circuit breaker 3VA2 IEC frame 160 breaking capacity class H Icu=85kA @ 415V 3-pole, line protection ETU350, LSI, In=100A overload protection Ir=40A...100A short-circuit protection Isd=1.5...10 x Ir, Ii=12 x In clamp connection shunt trip (STL) 12-30V DC, 24V AC 50/60Hz 2 auxiliary switches HQ 1 trip alarm switch HQ | - | 0 | 0
3VA2110-6HN36-0HL0 |  | 3VA2110-6HN36-0HL0 | 1 | UN | 1 | 10 | C | D | EAR99 | N | 85362090 | 1 | 4042949038931 | 2.64 | KG | 860.64 | 860.64 | LP18 | LP18 | circuit breaker 3VA2 IEC frame 160 breaking capacity class H Icu=85kA @ 415V 3-pole, line protection ETU350, LSI, In=100A Ir=40A...100A short-circuit protection Isd=1.5...10 x Ir, Ii=12 x In clamp connection shunt trip (STL) 12-30V DC, 24V AC 50/60Hz 2 auxiliary switches HQ 1 trip alarm switch HQ 1 electrical alarm switch | - | 0 | 0
3VA2110-6HN36-0JA0 |  | 3VA2110-6HN36-0JA0 | 1 | UN | 1 | 10 | C | D | EAR99 | N | 85362090 | 1 | 4042949022930 | 2.52 | KG | 751.52 | 751.52 | LP18 | LP18 | circuit breaker 3VA2 IEC frame 160 breaking capacity class H Icu=85kA @ 415V 3-pole, line protection ETU350, LSI, In=100A overload protection Ir=40A...100A short-circuit protection Isd=1.5...10 x Ir, Ii=12 x In clamp connection shunt trip (STL) 110-127V DC, AC 50/60Hz | - | 0 | 0
3VA2110-6HN36-0JC0 |  | 3VA2110-6HN36-0JC0 | 1 | UN | 1 | 10 | C | D | EAR99 | N | 85362090 | 1 | 4042949031895 | 2.58 | KG | 800.8 | 800.8 | LP18 | LP18 | circuit breaker 3VA2 IEC frame 160 breaking capacity class H Icu=85kA @ 415V 3-pole, line protection ETU350, LSI, In=100A overload protection Ir=40A...100A short-circuit protection Isd=1.5...10 x Ir, Ii=12 x In clamp connection 110-127V DC, AC 50/60Hz 2 auxiliary switches HQ | - | 0 | 0
3VA2110-6HN36-0JH0 |  | 3VA2110-6HN36-0JH0 | 1 | UN | 1 | 10 | C | D | EAR99 | N | 85362090 | 1 | 4042949035732 | 2.61 | KG | 824.56 | 824.56 | LP18 | LP18 | circuit breaker 3VA2 IEC frame 160 breaking capacity class H Icu=85kA @ 415V 3-pole, line protection ETU350, LSI, In=100A overload protection Ir=40A...100A short-circuit protection Isd=1.5...10 x Ir, Ii=12 x In clamp connection shunt trip (STL) 110-127V DC, AC 50/60Hz 2 auxiliary switches HQ 1 trip alarm switch HQ | - | 0 | 0
3VA2110-6HN36-0JL0 |  | 3VA2110-6HN36-0JL0 | 1 | UN | 1 | 10 | C | D | EAR99 | N | 85362090 | 1 | 4042949039570 | 2.64 | KG | 860.64 | 860.64 | LP18 | LP18 | circuit breaker 3VA2 IEC frame 160 breaking capacity class H Icu=85kA @ 415V 3-pole, line protection ETU350, LSI, In=100A overload protection Ir=40A...100A short-circuit protection Isd=1.5...10 x Ir, Ii=12 x In clamp connection shunt trip (STL) 110-127V DC, AC 50/60Hz 2 auxiliary switches HQ 1 trip alarm switch HQ 1 electrical alarm switch | - | 0 | 0
3VA2110-6HN36-0KA0 |  | 3VA2110-6HN36-0KA0 | 1 | UN | 1 | 10 | C | D | EAR99 | N | 85362090 | 1 | 4042949023579 | 2.52 | KG | 751.52 | 751.52 | LP18 | LP18 | circuit breaker 3VA2 IEC frame 160 breaking capacity class H Icu=85kA @ 415V 3-pole, line protection ETU350, LSI, In=100A overload protection Ir=40A...100A short-circuit protection Isd=1.5...10 x Ir, Ii=12 x In clamp connection shunt trip (STL) 220-250V DC, 208-277V AC | - | 0 | 0
3VA2110-6HN36-0KC0 |  | 3VA2110-6HN36-0KC0 | 1 | UN | 1 | 10 | C | D | EAR99 | N | 85362090 | 1 | 4042949032533 | 2.58 | KG | 800.8 | 800.8 | LP18 | LP18 | circuit breaker 3VA2 IEC frame 160 breaking capacity class H Icu=85kA @ 415V 3-pole, line protection ETU350, LSI, In=100A overload protection Ir=40A...100A short-circuit protection Isd=1.5...10 x Ir, Ii=12 x In clamp connection shunt trip (STL) 220-250V DC, 208-277V AC 2 auxiliary switches HQ | - | 0 | 0
3VA2110-6HN36-0KH0 |  | 3VA2110-6HN36-0KH0 | 1 | UN | 1 | 10 | C | D | EAR99 | N | 85362090 | 1 | 4042949036371 | 2.61 | KG | 824.56 | 824.56 | LP18 | LP18 | circuit breaker 3VA2 IEC frame 160 breaking capacity class H Icu=85kA @ 415V 3-pole, line protection ETU350, LSI, In=100A overload protection Ir=40A...100A short-circuit protection Isd=1.5...10 x Ir, Ii=12 x In clamp connection shunt trip (STL) 220-250V DC, 208-277V AC 2 auxiliary switches HQ 1 trip alarm switch HQ | - | 0 | 0
3VA2110-6HN36-0KL0 |  | 3VA2110-6HN36-0KL0 | 1 | UN | 1 | 10 | C | D | EAR99 | N | 85362090 | 1 | 4042949040217 | 2.64 | KG | 860.64 | 860.64 | LP18 | LP18 | circuit breaker 3VA2 IEC frame 160 breaking capacity class H Icu=85kA @ 415V 3-pole, line protection ETU350, LSI, In=100A overload protection Ir=40A...100A short-circuit protection Isd=1.5...10 x Ir, Ii=12 x In clamp connection shunt trip (STL) 220-250V DC, 208-277V AC 2 auxiliary switches HQ 1 trip alarm switch HQ 1 electrical alarm switch | - | 0 | 0
3VA2110-6HN42-0AA0 |  | 3VA2110-6HN42-0AA0 | 1 | UN | 1 | 5 | B | D | EAR99 | N | 85362090 | 1 | 4042948814208 | 3.2 | KG | 775.2 | 753.1 | LP18 | LP18 | circuit breaker 3VA2 IEC frame 160 breaking capacity class H Icu=85kA @ 415V 4-pole, line protection ETU350, LSI, In=100A overload protection Ir=40A...100A short-circuit protection Isd=1.5...10 x Ir, Ii=12 x In N conductor protection adjustable (OFF, 50%, 100%) nut keeper kit | Lista Papel 2020 SI | 0 | 0
3VA2110-6HN46-0AA0 |  | 3VA2110-6HN46-0AA0 | 1 | UN | 1 | 5 | B | D | EAR99 | N | 85362090 | 1 | 4042948819548 | 3.2 | KG | 806.7 | 783.7 | LP18 | LP18 | circuit breaker 3VA2 IEC frame 160 breaking capacity class H Icu=85kA @ 415V 4-pole, line protection ETU350, LSI, In=100A overload protection Ir=40A...100A short-circuit protection Isd=1.5...10 x Ir, Ii=12 x In N conductor protection adjustable (OFF, 50%, 100%) clamp connection | Lista Papel 2020 SI | 0 | 0
3VA2110-6JP32-0AA0 |  | 3VA2110-6JP32-0AA0 | 1 | UN | 1 | 5 | B | D | EAR99 | N | 85362090 | 1 | 4042948813942 | 2.147 | KG | 1028.5 | 1003 | LP18 | LP18 | circuit breaker 3VA2 IEC frame 160 breaking capacity class H Icu=85kA @ 415V 3-pole, line protection ETU550, LSI, In=100A overload protection Ir=40A...100A short-circuit protection Isd=0.6..10x In, Ii=1.5..12x In N conductor protection optionally with external current transformer, up to 160% nut keeper kit | Lista Papel 2020 SI | 0 | 0
3VA2110-6JP36-0AA0 |  | 3VA2110-6JP36-0AA0 | 1 | UN | 1 | 5 | B | D | EAR99 | N | 85362090 | 1 | 4042948819289 | 2.5 | KG | 1045.5 | 1020 | LP18 | LP18 | circuit breaker 3VA2 IEC frame 160 breaking capacity class H Icu=85kA @ 415V 3-pole, line protection ETU550, LSI, In=100A overload protection Ir=40A...100A short-circuit protection Isd=0.6..10x In, Ii=1.5..12x In N conductor protection optionally with external current transformer, up to 160% clamp connection | Lista Papel 2020 SI | 0 | 0
3VA2110-6JP42-0AA0 |  | 3VA2110-6JP42-0AA0 | 1 | UN | 1 | 5 | B | D | EAR99 | N | 85362090 | 1 | 4042948814222 | 2.671 | KG | 1173 | 1139 | LP18 | LP18 | circuit breaker 3VA2 IEC frame 160 breaking capacity class H Icu=85kA @ 415V 4-pole, line protection ETU550, LSI, In=100A overload protection Ir=40A...100A short-circuit protection Isd=0.6..10x In, Ii=1.5..12x In N conductor protection adjustable (OFF, up to 160%) nut keeper kit | Lista Papel 2020 SI | 0 | 0
3VA2110-6JP46-0AA0 |  | 3VA2110-6JP46-0AA0 | 1 | UN | 1 | 5 | B | D | EAR99 | N | 85362090 | 1 | 4042948819562 | 3.2 | KG | 1215.5 | 1181.5 | LP18 | LP18 | circuit breaker 3VA2 IEC frame 160 breaking capacity class H Icu=85kA @ 415V 4-pole, line protection ETU550, LSI, In=100A overload protection Ir=40A...100A short-circuit protection Isd=0.6..10x In, Ii=1.5..12x In N conductor protection adjustable (OFF, up to 160%) clamp connection | Lista Papel 2020 SI | 0 | 0
3VA2110-6JQ32-0AA0 |  | 3VA2110-6JQ32-0AA0 | 1 | UN | 1 | 5 | B | D | EAR99 | N | 85362090 | 1 | 4042948813959 | 2.5 | KG | 1275 | 1241 | LP18 | LP18 | circuit breaker 3VA2 IEC frame 160 breaking capacity class H Icu=85kA @ 415V 3-pole, line protection ETU560, LSIG, In=100A overload protection Ir=40A...100A short-circuit protection Isd=0.6..10x In, Ii=1.5..12x In N conductor protection optionally with external current transformer, up to 160% gr.-fault prot., can be sw. off Ig=0.2...1 x In, tg=0.05-0.8s nut keeper kit | Lista Papel 2020 SI | 0 | 0
3VA2110-6JQ36-0AA0 |  | 3VA2110-6JQ36-0AA0 | 1 | UN | 1 | 5 | B | D | EAR99 | N | 85362090 | 1 | 4042948819296 | 2.5 | KG | 1292 | 1258 | LP18 | LP18 | circuit breaker 3VA2 IEC frame 160 breaking capacity class H Icu=85kA @ 415V 3-pole, line protection ETU560, LSIG, In=100A overload protection Ir=40A...100A short-circuit protection Isd=0.6..10x In, Ii=1.5..12x In N conductor protection optionally with external current transformer, up to 160% gr.-fault prot., can be sw. off Ig=0.2...1 x In, tg=0.05-0.8s clamp connection | Lista Papel 2020 SI | 0 | 0
3VA2110-6JQ42-0AA0 |  | 3VA2110-6JQ42-0AA0 | 1 | UN | 1 | 5 | B | D | EAR99 | N | 85362090 | 1 | 4042948814239 | 3.2 | KG | 1419.5 | 1377 | LP18 | LP18 | circuit breaker 3VA2 IEC frame 160 breaking capacity class H Icu=85kA @ 415V 4-pole, line protection ETU560, LSIG, In=100A overload protection Ir=40A...100A short-circuit protection Isd=0.6..10x In, Ii=1.5..12x In N conductor protection adjustable (OFF, up to 160%) gr.-fault prot., can be sw. off Ig=0.2...1 x In= tg=0.05-0.8s nut keeper kit | Lista Papel 2020 SI | 0 | 0
3VA2110-6JQ46-0AA0 |  | 3VA2110-6JQ46-0AA0 | 1 | UN | 1 | 5 | B | D | EAR99 | N | 85362090 | 1 | 4042948819579 | 3.2 | KG | 1453.5 | 1411 | LP18 | LP18 | circuit breaker 3VA2 IEC frame 160 breaking capacity class H Icu=85kA @ 415V 4-pole, line protection ETU560, LSIG, In=100A overload protection Ir=40A...100A short-circuit protection Isd=0.6..10x In, Ii=1.5..12x In N conductor protection adjustable (OFF, up to 160%) gr.-fault prot., can be sw. off Ig=0.2...1 x In= tg=0.05-0.8s clamp connection | Lista Papel 2020 SI | 0 | 0
3VA2110-6KP32-0AA0 |  | 3VA2110-6KP32-0AA0 | 1 | UN | 1 | 5 | B | D | EAR99 | N | 85362090 | 1 | 4042948813966 | 2.193 | KG | 1241 | 1207 | LP18 | LP18 | circuit breaker 3VA2 IEC frame 160 breaking capacity class H Icu=85kA @ 415V 3-pole, line protection ETU850, LSI, In=100A overload protection Ir=40A...100A short-circuit protection Isd=0.6..10x In, Ii=1.5..12x In N conductor protection optionally with external current transformer, up to 160% nut keeper kit | Lista Papel 2020 SI | 0 | 0
3VA2110-6KP36-0AA0 |  | 3VA2110-6KP36-0AA0 | 1 | UN | 1 | 5 | B | D | EAR99 | N | 85362090 | 1 | 4042948819302 | 2.5 | KG | 1258 | 1224 | LP18 | LP18 | circuit breaker 3VA2 IEC frame 160 breaking capacity class H Icu=85kA @ 415V 3-pole, line protection ETU850, LSI, In=100A overload protection Ir=40A...100A short-circuit protection Isd=0.6..10x In, Ii=1.5..12x In N conductor protection optionally with external current transformer, up to 160% clamp connection | Lista Papel 2020 SI | 0 | 0
3VA2110-6KP42-0AA0 |  | 3VA2110-6KP42-0AA0 | 1 | UN | 1 | 5 | B | D | EAR99 | N | 85362090 | 1 | 4042948814246 | 2.768 | KG | 1385.5 | 1343 | LP18 | LP18 | circuit breaker 3VA2 IEC frame 160 breaking capacity class H Icu=85kA @ 415V 4-pole, line protection ETU850, LSI, In=100A overload protection Ir=40A...100A short-circuit protection Isd=0.6..10x In, Ii=1.5..12x In N conductor protection adjustable (OFF, up to 160%) nut keeper kit | Lista Papel 2020 SI | 0 | 0
3VA2110-6KP46-0AA0 |  | 3VA2110-6KP46-0AA0 | 1 | UN | 1 | 5 | B | D | EAR99 | N | 85362090 | 1 | 4042948819586 | 3.2 | KG | 1411 | 1368.5 | LP18 | LP18 | circuit breaker 3VA2 IEC frame 160 breaking capacity class H Icu=85kA @ 415V 4-pole, line protection ETU850, LSI, In=100A overload protection Ir=40A...100A short-circuit protection Isd=0.6..10x In, Ii=1.5..12x In N conductor protection adjustable (OFF, up to 160%) clamp connection | Lista Papel 2020 SI | 0 | 0
3VA2110-6KQ32-0AA0 |  | 3VA2110-6KQ32-0AA0 | 1 | UN | 1 | 5 | B | D | EAR99 | N | 85362090 | 1 | 4042948813973 | 2.5 | KG | 1377 | 1334.5 | LP18 | LP18 | circuit breaker 3VA2 IEC frame 160 breaking capacity class H Icu=85kA @ 415V 3-pole, line protection ETU860, LSIG, In=100A overload protection Ir=40A...100A short-circuit protection Isd=0.6..10x In, Ii=1.5..12x In N conductor protection optionally with external current transformer, up to 160% gr.-fault prot., can be sw. off Ig=0.2...1 x In, tg=0.05-0.8s nut keeper kit | Lista Papel 2020 SI | 0 | 0
3VA2110-6KQ36-0AA0 |  | 3VA2110-6KQ36-0AA0 | 1 | UN | 1 | 5 | B | D | EAR99 | N | 85362090 | 1 | 4042948819319 | 2.5 | KG | 1394 | 1351.5 | LP18 | LP18 | circuit breaker 3VA2 IEC frame 160 breaking capacity class H Icu=85kA @ 415V 3-pole, line protection ETU860, LSIG, In=100A overload protection Ir=40A...100A short-circuit protection Isd=0.6..10x In, Ii=1.5..12x In N conductor protection optionally with external current transformer, up to 160% gr.-fault prot., can be sw. off Ig=0.2...1 x In, tg=0.05-0.8s clamp connection | Lista Papel 2020 SI | 0 | 0
3VA2110-6KQ42-0AA0 |  | 3VA2110-6KQ42-0AA0 | 1 | UN | 1 | 5 | B | D | EAR99 | N | 85362090 | 1 | 4042948814253 | 3.2 | KG | 1521.5 | 1479 | LP18 | LP18 | circuit breaker 3VA2 IEC frame 160 breaking capacity class H Icu=85kA @ 415V 4-pole, line protection ETU860, LSIG, In=100A overload protection Ir=40A...100A short-circuit protection Isd=0.6..10x In, Ii=1.5..12x In N conductor protection adjustable (OFF, up to 160%) gr.-fault prot., can be sw. off Ig=0.2...1 x In= tg=0.05-0.8s nut keeper kit | Lista Papel 2020 SI | 0 | 0
3VA2110-6KQ46-0AA0 |  | 3VA2110-6KQ46-0AA0 | 1 | UN | 1 | 5 | B | D | EAR99 | N | 85362090 | 1 | 4042948819593 | 3.2 | KG | 1555.5 | 1513 | LP18 | LP18 | circuit breaker 3VA2 IEC frame 160 breaking capacity class H Icu=85kA @ 415V 4-pole, line protection ETU860, LSIG, In=100A overload protection Ir=40A...100A short-circuit protection Isd=0.6..10x In, Ii=1.5..12x In N conductor protection adjustable (OFF, up to 160%) gr.-fault prot., can be sw. off Ig=0.2...1 x In= tg=0.05-0.8s clamp connection | Lista Papel 2020 SI | 0 | 0
3VA2110-7HK32-0AA0 |  | 3VA2110-7HK32-0AA0 | 1 | UN | 1 | 5 | B | D | EAR99 | N | 85362090 | 1 | 4042948813980 | 2.5 | KG | 621.28 | 621.28 | LP18 | LP18 | circuit breaker 3VA2 IEC frame 160 breaking capacity class C Icu=110kA @ 415V 3-pole, line protection ETU340, ELISA LI, In=100A overload protection Ir=40A...100A short-circuit protection Ii=15 x In nut keeper kit | - | 0 | 0
3VA2110-7HK36-0AA0 |  | 3VA2110-7HK36-0AA0 | 1 | UN | 1 | 5 | B | D | EAR99 | N | 85362090 | 1 | 4042948819326 | 2.5 | KG | 645.04 | 645.04 | LP18 | LP18 | circuit breaker 3VA2 IEC frame 160 breaking capacity class C Icu=110kA @ 415V 3-pole, line protection ETU340, ELISA LI, In=100A overload protection Ir=40A...100A short-circuit protection Ii=15 x In clamp connection | - | 0 | 0
3VA2110-7HK42-0AA0 |  | 3VA2110-7HK42-0AA0 | 1 | UN | 1 | 5 | B | D | EAR99 | N | 85362090 | 1 | 4042948814260 | 3.2 | KG | 797.28 | 797.28 | LP18 | LP18 | circuit breaker 3VA2 IEC frame 160 breaking capacity class C Icu=110kA @ 415V 4-pole, line protection ETU340, ELISA LI, In=100A overload protection Ir=40A...100A short-circuit protection Ii=15 x In N conductor protection adjustable (OFF, 50%, 100%) nut keeper kit | - | 0 | 0
3VA2110-7HK46-0AA0 |  | 3VA2110-7HK46-0AA0 | 1 | UN | 1 | 5 | B | D | EAR99 | N | 85362090 | 1 | 4042948819609 | 3.2 | KG | 828.96 | 828.96 | LP18 | LP18 | circuit breaker 3VA2 IEC frame 160 breaking capacity class C Icu=110kA @ 415V 4-pole, line protection ETU340, ELISA LI, In=100A overload protection Ir=40A...100A short-circuit protection Ii=15 x In N conductor protection adjustable (OFF, 50%, 100%) clamp connection | - | 0 | 0
3VA2110-7HL32-0AA0 |  | 3VA2110-7HL32-0AA0 | 1 | UN | 1 | 5 | B | D | EAR99 | N | 85362090 | 1 | 4042948833322 | 2.141 | KG | 600.1 | 583.1 | LP18 | LP18 | circuit breaker 3VA2 IEC frame 160 breaking capacity class C Icu=110kA @ 415V 3-pole, line protection ETU320, LI, In=100A overload protection Ir=40A...100A short-circuit protection Ii=1.5...12 x In nut keeper kit | Lista Papel 2020 SI | 0 | 0
3VA2110-7HL36-0AA0 |  | 3VA2110-7HL36-0AA0 | 1 | UN | 1 | 5 | B | D | EAR99 | N | 85362090 | 1 | 4042948833315 | 2.264 | KG | 623.1 | 605.2 | LP18 | LP18 | circuit breaker 3VA2 IEC frame 160 breaking capacity class C Icu=110kA @ 415V 3-pole, line protection ETU320, LI, In=100A overload protection Ir=40A...100A short-circuit protection Ii=1.5...12 x In clamp connection | Lista Papel 2020 SI | 0 | 0
3VA2110-7HL36-0BD0 |  | 3VA2110-7HL36-0BD0 | 1 | UN | 1 | 10 | C | D | EAR99 | N | 85362090 | 1 | 4042949322559 | 2.579 | KG | 830.72 | 830.72 | LP18 | LP18 | circuit breaker 3VA2 IEC frame 160 breaking capacity class C Icu=110kA @ 415V 3-pole, line protection ETU320, LI, In=100A overload protection Ir=40A...100A short-circuit protection Ii=1.5...12 x In clamp connection undervoltage release (UVR) 24V DC 3 auxiliary switches HQ | - | 0 | 0
3VA2110-7HL42-0AA0 |  | 3VA2110-7HL42-0AA0 | 1 | UN | 1 | 5 | B | D | EAR99 | N | 85362090 | 1 | 4042948833308 | 2.78 | KG | 770.1 | 748 | LP18 | LP18 | circuit breaker 3VA2 IEC frame 160 breaking capacity class C Icu=110kA @ 415V 4-pole, line protection ETU320, LI, In=100A overload protection Ir=40A...100A short-circuit protection Ii=1.5...12 x In N conductor protection adjustable (OFF, 50%, 100%) nut keeper kit | Lista Papel 2020 SI | 0 | 0
3VA2110-7HL46-0AA0 |  | 3VA2110-7HL46-0AA0 | 1 | UN | 1 | 5 | B | D | EAR99 | N | 85362090 | 1 | 4042948833292 | 3.2 | KG | 800.7 | 777.8 | LP18 | LP18 | circuit breaker 3VA2 IEC frame 160 breaking capacity class C Icu=110kA @ 415V 4-pole, line protection ETU320, LI, In=100A overload protection Ir=40A...100A short-circuit protection Ii=1.5...12 x In N conductor protection adjustable (OFF, 50%, 100%) clamp connection | Lista Papel 2020 SI | 0 | 0
3VA2110-7HM32-0AA0 |  | 3VA2110-7HM32-0AA0 | 1 | UN | 1 | 5 | B | D | EAR99 | N | 85362090 | 1 | 4042948814000 | 2.5 | KG | 844.9 | 821.1 | LP18 | LP18 | circuit breaker 3VA2 IEC frame 160 breaking capacity class C Icu=110kA @ 415V 3-pole, line protection ETU330, LIG, In=100A overload protection Ir=40A...100A short-circuit protection Ii=1.5...12 x In ground-fault protection Ig=0.2...1 x In, tg=0.1/0.3s nut keeper kit | Lista Papel 2020 SI | 0 | 0
3VA2110-7HM36-0AA0 |  | 3VA2110-7HM36-0AA0 | 1 | UN | 1 | 5 | B | D | EAR99 | N | 85362090 | 1 | 4042948819340 | 2.5 | KG | 867 | 843.2 | LP18 | LP18 | circuit breaker 3VA2 IEC frame 160 breaking capacity class C Icu=110kA @ 415V 3-pole, line protection ETU330, LIG, In=100A overload protection Ir=40A...100A short-circuit protection Ii=1.5...12 x In ground-fault protection Ig=0.2...1 x In, tg=0.1/0.3s clamp connection | Lista Papel 2020 SI | 0 | 0
3VA2110-7HM42-0AA0 |  | 3VA2110-7HM42-0AA0 | 1 | UN | 1 | 5 | B | D | EAR99 | N | 85362090 | 1 | 4042948814284 | 3.2 | KG | 1011.5 | 986 | LP18 | LP18 | circuit breaker 3VA2 IEC frame 160 breaking capacity class C Icu=110kA @ 415V 4-pole, line protection ETU330, LIG, In=100A overload protection Ir=40A...100A short-circuit protection Ii=1.5...12 x In N conductor protection adjustable (OFF, 50%, 100%) ground-fault protection Ig=0.2...1 x In= tg=0.1/0.3s nut keeper kit | Lista Papel 2020 SI | 0 | 0
3VA2110-7HM46-0AA0 |  | 3VA2110-7HM46-0AA0 | 1 | UN | 1 | 5 | B | D | EAR99 | N | 85362090 | 1 | 4042948819623 | 3.2 | KG | 1045.5 | 1020 | LP18 | LP18 | circuit breaker 3VA2 IEC frame 160 breaking capacity class C Icu=110kA @ 415V 4-pole, line protection ETU330, LIG, In=100A overload protection Ir=40A...100A short-circuit protection Ii=1.5...12 x In N conductor protection adjustable (OFF, 50%, 100%) ground-fault protection Ig=0.2...1 x In= tg=0.1/0.3s clamp connection | Lista Papel 2020 SI | 0 | 0
3VA2110-7HN32-0AA0 |  | 3VA2110-7HN32-0AA0 | 1 | UN | 1 | 5 | B | D | EAR99 | N | 85362090 | 1 | 4042948813997 | 2.165 | KG | 657.9 | 639.2 | LP18 | LP18 | circuit breaker 3VA2 IEC frame 160 breaking capacity class C Icu=110kA @ 415V 3-pole, line protection ETU350, LSI, In=100A overload protection Ir=40A...100A short-circuit protection Isd=1.5...10 x Ir, Ii=12 x In nut keeper kit | Lista Papel 2020 SI | 0 | 0
3VA2110-7HN36-0AA0 |  | 3VA2110-7HN36-0AA0 | 1 | UN | 1 | 5 | B | D | EAR99 | N | 85362090 | 1 | 4042948819333 | 2.261 | KG | 680.9 | 661.3 | LP18 | LP18 | circuit breaker 3VA2 IEC frame 160 breaking capacity class C Icu=110kA @ 415V 3-pole, line protection ETU350, LSI, In=100A overload protection Ir=40A...100A short-circuit protection Isd=1.5...10 x Ir, Ii=12 x In clamp connection | Lista Papel 2020 SI | 0 | 0
3VA2110-7HN42-0AA0 |  | 3VA2110-7HN42-0AA0 | 1 | UN | 1 | 5 | B | D | EAR99 | N | 85362090 | 1 | 4042948814277 | 3.2 | KG | 827.9 | 805 | LP18 | LP18 | circuit breaker 3VA2 IEC frame 160 breaking capacity class C Icu=110kA @ 415V 4-pole, line protection ETU350, LSI, In=100A overload protection Ir=40A...100A short-circuit protection Isd=1.5...10 x Ir, Ii=12 x In N conductor protection adjustable (OFF, 50%, 100%) nut keeper kit | Lista Papel 2020 SI | 0 | 0
3VA2110-7HN46-0AA0 |  | 3VA2110-7HN46-0AA0 | 1 | UN | 1 | 5 | B | D | EAR99 | N | 85362090 | 1 | 4042948819616 | 3.2 | KG | 858.5 | 833 | LP18 | LP18 | circuit breaker 3VA2 IEC frame 160 breaking capacity class C Icu=110kA @ 415V 4-pole, line protection ETU350, LSI, In=100A overload protection Ir=40A...100A short-circuit protection Isd=1.5...10 x Ir, Ii=12 x In N conductor protection adjustable (OFF, 50%, 100%) clamp connection | Lista Papel 2020 SI | 0 | 0
3VA2110-7JP32-0AA0 |  | 3VA2110-7JP32-0AA0 | 1 | UN | 1 | 5 | B | D | EAR99 | N | 85362090 | 1 | 4042948814017 | 2.5 | KG | 1071 | 1037 | LP18 | LP18 | circuit breaker 3VA2 IEC frame 160 breaking capacity class C Icu=110kA @ 415V 3-pole, line protection ETU550, LSI, In=100A overload protection Ir=40A...100A short-circuit protection Isd=0.6..10x In, Ii=1.5..12x In N conductor protection optionally with external current transformer, up to 160% nut keeper kit | Lista Papel 2020 SI | 0 | 0
3VA2110-7JP36-0AA0 |  | 3VA2110-7JP36-0AA0 | 1 | UN | 1 | 5 | B | D | EAR99 | N | 85362090 | 1 | 4042948819357 | 2.5 | KG | 1088 | 1054 | LP18 | LP18 | circuit breaker 3VA2 IEC frame 160 breaking capacity class C Icu=110kA @ 415V 3-pole, line protection ETU550, LSI, In=100A overload protection Ir=40A...100A short-circuit protection Isd=0.6..10x In, Ii=1.5..12x In N conductor protection optionally with external current transformer, up to 160% clamp connection | Lista Papel 2020 SI | 0 | 0
3VA2110-7JP42-0AA0 |  | 3VA2110-7JP42-0AA0 | 1 | UN | 1 | 5 | B | D | EAR99 | N | 85362090 | 1 | 4042948814291 | 3.2 | KG | 1241 | 1207 | LP18 | LP18 | circuit breaker 3VA2 IEC frame 160 breaking capacity class C Icu=110kA @ 415V 4-pole, line protection ETU550, LSI, In=100A overload protection Ir=40A...100A short-circuit protection Isd=0.6..10x In, Ii=1.5..12x In N conductor protection adjustable (OFF, up to 160%) nut keeper kit | Lista Papel 2020 SI | 0 | 0
3VA2110-7JP46-0AA0 |  | 3VA2110-7JP46-0AA0 | 1 | UN | 1 | 5 | B | D | EAR99 | N | 85362090 | 1 | 4042948819630 | 3.2 | KG | 1275 | 1241 | LP18 | LP18 | circuit breaker 3VA2 IEC frame 160 breaking capacity class C Icu=110kA @ 415V 4-pole, line protection ETU550, LSI, In=100A overload protection Ir=40A...100A short-circuit protection Isd=0.6..10x In, Ii=1.5..12x In N conductor protection adjustable (OFF, up to 160%) clamp connection | Lista Papel 2020 SI | 0 | 0
3VA2110-7JQ32-0AA0 |  | 3VA2110-7JQ32-0AA0 | 1 | UN | 1 | 5 | B | D | EAR99 | N | 85362090 | 1 | 4042948814024 | 2.133 | KG | 1309 | 1275 | LP18 | LP18 | circuit breaker 3VA2 IEC frame 160 breaking capacity class C Icu=110kA @ 415V 3-pole, line protection ETU560, LSIG, In=100A overload protection Ir=40A...100A short-circuit protection Isd=0.6..10x In, Ii=1.5..12x In N conductor protection optionally with external current transformer, up to 160% gr.-fault prot., can be sw. off Ig=0.2...1 x In, tg=0.05-0.8s nut keeper kit | Lista Papel 2020 SI | 0 | 0
3VA2110-7JQ36-0AA0 |  | 3VA2110-7JQ36-0AA0 | 1 | UN | 1 | 5 | B | D | EAR99 | N | 85362090 | 1 | 4042948819364 | 2.5 | KG | 1326 | 1292 | LP18 | LP18 | circuit breaker 3VA2 IEC frame 160 breaking capacity class C Icu=110kA @ 415V 3-pole, line protection ETU560, LSIG, In=100A overload protection Ir=40A...100A short-circuit protection Isd=0.6..10x In, Ii=1.5..12x In N conductor protection optionally with external current transformer, up to 160% gr.-fault prot., can be sw. off Ig=0.2...1 x In, tg=0.05-0.8s clamp connection | Lista Papel 2020 SI | 0 | 0
3VA2110-7JQ42-0AA0 |  | 3VA2110-7JQ42-0AA0 | 1 | UN | 1 | 5 | B | D | EAR99 | N | 85362090 | 1 | 4042948814307 | 2.744 | KG | 1470.5 | 1428 | LP18 | LP18 | circuit breaker 3VA2 IEC frame 160 breaking capacity class C Icu=110kA @ 415V 4-pole, line protection ETU560, LSIG, In=100A overload protection Ir=40A...100A short-circuit protection Isd=0.6..10x In, Ii=1.5..12x In N conductor protection adjustable (OFF, up to 160%) gr.-fault prot., can be sw. off Ig=0.2...1 x In= tg=0.05-0.8s nut keeper kit | Lista Papel 2020 SI | 0 | 0
3VA2110-7JQ46-0AA0 |  | 3VA2110-7JQ46-0AA0 | 1 | UN | 1 | 5 | B | D | EAR99 | N | 85362090 | 1 | 4042948819647 | 3.2 | KG | 1513 | 1470.5 | LP18 | LP18 | circuit breaker 3VA2 IEC frame 160 breaking capacity class C Icu=110kA @ 415V 4-pole, line protection ETU560, LSIG, In=100A overload protection Ir=40A...100A short-circuit protection Isd=0.6..10x In, Ii=1.5..12x In N conductor protection adjustable (OFF, up to 160%) gr.-fault prot., can be sw. off Ig=0.2...1 x In= tg=0.05-0.8s clamp connection | Lista Papel 2020 SI | 0 | 0
3VA2110-7KP32-0AA0 |  | 3VA2110-7KP32-0AA0 | 1 | UN | 1 | 5 | B | D | EAR99 | N | 85362090 | 1 | 4042948814031 | 2.5 | KG | 1275 | 1241 | LP18 | LP18 | circuit breaker 3VA2 IEC frame 160 breaking capacity class C Icu=110kA @ 415V 3-pole, line protection ETU850, LSI, In=100A overload protection Ir=40A...100A short-circuit protection Isd=0.6..10x In, Ii=1.5..12x In N conductor protection optionally with external current transformer, up to 160% nut keeper kit | Lista Papel 2020 SI | 0 | 0
3VA2110-7KP36-0AA0 |  | 3VA2110-7KP36-0AA0 | 1 | UN | 1 | 5 | B | D | EAR99 | N | 85362090 | 1 | 4042948819371 | 2.5 | KG | 1292 | 1258 | LP18 | LP18 | circuit breaker 3VA2 IEC frame 160 breaking capacity class C Icu=110kA @ 415V 3-pole, line protection ETU850, LSI, In=100A overload protection Ir=40A...100A short-circuit protection Isd=0.6..10x In, Ii=1.5..12x In N conductor protection optionally with external current transformer, up to 160% clamp connection | Lista Papel 2020 SI | 0 | 0
3VA2110-7KP42-0AA0 |  | 3VA2110-7KP42-0AA0 | 1 | UN | 1 | 5 | B | D | EAR99 | N | 85362090 | 1 | 4042948814314 | 3.2 | KG | 1436.5 | 1394 | LP18 | LP18 | circuit breaker 3VA2 IEC frame 160 breaking capacity class C Icu=110kA @ 415V 4-pole, line protection ETU850, LSI, In=100A overload protection Ir=40A...100A short-circuit protection Isd=0.6..10x In, Ii=1.5..12x In N conductor protection adjustable (OFF, up to 160%) nut keeper kit | Lista Papel 2020 SI | 0 | 0
3VA2110-7KP46-0AA0 |  | 3VA2110-7KP46-0AA0 | 1 | UN | 1 | 5 | B | D | EAR99 | N | 85362090 | 1 | 4042948819654 | 3.2 | KG | 1470.5 | 1428 | LP18 | LP18 | circuit breaker 3VA2 IEC frame 160 breaking capacity class C Icu=110kA @ 415V 4-pole, line protection ETU850, LSI, In=100A overload protection Ir=40A...100A short-circuit protection Isd=0.6..10x In, Ii=1.5..12x In N conductor protection adjustable (OFF, up to 160%) clamp connection | Lista Papel 2020 SI | 0 | 0
3VA2110-7KQ32-0AA0 |  | 3VA2110-7KQ32-0AA0 | 1 | UN | 1 | 5 | B | D | EAR99 | N | 85362090 | 1 | 4042948814048 | 2.198 | KG | 1411 | 1368.5 | LP18 | LP18 | circuit breaker 3VA2 IEC frame 160 breaking capacity class C Icu=110kA @ 415V 3-pole, line protection ETU860, LSIG, In=100A overload protection Ir=40A...100A short-circuit protection Isd=0.6..10x In, Ii=1.5..12x In N conductor protection optionally with external current transformer, up to 160% gr.-fault prot., can be sw. off Ig=0.2...1 x In, tg=0.05-0.8s nut keeper kit | Lista Papel 2020 SI | 0 | 0
3VA2110-7KQ36-0AA0 |  | 3VA2110-7KQ36-0AA0 | 1 | UN | 1 | 5 | B | D | EAR99 | N | 85362090 | 1 | 4042948819388 | 2.5 | KG | 1436.5 | 1394 | LP18 | LP18 | circuit breaker 3VA2 IEC frame 160 breaking capacity class C Icu=110kA @ 415V 3-pole, line protection ETU860, LSIG, In=100A overload protection Ir=40A...100A short-circuit protection Isd=0.6..10x In, Ii=1.5..12x In N conductor protection optionally with external current transformer, up to 160% gr.-fault prot., can be sw. off Ig=0.2...1 x In, tg=0.05-0.8s clamp connection | Lista Papel 2020 SI | 0 | 0
3VA2110-7KQ42-0AA0 |  | 3VA2110-7KQ42-0AA0 | 1 | UN | 1 | 5 | B | D | EAR99 | N | 85362090 | 1 | 4042948814321 | 3.2 | KG | 1572.5 | 1530 | LP18 | LP18 | circuit breaker 3VA2 IEC frame 160 breaking capacity class C Icu=110kA @ 415V 4-pole, line protection ETU860, LSIG, In=100A overload protection Ir=40A...100A short-circuit protection Isd=0.6..10x In, Ii=1.5..12x In N conductor protection adjustable (OFF, up to 160%) gr.-fault prot., can be sw. off Ig=0.2...1 x In= tg=0.05-0.8s nut keeper kit | Lista Papel 2020 SI | 0 | 0
3VA2110-7KQ46-0AA0 |  | 3VA2110-7KQ46-0AA0 | 1 | UN | 1 | 5 | B | D | EAR99 | N | 85362090 | 1 | 4042948819661 | 3.2 | KG | 1606.5 | 1564 | LP18 | LP18 | circuit breaker 3VA2 IEC frame 160 breaking capacity class C Icu=110kA @ 415V 4-pole, line protection ETU860, LSIG, In=100A overload protection Ir=40A...100A short-circuit protection Isd=0.6..10x In, Ii=1.5..12x In N conductor protection adjustable (OFF, up to 160%) gr.-fault prot., can be sw. off Ig=0.2...1 x In= tg=0.05-0.8s clamp connection | Lista Papel 2020 SI | 0 | 0
3VA2110-7MN32-0AA0 |  | 3VA2110-7MN32-0AA0 | 1 | UN | 1 | 5 | B | D | EAR99 | N | 85362090 | 1 | 4042948831267 | 2.125 | KG | 645.04 | 645.04 | LP18 | LP18 | circuit breaker 3VA2 IEC frame 160 breaking capacity class C Icu=110kA @ 415V 3-pole, motor protection ETU350M, LSI, In=100A overload protection Ir=40A...100A short-circuit protection Isd=3...15 x Ir, Ii=15 x In nut keeper kit | - | 0 | 0
3VA2110-7MN32-0AB0 |  | 3VA2110-7MN32-0AB0 | 1 | UN | 1 | 10 | C | D | EAR99 | N | 85362090 | 1 | 4042949106821 | 2.4 | KG | 718.08 | 718.08 | LP18 | LP18 | circuit breaker 3VA2 IEC frame 160 breaking capacity class C Icu=110kA @ 415V 3-pole, motor protection ETU350M, LSI, In=100A overload protection Ir=40A...100A short-circuit protection Isd=3...15 x Ir, Ii=15 x In nut keeper kit 2 auxiliary switches HP | - | 0 | 0
3VA2110-7MN32-0AC0 |  | 3VA2110-7MN32-0AC0 | 1 | UN | 1 | 10 | C | D | EAR99 | N | 85362090 | 1 | 4042949107002 | 2.4 | KG | 693.44 | 693.44 | LP18 | LP18 | circuit breaker 3VA2 IEC frame 160 breaking capacity class C Icu=110kA @ 415V 3-pole, motor protection ETU350M, LSI, In=100A overload protection Ir=40A...100A short-circuit protection Isd=3...15 x Ir, Ii=15 x In nut keeper kit 2 auxiliary switches HQ | - | 0 | 0
3VA2110-7MN32-0AD0 |  | 3VA2110-7MN32-0AD0 | 1 | UN | 1 | 10 | C | D | EAR99 | N | 85362090 | 1 | 4042949107187 | 2.4 | KG | 718.08 | 718.08 | LP18 | LP18 | circuit breaker 3VA2 IEC frame 160 breaking capacity class C Icu=110kA @ 415V 3-pole, motor protection ETU350M, LSI, In=100A overload protection Ir=40A...100A short-circuit protection Isd=3...15 x Ir, Ii=15 x In nut keeper kit 3 auxiliary switches HQ | - | 0 | 0
3VA2110-7MN32-0AE0 |  | 3VA2110-7MN32-0AE0 | 1 | UN | 1 | 10 | C | D | EAR99 | N | 85362090 | 1 | 4042949107361 | 2.4 | KG | 742.72 | 742.72 | LP18 | LP18 | circuit breaker 3VA2 IEC frame 160 breaking capacity class C Icu=110kA @ 415V 3-pole, motor protection ETU350M, LSI, In=100A overload protection Ir=40A...100A short-circuit protection Isd=3...15 x Ir, Ii=15 x In nut keeper kit 4 auxiliary switches HQ | - | 0 | 0
3VA2110-7MN32-0AF0 |  | 3VA2110-7MN32-0AF0 | 1 | UN | 1 | 10 | C | D | EAR99 | N | 85362090 | 1 | 4042949107545 | 2.4 | KG | 693.44 | 693.44 | LP18 | LP18 | circuit breaker 3VA2 IEC frame 160 breaking capacity class C Icu=110kA @ 415V 3-pole, motor protection ETU350M, LSI, In=100A overload protection Ir=40A...100A short-circuit protection Isd=3...15 x Ir, Ii=15 x In nut keeper kit 1 auxiliary switch HQ 1 trip alarm switch HQ | - | 0 | 0
3VA2110-7MN32-0AG0 |  | 3VA2110-7MN32-0AG0 | 1 | UN | 1 | 10 | C | D | EAR99 | N | 85362090 | 1 | 4042949107729 | 2.4 | KG | 718.08 | 718.08 | LP18 | LP18 | circuit breaker 3VA2 IEC frame 160 breaking capacity class C Icu=110kA @ 415V 3-pole, motor protection ETU350M, LSI, In=100A overload protection Ir=40A...100A short-circuit protection Isd=3...15 x Ir, Ii=15 x In nut keeper kit 1 auxiliary switch HP 1 trip alarm switch HP | - | 0 | 0
3VA2110-7MN32-0AH0 |  | 3VA2110-7MN32-0AH0 | 1 | UN | 1 | 10 | C | D | EAR99 | N | 85362090 | 1 | 4042949107903 | 2.4 | KG | 718.08 | 718.08 | LP18 | LP18 | circuit breaker 3VA2 IEC frame 160 breaking capacity class C Icu=110kA @ 415V 3-pole, motor protection ETU350M, LSI, In=100A overload protection Ir=40A...100A short-circuit protection Isd=3...15 x Ir, Ii=15 x In nut keeper kit 2 auxiliary switches HQ 1 trip alarm switch HQ | - | 0 | 0
3VA2110-7MN32-0AJ0 |  | 3VA2110-7MN32-0AJ0 | 1 | UN | 1 | 10 | C | D | EAR99 | N | 85362090 | 1 | 4042949108085 | 2.4 | KG | 754.16 | 754.16 | LP18 | LP18 | circuit breaker 3VA2 IEC frame 160 breaking capacity class C Icu=110kA @ 415V 3-pole, motor protection ETU350M, LSI, In=100A overload protection Ir=40A...100A short-circuit protection Isd=3...15 x Ir, Ii=15 x In nut keeper kit 2 auxiliary switches HP 1 trip alarm switch HP | - | 0 | 0
3VA2110-7MN32-0BA0 |  | 3VA2110-7MN32-0BA0 | 1 | UN | 1 | 10 | C | D | EAR99 | N | 85362090 | 1 | 4042949105749 | 2.4 | KG | 756.8 | 756.8 | LP18 | LP18 | circuit breaker 3VA2 IEC frame 160 breaking capacity class C Icu=110kA @ 415V 3-pole, motor protection ETU350M, LSI, In=100A overload protection Ir=40A...100A short-circuit protection Isd=3...15 x Ir, Ii=15 x In nut keeper kit undervoltage release (UVR) 24V DC | - | 0 | 0
3VA2110-7MN32-0BB0 |  | 3VA2110-7MN32-0BB0 | 1 | UN | 1 | 10 | C | D | EAR99 | N | 85362090 | 1 | 4042949321699 | 2.456 | KG | 830.72 | 830.72 | LP18 | LP18 | circuit breaker 3VA2 IEC frame 160 breaking capacity class C Icu=110kA @ 415V 3-pole, motor protection ETU350M, LSI, In=100A overload protection Ir=40A...100A short-circuit protection Isd=3...15 x Ir, Ii=15 x In nut keeper kit undervoltage release (UVR) 24V DC 2 auxiliary switches HP | - | 0 | 0
3VA2110-7MN32-0BC0 |  | 3VA2110-7MN32-0BC0 | 1 | UN | 1 | 10 | C | D | EAR99 | N | 85362090 | 1 | 4042949108269 | 2.4 | KG | 806.08 | 806.08 | LP18 | LP18 | circuit breaker 3VA2 IEC frame 160 breaking capacity class C Icu=110kA @ 415V 3-pole, motor protection ETU350M, LSI, In=100A overload protection Ir=40A...100A short-circuit protection Isd=3...15 x Ir, Ii=15 x In nut keeper kit undervoltage release (UVR) 24V DC | - | 0 | 0
3VA2110-7MN32-0BH0 |  | 3VA2110-7MN32-0BH0 | 1 | UN | 1 | 10 | C | D | EAR99 | N | 85362090 | 1 | 4042949109341 | 2.4 | KG | 830.72 | 830.72 | LP18 | LP18 | circuit breaker 3VA2 IEC frame 160 breaking capacity class C Icu=110kA @ 415V 3-pole, motor protection ETU350M, LSI, In=100A overload protection Ir=40A...100A short-circuit protection Isd=3...15 x Ir, Ii=15 x In nut keeper kit undervoltage release (UVR) 24V DC 2 auxiliary switches HQ 1 trip alarm switch HQ | - | 0 | 0
3VA2110-7MN32-0BL0 |  | 3VA2110-7MN32-0BL0 | 1 | UN | 1 | 10 | C | D | EAR99 | N | 85362090 | 1 | 4042949110422 | 2.4 | KG | 866.8 | 866.8 | LP18 | LP18 | circuit breaker 3VA2 IEC frame 160 breaking capacity class C Icu=110kA @ 415V 3-pole, motor protection ETU350M, LSI, In=100A overload protection Ir=40A...100A short-circuit protection Isd=3...15 x Ir, Ii=15 x In nut keeper kit undervoltage release (UVR) 24V DC 2 auxiliary switches HQ 1 trip alarm switch HQ 1 electrical alarm switch | - | 0 | 0
3VA2110-7MN32-0CA0 |  | 3VA2110-7MN32-0CA0 | 1 | UN | 1 | 10 | C | D | EAR99 | N | 85362090 | 1 | 4042949105923 | 2.4 | KG | 756.8 | 756.8 | LP18 | LP18 | circuit breaker 3VA2 IEC frame 160 breaking capacity class C Icu=110kA @ 415V 3-pole, motor protection ETU350M, LSI, In=100A overload protection Ir=40A...100A short-circuit protection Isd=3...15 x Ir, Ii=15 x In nut keeper kit undervoltage release (UVR) 120-127V AC 50/60Hz | - | 0 | 0
3VA2110-7MN32-0CC0 |  | 3VA2110-7MN32-0CC0 | 1 | UN | 1 | 10 | C | D | EAR99 | N | 85362090 | 1 | 4042949108443 | 2.4 | KG | 806.08 | 806.08 | LP18 | LP18 | circuit breaker 3VA2 IEC frame 160 breaking capacity class C Icu=110kA @ 415V 3-pole, motor protection ETU350M, LSI, In=100A overload protection Ir=40A...100A short-circuit protection Isd=3...15 x Ir, Ii=15 x In nut keeper kit undervoltage release (UVR) 120-127V AC 50/60Hz 2 auxiliary switches HQ | - | 0 | 0
3VA2110-7MN32-0CH0 |  | 3VA2110-7MN32-0CH0 | 1 | UN | 1 | 10 | C | D | EAR99 | N | 85362090 | 1 | 4042949109525 | 2.4 | KG | 830.72 | 830.72 | LP18 | LP18 | circuit breaker 3VA2 IEC frame 160 breaking capacity class C Icu=110kA @ 415V 3-pole, motor protection ETU350M, LSI, In=100A overload protection Ir=40A...100A short-circuit protection Isd=3...15 x Ir, Ii=15 x In nut keeper kit undervoltage release (UVR) 120-127V AC 50/60Hz 2 auxiliary switches HQ 1 trip alarm switch HQ | - | 0 | 0
3VA2110-7MN32-0CL0 |  | 3VA2110-7MN32-0CL0 | 1 | UN | 1 | 10 | C | D | EAR99 | N | 85362090 | 1 | 4042949110606 | 2.4 | KG | 866.8 | 866.8 | LP18 | LP18 | circuit breaker 3VA2 IEC frame 160 breaking capacity class C Icu=110kA @ 415V 3-pole, motor protection ETU350M, LSI, In=100A overload protection Ir=40A...100A short-circuit protection Isd=3...15 x Ir, Ii=15 x In nut keeper kit undervoltage release (UVR) 120-127V AC 50/60Hz 2 auxiliary switches HQ 1 trip alarm switch HQ 1 electrical alarm switch | - | 0 | 0
3VA2110-7MN32-0DA0 |  | 3VA2110-7MN32-0DA0 | 1 | UN | 1 | 10 | C | D | EAR99 | N | 85362090 | 1 | 4042949106104 | 2.4 | KG | 756.8 | 756.8 | LP18 | LP18 | circuit breaker 3VA2 IEC frame 160 breaking capacity class C Icu=110kA @ 415V 3-pole, motor protection ETU350M, LSI, In=100A overload protection Ir=40A...100A short-circuit protection Isd=3...15 x Ir, Ii=15 x In nut keeper kit undervoltage release (UVR) 208-230V AC 50/60Hz | - | 0 | 0
3VA2110-7MN32-0DC0 |  | 3VA2110-7MN32-0DC0 | 1 | UN | 1 | 10 | C | D | EAR99 | N | 85362090 | 1 | 4042949108627 | 2.4 | KG | 806.08 | 806.08 | LP18 | LP18 | circuit breaker 3VA2 IEC frame 160 breaking capacity class C Icu=110kA @ 415V 3-pole, motor protection ETU350M, LSI, In=100A overload protection Ir=40A...100A short-circuit protection Isd=3...15 x Ir, Ii=15 x In nut keeper kit undervoltage release (UVR) 208-230V AC 50/60Hz 2 auxiliary switches HQ | - | 0 | 0
3VA2110-7MN32-0DH0 |  | 3VA2110-7MN32-0DH0 | 1 | UN | 1 | 10 | C | D | EAR99 | N | 85362090 | 1 | 4042949109709 | 2.4 | KG | 830.72 | 830.72 | LP18 | LP18 | circuit breaker 3VA2 IEC frame 160 breaking capacity class C Icu=110kA @ 415V 3-pole, motor protection ETU350M, LSI, In=100A overload protection Ir=40A...100A short-circuit protection Isd=3...15 x Ir, Ii=15 x In nut keeper kit undervoltage release (UVR) 208-230V AC 50/60Hz 2 auxiliary switches HQ 1 trip alarm switch HQ | - | 0 | 0
3VA2110-7MN32-0DL0 |  | 3VA2110-7MN32-0DL0 | 1 | UN | 1 | 10 | C | D | EAR99 | N | 85362090 | 1 | 4042949110781 | 2.4 | KG | 866.8 | 866.8 | LP18 | LP18 | circuit breaker 3VA2 IEC frame 160 breaking capacity class C Icu=110kA @ 415V 3-pole, motor protection ETU350M, LSI, In=100A overload protection Ir=40A...100A short-circuit protection Isd=3...15 x Ir, Ii=15 x In nut keeper kit undervoltage release (UVR) 208-230V AC 50/60Hz 2 auxiliary switches HQ 1 trip alarm switch HQ 1 electrical alarm switch | - | 0 | 0
3VA2110-7MN32-0HA0 |  | 3VA2110-7MN32-0HA0 | 1 | UN | 1 | 10 | C | D | EAR99 | N | 85362090 | 1 | 4042949106289 | 2.4 | KG | 730.4 | 730.4 | LP18 | LP18 | circuit breaker 3VA2 IEC frame 160 breaking capacity class C Icu=110kA @ 415V 3-pole, motor protection ETU350M, LSI, In=100A overload protection Ir=40A...100A short-circuit protection Isd=3...15 x Ir, Ii=15 x In nut keeper kit shunt trip (STL) 12-30V DC, 24V AC 50/60Hz | - | 0 | 0
3VA2110-7MN32-0HC0 |  | 3VA2110-7MN32-0HC0 | 1 | UN | 1 | 10 | C | D | EAR99 | N | 85362090 | 1 | 4042949108801 | 2.4 | KG | 780.56 | 780.56 | LP18 | LP18 | circuit breaker 3VA2 IEC frame 160 breaking capacity class C Icu=110kA @ 415V 3-pole, motor protection ETU350M, LSI, In=100A overload protection Ir=40A...100A short-circuit protection Isd=3...15 x Ir, Ii=15 x In nut keeper kit shunt trip (STL) 12-30V DC, 24V AC 50/60Hz 2 auxiliary switches HQ | - | 0 | 0
3VA2110-7MN32-0HH0 |  | 3VA2110-7MN32-0HH0 | 1 | UN | 1 | 10 | C | D | EAR99 | N | 85362090 | 1 | 4042949109884 | 2.4 | KG | 804.32 | 804.32 | LP18 | LP18 | circuit breaker 3VA2 IEC frame 160 breaking capacity class C Icu=110kA @ 415V 3-pole, motor protection ETU350M, LSI, In=100A overload protection Ir=40A...100A short-circuit protection Isd=3...15 x Ir, Ii=15 x In nut keeper kit shunt trip (STL) 12-30V DC, 24V AC 50/60Hz 2 auxiliary switches HQ 1 trip alarm switch HQ | - | 0 | 0
3VA2110-7MN32-0HL0 |  | 3VA2110-7MN32-0HL0 | 1 | UN | 1 | 10 | C | D | EAR99 | N | 85362090 | 1 | 4042949110965 | 2.4 | KG | 840.4 | 840.4 | LP18 | LP18 | circuit breaker 3VA2 IEC frame 160 breaking capacity class C Icu=110kA @ 415V 3-pole, motor protection ETU350M, LSI, In=100A overload protection Ir=40A...100A short-circuit protection Isd=3...15 x Ir, Ii=15 x In nut keeper kit shunt trip (STL) 12-30V DC, 24V AC 50/60Hz 2 auxiliary switches HQ 1 trip alarm switch HQ 1 electrical alarm switch | - | 0 | 0
3VA2110-7MN32-0JA0 |  | 3VA2110-7MN32-0JA0 | 1 | UN | 1 | 10 | C | D | EAR99 | N | 85362090 | 1 | 4042949106463 | 2.4 | KG | 730.4 | 730.4 | LP18 | LP18 | circuit breaker 3VA2 IEC frame 160 breaking capacity class C Icu=110kA @ 415V 3-pole, motor protection ETU350M, LSI, In=100A overload protection Ir=40A...100A short-circuit protection Isd=3...15 x Ir, Ii=15 x In nut keeper kit shunt trip (STL) 110-127V DC, AC 50/60Hz | - | 0 | 0
3VA2110-7MN32-0JC0 |  | 3VA2110-7MN32-0JC0 | 1 | UN | 1 | 10 | C | D | EAR99 | N | 85362090 | 1 | 4042949108986 | 2.4 | KG | 780.56 | 780.56 | LP18 | LP18 | circuit breaker 3VA2 IEC frame 160 breaking capacity class C Icu=110kA @ 415V 3-pole, motor protection ETU350M, LSI, In=100A overload protection Ir=40A...100A short-circuit protection Isd=3...15 x Ir, Ii=15 x In nut keeper kit shunt trip (STL) 110-127V DC, AC 50/60Hz 2 auxiliary switches HQ | - | 0 | 0
3VA2110-7MN32-0JH0 |  | 3VA2110-7MN32-0JH0 | 1 | UN | 1 | 10 | C | D | EAR99 | N | 85362090 | 1 | 4042949110064 | 2.4 | KG | 804.32 | 804.32 | LP18 | LP18 | circuit breaker 3VA2 IEC frame 160 breaking capacity class C Icu=110kA @ 415V 3-pole, motor protection ETU350M, LSI, In=100A overload protection Ir=40A...100A short-circuit protection Isd=3...15 x Ir, Ii=15 x In nut keeper kit shunt trip (STL) 110-127V DC, AC 50/60Hz 2 auxiliary switches HQ 1 trip alarm switch HQ | - | 0 | 0
3VA2110-7MN32-0JL0 |  | 3VA2110-7MN32-0JL0 | 1 | UN | 1 | 10 | C | D | EAR99 | N | 85362090 | 1 | 4042949111146 | 2.4 | KG | 840.4 | 840.4 | LP18 | LP18 | circuit breaker 3VA2 IEC frame 160 breaking capacity class C Icu=110kA @ 415V 3-pole, motor protection ETU350M, LSI, In=100A overload protection Ir=40A...100A short-circuit protection Isd=3...15 x Ir, Ii=15 x In nut keeper kit shunt trip (STL) 110-127V DC, AC 50/60Hz 2 auxiliary switches HQ 1 trip alarm switch HQ 1 electrical alarm switch | - | 0 | 0
3VA2110-7MN32-0KA0 |  | 3VA2110-7MN32-0KA0 | 1 | UN | 1 | 10 | C | D | EAR99 | N | 85362090 | 1 | 4042949106647 | 2.4 | KG | 730.4 | 730.4 | LP18 | LP18 | circuit breaker 3VA2 IEC frame 160 breaking capacity class C Icu=110kA @ 415V 3-pole, motor protection ETU350M, LSI, In=100A overload protection Ir=40A...100A short-circuit protection Isd=3...15 x Ir, Ii=15 x In nut keeper kit shunt trip (STL) 220-250V DC, 208-277V AC | - | 0 | 0
3VA2110-7MN32-0KC0 |  | 3VA2110-7MN32-0KC0 | 1 | UN | 1 | 10 | C | D | EAR99 | N | 85362090 | 1 | 4042949109167 | 2.4 | KG | 780.56 | 780.56 | LP18 | LP18 | circuit breaker 3VA2 IEC frame 160 breaking capacity class C Icu=110kA @ 415V 3-pole, motor protection ETU350M, LSI, In=100A overload protection Ir=40A...100A short-circuit protection Isd=3...15 x Ir, Ii=15 x In nut keeper kit shunt trip (STL) 220-250V DC, 208-277V AC 2 auxiliary switches HQ | - | 0 | 0
3VA2110-7MN32-0KH0 |  | 3VA2110-7MN32-0KH0 | 1 | UN | 1 | 10 | C | D | EAR99 | N | 85362090 | 1 | 4042949110248 | 2.4 | KG | 804.32 | 804.32 | LP18 | LP18 | circuit breaker 3VA2 IEC frame 160 breaking capacity class C Icu=110kA @ 415V 3-pole, motor protection ETU350M, LSI, In=100A overload protection Ir=40A...100A short-circuit protection Isd=3...15 x Ir, Ii=15 x In nut keeper kit shunt trip (STL) 220-250V DC, 208-277V AC 2 auxiliary switches HQ 1 trip alarm switch HQ | - | 0 | 0
3VA2110-7MN32-0KL0 |  | 3VA2110-7MN32-0KL0 | 1 | UN | 1 | 10 | C | D | EAR99 | N | 85362090 | 1 | 4042949111320 | 2.4 | KG | 840.4 | 840.4 | LP18 | LP18 | circuit breaker 3VA2 IEC frame 160 breaking capacity class C Icu=110kA @ 415V 3-pole, motor protection ETU350M, LSI, In=100A overload protection Ir=40A...100A short-circuit protection Isd=3...15 x Ir, Ii=15 x In nut keeper kit shunt trip (STL) 220-250V DC, 208-277V AC 2 auxiliary switches HQ 1 trip alarm switch HQ 1 electrical alarm switch | - | 0 | 0
3VA2110-7MN36-0AA0 |  | 3VA2110-7MN36-0AA0 | 1 | UN | 1 | 5 | B | D | EAR99 | N | 85362090 | 1 | 4042948831250 | 2.266 | KG | 668.8 | 668.8 | LP18 | LP18 | circuit breaker 3VA2 IEC frame 160 breaking capacity class C Icu=110kA @ 415V 3-pole, motor protection ETU350M, LSI, In=100A overload protection Ir=40A...100A short-circuit protection Isd=3...15 x Ir, Ii=15 x In clamp connection | - | 0 | 0
3VA2110-7MN36-0AB0 |  | 3VA2110-7MN36-0AB0 | 1 | UN | 1 | 10 | C | D | EAR99 | N | 85362090 | 1 | 4042949106814 | 2.5 | KG | 742.72 | 742.72 | LP18 | LP18 | circuit breaker 3VA2 IEC frame 160 breaking capacity class C Icu=110kA @ 415V 3-pole, motor protection ETU350M, LSI, In=100A overload protection Ir=40A...100A short-circuit protection Isd=3...15 x Ir, Ii=15 x In clamp connection 2 auxiliary switches HP | - | 0 | 0
3VA2110-7MN36-0AC0 |  | 3VA2110-7MN36-0AC0 | 1 | UN | 1 | 10 | C | D | EAR99 | N | 85362090 | 1 | 4042949106999 | 2.5 | KG | 718.08 | 718.08 | LP18 | LP18 | circuit breaker 3VA2 IEC frame 160 breaking capacity class C Icu=110kA @ 415V 3-pole, motor protection ETU350M, LSI, In=100A overload protection Ir=40A...100A short-circuit protection Isd=3...15 x Ir, Ii=15 x In clamp connection 2 auxiliary switches HQ | - | 0 | 0
3VA2110-7MN36-0AD0 |  | 3VA2110-7MN36-0AD0 | 1 | UN | 1 | 10 | C | D | EAR99 | N | 85362090 | 1 | 4042949107170 | 2.5 | KG | 742.72 | 742.72 | LP18 | LP18 | circuit breaker 3VA2 IEC frame 160 breaking capacity class C Icu=110kA @ 415V 3-pole, motor protection ETU350M, LSI, In=100A overload protection Ir=40A...100A short-circuit protection Isd=3...15 x Ir, Ii=15 x In clamp connection 3 auxiliary switches HQ | - | 0 | 0
3VA2110-7MN36-0AE0 |  | 3VA2110-7MN36-0AE0 | 1 | UN | 1 | 10 | C | D | EAR99 | N | 85362090 | 1 | 4042949107354 | 2.5 | KG | 766.48 | 766.48 | LP18 | LP18 | circuit breaker 3VA2 IEC frame 160 breaking capacity class C Icu=110kA @ 415V 3-pole, motor protection ETU350M, LSI, In=100A overload protection Ir=40A...100A short-circuit protection Isd=3...15 x Ir, Ii=15 x In clamp connection 4 auxiliary switches HQ | - | 0 | 0
3VA2110-7MN36-0AF0 |  | 3VA2110-7MN36-0AF0 | 1 | UN | 1 | 10 | C | D | EAR99 | N | 85362090 | 1 | 4042949107538 | 2.5 | KG | 718.08 | 718.08 | LP18 | LP18 | circuit breaker 3VA2 IEC frame 160 breaking capacity class C Icu=110kA @ 415V 3-pole, motor protection ETU350M, LSI, In=100A overload protection Ir=40A...100A short-circuit protection Isd=3...15 x Ir, Ii=15 x In clamp connection 1 auxiliary switch HQ 1 trip alarm switch HQ | - | 0 | 0
3VA2110-7MN36-0AG0 |  | 3VA2110-7MN36-0AG0 | 1 | UN | 1 | 10 | C | D | EAR99 | N | 85362090 | 1 | 4042949107712 | 2.5 | KG | 742.72 | 742.72 | LP18 | LP18 | circuit breaker 3VA2 IEC frame 160 breaking capacity class C Icu=110kA @ 415V 3-pole, motor protection ETU350M, LSI, In=100A overload protection Ir=40A...100A short-circuit protection Isd=3...15 x Ir, Ii=15 x In clamp connection 1 auxiliary switch HP 1 trip alarm switch HP | - | 0 | 0
3VA2110-7MN36-0AH0 |  | 3VA2110-7MN36-0AH0 | 1 | UN | 1 | 10 | C | D | EAR99 | N | 85362090 | 1 | 4042949107897 | 2.5 | KG | 742.72 | 742.72 | LP18 | LP18 | circuit breaker 3VA2 IEC frame 160 breaking capacity class C Icu=110kA @ 415V 3-pole, motor protection ETU350M, LSI, In=100A overload protection Ir=40A...100A short-circuit protection Isd=3...15 x Ir, Ii=15 x In clamp connection 2 auxiliary switches HQ 1 trip alarm switch HQ | - | 0 | 0
3VA2110-7MN36-0AJ0 |  | 3VA2110-7MN36-0AJ0 | 1 | UN | 1 | 10 | C | D | EAR99 | N | 85362090 | 1 | 4042949108078 | 2.5 | KG | 778.8 | 778.8 | LP18 | LP18 | circuit breaker 3VA2 IEC frame 160 breaking capacity class C Icu=110kA @ 415V 3-pole, motor protection ETU350M, LSI, In=100A overload protection Ir=40A...100A short-circuit protection Isd=3...15 x Ir, Ii=15 x In clamp connection 2 auxiliary switches HP 1 trip alarm switch HP | - | 0 | 0
3VA2110-7MN36-0BA0 |  | 3VA2110-7MN36-0BA0 | 1 | UN | 1 | 10 | C | D | EAR99 | N | 85362090 | 1 | 4042949105732 | 2.5 | KG | 781.44 | 781.44 | LP18 | LP18 | circuit breaker 3VA2 IEC frame 160 breaking capacity class C Icu=110kA @ 415V 3-pole, motor protection ETU350M, LSI, In=100A overload protection Ir=40A...100A short-circuit protection Isd=3...15 x Ir, Ii=15 x In clamp connection undervoltage release (UVR) 24V DC | - | 0 | 0
3VA2110-7MN36-0BC0 |  | 3VA2110-7MN36-0BC0 | 1 | UN | 1 | 10 | C | D | EAR99 | N | 85362090 | 1 | 4042949108252 | 2.5 | KG | 830.72 | 830.72 | LP18 | LP18 | circuit breaker 3VA2 IEC frame 160 breaking capacity class C Icu=110kA @ 415V 3-pole, motor protection ETU350M, LSI, In=100A overload protection Ir=40A...100A short-circuit protection Isd=3...15 x Ir, Ii=15 x In clamp connection undervoltage release (UVR) 24V DC | - | 0 | 0
3VA2110-7MN36-0BH0 |  | 3VA2110-7MN36-0BH0 | 1 | UN | 1 | 10 | C | D | EAR99 | N | 85362090 | 1 | 4042949109334 | 2.5 | KG | 853.6 | 853.6 | LP18 | LP18 | circuit breaker 3VA2 IEC frame 160 breaking capacity class C Icu=110kA @ 415V 3-pole, motor protection ETU350M, LSI, In=100A overload protection Ir=40A...100A short-circuit protection Isd=3...15 x Ir, Ii=15 x In clamp connection undervoltage release (UVR) 24V DC 2 auxiliary switches HQ 1 trip alarm switch HQ | - | 0 | 0
3VA2110-7MN36-0BL0 |  | 3VA2110-7MN36-0BL0 | 1 | UN | 1 | 10 | C | D | EAR99 | N | 85362090 | 1 | 4042949110415 | 2.5 | KG | 888.8 | 888.8 | LP18 | LP18 | circuit breaker 3VA2 IEC frame 160 breaking capacity class C Icu=110kA @ 415V 3-pole, motor protection ETU350M, LSI, In=100A overload protection Ir=40A...100A short-circuit protection Isd=3...15 x Ir, Ii=15 x In clamp connection undervoltage release (UVR) 24V DC 2 auxiliary switches HQ 1 trip alarm switch HQ 1 electrical alarm switch | - | 0 | 0
3VA2110-7MN36-0CA0 |  | 3VA2110-7MN36-0CA0 | 1 | UN | 1 | 10 | C | D | EAR99 | N | 85362090 | 1 | 4042949105916 | 2.5 | KG | 781.44 | 781.44 | LP18 | LP18 | circuit breaker 3VA2 IEC frame 160 breaking capacity class C Icu=110kA @ 415V 3-pole, motor protection ETU350M, LSI, In=100A overload protection Ir=40A...100A short-circuit protection Isd=3...15 x Ir, Ii=15 x In clamp connection undervoltage release (UVR) 120-127V AC 50/60Hz | - | 0 | 0
3VA2110-7MN36-0CC0 |  | 3VA2110-7MN36-0CC0 | 1 | UN | 1 | 10 | C | D | EAR99 | N | 85362090 | 1 | 4042949108436 | 2.5 | KG | 830.72 | 830.72 | LP18 | LP18 | circuit breaker 3VA2 IEC frame 160 breaking capacity class C Icu=110kA @ 415V 3-pole, motor protection ETU350M, LSI, In=100A overload protection Ir=40A...100A short-circuit protection Isd=3...15 x Ir, Ii=15 x In clamp connection undervoltage release (UVR) 120-127V AC 50/60Hz 2 auxiliary switches HQ | - | 0 | 0
3VA2110-7MN36-0CH0 |  | 3VA2110-7MN36-0CH0 | 1 | UN | 1 | 10 | C | D | EAR99 | N | 85362090 | 1 | 4042949109518 | 2.5 | KG | 853.6 | 853.6 | LP18 | LP18 | circuit breaker 3VA2 IEC frame 160 breaking capacity class C Icu=110kA @ 415V 3-pole, motor protection ETU350M, LSI, In=100A overload protection Ir=40A...100A short-circuit protection Isd=3...15 x Ir, Ii=15 x In clamp connection undervoltage release (UVR) 120-127V AC 50/60Hz 2 auxiliary switches HQ 1 trip alarm switch HQ | - | 0 | 0
3VA2110-7MN36-0CL0 |  | 3VA2110-7MN36-0CL0 | 1 | UN | 1 | 10 | C | D | EAR99 | N | 85362090 | 1 | 4042949110590 | 2.5 | KG | 888.8 | 888.8 | LP18 | LP18 | circuit breaker 3VA2 IEC frame 160 breaking capacity class C Icu=110kA @ 415V 3-pole, motor protection ETU350M, LSI, In=100A overload protection Ir=40A...100A short-circuit protection Isd=3...15 x Ir, Ii=15 x In clamp connection undervoltage release (UVR) 120-127V AC 50/60Hz 2 auxiliary switches HQ 1 trip alarm switch HQ 1 electrical alarm switch | - | 0 | 0
3VA2110-7MN36-0DA0 |  | 3VA2110-7MN36-0DA0 | 1 | UN | 1 | 10 | C | D | EAR99 | N | 85362090 | 1 | 4042949106098 | 2.5 | KG | 781.44 | 781.44 | LP18 | LP18 | circuit breaker 3VA2 IEC frame 160 breaking capacity class C Icu=110kA @ 415V 3-pole, motor protection ETU350M, LSI, In=100A overload protection Ir=40A...100A short-circuit protection Isd=3...15 x Ir, Ii=15 x In clamp connection undervoltage release (UVR) 208-230V AC 50/60Hz | - | 0 | 0
3VA2110-7MN36-0DC0 |  | 3VA2110-7MN36-0DC0 | 1 | UN | 1 | 10 | C | D | EAR99 | N | 85362090 | 1 | 4042949108610 | 2.5 | KG | 830.72 | 830.72 | LP18 | LP18 | circuit breaker 3VA2 IEC frame 160 breaking capacity class C Icu=110kA @ 415V 3-pole, motor protection ETU350M, LSI, In=100A overload protection Ir=40A...100A short-circuit protection Isd=3...15 x Ir, Ii=15 x In clamp connection undervoltage release (UVR) 208-230V AC 50/60Hz 2 auxiliary switches HQ | - | 0 | 0
3VA2110-7MN36-0DH0 |  | 3VA2110-7MN36-0DH0 | 1 | UN | 1 | 10 | C | D | EAR99 | N | 85362090 | 1 | 4042949109693 | 2.5 | KG | 853.6 | 853.6 | LP18 | LP18 | circuit breaker 3VA2 IEC frame 160 breaking capacity class C Icu=110kA @ 415V 3-pole, motor protection ETU350M, LSI, In=100A overload protection Ir=40A...100A short-circuit protection Isd=3...15 x Ir, Ii=15 x In clamp connection undervoltage release (UVR) 208-230V AC 50/60Hz 2 auxiliary switches HQ 1 trip alarm switch HQ | - | 0 | 0
3VA2110-7MN36-0DL0 |  | 3VA2110-7MN36-0DL0 | 1 | UN | 1 | 10 | C | D | EAR99 | N | 85362090 | 1 | 4042949110774 | 2.5 | KG | 888.8 | 888.8 | LP18 | LP18 | circuit breaker 3VA2 IEC frame 160 breaking capacity class C Icu=110kA @ 415V 3-pole, motor protection ETU350M, LSI, In=100A overload protection Ir=40A...100A short-circuit protection Isd=3...15 x Ir, Ii=15 x In clamp connection undervoltage release (UVR) 208-230V AC 50/60Hz 2 auxiliary switches HQ 1 trip alarm switch HQ 1 electrical alarm switch | - | 0 | 0
3VA2110-7MN36-0HA0 |  | 3VA2110-7MN36-0HA0 | 1 | UN | 1 | 10 | C | D | EAR99 | N | 85362090 | 1 | 4042949106272 | 2.5 | KG | 755.04 | 755.04 | LP18 | LP18 | circuit breaker 3VA2 IEC frame 160 breaking capacity class C Icu=110kA @ 415V 3-pole, motor protection ETU350M, LSI, In=100A overload protection Ir=40A...100A short-circuit protection Isd=3...15 x Ir, Ii=15 x In clamp connection shunt trip (STL) 12-30V DC, 24V AC 50/60Hz | - | 0 | 0
3VA2110-7MN36-0HC0 |  | 3VA2110-7MN36-0HC0 | 1 | UN | 1 | 10 | C | D | EAR99 | N | 85362090 | 1 | 4042949108795 | 2.5 | KG | 804.32 | 804.32 | LP18 | LP18 | circuit breaker 3VA2 IEC frame 160 breaking capacity class C Icu=110kA @ 415V 3-pole, motor protection ETU350M, LSI, In=100A overload protection Ir=40A...100A short-circuit protection Isd=3...15 x Ir, Ii=15 x In clamp connection shunt trip (STL) 12-30V DC, 24V AC 50/60Hz 2 auxiliary switches HQ | - | 0 | 0
3VA2110-7MN36-0HH0 |  | 3VA2110-7MN36-0HH0 | 1 | UN | 1 | 10 | C | D | EAR99 | N | 85362090 | 1 | 4042949109877 | 2.5 | KG | 828.96 | 828.96 | LP18 | LP18 | circuit breaker 3VA2 IEC frame 160 breaking capacity class C Icu=110kA @ 415V 3-pole, motor protection ETU350M, LSI, In=100A overload protection Ir=40A...100A short-circuit protection Isd=3...15 x Ir, Ii=15 x In clamp connection shunt trip (STL) 12-30V DC, 24V AC 50/60Hz 2 auxiliary switches HQ 1 trip alarm switch HQ | - | 0 | 0
3VA2110-7MN36-0HL0 |  | 3VA2110-7MN36-0HL0 | 1 | UN | 1 | 10 | C | D | EAR99 | N | 85362090 | 1 | 4042949110958 | 2.5 | KG | 865.04 | 865.04 | LP18 | LP18 | circuit breaker 3VA2 IEC frame 160 breaking capacity class C Icu=110kA @ 415V 3-pole, motor protection ETU350M, LSI, In=100A overload protection Ir=40A...100A short-circuit protection Isd=3...15 x Ir, Ii=15 x In clamp connection shunt trip (STL) 12-30V DC, 24V AC 50/60Hz 2 auxiliary switches HQ 1 trip alarm switch HQ 1 electrical alarm switch | - | 0 | 0
3VA2110-7MN36-0JA0 |  | 3VA2110-7MN36-0JA0 | 1 | UN | 1 | 10 | C | D | EAR99 | N | 85362090 | 1 | 4042949106456 | 2.5 | KG | 755.04 | 755.04 | LP18 | LP18 | circuit breaker 3VA2 IEC frame 160 breaking capacity class C Icu=110kA @ 415V 3-pole, motor protection ETU350M, LSI, In=100A overload protection Ir=40A...100A short-circuit protection Isd=3...15 x Ir, Ii=15 x In clamp connection shunt trip (STL) 110-127V DC, AC 50/60Hz | - | 0 | 0
3VA2110-7MN36-0JC0 |  | 3VA2110-7MN36-0JC0 | 1 | UN | 1 | 10 | C | D | EAR99 | N | 85362090 | 1 | 4042949108979 | 2.5 | KG | 804.32 | 804.32 | LP18 | LP18 | circuit breaker 3VA2 IEC frame 160 breaking capacity class C Icu=110kA @ 415V 3-pole, motor protection ETU350M, LSI, In=100A overload protection Ir=40A...100A short-circuit protection Isd=3...15 x Ir, Ii=15 x In clamp connection shunt trip (STL) 110-127V DC, AC 50/60Hz 2 auxiliary switches HQ | - | 0 | 0
3VA2110-7MN36-0JH0 |  | 3VA2110-7MN36-0JH0 | 1 | UN | 1 | 10 | C | D | EAR99 | N | 85362090 | 1 | 4042949110057 | 2.5 | KG | 828.96 | 828.96 | LP18 | LP18 | circuit breaker 3VA2 IEC frame 160 breaking capacity class C Icu=110kA @ 415V 3-pole, motor protection ETU350M, LSI, In=100A overload protection Ir=40A...100A short-circuit protection Isd=3...15 x Ir, Ii=15 x In clamp connection shunt trip (STL) 110-127V DC, AC 50/60Hz 2 auxiliary switches HQ 1 trip alarm switch HQ | - | 0 | 0
3VA2110-7MN36-0JL0 |  | 3VA2110-7MN36-0JL0 | 1 | UN | 1 | 10 | C | D | EAR99 | N | 85362090 | 1 | 4042949111139 | 2.5 | KG | 865.04 | 865.04 | LP18 | LP18 | circuit breaker 3VA2 IEC frame 160 breaking capacity class C Icu=110kA @ 415V 3-pole, motor protection ETU350M, LSI, In=100A overload protection Ir=40A...100A short-circuit protection Isd=3...15 x Ir, Ii=15 x In clamp connection shunt trip (STL) 110-127V DC, AC 50/60Hz 2 auxiliary switches HQ 1 trip alarm switch HQ 1 electrical alarm switch | - | 0 | 0
3VA2110-7MN36-0KA0 |  | 3VA2110-7MN36-0KA0 | 1 | UN | 1 | 10 | C | D | EAR99 | N | 85362090 | 1 | 4042949106630 | 2.5 | KG | 755.04 | 755.04 | LP18 | LP18 | circuit breaker 3VA2 IEC frame 160 breaking capacity class C Icu=110kA @ 415V 3-pole, motor protection ETU350M, LSI, In=100A overload protection Ir=40A...100A short-circuit protection Isd=3...15 x Ir, Ii=15 x In clamp connection shunt trip (STL) 220-250V DC, 208-277V AC | - | 0 | 0
3VA2110-7MN36-0KC0 |  | 3VA2110-7MN36-0KC0 | 1 | UN | 1 | 10 | C | D | EAR99 | N | 85362090 | 1 | 4042949109150 | 2.5 | KG | 804.32 | 804.32 | LP18 | LP18 | circuit breaker 3VA2 IEC frame 160 breaking capacity class C Icu=110kA @ 415V 3-pole, motor protection ETU350M, LSI, In=100A overload protection Ir=40A...100A short-circuit protection Isd=3...15 x Ir, Ii=15 x In clamp connection shunt trip (STL) 220-250V DC, 208-277V AC 2 auxiliary switches HQ | - | 0 | 0
3VA2110-7MN36-0KH0 |  | 3VA2110-7MN36-0KH0 | 1 | UN | 1 | 10 | C | D | EAR99 | N | 85362090 | 1 | 4042949110231 | 2.5 | KG | 828.96 | 828.96 | LP18 | LP18 | circuit breaker 3VA2 IEC frame 160 breaking capacity class C Icu=110kA @ 415V 3-pole, motor protection ETU350M, LSI, In=100A overload protection Ir=40A...100A short-circuit protection Isd=3...15 x Ir, Ii=15 x In clamp connection shunt trip (STL) 220-250V DC, 208-277V AC 2 auxiliary switches HQ 1 trip alarm switch HQ | - | 0 | 0
3VA2110-7MN36-0KL0 |  | 3VA2110-7MN36-0KL0 | 1 | UN | 1 | 10 | C | D | EAR99 | N | 85362090 | 1 | 4042949111313 | 2.5 | KG | 865.04 | 865.04 | LP18 | LP18 | circuit breaker 3VA2 IEC frame 160 breaking capacity class C Icu=110kA @ 415V 3-pole, motor protection ETU350M, LSI, In=100A overload protection Ir=40A...100A short-circuit protection Isd=3...15 x Ir, Ii=15 x In clamp connection shunt trip (STL) 220-250V DC, 208-277V AC 2 auxiliary switches HQ 1 trip alarm switch HQ 1 electrical alarm switch | - | 0 | 0
3VA2110-7MP32-0AA0 |  | 3VA2110-7MP32-0AA0 | 1 | UN | 1 | 5 | B | D | EAR99 | N | 85362090 | 1 | 4042948903926 | 2.13 | KG | 838.64 | 838.64 | LP18 | LP18 | CIRCUIT BREAKER 3VA2 IEC FRAME 160 BREAKING CAPACITY CLASS C ICU=110KA @ 415 V 3-POLE, MOTOR PROTECTION ETU550M, LSI, In=100A OVERLOAD PROTECTION IR=40A ...100A SHORT CIRCUIT PROTECTION ISD=1,2... 15X IN,II=3...15X IN BUSBAR CONNECTION | - | 0 | 0
3VA2110-7MP36-0AA0 |  | 3VA2110-7MP36-0AA0 | 1 | UN | 1 | 5 | B | D | EAR99 | N | 85362090 | 1 | 4042948903919 | 2.13 | KG | 863.28 | 863.28 | LP18 | LP18 | CIRCUIT BREAKER 3VA2 IEC FRAME 160 BREAKING CAPACITY CLASS C ICU=110KA @ 415 V 3-POLE, MOTOR PROTECTION ETU550M, LSI, In=100A OVERLOAD PROTECTION IR=40A ...100A SHORT CIRCUIT PROTECTION ISD=1,2... 15X IN,II=3...15X IN CABLE CONNECTION | - | 0 | 0
3VA2110-7MQ32-0AA0 |  | 3VA2110-7MQ32-0AA0 | 1 | UN | 1 | 5 | B | D | EAR99 | N | 85362090 | 1 | 4042948831243 | 2.5 | KG | 1126.4 | 1126.4 | LP18 | LP18 | circuit breaker 3VA2 IEC frame 160 breaking capacity class C Icu=110kA @ 415V 3-pole, motor protection ETU860M, LSIG, In=100A overload protection Ir=40A...100A short-circuit protection Isd=1.2..15x In, Ii=3..15x In gr.-fault prot., can be sw. off Ig=0.2...1 x In, tg=0.05-0.8s nut keeper kit | - | 0 | 0
3VA2110-7MQ36-0AA0 |  | 3VA2110-7MQ36-0AA0 | 1 | UN | 1 | 5 | B | D | EAR99 | N | 85362090 | 1 | 4042948831236 | 2.5 | KG | 1152.8 | 1152.8 | LP18 | LP18 | circuit breaker 3VA2 IEC frame 160 breaking capacity class C Icu=110kA @ 415V 3-pole, motor protection ETU860M, LSIG, In=100A overload protection Ir=40A...100A short-circuit protection Isd=1.2..15x In, Ii=3..15x In gr.-fault prot., can be sw. off Ig=0.2...1 x In, tg=0.05-0.8s clamp connection | - | 0 | 0
3VA2110-7MQ36-0AC0 |  | 3VA2110-7MQ36-0AC0 | 1 | UN | 1 | 10 | C | D | EAR99 | N | 85362090 | 1 | 4042949323990 | 2.446 | KG | 1196.8 | 1196.8 | LP18 | LP18 | circuit breaker 3VA2 IEC frame 160 breaking capacity class C Icu=110kA @ 415V 3-pole, motor protection ETU860M, LSIG, In=100A overload protection Ir=40A...100A short-circuit protection Isd=1.2..15x In, Ii=3..15x In gr.-fault prot., can be sw. off Ig=0.2...1 x In, tg=0.05-0.8s 2 auxiliary switches HQ | - | 0 | 0
3VA2110-7MQ36-0BE0 |  | 3VA2110-7MQ36-0BE0 | 1 | UN | 1 | 10 | C | D | EAR99 | N | 85362090 | 1 | 4042949322795 | 2.572 | KG | 1355.2 | 1355.2 | LP18 | LP18 | circuit breaker 3VA2 IEC frame 160 breaking capacity class C Icu=110kA @ 415V 3-pole, motor protection ETU860M, LSIG, In=100A overload protection Ir=40A ...100A short-circuit protection Isd=1.2..15x In, Ii=3..15x In gr.-fault prot., can be sw. off Ig=0.2...1 x In= tg=0.05-0.8s clamp connection undervoltage release (UVR) 24V DC 4 auxiliary switches HQ | - | 0 | 0
3VA2110-7MS32-0AA0 |  | 3VA2110-7MS32-0AA0 | 1 | UN | 1 | 5 | B | D | EAR99 | N | 85362090 | 1 | 4042948831229 | 2.135 | KG | 464.64 | 464.64 | LP18 | LP18 | circuit breaker 3VA2 IEC frame 160 breaking capacity class C Icu=110kA @ 415V 3-pole, starter protection ETU310M, I, In=100A without overload protection short-circuit protection Ii=3...15 x In nut keeper kit | - | 0 | 0
3VA2110-7MS32-0AB0 |  | 3VA2110-7MS32-0AB0 | 1 | UN | 1 | 10 | C | D | EAR99 | N | 85362090 | 1 | 4042949106807 | 2.4 | KG | 536.8 | 536.8 | LP18 | LP18 | circuit breaker 3VA2 IEC frame 160 breaking capacity class C Icu=110kA @ 415V 3-pole, starter protection ETU310M, I, In=100A overload protection Ir=40A...100A short-circuit protection Ii=3...15 x In nut keeper kit 2 auxiliary switches HP | - | 0 | 0
3VA2110-7MS32-0AC0 |  | 3VA2110-7MS32-0AC0 | 1 | UN | 1 | 10 | C | D | EAR99 | N | 85362090 | 1 | 4042949106982 | 2.4 | KG | 513.04 | 513.04 | LP18 | LP18 | circuit breaker 3VA2 IEC frame 160 breaking capacity class C Icu=110kA @ 415V 3-pole, starter protection ETU310M, I, In=100A overload protection Ir=40A...100A short-circuit protection Ii=3...15 x In nut keeper kit 2 auxiliary switches HQ | - | 0 | 0
3VA2110-7MS32-0AD0 |  | 3VA2110-7MS32-0AD0 | 1 | UN | 1 | 10 | C | D | EAR99 | N | 85362090 | 1 | 4042949107163 | 2.4 | KG | 536.8 | 536.8 | LP18 | LP18 | circuit breaker 3VA2 IEC frame 160 breaking capacity class C Icu=110kA @ 415V 3-pole, starter protection ETU310M, I, In=100A overload protection Ir=40A...100A short-circuit protection Ii=3...15 x In nut keeper kit 3 auxiliary switches HQ | - | 0 | 0
3VA2110-7MS32-0AE0 |  | 3VA2110-7MS32-0AE0 | 1 | UN | 1 | 10 | C | D | EAR99 | N | 85362090 | 1 | 4042949107347 | 2.4 | KG | 560.56 | 560.56 | LP18 | LP18 | circuit breaker 3VA2 IEC frame 160 breaking capacity class C Icu=110kA @ 415V 3-pole, starter protection ETU310M, I, In=100A overload protection Ir=40A...100A short-circuit protection Ii=3...15 x In nut keeper kit 4 auxiliary switches HQ | - | 0 | 0
3VA2110-7MS32-0AF0 |  | 3VA2110-7MS32-0AF0 | 1 | UN | 1 | 10 | C | D | EAR99 | N | 85362090 | 1 | 4042949107521 | 2.4 | KG | 513.04 | 513.04 | LP18 | LP18 | circuit breaker 3VA2 IEC frame 160 breaking capacity class C Icu=110kA @ 415V 3-pole, starter protection ETU310M, I, In=100A overload protection Ir=40A...100A short-circuit protection Ii=3...15 x In nut keeper kit 1 auxiliary switch HQ 1 trip alarm switch HQ | - | 0 | 0
3VA2110-7MS32-0AG0 |  | 3VA2110-7MS32-0AG0 | 1 | UN | 1 | 10 | C | D | EAR99 | N | 85362090 | 1 | 4042949107705 | 2.4 | KG | 536.8 | 536.8 | LP18 | LP18 | circuit breaker 3VA2 IEC frame 160 breaking capacity class C Icu=110kA @ 415V 3-pole, starter protection ETU310M, I, In=100A overload protection Ir=40A...100A short-circuit protection Ii=3...15 x In nut keeper kit 1 auxiliary switch HP 1 trip alarm switch HP | - | 0 | 0
3VA2110-7MS32-0AH0 |  | 3VA2110-7MS32-0AH0 | 1 | UN | 1 | 10 | C | D | EAR99 | N | 85362090 | 1 | 4042949107880 | 2.4 | KG | 536.8 | 536.8 | LP18 | LP18 | circuit breaker 3VA2 IEC frame 160 breaking capacity class C Icu=110kA @ 415V 3-pole, starter protection ETU310M, I, In=100A overload protection Ir=40A...100A short-circuit protection Ii=3...15 x In nut keeper kit 2 auxiliary switches HQ 1 trip alarm switch HQ | - | 0 | 0
3VA2110-7MS32-0AJ0 |  | 3VA2110-7MS32-0AJ0 | 1 | UN | 1 | 10 | C | D | EAR99 | N | 85362090 | 1 | 4042949108061 | 2.4 | KG | 572.88 | 572.88 | LP18 | LP18 | circuit breaker 3VA2 IEC frame 160 breaking capacity class C Icu=110kA @ 415V 3-pole, starter protection ETU310M, I, In=100A overload protection Ir=40A...100A short-circuit protection Ii=3...15 x In nut keeper kit 2 auxiliary switches HP 1 trip alarm switch HP | - | 0 | 0
3VA2110-7MS32-0BA0 |  | 3VA2110-7MS32-0BA0 | 1 | UN | 1 | 10 | C | D | EAR99 | N | 85362090 | 1 | 4042949105725 | 2.4 | KG | 578.16 | 578.16 | LP18 | LP18 | circuit breaker 3VA2 IEC frame 160 breaking capacity class C Icu=110kA @ 415V 3-pole, starter protection ETU310M, I, In=100A overload protection Ir=40A...100A short-circuit protection Ii=3...15 x In nut keeper kit undervoltage release (UVR) 24V DC | - | 0 | 0
3VA2110-7MS32-0BC0 |  | 3VA2110-7MS32-0BC0 | 1 | UN | 1 | 10 | C | D | EAR99 | N | 85362090 | 1 | 4042949108245 | 2.4 | KG | 625.68 | 625.68 | LP18 | LP18 | circuit breaker 3VA2 IEC frame 160 breaking capacity class C Icu=110kA @ 415V 3-pole, starter protection ETU310M, I, In=100A overload protection Ir=40A...100A short-circuit protection Ii=3...15 x In nut keeper kit undervoltage release (UVR) 24V DC | - | 0 | 0
3VA2110-7MS32-0BH0 |  | 3VA2110-7MS32-0BH0 | 1 | UN | 1 | 10 | C | D | EAR99 | N | 85362090 | 1 | 4042949109327 | 2.4 | KG | 648.56 | 648.56 | LP18 | LP18 | circuit breaker 3VA2 IEC frame 160 breaking capacity class C Icu=110kA @ 415V 3-pole, starter protection ETU310M, I, In=100A overload protection Ir=40A...100A short-circuit protection Ii=3...15 x In nut keeper kit undervoltage release (UVR) 24V DC 2 auxiliary switches HQ 1 trip alarm switch HQ | - | 0 | 0
3VA2110-7MS32-0BL0 |  | 3VA2110-7MS32-0BL0 | 1 | UN | 1 | 10 | C | D | EAR99 | N | 85362090 | 1 | 4042949110408 | 2.4 | KG | 686.4 | 686.4 | LP18 | LP18 | circuit breaker 3VA2 IEC frame 160 breaking capacity class C Icu=110kA @ 415V 3-pole, starter protection ETU310M, I, In=100A overload protection Ir=40A...100A short-circuit protection Ii=3...15 x In nut keeper kit undervoltage release (UVR) 24V DC 2 auxiliary switches HQ 1 trip alarm switch HQ 1 electrical alarm switch | - | 0 | 0
3VA2110-7MS32-0CA0 |  | 3VA2110-7MS32-0CA0 | 1 | UN | 1 | 10 | C | D | EAR99 | N | 85362090 | 1 | 4042949105909 | 2.4 | KG | 578.16 | 578.16 | LP18 | LP18 | circuit breaker 3VA2 IEC frame 160 breaking capacity class C Icu=110kA @ 415V 3-pole, starter protection ETU310M, I, In=100A overload protection Ir=40A...100A short-circuit protection Ii=3...15 x In nut keeper kit undervoltage release (UVR) 120-127V AC 50/60Hz | - | 0 | 0
3VA2110-7MS32-0CC0 |  | 3VA2110-7MS32-0CC0 | 1 | UN | 1 | 10 | C | D | EAR99 | N | 85362090 | 1 | 4042949108429 | 2.4 | KG | 625.68 | 625.68 | LP18 | LP18 | circuit breaker 3VA2 IEC frame 160 breaking capacity class C Icu=110kA @ 415V 3-pole, starter protection ETU310M, I, In=100A overload protection Ir=40A...100A short-circuit protection Ii=3...15 x In nut keeper kit undervoltage release (UVR) 120-127V AC 50/60Hz 2 auxiliary switches HQ | - | 0 | 0
3VA2110-7MS32-0CH0 |  | 3VA2110-7MS32-0CH0 | 1 | UN | 1 | 10 | C | D | EAR99 | N | 85362090 | 1 | 4042949109501 | 2.4 | KG | 648.56 | 648.56 | LP18 | LP18 | circuit breaker 3VA2 IEC frame 160 breaking capacity class C Icu=110kA @ 415V 3-pole, starter protection ETU310M, I, In=100A overload protection Ir=40A...100A short-circuit protection Ii=3...15 x In nut keeper kit undervoltage release (UVR) 120-127V AC 50/60Hz 2 auxiliary switches HQ 1 trip alarm switch HQ | - | 0 | 0
3VA2110-7MS32-0CL0 |  | 3VA2110-7MS32-0CL0 | 1 | UN | 1 | 10 | C | D | EAR99 | N | 85362090 | 1 | 4042949110583 | 2.4 | KG | 686.4 | 686.4 | LP18 | LP18 | circuit breaker 3VA2 IEC frame 160 breaking capacity class C Icu=110kA @ 415V 3-pole, starter protection ETU310M, I, In=100A overload protection Ir=40A...100A short-circuit protection Ii=3...15 x In nut keeper kit undervoltage release (UVR) 120-127V AC 50/60Hz 2 auxiliary switches HQ 1 trip alarm switch HQ 1 electrical alarm switch | - | 0 | 0
3VA2110-7MS32-0DA0 |  | 3VA2110-7MS32-0DA0 | 1 | UN | 1 | 10 | C | D | EAR99 | N | 85362090 | 1 | 4042949106081 | 2.4 | KG | 578.16 | 578.16 | LP18 | LP18 | circuit breaker 3VA2 IEC frame 160 breaking capacity class C Icu=110kA @ 415V 3-pole, starter protection ETU310M, I, In=100A overload protection Ir=40A...100A short-circuit protection Ii=3...15 x In nut keeper kit undervoltage release (UVR) 208-230V AC 50/60Hz | - | 0 | 0
3VA2110-7MS32-0DC0 |  | 3VA2110-7MS32-0DC0 | 1 | UN | 1 | 10 | C | D | EAR99 | N | 85362090 | 1 | 4042949108603 | 2.4 | KG | 625.68 | 625.68 | LP18 | LP18 | circuit breaker 3VA2 IEC frame 160 breaking capacity class C Icu=110kA @ 415V 3-pole, starter protection ETU310M, I, In=100A overload protection Ir=40A...100A short-circuit protection Ii=3...15 x In nut keeper kit undervoltage release (UVR) 208-230V AC 50/60Hz 2 auxiliary switches HQ | - | 0 | 0
3VA2110-7MS32-0DH0 |  | 3VA2110-7MS32-0DH0 | 1 | UN | 1 | 10 | C | D | EAR99 | N | 85362090 | 1 | 4042949109686 | 2.4 | KG | 648.56 | 648.56 | LP18 | LP18 | circuit breaker 3VA2 IEC frame 160 breaking capacity class C Icu=110kA @ 415V 3-pole, starter protection ETU310M, I, In=100A overload protection Ir=40A...100A short-circuit protection Ii=3...15 x In nut keeper kit undervoltage release (UVR) 208-230V AC 50/60Hz 2 auxiliary switches HQ 1 trip alarm switch HQ | - | 0 | 0
3VA2110-7MS32-0DL0 |  | 3VA2110-7MS32-0DL0 | 1 | UN | 1 | 10 | C | D | EAR99 | N | 85362090 | 1 | 4042949110767 | 2.4 | KG | 686.4 | 686.4 | LP18 | LP18 | circuit breaker 3VA2 IEC frame 160 breaking capacity class C Icu=110kA @ 415V 3-pole, starter protection ETU310M, I, In=100A overload protection Ir=40A...100A short-circuit protection Ii=3...15 x In nut keeper kit undervoltage release (UVR) 208-230V AC 50/60Hz 2 auxiliary switches HQ 1 trip alarm switch HQ 1 electrical alarm switch | - | 0 | 0
3VA2110-7MS32-0HA0 |  | 3VA2110-7MS32-0HA0 | 1 | UN | 1 | 10 | C | D | EAR99 | N | 85362090 | 1 | 4042949106265 | 2.4 | KG | 551.76 | 551.76 | LP18 | LP18 | circuit breaker 3VA2 IEC frame 160 breaking capacity class C Icu=110kA @ 415V 3-pole, starter protection ETU310M, I, In=100A overload protection Ir=40A...100A short-circuit protection Ii=3...15 x In nut keeper kit shunt trip (STL) 12-30V DC, 24V AC 50/60Hz | - | 0 | 0
3VA2110-7MS32-0HC0 |  | 3VA2110-7MS32-0HC0 | 1 | UN | 1 | 10 | C | D | EAR99 | N | 85362090 | 1 | 4042949108788 | 2.4 | KG | 599.28 | 599.28 | LP18 | LP18 | circuit breaker 3VA2 IEC frame 160 breaking capacity class C Icu=110kA @ 415V 3-pole, starter protection ETU310M, I, In=100A overload protection Ir=40A...100A short-circuit protection Ii=3...15 x In nut keeper kit shunt trip (STL) 12-30V DC, 24V AC 50/60Hz 2 auxiliary switches HQ | - | 0 | 0
3VA2110-7MS32-0HH0 |  | 3VA2110-7MS32-0HH0 | 1 | UN | 1 | 10 | C | D | EAR99 | N | 85362090 | 1 | 4042949109860 | 2.4 | KG | 623.92 | 623.92 | LP18 | LP18 | circuit breaker 3VA2 IEC frame 160 breaking capacity class C Icu=110kA @ 415V 3-pole, starter protection ETU310M, I, In=100A overload protection Ir=40A...100A short-circuit protection Ii=3...15 x In nut keeper kit shunt trip (STL) 12-30V DC, 24V AC 50/60Hz 2 auxiliary switches HQ 1 trip alarm switch HQ | - | 0 | 0
3VA2110-7MS32-0HL0 |  | 3VA2110-7MS32-0HL0 | 1 | UN | 1 | 10 | C | D | EAR99 | N | 85362090 | 1 | 4042949110941 | 2.4 | KG | 660.88 | 660.88 | LP18 | LP18 | circuit breaker 3VA2 IEC frame 160 breaking capacity class C Icu=110kA @ 415V 3-pole, starter protection ETU310M, I, In=100A overload protection Ir=40A...100A short-circuit protection Ii=3...15 x In nut keeper kit shunt trip (STL) 12-30V DC, 24V AC 50/60Hz 2 auxiliary switches HQ 1 trip alarm switch HQ 1 electrical alarm switch | - | 0 | 0
3VA2110-7MS32-0JA0 |  | 3VA2110-7MS32-0JA0 | 1 | UN | 1 | 10 | C | D | EAR99 | N | 85362090 | 1 | 4042949106449 | 2.4 | KG | 551.76 | 551.76 | LP18 | LP18 | circuit breaker 3VA2 IEC frame 160 breaking capacity class C Icu=110kA @ 415V 3-pole, starter protection ETU310M, I, In=100A overload protection Ir=40A...100A short-circuit protection Ii=3...15 x In nut keeper kit shunt trip (STL) 110-127V DC, AC 50/60Hz | - | 0 | 0
3VA2110-7MS32-0JC0 |  | 3VA2110-7MS32-0JC0 | 1 | UN | 1 | 10 | C | D | EAR99 | N | 85362090 | 1 | 4042949108962 | 2.4 | KG | 599.28 | 599.28 | LP18 | LP18 | circuit breaker 3VA2 IEC frame 160 breaking capacity class C Icu=110kA @ 415V 3-pole, starter protection ETU310M, I, In=100A overload protection Ir=40A...100A short-circuit protection Ii=3...15 x In nut keeper kit shunt trip (STL) 110-127V DC, AC 50/60Hz 2 auxiliary switches HQ | - | 0 | 0
3VA2110-7MS32-0JH0 |  | 3VA2110-7MS32-0JH0 | 1 | UN | 1 | 10 | C | D | EAR99 | N | 85362090 | 1 | 4042949110040 | 2.4 | KG | 623.92 | 623.92 | LP18 | LP18 | circuit breaker 3VA2 IEC frame 160 breaking capacity class C Icu=110kA @ 415V 3-pole, starter protection ETU310M, I, In=100A overload protection Ir=40A...100A short-circuit protection Ii=3...15 x In nut keeper kit shunt trip (STL) 110-127V DC, AC 50/60Hz 2 auxiliary switches HQ 1 trip alarm switch HQ | - | 0 | 0
3VA2110-7MS32-0JL0 |  | 3VA2110-7MS32-0JL0 | 1 | UN | 1 | 10 | C | D | EAR99 | N | 85362090 | 1 | 4042949111122 | 2.4 | KG | 660.88 | 660.88 | LP18 | LP18 | circuit breaker 3VA2 IEC frame 160 breaking capacity class C Icu=110kA @ 415V 3-pole, starter protection ETU310M, I, In=100A overload protection Ir=40A...100A short-circuit protection Ii=3...15 x In nut keeper kit shunt trip (STL) 110-127V DC, AC 50/60Hz 2 auxiliary switches HQ 1 trip alarm switch HQ 1 electrical alarm switch | - | 0 | 0
3VA2110-7MS32-0KA0 |  | 3VA2110-7MS32-0KA0 | 1 | UN | 1 | 10 | C | D | EAR99 | N | 85362090 | 1 | 4042949106623 | 2.4 | KG | 551.76 | 551.76 | LP18 | LP18 | circuit breaker 3VA2 IEC frame 160 breaking capacity class C Icu=110kA @ 415V 3-pole, starter protection ETU310M, I, In=100A overload protection Ir=40A...100A short-circuit protection Ii=3...15 x In nut keeper kit shunt trip (STL) 220-250V DC, 208-277V AC | - | 0 | 0
3VA2110-7MS32-0KC0 |  | 3VA2110-7MS32-0KC0 | 1 | UN | 1 | 10 | C | D | EAR99 | N | 85362090 | 1 | 4042949109143 | 2.4 | KG | 599.28 | 599.28 | LP18 | LP18 | circuit breaker 3VA2 IEC frame 160 breaking capacity class C Icu=110kA @ 415V 3-pole, starter protection ETU310M, I, In=100A overload protection Ir=40A...100A short-circuit protection Ii=3...15 x In nut keeper kit shunt trip (STL) 220-250V DC, 208-277V AC 2 auxiliary switches HQ | - | 0 | 0
3VA2110-7MS32-0KH0 |  | 3VA2110-7MS32-0KH0 | 1 | UN | 1 | 10 | C | D | EAR99 | N | 85362090 | 1 | 4042949110224 | 2.4 | KG | 623.92 | 623.92 | LP18 | LP18 | circuit breaker 3VA2 IEC frame 160 breaking capacity class C Icu=110kA @ 415V 3-pole, starter protection ETU310M, I, In=100A overload protection Ir=40A...100A short-circuit protection Ii=3...15 x In nut keeper kit shunt trip (STL) 220-250V DC, 208-277V AC 2 auxiliary switches HQ 1 trip alarm switch HQ | - | 0 | 0
3VA2110-7MS32-0KL0 |  | 3VA2110-7MS32-0KL0 | 1 | UN | 1 | 10 | C | D | EAR99 | N | 85362090 | 1 | 4042949111306 | 2.4 | KG | 660.88 | 660.88 | LP18 | LP18 | circuit breaker 3VA2 IEC frame 160 breaking capacity class C Icu=110kA @ 415V 3-pole, starter protection ETU310M, I, In=100A overload protection Ir=40A...100A short-circuit protection Ii=3...15 x In nut keeper kit shunt trip (STL) 220-250V DC, 208-277V AC 2 auxiliary switches HQ 1 trip alarm switch HQ 1 electrical alarm switch | - | 0 | 0
3VA2110-7MS36-0AA0 |  | 3VA2110-7MS36-0AA0 | 1 | UN | 1 | 5 | B | D | EAR99 | N | 85362090 | 1 | 4042948831212 | 2.256 | KG | 488.4 | 488.4 | LP18 | LP18 | circuit breaker 3VA2 IEC frame 160 breaking capacity class C Icu=110kA @ 415V 3-pole, starter protection ETU310M, I, In=100A without overload protection short-circuit protection Ii=3...15 x In clamp connection | - | 0 | 0
3VA2110-7MS36-0AB0 |  | 3VA2110-7MS36-0AB0 | 1 | UN | 1 | 10 | C | D | EAR99 | N | 85362090 | 1 | 4042949106791 | 2.5 | KG | 560.56 | 560.56 | LP18 | LP18 | circuit breaker 3VA2 IEC frame 160 breaking capacity class C Icu=110kA @ 415V 3-pole, starter protection ETU310M, I, In=100A overload protection Ir=40A...100A short-circuit protection Ii=3...15 x In clamp connection 2 auxiliary switches HP | - | 0 | 0
3VA2110-7MS36-0AC0 |  | 3VA2110-7MS36-0AC0 | 1 | UN | 1 | 10 | C | D | EAR99 | N | 85362090 | 1 | 4042949106975 | 2.5 | KG | 536.8 | 536.8 | LP18 | LP18 | circuit breaker 3VA2 IEC frame 160 breaking capacity class C Icu=110kA @ 415V 3-pole, starter protection ETU310M, I, In=100A overload protection Ir=40A...100A short-circuit protection Ii=3...15 x In clamp connection 2 auxiliary switches HQ | - | 0 | 0
3VA2110-7MS36-0AD0 |  | 3VA2110-7MS36-0AD0 | 1 | UN | 1 | 10 | C | D | EAR99 | N | 85362090 | 1 | 4042949107156 | 2.5 | KG | 560.56 | 560.56 | LP18 | LP18 | circuit breaker 3VA2 IEC frame 160 breaking capacity class C Icu=110kA @ 415V 3-pole, starter protection ETU310M, I, In=100A overload protection Ir=40A...100A short-circuit protection Ii=3...15 x In clamp connection 3 auxiliary switches HQ | - | 0 | 0
3VA2110-7MS36-0AE0 |  | 3VA2110-7MS36-0AE0 | 1 | UN | 1 | 10 | C | D | EAR99 | N | 85362090 | 1 | 4042949107330 | 2.5 | KG | 585.2 | 585.2 | LP18 | LP18 | circuit breaker 3VA2 IEC frame 160 breaking capacity class C Icu=110kA @ 415V 3-pole, starter protection ETU310M, I, In=100A overload protection Ir=40A...100A short-circuit protection Ii=3...15 x In clamp connection 4 auxiliary switches HQ | - | 0 | 0
3VA2110-7MS36-0AF0 |  | 3VA2110-7MS36-0AF0 | 1 | UN | 1 | 10 | C | D | EAR99 | N | 85362090 | 1 | 4042949107514 | 2.5 | KG | 536.8 | 536.8 | LP18 | LP18 | circuit breaker 3VA2 IEC frame 160 breaking capacity class C Icu=110kA @ 415V 3-pole, starter protection ETU310M, I, In=100A overload protection Ir=40A...100A short-circuit protection Ii=3...15 x In clamp connection 1 auxiliary switch HQ 1 trip alarm switch HQ | - | 0 | 0
3VA2110-7MS36-0AG0 |  | 3VA2110-7MS36-0AG0 | 1 | UN | 1 | 10 | C | D | EAR99 | N | 85362090 | 1 | 4042949107699 | 2.5 | KG | 560.56 | 560.56 | LP18 | LP18 | circuit breaker 3VA2 IEC frame 160 breaking capacity class C Icu=110kA @ 415V 3-pole, starter protection ETU310M, I, In=100A overload protection Ir=40A...100A short-circuit protection Ii=3...15 x In clamp connection 1 auxiliary switch HP 1 trip alarm switch HP | - | 0 | 0
3VA2110-7MS36-0AH0 |  | 3VA2110-7MS36-0AH0 | 1 | UN | 1 | 10 | C | D | EAR99 | N | 85362090 | 1 | 4042949107873 | 2.5 | KG | 560.56 | 560.56 | LP18 | LP18 | circuit breaker 3VA2 IEC frame 160 breaking capacity class C Icu=110kA @ 415V 3-pole, starter protection ETU310M, I, In=100A overload protection Ir=40A...100A short-circuit protection Ii=3...15 x In clamp connection 2 auxiliary switches HQ 1 trip alarm switch HQ | - | 0 | 0
3VA2110-7MS36-0AJ0 |  | 3VA2110-7MS36-0AJ0 | 1 | UN | 1 | 10 | C | D | EAR99 | N | 85362090 | 1 | 4042949108054 | 2.5 | KG | 597.52 | 597.52 | LP18 | LP18 | circuit breaker 3VA2 IEC frame 160 breaking capacity class C Icu=110kA @ 415V 3-pole, starter protection ETU310M, I, In=100A overload protection Ir=40A...100A short-circuit protection Ii=3...15 x In clamp connection 2 auxiliary switches HP 1 trip alarm switch HP | - | 0 | 0
3VA2110-7MS36-0BA0 |  | 3VA2110-7MS36-0BA0 | 1 | UN | 1 | 10 | C | D | EAR99 | N | 85362090 | 1 | 4042949105718 | 2.5 | KG | 600.16 | 600.16 | LP18 | LP18 | circuit breaker 3VA2 IEC frame 160 breaking capacity class C Icu=110kA @ 415V 3-pole, starter protection ETU310M, I, In=100A overload protection Ir=40A...100A short-circuit protection Ii=3...15 x In clamp connection undervoltage release (UVR) 24V DC | - | 0 | 0
3VA2110-7MS36-0BC0 |  | 3VA2110-7MS36-0BC0 | 1 | UN | 1 | 10 | C | D | EAR99 | N | 85362090 | 1 | 4042949108238 | 2.5 | KG | 648.56 | 648.56 | LP18 | LP18 | circuit breaker 3VA2 IEC frame 160 breaking capacity class C Icu=110kA @ 415V 3-pole, starter protection ETU310M, I, In=100A overload protection Ir=40A...100A short-circuit protection Ii=3...15 x In clamp connection undervoltage release (UVR) 24V DC | - | 0 | 0
3VA2110-7MS36-0BH0 |  | 3VA2110-7MS36-0BH0 | 1 | UN | 1 | 10 | C | D | EAR99 | N | 85362090 | 1 | 4042949109310 | 2.5 | KG | 673.2 | 673.2 | LP18 | LP18 | circuit breaker 3VA2 IEC frame 160 breaking capacity class C Icu=110kA @ 415V 3-pole, starter protection ETU310M, I, In=100A overload protection Ir=40A...100A short-circuit protection Ii=3...15 x In clamp connection undervoltage release (UVR) 24V DC 2 auxiliary switches HQ 1 trip alarm switch HQ | - | 0 | 0
3VA2110-7MS36-0BL0 |  | 3VA2110-7MS36-0BL0 | 1 | UN | 1 | 10 | C | D | EAR99 | N | 85362090 | 1 | 4042949110392 | 2.5 | KG | 711.04 | 711.04 | LP18 | LP18 | circuit breaker 3VA2 IEC frame 160 breaking capacity class C Icu=110kA @ 415V 3-pole, starter protection ETU310M, I, In=100A overload protection Ir=40A...100A short-circuit protection Ii=3...15 x In clamp connection undervoltage release (UVR) 24V DC 2 auxiliary switches HQ 1 trip alarm switch HQ 1 electrical alarm switch | - | 0 | 0
3VA2110-7MS36-0CA0 |  | 3VA2110-7MS36-0CA0 | 1 | UN | 1 | 10 | C | D | EAR99 | N | 85362090 | 1 | 4042949105893 | 2.5 | KG | 600.16 | 600.16 | LP18 | LP18 | circuit breaker 3VA2 IEC frame 160 breaking capacity class C Icu=110kA @ 415V 3-pole, starter protection ETU310M, I, In=100A overload protection Ir=40A...100A short-circuit protection Ii=3...15 x In clamp connection undervoltage release (UVR) 120-127V AC 50/60Hz | - | 0 | 0
3VA2110-7MS36-0CC0 |  | 3VA2110-7MS36-0CC0 | 1 | UN | 1 | 10 | C | D | EAR99 | N | 85362090 | 1 | 4042949108412 | 2.5 | KG | 648.56 | 648.56 | LP18 | LP18 | circuit breaker 3VA2 IEC frame 160 breaking capacity class C Icu=110kA @ 415V 3-pole, starter protection ETU310M, I, In=100A overload protection Ir=40A...100A short-circuit protection Ii=3...15 x In clamp connection undervoltage release (UVR) 120-127V AC 50/60Hz 2 auxiliary switches HQ | - | 0 | 0
3VA2110-7MS36-0CH0 |  | 3VA2110-7MS36-0CH0 | 1 | UN | 1 | 10 | C | D | EAR99 | N | 85362090 | 1 | 4042949109495 | 2.5 | KG | 673.2 | 673.2 | LP18 | LP18 | circuit breaker 3VA2 IEC frame 160 breaking capacity class C Icu=110kA @ 415V 3-pole, starter protection ETU310M, I, In=100A overload protection Ir=40A...100A short-circuit protection Ii=3...15 x In clamp connection undervoltage release (UVR) 120-127V AC 50/60Hz 2 auxiliary switches HQ 1 trip alarm switch HQ | - | 0 | 0
3VA2110-7MS36-0CL0 |  | 3VA2110-7MS36-0CL0 | 1 | UN | 1 | 10 | C | D | EAR99 | N | 85362090 | 1 | 4042949110576 | 2.5 | KG | 711.04 | 711.04 | LP18 | LP18 | circuit breaker 3VA2 IEC frame 160 breaking capacity class C Icu=110kA @ 415V 3-pole, starter protection ETU310M, I, In=100A overload protection Ir=40A...100A short-circuit protection Ii=3...15 x In clamp connection undervoltage release (UVR) 120-127V AC 50/60Hz 2 auxiliary switches HQ 1 trip alarm switch HQ 1 electrical alarm switch | - | 0 | 0
3VA2110-7MS36-0DA0 |  | 3VA2110-7MS36-0DA0 | 1 | UN | 1 | 10 | C | D | EAR99 | N | 85362090 | 1 | 4042949106074 | 2.5 | KG | 600.16 | 600.16 | LP18 | LP18 | circuit breaker 3VA2 IEC frame 160 breaking capacity class C Icu=110kA @ 415V 3-pole, starter protection ETU310M, I, In=100A overload protection Ir=40A...100A short-circuit protection Ii=3...15 x In clamp connection undervoltage release (UVR) 208-230V AC 50/60Hz | - | 0 | 0
3VA2110-7MS36-0DC0 |  | 3VA2110-7MS36-0DC0 | 1 | UN | 1 | 10 | C | D | EAR99 | N | 85362090 | 1 | 4042949108597 | 2.5 | KG | 648.56 | 648.56 | LP18 | LP18 | circuit breaker 3VA2 IEC frame 160 breaking capacity class C Icu=110kA @ 415V 3-pole, starter protection ETU310M, I, In=100A overload protection Ir=40A...100A short-circuit protection Ii=3...15 x In clamp connection undervoltage release (UVR) 208-230V AC 50/60Hz 2 auxiliary switches HQ | - | 0 | 0
3VA2110-7MS36-0DH0 |  | 3VA2110-7MS36-0DH0 | 1 | UN | 1 | 10 | C | D | EAR99 | N | 85362090 | 1 | 4042949109679 | 2.5 | KG | 673.2 | 673.2 | LP18 | LP18 | circuit breaker 3VA2 IEC frame 160 breaking capacity class C Icu=110kA @ 415V 3-pole, starter protection ETU310M, I, In=100A overload protection Ir=40A...100A short-circuit protection Ii=3...15 x In clamp connection undervoltage release (UVR) 208-230V AC 50/60Hz 2 auxiliary switches HQ 1 trip alarm switch HQ | - | 0 | 0
3VA2110-7MS36-0DL0 |  | 3VA2110-7MS36-0DL0 | 1 | UN | 1 | 10 | C | D | EAR99 | N | 85362090 | 1 | 4042949110750 | 2.5 | KG | 711.04 | 711.04 | LP18 | LP18 | circuit breaker 3VA2 IEC frame 160 breaking capacity class C Icu=110kA @ 415V 3-pole, starter protection ETU310M, I, In=100A overload protection Ir=40A...100A short-circuit protection Ii=3...15 x In clamp connection undervoltage release (UVR) 208-230V AC 50/60Hz 2 auxiliary switches HQ 1 trip alarm switch HQ 1 electrical alarm switch | - | 0 | 0
3VA2110-7MS36-0HA0 |  | 3VA2110-7MS36-0HA0 | 1 | UN | 1 | 10 | C | D | EAR99 | N | 85362090 | 1 | 4042949106258 | 2.5 | KG | 573.76 | 573.76 | LP18 | LP18 | circuit breaker 3VA2 IEC frame 160 breaking capacity class C Icu=110kA @ 415V 3-pole, starter protection ETU310M, I, In=100A overload protection Ir=40A...100A short-circuit protection Ii=3...15 x In clamp connection shunt trip (STL) 12-30V DC, 24V AC 50/60Hz | - | 0 | 0
3VA2110-7MS36-0HC0 |  | 3VA2110-7MS36-0HC0 | 1 | UN | 1 | 10 | C | D | EAR99 | N | 85362090 | 1 | 4042949108771 | 2.5 | KG | 623.92 | 623.92 | LP18 | LP18 | circuit breaker 3VA2 IEC frame 160 breaking capacity class C Icu=110kA @ 415V 3-pole, starter protection ETU310M, I, In=100A overload protection Ir=40A...100A short-circuit protection Ii=3...15 x In clamp connection shunt trip (STL) 12-30V DC, 24V AC 50/60Hz 2 auxiliary switches HQ | - | 0 | 0
3VA2110-7MS36-0HH0 |  | 3VA2110-7MS36-0HH0 | 1 | UN | 1 | 10 | C | D | EAR99 | N | 85362090 | 1 | 4042949109853 | 2.5 | KG | 646.8 | 646.8 | LP18 | LP18 | circuit breaker 3VA2 IEC frame 160 breaking capacity class C Icu=110kA @ 415V 3-pole, starter protection ETU310M, I, In=100A overload protection Ir=40A...100A short-circuit protection Ii=3...15 x In clamp connection shunt trip (STL) 12-30V DC, 24V AC 50/60Hz 2 auxiliary switches HQ 1 trip alarm switch HQ | - | 0 | 0
3VA2110-7MS36-0HL0 |  | 3VA2110-7MS36-0HL0 | 1 | UN | 1 | 10 | C | D | EAR99 | N | 85362090 | 1 | 4042949110934 | 2.5 | KG | 684.64 | 684.64 | LP18 | LP18 | circuit breaker 3VA2 IEC frame 160 breaking capacity class C Icu=110kA @ 415V 3-pole, starter protection ETU310M, I, In=100A overload protection Ir=40A...100A short-circuit protection Ii=3...15 x In clamp connection shunt trip (STL) 12-30V DC, 24V AC 50/60Hz 2 auxiliary switches HQ 1 trip alarm switch HQ 1 electrical alarm switch | - | 0 | 0
3VA2110-7MS36-0JA0 |  | 3VA2110-7MS36-0JA0 | 1 | UN | 1 | 10 | C | D | EAR99 | N | 85362090 | 1 | 4042949106432 | 2.5 | KG | 573.76 | 573.76 | LP18 | LP18 | circuit breaker 3VA2 IEC frame 160 breaking capacity class C Icu=110kA @ 415V 3-pole, starter protection ETU310M, I, In=100A overload protection Ir=40A...100A short-circuit protection Ii=3...15 x In clamp connection shunt trip (STL) 110-127V DC, AC 50/60Hz | - | 0 | 0
3VA2110-7MS36-0JC0 |  | 3VA2110-7MS36-0JC0 | 1 | UN | 1 | 10 | C | D | EAR99 | N | 85362090 | 1 | 4042949108955 | 2.5 | KG | 623.92 | 623.92 | LP18 | LP18 | circuit breaker 3VA2 IEC frame 160 breaking capacity class C Icu=110kA @ 415V 3-pole, starter protection ETU310M, I, In=100A overload protection Ir=40A...100A short-circuit protection Ii=3...15 x In clamp connection shunt trip (STL) 110-127V DC, AC 50/60Hz 2 auxiliary switches HQ | - | 0 | 0
3VA2110-7MS36-0JH0 |  | 3VA2110-7MS36-0JH0 | 1 | UN | 1 | 10 | C | D | EAR99 | N | 85362090 | 1 | 4042949110033 | 2.5 | KG | 646.8 | 646.8 | LP18 | LP18 | circuit breaker 3VA2 IEC frame 160 breaking capacity class C Icu=110kA @ 415V 3-pole, starter protection ETU310M, I, In=100A overload protection Ir=40A...100A short-circuit protection Ii=3...15 x In clamp connection shunt trip (STL) 110-127V DC, AC 50/60Hz 2 auxiliary switches HQ 1 trip alarm switch HQ | - | 0 | 0
3VA2110-7MS36-0JL0 |  | 3VA2110-7MS36-0JL0 | 1 | UN | 1 | 10 | C | D | EAR99 | N | 85362090 | 1 | 4042949111115 | 2.5 | KG | 684.64 | 684.64 | LP18 | LP18 | circuit breaker 3VA2 IEC frame 160 breaking capacity class C Icu=110kA @ 415V 3-pole, starter protection ETU310M, I, In=100A overload protection Ir=40A...100A short-circuit protection Ii=3...15 x In clamp connection shunt trip (STL) 110-127V DC, AC 50/60Hz 2 auxiliary switches HQ 1 trip alarm switch HQ 1 electrical alarm switch | - | 0 | 0
3VA2110-7MS36-0KA0 |  | 3VA2110-7MS36-0KA0 | 1 | UN | 1 | 10 | C | D | EAR99 | N | 85362090 | 1 | 4042949106616 | 2.5 | KG | 573.76 | 573.76 | LP18 | LP18 | circuit breaker 3VA2 IEC frame 160 breaking capacity class C Icu=110kA @ 415V 3-pole, starter protection ETU310M, I, In=100A overload protection Ir=40A...100A short-circuit protection Ii=3...15 x In clamp connection shunt trip (STL) 220-250V DC, 208-277V AC | - | 0 | 0
3VA2110-7MS36-0KC0 |  | 3VA2110-7MS36-0KC0 | 1 | UN | 1 | 10 | C | D | EAR99 | N | 85362090 | 1 | 4042949109136 | 2.5 | KG | 623.92 | 623.92 | LP18 | LP18 | circuit breaker 3VA2 IEC frame 160 breaking capacity class C Icu=110kA @ 415V 3-pole, starter protection ETU310M, I, In=100A overload protection Ir=40A...100A short-circuit protection Ii=3...15 x In clamp connection shunt trip (STL) 220-250V DC, 208-277V AC 2 auxiliary switches HQ | - | 0 | 0
3VA2110-7MS36-0KH0 |  | 3VA2110-7MS36-0KH0 | 1 | UN | 1 | 10 | C | D | EAR99 | N | 85362090 | 1 | 4042949110217 | 2.5 | KG | 646.8 | 646.8 | LP18 | LP18 | circuit breaker 3VA2 IEC frame 160 breaking capacity class C Icu=110kA @ 415V 3-pole, starter protection ETU310M, I, In=100A overload protection Ir=40A...100A short-circuit protection Ii=3...15 x In clamp connection shunt trip (STL) 220-250V DC, 208-277V AC 2 auxiliary switches HQ 1 trip alarm switch HQ | - | 0 | 0
3VA2110-7MS36-0KL0 |  | 3VA2110-7MS36-0KL0 | 1 | UN | 1 | 10 | C | D | EAR99 | N | 85362090 | 1 | 4042949111290 | 2.5 | KG | 684.64 | 684.64 | LP18 | LP18 | circuit breaker 3VA2 IEC frame 160 breaking capacity class C Icu=110kA @ 415V 3-pole, starter protection ETU310M, I, In=100A overload protection Ir=40A...100A short-circuit protection Ii=3...15 x In clamp connection shunt trip (STL) 220-250V DC, 208-277V AC 2 auxiliary switches HQ 1 trip alarm switch HQ 1 electrical alarm switch | - | 0 | 0
3VA2110-8HK32-0AA0 |  | 3VA2110-8HK32-0AA0 | 1 | UN | 1 | 5 | B | D | EAR99 | N | 85362090 | 1 | 4042948814055 | 2.5 | KG | 700.48 | 700.48 | LP18 | LP18 | circuit breaker 3VA2 IEC frame 160 breaking capacity class L Icu=150kA @ 415V 3-pole, line protection ETU340, ELISA LI, In=100A overload protection Ir=40A...100A short-circuit protection Ii=15 x In nut keeper kit | - | 0 | 0
3VA2110-8HK36-0AA0 |  | 3VA2110-8HK36-0AA0 | 1 | UN | 1 | 5 | B | D | EAR99 | N | 85362090 | 1 | 4042948819395 | 2.5 | KG | 725.12 | 725.12 | LP18 | LP18 | circuit breaker 3VA2 IEC frame 160 breaking capacity class L Icu=150kA @ 415V 3-pole, line protection ETU340, ELISA LI, In=100A overload protection Ir=40A...100A short-circuit protection Ii=15 x In clamp connection | - | 0 | 0
3VA2110-8HK42-0AA0 |  | 3VA2110-8HK42-0AA0 | 1 | UN | 1 | 5 | B | D | EAR99 | N | 85362090 | 1 | 4042948814338 | 3.2 | KG | 906.4 | 906.4 | LP18 | LP18 | circuit breaker 3VA2 IEC frame 160 breaking capacity class L Icu=150kA @ 415V 4-pole, line protection ETU340, ELISA LI, In=100A overload protection Ir=40A...100A short-circuit protection Ii=15 x In N conductor protection adjustable (OFF, 50%, 100%) nut keeper kit | - | 0 | 0
3VA2110-8HK46-0AA0 |  | 3VA2110-8HK46-0AA0 | 1 | UN | 1 | 5 | B | D | EAR99 | N | 85362090 | 1 | 4042948819678 | 3.2 | KG | 941.6 | 941.6 | LP18 | LP18 | circuit breaker 3VA2 IEC frame 160 breaking capacity class L Icu=150kA @ 415V 4-pole, line protection ETU340, ELISA LI, In=100A overload protection Ir=40A...100A short-circuit protection Ii=15 x In N conductor protection adjustable (OFF, 50%, 100%) clamp connection | - | 0 | 0
3VA2110-8HL32-0AA0 |  | 3VA2110-8HL32-0AA0 | 1 | UN | 1 | 5 | B | D | EAR99 | N | 85362090 | 1 | 4042948833285 | 2.5 | KG | 676.6 | 657.9 | LP18 | LP18 | circuit breaker 3VA2 IEC frame 160 breaking capacity class L Icu=150kA @ 415V 3-pole, line protection ETU320, LI, In=100A overload protection Ir=40A...100A short-circuit protection Ii=1.5...12 x In nut keeper kit | Lista Papel 2020 SI | 0 | 0
3VA2110-8HL36-0AA0 |  | 3VA2110-8HL36-0AA0 | 1 | UN | 1 | 5 | B | D | EAR99 | N | 85362090 | 1 | 4042948833278 | 2.5 | KG | 700.4 | 680.9 | LP18 | LP18 | circuit breaker 3VA2 IEC frame 160 breaking capacity class L Icu=150kA @ 415V 3-pole, line protection ETU320, LI, In=100A overload protection Ir=40A...100A short-circuit protection Ii=1.5...12 x In clamp connection | Lista Papel 2020 SI | 0 | 0
3VA2110-8HL42-0AA0 |  | 3VA2110-8HL42-0AA0 | 1 | UN | 1 | 5 | B | D | EAR99 | N | 85362090 | 1 | 4042948833261 | 3.2 | KG | 875.5 | 850 | LP18 | LP18 | circuit breaker 3VA2 IEC frame 160 breaking capacity class L Icu=150kA @ 415V 4-pole, line protection ETU320, LI, In=100A overload protection Ir=40A...100A short-circuit protection Ii=1.5...12 x In N conductor protection adjustable (OFF, 50%, 100%) nut keeper kit | Lista Papel 2020 SI | 0 | 0
3VA2110-8HL46-0AA0 |  | 3VA2110-8HL46-0AA0 | 1 | UN | 1 | 5 | B | D | EAR99 | N | 85362090 | 1 | 4042948833254 | 3.2 | KG | 909.5 | 884 | LP18 | LP18 | circuit breaker 3VA2 IEC frame 160 breaking capacity class L Icu=150kA @ 415V 4-pole, line protection ETU320, LI, In=100A overload protection Ir=40A...100A short-circuit protection Ii=1.5...12 x In N conductor protection adjustable (OFF, 50%, 100%) clamp connection | Lista Papel 2020 SI | 0 | 0
3VA2110-8HM32-0AA0 |  | 3VA2110-8HM32-0AA0 | 1 | UN | 1 | 5 | B | D | EAR99 | N | 85362090 | 1 | 4042948814079 | 2.5 | KG | 926.5 | 901 | LP18 | LP18 | circuit breaker 3VA2 IEC frame 160 breaking capacity class L Icu=150kA @ 415V 3-pole, line protection ETU330, LIG, In=100A overload protection Ir=40A...100A short-circuit protection Ii=1.5...12 x In ground-fault protection Ig=0.2...1 x In, tg=0.1/0.3s nut keeper kit | Lista Papel 2020 SI | 0 | 0
3VA2110-8HM36-0AA0 |  | 3VA2110-8HM36-0AA0 | 1 | UN | 1 | 5 | B | D | EAR99 | N | 85362090 | 1 | 4042948819418 | 2.5 | KG | 952 | 926.5 | LP18 | LP18 | circuit breaker 3VA2 IEC frame 160 breaking capacity class L Icu=150kA @ 415V 3-pole, line protection ETU330, LIG, In=100A overload protection Ir=40A...100A short-circuit protection Ii=1.5...12 x In ground-fault protection Ig=0.2...1 x In, tg=0.1/0.3s clamp connection | Lista Papel 2020 SI | 0 | 0
3VA2110-8HM42-0AA0 |  | 3VA2110-8HM42-0AA0 | 1 | UN | 1 | 5 | B | D | EAR99 | N | 85362090 | 1 | 4042948814352 | 3.2 | KG | 1113.5 | 1079.5 | LP18 | LP18 | circuit breaker 3VA2 IEC frame 160 breaking capacity class L Icu=150kA @ 415V 4-pole, line protection ETU330, LIG, In=100A overload protection Ir=40A...100A short-circuit protection Ii=1.5...12 x In N conductor protection adjustable (OFF, 50%, 100%) ground-fault protection Ig=0.2...1 x In= tg=0.1/0.3s nut keeper kit | Lista Papel 2020 SI | 0 | 0
3VA2110-8HM46-0AA0 |  | 3VA2110-8HM46-0AA0 | 1 | UN | 1 | 5 | B | D | EAR99 | N | 85362090 | 1 | 4042948819692 | 3.2 | KG | 1139 | 1105 | LP18 | LP18 | circuit breaker 3VA2 IEC frame 160 breaking capacity class L Icu=150kA @ 415V 4-pole, line protection ETU330, LIG, In=100A overload protection Ir=40A...100A short-circuit protection Ii=1.5...12 x In N conductor protection adjustable (OFF, 50%, 100%) ground-fault protection Ig=0.2...1 x In= tg=0.1/0.3s clamp connection | Lista Papel 2020 SI | 0 | 0
3VA2110-8HN32-0AA0 |  | 3VA2110-8HN32-0AA0 | 1 | UN | 1 | 5 | B | D | EAR99 | N | 85362090 | 1 | 4042948814062 | 2.5 | KG | 734.4 | 714 | LP18 | LP18 | circuit breaker 3VA2 IEC frame 160 breaking capacity class L Icu=150kA @ 415V 3-pole, line protection ETU350, LSI, In=100A overload protection Ir=40A...100A short-circuit protection Isd=1.5...10 x Ir, Ii=12 x In nut keeper kit | Lista Papel 2020 SI | 0 | 0
3VA2110-8HN36-0AA0 |  | 3VA2110-8HN36-0AA0 | 1 | UN | 1 | 5 | B | D | EAR99 | N | 85362090 | 1 | 4042948819401 | 2.5 | KG | 758.2 | 737 | LP18 | LP18 | circuit breaker 3VA2 IEC frame 160 breaking capacity class L Icu=150kA @ 415V 3-pole, line protection ETU350, LSI, In=100A overload protection Ir=40A...100A short-circuit protection Isd=1.5...10 x Ir, Ii=12 x In clamp connection | Lista Papel 2020 SI | 0 | 0
3VA2110-8HN42-0AA0 |  | 3VA2110-8HN42-0AA0 | 1 | UN | 1 | 5 | B | D | EAR99 | N | 85362090 | 1 | 4042948814345 | 3.2 | KG | 935 | 909.5 | LP18 | LP18 | circuit breaker 3VA2 IEC frame 160 breaking capacity class L Icu=150kA @ 415V 4-pole, line protection ETU350, LSI, In=100A overload protection Ir=40A...100A short-circuit protection Isd=1.5...10 x Ir, Ii=12 x In N conductor protection adjustable (OFF, 50%, 100%) nut keeper kit | Lista Papel 2020 SI | 0 | 0
3VA2110-8HN46-0AA0 |  | 3VA2110-8HN46-0AA0 | 1 | UN | 1 | 5 | B | D | EAR99 | N | 85362090 | 1 | 4042948819685 | 3.2 | KG | 969 | 943.5 | LP18 | LP18 | circuit breaker 3VA2 IEC frame 160 breaking capacity class L Icu=150kA @ 415V 4-pole, line protection ETU350, LSI, In=100A overload protection Ir=40A...100A short-circuit protection Isd=1.5...10 x Ir, Ii=12 x In N conductor protection adjustable (OFF, 50%, 100%) clamp connection | Lista Papel 2020 SI | 0 | 0
3VA2110-8JP32-0AA0 |  | 3VA2110-8JP32-0AA0 | 1 | UN | 1 | 5 | B | D | EAR99 | N | 85362090 | 1 | 4042948814086 | 2.5 | KG | 1130.5 | 1096.5 | LP18 | LP18 | circuit breaker 3VA2 IEC frame 160 breaking capacity class L Icu=150kA @ 415V 3-pole, line protection ETU550, LSI, In=100A overload protection Ir=40A...100A short-circuit protection Isd=0.6..10x In, Ii=1.5..12x In N conductor protection optionally with external current transformer, up to 160% nut keeper kit | Lista Papel 2020 SI | 0 | 0
3VA2110-8JP36-0AA0 |  | 3VA2110-8JP36-0AA0 | 1 | UN | 1 | 5 | B | D | EAR99 | N | 85362090 | 1 | 4042948819425 | 2.5 | KG | 1156 | 1122 | LP18 | LP18 | circuit breaker 3VA2 IEC frame 160 breaking capacity class L Icu=150kA @ 415V 3-pole, line protection ETU550, LSI, In=100A overload protection Ir=40A...100A short-circuit protection Isd=0.6..10x In, Ii=1.5..12x In N conductor protection optionally with external current transformer, up to 160% clamp connection | Lista Papel 2020 SI | 0 | 0
3VA2110-8JP42-0AA0 |  | 3VA2110-8JP42-0AA0 | 1 | UN | 1 | 5 | B | D | EAR99 | N | 85362090 | 1 | 4042948814369 | 3.2 | KG | 1343 | 1309 | LP18 | LP18 | circuit breaker 3VA2 IEC frame 160 breaking capacity class L Icu=150kA @ 415V 4-pole, line protection ETU550, LSI, In=100A overload protection Ir=40A...100A short-circuit protection Isd=0.6..10x In, Ii=1.5..12x In N conductor protection adjustable (OFF, up to 160%) nut keeper kit | Lista Papel 2020 SI | 0 | 0
3VA2110-8JP46-0AA0 |  | 3VA2110-8JP46-0AA0 | 1 | UN | 1 | 5 | B | D | EAR99 | N | 85362090 | 1 | 4042948819708 | 3.2 | KG | 1377 | 1334.5 | LP18 | LP18 | circuit breaker 3VA2 IEC frame 160 breaking capacity class L Icu=150kA @ 415V 4-pole, line protection ETU550, LSI, In=100A overload protection Ir=40A...100A short-circuit protection Isd=0.6..10x In, Ii=1.5..12x In N conductor protection adjustable (OFF, up to 160%) clamp connection | Lista Papel 2020 SI | 0 | 0
3VA2110-8JQ32-0AA0 |  | 3VA2110-8JQ32-0AA0 | 1 | UN | 1 | 5 | B | D | EAR99 | N | 85362090 | 1 | 4042948814093 | 2.5 | KG | 1385.5 | 1343 | LP18 | LP18 | circuit breaker 3VA2 IEC frame 160 breaking capacity class L Icu=150kA @ 415V 3-pole, line protection ETU560, LSIG, In=100A overload protection Ir=40A...100A short-circuit protection Isd=0.6..10x In, Ii=1.5..12x In N conductor protection optionally with external current transformer, up to 160% gr.-fault prot., can be sw. off Ig=0.2...1 x In, tg=0.05-0.8s nut keeper kit | Lista Papel 2020 SI | 0 | 0
3VA2110-8JQ36-0AA0 |  | 3VA2110-8JQ36-0AA0 | 1 | UN | 1 | 5 | B | D | EAR99 | N | 85362090 | 1 | 4042948819432 | 2.5 | KG | 1411 | 1368.5 | LP18 | LP18 | circuit breaker 3VA2 IEC frame 160 breaking capacity class L Icu=150kA @ 415V 3-pole, line protection ETU560, LSIG, In=100A overload protection Ir=40A...100A short-circuit protection Isd=0.6..10x In, Ii=1.5..12x In N conductor protection optionally with external current transformer, up to 160% gr.-fault prot., can be sw. off Ig=0.2...1 x In, tg=0.05-0.8s clamp connection | Lista Papel 2020 SI | 0 | 0
3VA2110-8JQ42-0AA0 |  | 3VA2110-8JQ42-0AA0 | 1 | UN | 1 | 5 | B | D | EAR99 | N | 85362090 | 1 | 4042948814376 | 3.2 | KG | 1589.5 | 1547 | LP18 | LP18 | circuit breaker 3VA2 IEC frame 160 breaking capacity class L Icu=150kA @ 415V 4-pole, line protection ETU560, LSIG, In=100A overload protection Ir=40A...100A short-circuit protection Isd=0.6..10x In, Ii=1.5..12x In N conductor protection adjustable (OFF, up to 160%) gr.-fault prot., can be sw. off Ig=0.2...1 x In= tg=0.05-0.8s nut keeper kit | Lista Papel 2020 SI | 0 | 0
3VA2110-8JQ46-0AA0 |  | 3VA2110-8JQ46-0AA0 | 1 | UN | 1 | 5 | B | D | EAR99 | N | 85362090 | 1 | 4042948819715 | 3.2 | KG | 1615 | 1572.5 | LP18 | LP18 | circuit breaker 3VA2 IEC frame 160 breaking capacity class L Icu=150kA @ 415V 4-pole, line protection ETU560, LSIG, In=100A overload protection Ir=40A...100A short-circuit protection Isd=0.6..10x In, Ii=1.5..12x In N conductor protection adjustable (OFF, up to 160%) gr.-fault prot., can be sw. off Ig=0.2...1 x In= tg=0.05-0.8s clamp connection | Lista Papel 2020 SI | 0 | 0
3VA2110-8KP32-0AA0 |  | 3VA2110-8KP32-0AA0 | 1 | UN | 1 | 5 | B | D | EAR99 | N | 85362090 | 1 | 4042948814109 | 2.5 | KG | 1343 | 1309 | LP18 | LP18 | circuit breaker 3VA2 IEC frame 160 breaking capacity class L Icu=150kA @ 415V 3-pole, line protection ETU850, LSI, In=100A overload protection Ir=40A...100A short-circuit protection Isd=0.6..10x In, Ii=1.5..12x In N conductor protection optionally with external current transformer, up to 160% nut keeper kit | Lista Papel 2020 SI | 0 | 0
3VA2110-8KP36-0AA0 |  | 3VA2110-8KP36-0AA0 | 1 | UN | 1 | 5 | B | D | EAR99 | N | 85362090 | 1 | 4042948819449 | 2.5 | KG | 1377 | 1334.5 | LP18 | LP18 | circuit breaker 3VA2 IEC frame 160 breaking capacity class L Icu=150kA @ 415V 3-pole, line protection ETU850, LSI, In=100A overload protection Ir=40A...100A short-circuit protection Isd=0.6..10x In, Ii=1.5..12x In N conductor protection optionally with external current transformer, up to 160% clamp connection | Lista Papel 2020 SI | 0 | 0
3VA2110-8KP42-0AA0 |  | 3VA2110-8KP42-0AA0 | 1 | UN | 1 | 5 | B | D | EAR99 | N | 85362090 | 1 | 4042948814383 | 3.2 | KG | 1547 | 1504.5 | LP18 | LP18 | circuit breaker 3VA2 IEC frame 160 breaking capacity class L Icu=150kA @ 415V 4-pole, line protection ETU850, LSI, In=100A overload protection Ir=40A...100A short-circuit protection Isd=0.6..10x In, Ii=1.5..12x In N conductor protection adjustable (OFF, up to 160%) nut keeper kit | Lista Papel 2020 SI | 0 | 0
3VA2110-8KP46-0AA0 |  | 3VA2110-8KP46-0AA0 | 1 | UN | 1 | 5 | B | D | EAR99 | N | 85362090 | 1 | 4042948819722 | 3.2 | KG | 1572.5 | 1530 | LP18 | LP18 | circuit breaker 3VA2 IEC frame 160 breaking capacity class L Icu=150kA @ 415V 4-pole, line protection ETU850, LSI, In=100A overload protection Ir=40A...100A short-circuit protection Isd=0.6..10x In, Ii=1.5..12x In N conductor protection adjustable (OFF, up to 160%) clamp connection | Lista Papel 2020 SI | 0 | 0
3VA2110-8KQ32-0AA0 |  | 3VA2110-8KQ32-0AA0 | 1 | UN | 1 | 5 | B | D | EAR99 | N | 85362090 | 1 | 4042948814116 | 2.5 | KG | 1487.5 | 1445 | LP18 | LP18 | circuit breaker 3VA2 IEC frame 160 breaking capacity class L Icu=150kA @ 415V 3-pole, line protection ETU860, LSIG, In=100A overload protection Ir=40A...100A short-circuit protection Isd=0.6..10x In, Ii=1.5..12x In N conductor protection optionally with external current transformer, up to 160% gr.-fault prot., can be sw. off Ig=0.2...1 x In, tg=0.05-0.8s nut keeper kit | Lista Papel 2020 SI | 0 | 0
3VA2110-8KQ36-0AA0 |  | 3VA2110-8KQ36-0AA0 | 1 | UN | 1 | 5 | B | D | EAR99 | N | 85362090 | 1 | 4042948819456 | 2.5 | KG | 1504.5 | 1462 | LP18 | LP18 | circuit breaker 3VA2 IEC frame 160 breaking capacity class L Icu=150kA @ 415V 3-pole, line protection ETU860, LSIG, In=100A overload protection Ir=40A...100A short-circuit protection Isd=0.6..10x In, Ii=1.5..12x In N conductor protection optionally with external current transformer, up to 160% gr.-fault prot., can be sw. off Ig=0.2...1 x In, tg=0.05-0.8s clamp connection | Lista Papel 2020 SI | 0 | 0
3VA2110-8KQ42-0AA0 |  | 3VA2110-8KQ42-0AA0 | 1 | UN | 1 | 5 | B | D | EAR99 | N | 85362090 | 1 | 4042948814390 | 3.2 | KG | 1674.5 | 1623.5 | LP18 | LP18 | circuit breaker 3VA2 IEC frame 160 breaking capacity class L Icu=150kA @ 415V 4-pole, line protection ETU860, LSIG, In=100A overload protection Ir=40A...100A short-circuit protection Isd=0.6..10x In, Ii=1.5..12x In N conductor protection adjustable (OFF, up to 160%) gr.-fault prot., can be sw. off Ig=0.2...1 x In= tg=0.05-0.8s nut keeper kit | Lista Papel 2020 SI | 0 | 0
3VA2110-8KQ46-0AA0 |  | 3VA2110-8KQ46-0AA0 | 1 | UN | 1 | 5 | B | D | EAR99 | N | 85362090 | 1 | 4042948819739 | 3.2 | KG | 1717 | 1666 | LP18 | LP18 | circuit breaker 3VA2 IEC frame 160 breaking capacity class L Icu=150kA @ 415V 4-pole, line protection ETU860, LSIG, In=100A overload protection Ir=40A...100A short-circuit protection Isd=0.6..10x In, Ii=1.5..12x In N conductor protection adjustable (OFF, up to 160%) gr.-fault prot., can be sw. off Ig=0.2...1 x In= tg=0.05-0.8s clamp connection | Lista Papel 2020 SI | 0 | 0
3VA2116-5HL32-0AA0 |  | 3VA2116-5HL32-0AA0 | 1 | UN | 1 | 2 | A | D | EAR99 | N | 85362090 | 1 | 4042948833247 | 2.112 | KG | 755.7 | 734.4 | LP18 | LP18 | circuit breaker 3VA2 IEC frame 160 breaking capacity class M Icu=55kA @ 415V 3-pole, line protection ETU320, LI, In=160A overload protection Ir=63A...160A short-circuit protection Ii=1.5...10 x In nut keeper kit | Lista Papel 2020 SI | 0 | 0
3VA2116-5HL32-0AB0 |  | 3VA2116-5HL32-0AB0 | 1 | UN | 1 | 10 | C | D | EAR99 | N | 85362090 | 1 | 4042949024200 | 2.172 | KG | 855.36 | 855.36 | LP18 | LP18 | circuit breaker 3VA2 IEC frame 160 breaking capacity class M Icu=55kA @ 415V 3-pole, line protection ETU320, LI, In=160A overload protection Ir=63A...160A short-circuit protection Ii=1.5...10 x In nut keeper kit 2 auxiliary switches HP | - | 0 | 0
3VA2116-5HL32-0AC0 |  | 3VA2116-5HL32-0AC0 | 1 | UN | 1 | 10 | C | D | EAR99 | N | 85362090 | 1 | 4042949024842 | 2.34 | KG | 831.6 | 831.6 | LP18 | LP18 | circuit breaker 3VA2 IEC frame 160 breaking capacity class M Icu=55kA @ 415V 3-pole, line protection ETU320, LI, In=160A overload protection Ir=63A...160A short-circuit protection Ii=1.5...10 x In nut keeper kit 2 auxiliary switches HQ | - | 0 | 0
3VA2116-5HL32-0AD0 |  | 3VA2116-5HL32-0AD0 | 1 | UN | 1 | 10 | C | D | EAR99 | N | 85362090 | 1 | 4042949025481 | 2.37 | KG | 855.36 | 855.36 | LP18 | LP18 | circuit breaker 3VA2 IEC frame 160 breaking capacity class M Icu=55kA @ 415V 3-pole, line protection ETU320, LI, In=160A overload protection Ir=63A...160A short-circuit protection Ii=1.5...10 x In nut keeper kit 3 auxiliary switches HQ | - | 0 | 0
3VA2116-5HL32-0AE0 |  | 3VA2116-5HL32-0AE0 | 1 | UN | 1 | 10 | C | D | EAR99 | N | 85362090 | 1 | 4042949026129 | 2.4 | KG | 880 | 880 | LP18 | LP18 | circuit breaker 3VA2 IEC frame 160 breaking capacity class M Icu=55kA @ 415V 3-pole, line protection ETU320, LI, In=160A overload protection Ir=63A...160A short-circuit protection Ii=1.5...10 x In nut keeper kit 4 auxiliary switches HQ | - | 0 | 0
3VA2116-5HL32-0AF0 |  | 3VA2116-5HL32-0AF0 | 1 | UN | 1 | 10 | C | D | EAR99 | N | 85362090 | 1 | 4042949026761 | 2.34 | KG | 831.6 | 831.6 | LP18 | LP18 | circuit breaker 3VA2 IEC frame 160 breaking capacity class M Icu=55kA @ 415V 3-pole, line protection ETU320, LI, In=160A overload protection Ir=63A...160A short-circuit protection Ii=1.5...10 x In nut keeper kit 1 auxiliary switch HQ 1 trip alarm switch HQ | - | 0 | 0
3VA2116-5HL32-0AG0 |  | 3VA2116-5HL32-0AG0 | 1 | UN | 1 | 10 | C | D | EAR99 | N | 85362090 | 1 | 4042949027409 | 2.36 | KG | 855.36 | 855.36 | LP18 | LP18 | circuit breaker 3VA2 IEC frame 160 breaking capacity class M Icu=55kA @ 415V 3-pole, line protection ETU320, LI, In=160A overload protection Ir=63A...160A short-circuit protection Ii=1.5...10 x In nut keeper kit 1 auxiliary switch HP 1 trip alarm switch HP | - | 0 | 0
3VA2116-5HL32-0AH0 |  | 3VA2116-5HL32-0AH0 | 1 | UN | 1 | 10 | C | D | EAR99 | N | 85362090 | 1 | 4042949028048 | 2.37 | KG | 855.36 | 855.36 | LP18 | LP18 | circuit breaker 3VA2 IEC frame 160 breaking capacity class M Icu=55kA @ 415V 3-pole, line protection ETU320, LI, In=160A overload protection Ir=63A...160A short-circuit protection Ii=1.5...10 x In nut keeper kit 2 auxiliary switches HQ 1 trip alarm switch HQ | - | 0 | 0
3VA2116-5HL32-0AJ0 |  | 3VA2116-5HL32-0AJ0 | 1 | UN | 1 | 10 | C | D | EAR99 | N | 85362090 | 1 | 4042949028680 | 2.4 | KG | 888.8 | 888.8 | LP18 | LP18 | circuit breaker 3VA2 IEC frame 160 breaking capacity class M Icu=55kA @ 415V 3-pole, line protection ETU320, LI, In=160A overload protection Ir=63A...160A short-circuit protection Ii=1.5...10 x In nut keeper kit 2 auxiliary switches HP 1 trip alarm switch HP | - | 0 | 0
3VA2116-5HL32-0BA0 |  | 3VA2116-5HL32-0BA0 | 1 | UN | 1 | 10 | C | D | EAR99 | N | 85362090 | 1 | 4042949020363 | 2.4 | KG | 897.6 | 897.6 | LP18 | LP18 | circuit breaker 3VA2 IEC frame 160 breaking capacity class M Icu=55kA @ 415V 3-pole, line protection ETU320, LI, In=160A overload protection Ir=63A...160A short-circuit protection Ii=1.5...10 x In nut keeper kit undervoltage release (UVR) 24V DC | - | 0 | 0
3VA2116-5HL32-0BC0 |  | 3VA2116-5HL32-0BC0 | 1 | UN | 1 | 10 | C | D | EAR99 | N | 85362090 | 1 | 4042949029328 | 2.46 | KG | 950.4 | 950.4 | LP18 | LP18 | circuit breaker 3VA2 IEC frame 160 breaking capacity class M Icu=55kA @ 415V 3-pole, line protection ETU320, LI, In=160A overload protection Ir=63A...160A short-circuit protection Ii=1.5...10 x In nut keeper kit undervoltage release (UVR) 24V DC 2 auxiliary switches HQ | - | 0 | 0
3VA2116-5HL32-0BH0 |  | 3VA2116-5HL32-0BH0 | 1 | UN | 1 | 10 | C | D | EAR99 | N | 85362090 | 1 | 4042949033165 | 2.49 | KG | 968 | 968 | LP18 | LP18 | circuit breaker 3VA2 IEC frame 160 breaking capacity class M Icu=55kA @ 415V 3-pole, line protection ETU320, LI, In=160A overload protection Ir=63A...160A short-circuit protection Ii=1.5...10 x In nut keeper kit undervoltage release (UVR) 24V DC 2 auxiliary switches HQ 1 trip alarm switch HQ | - | 0 | 0
3VA2116-5HL32-0BL0 |  | 3VA2116-5HL32-0BL0 | 1 | UN | 1 | 10 | C | D | EAR99 | N | 85362090 | 1 | 4042949037002 | 2.52 | KG | 1012 | 1012 | LP18 | LP18 | circuit breaker 3VA2 IEC frame 160 breaking capacity class M Icu=55kA @ 415V 3-pole, line protection ETU320, LI, In=160A overload protection Ir=63A...160A short-circuit protection Ii=1.5...10 x In nut keeper kit undervoltage release (UVR) 24V DC 2 auxiliary switches HQ 1 trip alarm switch HQ 1 electrical alarm switch | - | 0 | 0
3VA2116-5HL32-0CA0 |  | 3VA2116-5HL32-0CA0 | 1 | UN | 1 | 10 | C | D | EAR99 | N | 85362090 | 1 | 4042949021001 | 2.4 | KG | 897.6 | 897.6 | LP18 | LP18 | circuit breaker 3VA2 IEC frame 160 breaking capacity class M Icu=55kA @ 415V 3-pole, line protection ETU320, LI, In=160A overload protection Ir=63A...160A short-circuit protection Ii=1.5...10 x In nut keeper kit undervoltage release (UVR) 120-127V AC 50/60Hz | - | 0 | 0
3VA2116-5HL32-0CC0 |  | 3VA2116-5HL32-0CC0 | 1 | UN | 1 | 10 | C | D | EAR99 | N | 85362090 | 1 | 4042949029960 | 2.46 | KG | 950.4 | 950.4 | LP18 | LP18 | circuit breaker 3VA2 IEC frame 160 breaking capacity class M Icu=55kA @ 415V 3-pole, line protection ETU320, LI, In=160A overload protection Ir=63A...160A short-circuit protection Ii=1.5...10 x In nut keeper kit undervoltage release (UVR) 120-127V AC 50/60Hz 2 auxiliary switches HQ | - | 0 | 0
3VA2116-5HL32-0CH0 |  | 3VA2116-5HL32-0CH0 | 1 | UN | 1 | 10 | C | D | EAR99 | N | 85362090 | 1 | 4042949033806 | 2.49 | KG | 968 | 968 | LP18 | LP18 | circuit breaker 3VA2 IEC frame 160 breaking capacity class M Icu=55kA @ 415V 3-pole, line protection ETU320, LI, In=160A overload protection Ir=63A...160A short-circuit protection Ii=1.5...10 x In nut keeper kit undervoltage release (UVR) 120-127V AC 50/60Hz 2 auxiliary switches HQ 1 trip alarm switch HQ | - | 0 | 0
3VA2116-5HL32-0CL0 |  | 3VA2116-5HL32-0CL0 | 1 | UN | 1 | 10 | C | D | EAR99 | N | 85362090 | 1 | 4042949037644 | 2.52 | KG | 1012 | 1012 | LP18 | LP18 | circuit breaker 3VA2 IEC frame 160 breaking capacity class M Icu=55kA @ 415V 3-pole, line protection ETU320, LI, In=160A overload protection Ir=63A...160A short-circuit protection Ii=1.5...10 x In nut keeper kit undervoltage release (UVR) 120-127V AC 50/60Hz 2 auxiliary switches HQ 1 trip alarm switch HQ 1 electrical alarm switch | - | 0 | 0
3VA2116-5HL32-0DA0 |  | 3VA2116-5HL32-0DA0 | 1 | UN | 1 | 10 | C | D | EAR99 | N | 85362090 | 1 | 4042949021643 | 2.4 | KG | 897.6 | 897.6 | LP18 | LP18 | circuit breaker 3VA2 IEC frame 160 breaking capacity class M Icu=55kA @ 415V 3-pole, line protection ETU320, LI, In=160A overload protection Ir=63A...160A short-circuit protection Ii=1.5...10 x In nut keeper kit undervoltage release (UVR) 208-230V AC 50/60Hz | - | 0 | 0
3VA2116-5HL32-0DC0 |  | 3VA2116-5HL32-0DC0 | 1 | UN | 1 | 10 | C | D | EAR99 | N | 85362090 | 1 | 4042949030607 | 2.46 | KG | 950.4 | 950.4 | LP18 | LP18 | circuit breaker 3VA2 IEC frame 160 breaking capacity class M Icu=55kA @ 415V 3-pole, line protection ETU320, LI, In=160A overload protection Ir=63A...160A short-circuit protection Ii=1.5...10 x In nut keeper kit undervoltage release (UVR) 208-230V AC 50/60Hz 2 auxiliary switches HQ | - | 0 | 0
3VA2116-5HL32-0DH0 |  | 3VA2116-5HL32-0DH0 | 1 | UN | 1 | 10 | C | D | EAR99 | N | 85362090 | 1 | 4042949034445 | 2.49 | KG | 968 | 968 | LP18 | LP18 | circuit breaker 3VA2 IEC frame 160 breaking capacity class M Icu=55kA @ 415V 3-pole, line protection ETU320, LI, In=160A overload protection Ir=63A...160A short-circuit protection Ii=1.5...10 x In nut keeper kit undervoltage release (UVR) 208-230V AC 50/60Hz 2 auxiliary switches HQ 1 trip alarm switch HQ | - | 0 | 0
3VA2116-5HL32-0DL0 |  | 3VA2116-5HL32-0DL0 | 1 | UN | 1 | 10 | C | D | EAR99 | N | 85362090 | 1 | 4042949038283 | 2.52 | KG | 1012 | 1012 | LP18 | LP18 | circuit breaker 3VA2 IEC frame 160 breaking capacity class M Icu=55kA @ 415V 3-pole, line protection ETU320, LI, In=160A overload protection Ir=63A...160A short-circuit protection Ii=1.5...10 x In nut keeper kit undervoltage release (UVR) 208-230V AC 50/60Hz 2 auxiliary switches HQ 1 trip alarm switch HQ 1 electrical alarm switch | - | 0 | 0
3VA2116-5HL32-0HA0 |  | 3VA2116-5HL32-0HA0 | 1 | UN | 1 | 10 | C | D | EAR99 | N | 85362090 | 1 | 4042949022282 | 2.37 | KG | 869.44 | 869.44 | LP18 | LP18 | circuit breaker 3VA2 IEC frame 160 breaking capacity class M Icu=55kA @ 415V 3-pole, line protection ETU320, LI, In=160A overload protection Ir=63A...160A short-circuit protection Ii=1.5...10 x In nut keeper kit shunt trip (STL) 12-30V DC, 24V AC 50/60Hz | - | 0 | 0
3VA2116-5HL32-0HC0 |  | 3VA2116-5HL32-0HC0 | 1 | UN | 1 | 10 | C | D | EAR99 | N | 85362090 | 1 | 4042949031246 | 2.43 | KG | 915.2 | 915.2 | LP18 | LP18 | circuit breaker 3VA2 IEC frame 160 breaking capacity class M Icu=55kA @ 415V 3-pole, line protection ETU320, LI, In=160A overload protection Ir=63A...160A short-circuit protection Ii=1.5...10 x In nut keeper kit shunt trip (STL) 12-30V DC, 24V AC 50/60Hz 2 auxiliary switches HQ | - | 0 | 0
3VA2116-5HL32-0HH0 |  | 3VA2116-5HL32-0HH0 | 1 | UN | 1 | 10 | C | D | EAR99 | N | 85362090 | 1 | 4042949035084 | 2.46 | KG | 950.4 | 950.4 | LP18 | LP18 | circuit breaker 3VA2 IEC frame 160 breaking capacity class M Icu=55kA @ 415V 3-pole, line protection ETU320, LI, In=160A overload protection Ir=63A...160A short-circuit protection Ii=1.5...10 x In nut keeper kit shunt trip (STL) 12-30V DC, 24V AC 50/60Hz 2 auxiliary switches HQ 1 trip alarm switch HQ | - | 0 | 0
3VA2116-5HL32-0HL0 |  | 3VA2116-5HL32-0HL0 | 1 | UN | 1 | 10 | C | D | EAR99 | N | 85362090 | 1 | 4042949038924 | 2.49 | KG | 985.6 | 985.6 | LP18 | LP18 | circuit breaker 3VA2 IEC frame 160 breaking capacity class M Icu=55kA @ 415V 3-pole, line protection ETU320, LI, In=160A overload protection Ir=63A...160A short-circuit protection Ii=1.5...10 x In nut keeper kit shunt trip (STL) 12-30V DC, 24V AC 50/60Hz 2 auxiliary switches HQ 1 trip alarm switch HQ 1 electrical alarm switch | - | 0 | 0
3VA2116-5HL32-0JA0 |  | 3VA2116-5HL32-0JA0 | 1 | UN | 1 | 10 | C | D | EAR99 | N | 85362090 | 1 | 4042949022923 | 2.37 | KG | 869.44 | 869.44 | LP18 | LP18 | circuit breaker 3VA2 IEC frame 160 breaking capacity class M Icu=55kA @ 415V 3-pole, line protection ETU320, LI, In=160A overload protection Ir=63A...160A short-circuit protection Ii=1.5...10 x In nut keeper kit shunt trip (STL) 110-127V DC, AC 50/60Hz | - | 0 | 0
3VA2116-5HL32-0JC0 |  | 3VA2116-5HL32-0JC0 | 1 | UN | 1 | 10 | C | D | EAR99 | N | 85362090 | 1 | 4042949031888 | 2.43 | KG | 915.2 | 915.2 | LP18 | LP18 | circuit breaker 3VA2 IEC frame 160 breaking capacity class M Icu=55kA @ 415V 3-pole, line protection ETU320, LI, In=160A overload protection Ir=63A...160A short-circuit protection Ii=1.5...10 x In nut keeper kit shunt trip (STL) 110-127V DC, AC 50/60Hz 2 auxiliary switches HQ | - | 0 | 0
3VA2116-5HL32-0JH0 |  | 3VA2116-5HL32-0JH0 | 1 | UN | 1 | 10 | C | D | EAR99 | N | 85362090 | 1 | 4042949035725 | 2.46 | KG | 950.4 | 950.4 | LP18 | LP18 | circuit breaker 3VA2 IEC frame 160 breaking capacity class M Icu=55kA @ 415V 3-pole, line protection ETU320, LI, In=160A overload protection Ir=63A...160A short-circuit protection Ii=1.5...10 x In nut keeper kit shunt trip (STL) 110-127V DC, AC 50/60Hz 2 auxiliary switches HQ 1 trip alarm switch HQ | - | 0 | 0
3VA2116-5HL32-0JL0 |  | 3VA2116-5HL32-0JL0 | 1 | UN | 1 | 10 | C | D | EAR99 | N | 85362090 | 1 | 4042949039563 | 2.49 | KG | 985.6 | 985.6 | LP18 | LP18 | circuit breaker 3VA2 IEC frame 160 breaking capacity class M Icu=55kA @ 415V 3-pole, line protection ETU320, LI, In=160A overload protection Ir=63A...160A short-circuit protection Ii=1.5...10 x In nut keeper kit shunt trip (STL) 110-127V DC, AC 50/60Hz 2 auxiliary switches HQ 1 trip alarm switch HQ 1 electrical alarm switch | - | 0 | 0
3VA2116-5HL32-0KA0 |  | 3VA2116-5HL32-0KA0 | 1 | UN | 1 | 10 | C | D | EAR99 | N | 85362090 | 1 | 4042949023562 | 2.37 | KG | 869.44 | 869.44 | LP18 | LP18 | circuit breaker 3VA2 IEC frame 160 breaking capacity class M Icu=55kA @ 415V 3-pole, line protection ETU320, LI, In=160A overload protection Ir=63A...160A short-circuit protection Ii=1.5...10 x In nut keeper kit shunt trip (STL) 220-250V DC, 208-277V AC | - | 0 | 0
3VA2116-5HL32-0KC0 |  | 3VA2116-5HL32-0KC0 | 1 | UN | 1 | 10 | C | D | EAR99 | N | 85362090 | 1 | 4042949032526 | 2.43 | KG | 915.2 | 915.2 | LP18 | LP18 | circuit breaker 3VA2 IEC frame 160 breaking capacity class M Icu=55kA @ 415V 3-pole, line protection ETU320, LI, In=160A overload protection Ir=63A...160A short-circuit protection Ii=1.5...10 x In nut keeper kit shunt trip (STL) 220-250V DC, 208-277V AC 2 auxiliary switches HQ | - | 0 | 0
3VA2116-5HL32-0KH0 |  | 3VA2116-5HL32-0KH0 | 1 | UN | 1 | 10 | C | D | EAR99 | N | 85362090 | 1 | 4042949036364 | 2.46 | KG | 950.4 | 950.4 | LP18 | LP18 | circuit breaker 3VA2 IEC frame 160 breaking capacity class M Icu=55kA @ 415V 3-pole, line protection ETU320, LI, In=160A overload protection Ir=63A...160A short-circuit protection Ii=1.5...10 x In nut keeper kit shunt trip (STL) 220-250V DC, 208-277V AC 2 auxiliary switches HQ 1 trip alarm switch HQ | - | 0 | 0
3VA2116-5HL32-0KL0 |  | 3VA2116-5HL32-0KL0 | 1 | UN | 1 | 10 | C | D | EAR99 | N | 85362090 | 1 | 4042949040200 | 2.49 | KG | 985.6 | 985.6 | LP18 | LP18 | circuit breaker 3VA2 IEC frame 160 breaking capacity class M Icu=55kA @ 415V 3-pole, line protection ETU320, LI, In=160A overload protection Ir=63A...160A short-circuit protection Ii=1.5...10 x In nut keeper kit shunt trip (STL) 220-250V DC, 208-277V AC 2 auxiliary switches HQ 1 trip alarm switch HQ 1 electrical alarm switch | - | 0 | 0
3VA2116-5HL36-0AA0 |  | 3VA2116-5HL36-0AA0 | 1 | UN | 1 | 2 | A | D | EAR99 | N | 85362090 | 1 | 4042948833230 | 2.24 | KG | 778.6 | 756.5 | LP18 | LP18 | circuit breaker 3VA2 IEC frame 160 breaking capacity class M Icu=55kA @ 415V 3-pole, line protection ETU320, LI, In=160A overload protection Ir=63A...160A short-circuit protection Ii=1.5...10 x In clamp connection | Lista Papel 2020 SI | 0 | 0
3VA2116-5HL36-0AB0 |  | 3VA2116-5HL36-0AB0 | 1 | UN | 1 | 10 | C | D | EAR99 | N | 85362090 | 1 | 4042949024194 | 2.51 | KG | 879.12 | 879.12 | LP18 | LP18 | circuit breaker 3VA2 IEC frame 160 breaking capacity class M Icu=55kA @ 415V 3-pole, line protection ETU320, LI, In=160A overload protection Ir=63A...160A short-circuit protection Ii=1.5...10 x In clamp connection 2 auxiliary switches HP | - | 0 | 0
3VA2116-5HL36-0AC0 |  | 3VA2116-5HL36-0AC0 | 1 | UN | 1 | 10 | C | D | EAR99 | N | 85362090 | 1 | 4042949024835 | 2.49 | KG | 853.6 | 853.6 | LP18 | LP18 | circuit breaker 3VA2 IEC frame 160 breaking capacity class M Icu=55kA @ 415V 3-pole, line protection ETU320, LI, In=160A overload protection Ir=63A...160A short-circuit protection Ii=1.5...10 x In clamp connection 2 auxiliary switches HQ | - | 0 | 0
3VA2116-5HL36-0AD0 |  | 3VA2116-5HL36-0AD0 | 1 | UN | 1 | 10 | C | D | EAR99 | N | 85362090 | 1 | 4042949025474 | 2.52 | KG | 879.12 | 879.12 | LP18 | LP18 | circuit breaker 3VA2 IEC frame 160 breaking capacity class M Icu=55kA @ 415V 3-pole, line protection ETU320, LI, In=160A overload protection Ir=63A...160A short-circuit protection Ii=1.5...10 x In clamp connection 3 auxiliary switches HQ | - | 0 | 0
3VA2116-5HL36-0AE0 |  | 3VA2116-5HL36-0AE0 | 1 | UN | 1 | 10 | C | D | EAR99 | N | 85362090 | 1 | 4042949026112 | 2.55 | KG | 906.4 | 906.4 | LP18 | LP18 | circuit breaker 3VA2 IEC frame 160 breaking capacity class M Icu=55kA @ 415V 3-pole, line protection ETU320, LI, In=160A overload protection Ir=63A...160A short-circuit protection Ii=1.5...10 x In clamp connection 4 auxiliary switches HQ | - | 0 | 0
3VA2116-5HL36-0AF0 |  | 3VA2116-5HL36-0AF0 | 1 | UN | 1 | 10 | C | D | EAR99 | N | 85362090 | 1 | 4042949026754 | 2.49 | KG | 853.6 | 853.6 | LP18 | LP18 | circuit breaker 3VA2 IEC frame 160 breaking capacity class M Icu=55kA @ 415V 3-pole, line protection ETU320, LI, In=160A overload protection Ir=63A...160A short-circuit protection Ii=1.5...10 x In clamp connection 1 auxiliary switch HQ 1 trip alarm switch HQ | - | 0 | 0
3VA2116-5HL36-0AG0 |  | 3VA2116-5HL36-0AG0 | 1 | UN | 1 | 10 | C | D | EAR99 | N | 85362090 | 1 | 4042949027393 | 2.51 | KG | 879.12 | 879.12 | LP18 | LP18 | circuit breaker 3VA2 IEC frame 160 breaking capacity class M Icu=55kA @ 415V 3-pole, line protection ETU320, LI, In=160A overload protection Ir=63A...160A short-circuit protection Ii=1.5...10 x In clamp connection 1 auxiliary switch HP 1 trip alarm switch HP | - | 0 | 0
3VA2116-5HL36-0AH0 |  | 3VA2116-5HL36-0AH0 | 1 | UN | 1 | 10 | C | D | EAR99 | N | 85362090 | 1 | 4042949028031 | 2.52 | KG | 879.12 | 879.12 | LP18 | LP18 | circuit breaker 3VA2 IEC frame 160 breaking capacity class M Icu=55kA @ 415V 3-pole, line protection ETU320, LI, In=160A overload protection Ir=63A...160A short-circuit protection Ii=1.5...10 x In clamp connection 2 auxiliary switches HQ 1 trip alarm switch HQ | - | 0 | 0
3VA2116-5HL36-0AJ0 |  | 3VA2116-5HL36-0AJ0 | 1 | UN | 1 | 10 | C | D | EAR99 | N | 85362090 | 1 | 4042949028673 | 2.55 | KG | 915.2 | 915.2 | LP18 | LP18 | circuit breaker 3VA2 IEC frame 160 breaking capacity class M Icu=55kA @ 415V 3-pole, line protection ETU320, LI, In=160A overload protection Ir=63A...160A short-circuit protection Ii=1.5...10 x In clamp connection 2 auxiliary switches HP 1 trip alarm switch HP | - | 0 | 0
3VA2116-5HL36-0BA0 |  | 3VA2116-5HL36-0BA0 | 1 | UN | 1 | 10 | C | D | EAR99 | N | 85362090 | 1 | 4042949020356 | 2.55 | KG | 915.2 | 915.2 | LP18 | LP18 | circuit breaker 3VA2 IEC frame 160 breaking capacity class M Icu=55kA @ 415V 3-pole, line protection ETU320, LI, In=160A overload protection Ir=63A...160A short-circuit protection Ii=1.5...10 x In clamp connection undervoltage release (UVR) 24V DC | - | 0 | 0
3VA2116-5HL36-0BC0 |  | 3VA2116-5HL36-0BC0 | 1 | UN | 1 | 10 | C | D | EAR99 | N | 85362090 | 1 | 4042949029311 | 2.61 | KG | 968 | 968 | LP18 | LP18 | circuit breaker 3VA2 IEC frame 160 breaking capacity class M Icu=55kA @ 415V 3-pole, line protection ETU320, LI, In=160A overload protection Ir=63A...160A short-circuit protection Ii=1.5...10 x In clamp connection undervoltage release (UVR) 24V DC 2 auxiliary switches HQ | - | 0 | 0
3VA2116-5HL36-0BH0 |  | 3VA2116-5HL36-0BH0 | 1 | UN | 1 | 10 | C | D | EAR99 | N | 85362090 | 1 | 4042949033158 | 2.64 | KG | 994.4 | 994.4 | LP18 | LP18 | circuit breaker 3VA2 IEC frame 160 breaking capacity class M Icu=55kA @ 415V 3-pole, line protection ETU320, LI, In=160A overload protection Ir=63A...160A short-circuit protection Ii=1.5...10 x In clamp connection undervoltage release (UVR) 24V DC 2 auxiliary switches HQ 1 trip alarm switch HQ | - | 0 | 0
3VA2116-5HL36-0BL0 |  | 3VA2116-5HL36-0BL0 | 1 | UN | 1 | 10 | C | D | EAR99 | N | 85362090 | 1 | 4042949036999 | 2.67 | KG | 1029.6 | 1029.6 | LP18 | LP18 | circuit breaker 3VA2 IEC frame 160 breaking capacity class M Icu=55kA @ 415V 3-pole, line protection ETU320, LI, In=160A overload protection Ir=63A...160A short-circuit protection Ii=1.5...10 x In clamp connection undervoltage release (UVR) 24V DC 2 auxiliary switches HQ 1 trip alarm switch HQ 1 electrical alarm switch | - | 0 | 0
3VA2116-5HL36-0CA0 |  | 3VA2116-5HL36-0CA0 | 1 | UN | 1 | 10 | C | D | EAR99 | N | 85362090 | 1 | 4042949020998 | 2.55 | KG | 915.2 | 915.2 | LP18 | LP18 | circuit breaker 3VA2 IEC frame 160 breaking capacity class M Icu=55kA @ 415V 3-pole, line protection ETU320, LI, In=160A overload protection Ir=63A...160A short-circuit protection Ii=1.5...10 x In clamp connection undervoltage release (UVR) 120-127V AC 50/60Hz | - | 0 | 0
3VA2116-5HL36-0CC0 |  | 3VA2116-5HL36-0CC0 | 1 | UN | 1 | 10 | C | D | EAR99 | N | 85362090 | 1 | 4042949029953 | 2.61 | KG | 968 | 968 | LP18 | LP18 | circuit breaker 3VA2 IEC frame 160 breaking capacity class M Icu=55kA @ 415V 3-pole, line protection ETU320, LI, In=160A overload protection Ir=63A...160A short-circuit protection Ii=1.5...10 x In clamp connection undervoltage release (UVR) 120-127V AC 50/60Hz 2 auxiliary switches HQ | - | 0 | 0
3VA2116-5HL36-0CH0 |  | 3VA2116-5HL36-0CH0 | 1 | UN | 1 | 10 | C | D | EAR99 | N | 85362090 | 1 | 4042949033790 | 2.64 | KG | 994.4 | 994.4 | LP18 | LP18 | circuit breaker 3VA2 IEC frame 160 breaking capacity class M Icu=55kA @ 415V 3-pole, line protection ETU320, LI, In=160A overload protection Ir=63A...160A short-circuit protection Ii=1.5...10 x In clamp connection undervoltage release (UVR) 120-127V AC 50/60Hz 2 auxiliary switches HQ 1 trip alarm switch HQ | - | 0 | 0
3VA2116-5HL36-0CL0 |  | 3VA2116-5HL36-0CL0 | 1 | UN | 1 | 10 | C | D | EAR99 | N | 85362090 | 1 | 4042949037637 | 2.67 | KG | 1029.6 | 1029.6 | LP18 | LP18 | circuit breaker 3VA2 IEC frame 160 breaking capacity class M Icu=55kA @ 415V 3-pole, line protection ETU320, LI, In=160A overload protection Ir=63A...160A short-circuit protection Ii=1.5...10 x In clamp connection undervoltage release (UVR) 120-127V AC 50/60Hz 2 auxiliary switches HQ 1 trip alarm switch HQ 1 electrical alarm switch | - | 0 | 0
3VA2116-5HL36-0DA0 |  | 3VA2116-5HL36-0DA0 | 1 | UN | 1 | 10 | C | D | EAR99 | N | 85362090 | 1 | 4042949021636 | 2.55 | KG | 915.2 | 915.2 | LP18 | LP18 | circuit breaker 3VA2 IEC frame 160 breaking capacity class M Icu=55kA @ 415V 3-pole, line protection ETU320, LI, In=160A overload protection Ir=63A...160A short-circuit protection Ii=1.5...10 x In clamp connection undervoltage release (UVR) 208-230V AC 50/60Hz | - | 0 | 0
3VA2116-5HL36-0DC0 |  | 3VA2116-5HL36-0DC0 | 1 | UN | 1 | 10 | C | D | EAR99 | N | 85362090 | 1 | 4042949030591 | 2.61 | KG | 968 | 968 | LP18 | LP18 | circuit breaker 3VA2 IEC frame 160 breaking capacity class M Icu=55kA @ 415V 3-pole, line protection ETU320, LI, In=160A overload protection Ir=63A...160A short-circuit protection Ii=1.5...10 x In clamp connection undervoltage release (UVR) 208-230V AC 50/60Hz 2 auxiliary switches HQ | - | 0 | 0
3VA2116-5HL36-0DH0 |  | 3VA2116-5HL36-0DH0 | 1 | UN | 1 | 10 | C | D | EAR99 | N | 85362090 | 1 | 4042949034438 | 2.64 | KG | 994.4 | 994.4 | LP18 | LP18 | circuit breaker 3VA2 IEC frame 160 breaking capacity class M Icu=55kA @ 415V 3-pole, line protection ETU320, LI, In=160A overload protection Ir=63A...160A short-circuit protection Ii=1.5...10 x In clamp connection undervoltage release (UVR) 208-230V AC 50/60Hz 2 auxiliary switches HQ 1 trip alarm switch HQ | - | 0 | 0
3VA2116-5HL36-0DL0 |  | 3VA2116-5HL36-0DL0 | 1 | UN | 1 | 10 | C | D | EAR99 | N | 85362090 | 1 | 4042949038276 | 2.67 | KG | 1029.6 | 1029.6 | LP18 | LP18 | circuit breaker 3VA2 IEC frame 160 breaking capacity class M Icu=55kA @ 415V 3-pole, line protection ETU320, LI, In=160A overload protection Ir=63A...160A short-circuit protection Ii=1.5...10 x In clamp connection undervoltage release (UVR) 208-230V AC 50/60Hz 2 auxiliary switches HQ 1 trip alarm switch HQ 1 electrical alarm switch | - | 0 | 0
3VA2116-5HL36-0HA0 |  | 3VA2116-5HL36-0HA0 | 1 | UN | 1 | 10 | C | D | EAR99 | N | 85362090 | 1 | 4042949022275 | 2.52 | KG | 888.8 | 888.8 | LP18 | LP18 | circuit breaker 3VA2 IEC frame 160 breaking capacity class M Icu=55kA @ 415V 3-pole, line protection ETU320, LI, In=160A overload protection Ir=63A...160A short-circuit protection Ii=1.5...10 x In clamp connection shunt trip (STL) 12-30V DC, 24V AC 50/60Hz | - | 0 | 0
3VA2116-5HL36-0HC0 |  | 3VA2116-5HL36-0HC0 | 1 | UN | 1 | 10 | C | D | EAR99 | N | 85362090 | 1 | 4042949031239 | 2.58 | KG | 941.6 | 941.6 | LP18 | LP18 | circuit breaker 3VA2 IEC frame 160 breaking capacity class M Icu=55kA @ 415V 3-pole, line protection ETU320, LI, In=160A overload protection Ir=63A...160A short-circuit protection Ii=1.5...10 x In clamp connection shunt trip (STL) 12-30V DC, 24V AC 50/60Hz 2 auxiliary switches HQ | - | 0 | 0
3VA2116-5HL36-0HH0 |  | 3VA2116-5HL36-0HH0 | 1 | UN | 1 | 10 | C | D | EAR99 | N | 85362090 | 1 | 4042949035077 | 2.61 | KG | 968 | 968 | LP18 | LP18 | circuit breaker 3VA2 IEC frame 160 breaking capacity class M Icu=55kA @ 415V 3-pole, line protection ETU320, LI, In=160A overload protection Ir=63A...160A short-circuit protection Ii=1.5...10 x In clamp connection shunt trip (STL) 12-30V DC, 24V AC 50/60Hz 2 auxiliary switches HQ 1 trip alarm switch HQ | - | 0 | 0
3VA2116-5HL36-0HL0 |  | 3VA2116-5HL36-0HL0 | 1 | UN | 1 | 10 | C | D | EAR99 | N | 85362090 | 1 | 4042949038917 | 2.64 | KG | 1012 | 1012 | LP18 | LP18 | circuit breaker 3VA2 IEC frame 160 breaking capacity class M Icu=55kA @ 415V 3-pole, line protection ETU320, LI, In=160A overload protection Ir=63A...160A short-circuit protection Ii=1.5...10 x In clamp connection shunt trip (STL) 12-30V DC, 24V AC 50/60Hz 2 auxiliary switches HQ 1 trip alarm switch HQ 1 electrical alarm switch | - | 0 | 0
3VA2116-5HL36-0JA0 |  | 3VA2116-5HL36-0JA0 | 1 | UN | 1 | 10 | C | D | EAR99 | N | 85362090 | 1 | 4042949022916 | 2.52 | KG | 888.8 | 888.8 | LP18 | LP18 | circuit breaker 3VA2 IEC frame 160 breaking capacity class M Icu=55kA @ 415V 3-pole, line protection ETU320, LI, In=160A overload protection Ir=63A...160A short-circuit protection Ii=1.5...10 x In clamp connection shunt trip (STL) 110-127V DC, AC 50/60Hz | - | 0 | 0
3VA2116-5HL36-0JC0 |  | 3VA2116-5HL36-0JC0 | 1 | UN | 1 | 10 | C | D | EAR99 | N | 85362090 | 1 | 4042949031871 | 2.58 | KG | 941.6 | 941.6 | LP18 | LP18 | circuit breaker 3VA2 IEC frame 160 breaking capacity class M Icu=55kA @ 415V 3-pole, line protection ETU320, LI, In=160A overload protection Ir=63A...160A short-circuit protection Ii=1.5...10 x In clamp connection shunt trip (STL) 110-127V DC, AC 50/60Hz 2 auxiliary switches HQ | - | 0 | 0
3VA2116-5HL36-0JH0 |  | 3VA2116-5HL36-0JH0 | 1 | UN | 1 | 10 | C | D | EAR99 | N | 85362090 | 1 | 4042949035718 | 2.61 | KG | 968 | 968 | LP18 | LP18 | circuit breaker 3VA2 IEC frame 160 breaking capacity class M Icu=55kA @ 415V 3-pole, line protection ETU320, LI, In=160A overload protection Ir=63A...160A short-circuit protection Ii=1.5...10 x In clamp connection shunt trip (STL) 110-127V DC, AC 50/60Hz 2 auxiliary switches HQ 1 trip alarm switch HQ | - | 0 | 0
3VA2116-5HL36-0JL0 |  | 3VA2116-5HL36-0JL0 | 1 | UN | 1 | 10 | C | D | EAR99 | N | 85362090 | 1 | 4042949039556 | 2.64 | KG | 1012 | 1012 | LP18 | LP18 | circuit breaker 3VA2 IEC frame 160 breaking capacity class M Icu=55kA @ 415V 3-pole, line protection ETU320, LI, In=160A overload protection Ir=63A...160A short-circuit protection Ii=1.5...10 x In clamp connection shunt trip (STL) 110-127V DC, AC 50/60Hz 2 auxiliary switches HQ 1 trip alarm switch HQ 1 electrical alarm switch | - | 0 | 0
3VA2116-5HL36-0KA0 |  | 3VA2116-5HL36-0KA0 | 1 | UN | 1 | 10 | C | D | EAR99 | N | 85362090 | 1 | 4042949023555 | 2.52 | KG | 888.8 | 888.8 | LP18 | LP18 | circuit breaker 3VA2 IEC frame 160 breaking capacity class M Icu=55kA @ 415V 3-pole, line protection ETU320, LI, In=160A overload protection Ir=63A...160A short-circuit protection Ii=1.5...10 x In clamp connection shunt trip (STL) 220-250V DC, 208-277V AC | - | 0 | 0
3VA2116-5HL36-0KC0 |  | 3VA2116-5HL36-0KC0 | 1 | UN | 1 | 10 | C | D | EAR99 | N | 85362090 | 1 | 4042949032519 | 2.58 | KG | 941.6 | 941.6 | LP18 | LP18 | circuit breaker 3VA2 IEC frame 160 breaking capacity class M Icu=55kA @ 415V 3-pole, line protection ETU320, LI, In=160A overload protection Ir=63A...160A short-circuit protection Ii=1.5...10 x In clamp connection shunt trip (STL) 220-250V DC, 208-277V AC 2 auxiliary switches HQ | - | 0 | 0
3VA2116-5HL36-0KH0 |  | 3VA2116-5HL36-0KH0 | 1 | UN | 1 | 10 | C | D | EAR99 | N | 85362090 | 1 | 4042949036357 | 2.61 | KG | 968 | 968 | LP18 | LP18 | circuit breaker 3VA2 IEC frame 160 breaking capacity class M Icu=55kA @ 415V 3-pole, line protection ETU320, LI, In=160A overload protection Ir=63A...160A short-circuit protection Ii=1.5...10 x In clamp connection shunt trip (STL) 220-250V DC, 208-277V AC 2 auxiliary switches HQ 1 trip alarm switch HQ | - | 0 | 0
3VA2116-5HL36-0KL0 |  | 3VA2116-5HL36-0KL0 | 1 | UN | 1 | 10 | C | D | EAR99 | N | 85362090 | 1 | 4042949040194 | 2.64 | KG | 1012 | 1012 | LP18 | LP18 | circuit breaker 3VA2 IEC frame 160 breaking capacity class M Icu=55kA @ 415V 3-pole, line protection ETU320, LI, In=160A overload protection Ir=63A...160A short-circuit protection Ii=1.5...10 x In clamp connection shunt trip (STL) 220-250V DC, 208-277V AC 2 auxiliary switches HQ 1 trip alarm switch HQ 1 electrical alarm switch | - | 0 | 0
3VA2116-5HL42-0AA0 |  | 3VA2116-5HL42-0AA0 | 1 | UN | 1 | 2 | A | D | EAR99 | N | 85362090 | 1 | 4042948833223 | 2.715 | KG | 986 | 960.5 | LP18 | LP18 | circuit breaker 3VA2 IEC frame 160 breaking capacity class M Icu=55kA @ 415V 4-pole, line protection ETU320, LI, In=160A overload protection Ir=63A...160A short-circuit protection Ii=1.5...10 x In N conductor protection adjustable (OFF, 50%, 100%) nut keeper kit | Lista Papel 2020 SI | 0 | 0
3VA2116-5HL42-0AB0 |  | 3VA2116-5HL42-0AB0 | 1 | UN | 1 | 10 | C | D | EAR99 | N | 85362090 | 1 | 4042949322528 | 2.79 | KG | 1082.4 | 1082.4 | LP18 | LP18 | circuit breaker 3VA2 IEC frame 160 breaking capacity class M Icu=55kA @ 415V 4-pole, line protection ETU320, LI, In=160A overload protection Ir=63A...160A short-circuit protection Ii=1.5...10 x In N conductor protection adjustable (OFF, 50%, 100%) nut keeper kit 2 auxiliary switches HP | - | 0 | 0
3VA2116-5HL42-0BC0 |  | 3VA2116-5HL42-0BC0 | 1 | UN | 1 | 10 | C | D | EAR99 | N | 85362090 | 1 | 4042949321828 | 2.86 | KG | 1170.4 | 1170.4 | LP18 | LP18 | circuit breaker 3VA2 IEC frame 160 breaking capacity class M Icu=55kA @ 415V 4-pole, line protection ETU320, LI, In=160A overload protection Ir=63A...160A short-circuit protection Ii=1.5...10 x In N conductor protection adjustable (OFF, 50%, 100%) nut keeper kit undervoltage release (UVR) 24V DC 2 auxiliary switches HQ | - | 0 | 0
3VA2116-5HL42-0KF0 |  | 3VA2116-5HL42-0KF0 | 1 | UN | 1 | 10 | C | D | EAR99 | N | 85362090 | 1 | 4042949322412 | 2.85 | KG | 1152.8 | 1152.8 | LP18 | LP18 | circuit breaker 3VA2 IEC frame 160 breaking capacity class M Icu=55kA @ 415V 4-pole, line protection ETU320, LI, In=160A overload protection Ir=63A...160A short-circuit protection Ii=1.5...10 x In N conductor protection adjustable (OFF, 50%, 100%) nut keeper kit shunt trip (STL) 220-250V DC; 208-277V AC 1 auxiliary switch HQ 1 trip alarm switch HQ | - | 0 | 0
3VA2116-5HL46-0AA0 |  | 3VA2116-5HL46-0AA0 | 1 | UN | 1 | 5 | B | D | EAR99 | N | 85362090 | 1 | 4042948833216 | 2.89 | KG | 1011.5 | 986 | LP18 | LP18 | circuit breaker 3VA2 IEC frame 160 breaking capacity class M Icu=55kA @ 415V 4-pole, line protection ETU320, LI, In=160A overload protection Ir=63A...160A short-circuit protection Ii=1.5...10 x In N conductor protection adjustable (OFF, 50%, 100%) clamp connection | Lista Papel 2020 SI | 0 | 0
3VA2116-5HL46-0HC0 |  | 3VA2116-5HL46-0HC0 | 1 | UN | 1 | 10 | C | D | EAR99 | N | 85362090 | 1 | 4042949320579 | 3.059 | KG | 1170.4 | 1170.4 | LP18 | LP18 | circuit breaker 3VA2 IEC frame 160 breaking capacity class M Icu=55kA @ 415V 4-pole, line protection ETU320, LI, In=160A overload protection Ir=63A...160A short-circuit protection Ii=1.5...10 x In N conductor protection adjustable (OFF, 50%, 100%) clamp connection shunt trip (STL) 12-30V DC; 24V AC 50/60Hz 2 auxiliary switches HQ | - | 0 | 0
3VA2116-5HM32-0AA0 |  | 3VA2116-5HM32-0AA0 | 1 | UN | 1 | 5 | B | D | EAR99 | N | 85362090 | 1 | 4042948802649 | 2.127 | KG | 1003 | 977.5 | LP18 | LP18 | circuit breaker 3VA2 IEC frame 160 breaking capacity class M Icu=55kA @ 415V 3-pole, line protection ETU330, LIG, In=160A overload protection Ir=63A...160A short-circuit protection Ii=1.5...10 x In ground-fault protection Ig=0.2...1 x In, tg=0.1/0.3s nut keeper kit | Lista Papel 2020 SI | 0 | 0
3VA2116-5HM36-0AA0 |  | 3VA2116-5HM36-0AA0 | 1 | UN | 1 | 5 | B | D | EAR99 | N | 85362090 | 1 | 4042948818640 | 2.243 | KG | 1028.5 | 1003 | LP18 | LP18 | circuit breaker 3VA2 IEC frame 160 breaking capacity class M Icu=55kA @ 415V 3-pole, line protection ETU330, LIG, In=160A overload protection Ir=63A...160A short-circuit protection Ii=1.5...10 x In ground-fault protection Ig=0.2...1 x In, tg=0.1/0.3s clamp connection | Lista Papel 2020 SI | 0 | 0
3VA2116-5HM42-0AA0 |  | 3VA2116-5HM42-0AA0 | 1 | UN | 1 | 2 | A | D | EAR99 | N | 85362090 | 1 | 4042948804889 | 2.718 | KG | 1224 | 1190 | LP18 | LP18 | circuit breaker 3VA2 IEC frame 160 breaking capacity class M Icu=55kA @ 415V 4-pole, line protection ETU330, LIG, In=160A overload protection Ir=63A...160A short-circuit protection Ii=1.5...10 x In N conductor protection adjustable (OFF, 50%, 100%) ground-fault protection Ig=0.2...1 x In= tg=0.1/0.3s nut keeper kit | Lista Papel 2020 SI | 0 | 0
3VA2116-5HM46-0AA0 |  | 3VA2116-5HM46-0AA0 | 1 | UN | 1 | 5 | B | D | EAR99 | N | 85362090 | 1 | 4042948818923 | 2.894 | KG | 1258 | 1224 | LP18 | LP18 | circuit breaker 3VA2 IEC frame 160 breaking capacity class M Icu=55kA @ 415V 4-pole, line protection ETU330, LIG, In=160A overload protection Ir=63A...160A short-circuit protection Ii=1.5...10 x In N conductor protection adjustable (OFF, 50%, 100%) ground-fault protection Ig=0.2...1 x In= tg=0.1/0.3s clamp connection | Lista Papel 2020 SI | 0 | 0
3VA2116-5HN32-0AA0 |  | 3VA2116-5HN32-0AA0 | 1 | UN | 1 | 2 | A | D | EAR99 | N | 85362090 | 1 | 4042948802632 | 2.108 | KG | 812.6 | 789.7 | LP18 | LP18 | circuit breaker 3VA2 IEC frame 160 breaking capacity class M Icu=55kA @ 415V 3-pole, line protection ETU350, LSI, In=160A overload protection Ir=63A...160A short-circuit protection Isd=1.5...10 x Ir, Ii=10 x In nut keeper kit | Lista Papel 2020 SI | 0 | 0
3VA2116-5HN32-0AB0 |  | 3VA2116-5HN32-0AB0 | 1 | UN | 1 | 10 | C | D | EAR99 | N | 85362090 | 1 | 4042949024187 | 2.36 | KG | 915.2 | 915.2 | LP18 | LP18 | circuit breaker 3VA2 IEC frame 160 breaking capacity class M Icu=55kA @ 415V 3-pole, line protection ETU350, LSI, In=160A overload protection Ir=63A...160A short-circuit protection Isd=1.5...10 x Ir, Ii=10 x In nut keeper kit 2 auxiliary switches HP | - | 0 | 0
3VA2116-5HN32-0AC0 |  | 3VA2116-5HN32-0AC0 | 1 | UN | 1 | 10 | C | D | EAR99 | N | 85362090 | 1 | 4042949024828 | 2.34 | KG | 888.8 | 888.8 | LP18 | LP18 | circuit breaker 3VA2 IEC frame 160 breaking capacity class M Icu=55kA @ 415V 3-pole, line protection ETU350, LSI, In=160A overload protection Ir=63A...160A short-circuit protection Isd=1.5...10 x Ir, Ii=10 x In nut keeper kit 2 auxiliary switches HQ | - | 0 | 0
3VA2116-5HN32-0AD0 |  | 3VA2116-5HN32-0AD0 | 1 | UN | 1 | 10 | C | D | EAR99 | N | 85362090 | 1 | 4042949025467 | 2.37 | KG | 915.2 | 915.2 | LP18 | LP18 | circuit breaker 3VA2 IEC frame 160 breaking capacity class M Icu=55kA @ 415V 3-pole, line protection ETU350, LSI, In=160A overload protection Ir=63A...160A short-circuit protection Isd=1.5...10 x Ir, Ii=10 x In nut keeper kit 3 auxiliary switches HQ | - | 0 | 0
3VA2116-5HN32-0AE0 |  | 3VA2116-5HN32-0AE0 | 1 | UN | 1 | 10 | C | D | EAR99 | N | 85362090 | 1 | 4042949026105 | 2.4 | KG | 941.6 | 941.6 | LP18 | LP18 | circuit breaker 3VA2 IEC frame 160 breaking capacity class M Icu=55kA @ 415V 3-pole, line protection ETU350, LSI, In=160A overload protection Ir=63A...160A short-circuit protection Isd=1.5...10 x Ir, Ii=10 x In nut keeper kit 4 auxiliary switches HQ | - | 0 | 0
3VA2116-5HN32-0AF0 |  | 3VA2116-5HN32-0AF0 | 1 | UN | 1 | 10 | C | D | EAR99 | N | 85362090 | 1 | 4042949026747 | 2.34 | KG | 888.8 | 888.8 | LP18 | LP18 | circuit breaker 3VA2 IEC frame 160 breaking capacity class M Icu=55kA @ 415V 3-pole, line protection ETU350, LSI, In=160A overload protection Ir=63A...160A short-circuit protection Isd=1.5...10 x Ir, Ii=10 x In nut keeper kit 1 auxiliary switch HQ 1 trip alarm switch HQ | - | 0 | 0
3VA2116-5HN32-0AG0 |  | 3VA2116-5HN32-0AG0 | 1 | UN | 1 | 10 | C | D | EAR99 | N | 85362090 | 1 | 4042949027386 | 2.36 | KG | 915.2 | 915.2 | LP18 | LP18 | circuit breaker 3VA2 IEC frame 160 breaking capacity class M Icu=55kA @ 415V 3-pole, line protection ETU350, LSI, In=160A overload protection Ir=63A...160A short-circuit protection Isd=1.5...10 x Ir, Ii=10 x In nut keeper kit 1 auxiliary switch HP 1 trip alarm switch HP | - | 0 | 0
3VA2116-5HN32-0AH0 |  | 3VA2116-5HN32-0AH0 | 1 | UN | 1 | 10 | C | D | EAR99 | N | 85362090 | 1 | 4042949028024 | 2.37 | KG | 915.2 | 915.2 | LP18 | LP18 | circuit breaker 3VA2 IEC frame 160 breaking capacity class M Icu=55kA @ 415V 3-pole, line protection ETU350, LSI, In=160A overload protection Ir=63A...160A short-circuit protection Isd=1.5...10 x Ir, Ii=10 x In nut keeper kit 2 auxiliary switches HQ 1 trip alarm switch HQ | - | 0 | 0
3VA2116-5HN32-0AJ0 |  | 3VA2116-5HN32-0AJ0 | 1 | UN | 1 | 10 | C | D | EAR99 | N | 85362090 | 1 | 4042949028666 | 2.4 | KG | 959.2 | 959.2 | LP18 | LP18 | circuit breaker 3VA2 IEC frame 160 breaking capacity class M Icu=55kA @ 415V 3-pole, line protection ETU350, LSI, In=160A overload protection Ir=63A...160A short-circuit protection Isd=1.5...10 x Ir, Ii=10 x In nut keeper kit 2 auxiliary switches HP 1 trip alarm switch HP | - | 0 | 0
3VA2116-5HN32-0BA0 |  | 3VA2116-5HN32-0BA0 | 1 | UN | 1 | 10 | C | D | EAR99 | N | 85362090 | 1 | 4042949020349 | 2.4 | KG | 959.2 | 959.2 | LP18 | LP18 | circuit breaker 3VA2 IEC frame 160 breaking capacity class M Icu=55kA @ 415V 3-pole, line protection ETU350, LSI, In=160A overload protection Ir=63A...160A short-circuit protection Isd=1.5...10 x Ir, Ii=10 x In nut keeper kit undervoltage release (UVR) 24V DC | - | 0 | 0
3VA2116-5HN32-0BB0 |  | 3VA2116-5HN32-0BB0 | 1 | UN | 1 | 10 | C | D | EAR99 | N | 85362090 | 1 | 4042949323068 | 2.254 | KG | 1029.6 | 1029.6 | LP18 | LP18 | circuit breaker 3VA2 IEC frame 160 breaking capacity class M Icu=55kA @ 415V 3-pole, line protection ETU350, LSI, In=160A overload protection Ir=63A ...160A short-circuit protection Isd=1.5...10 x Ir, Ii=10 x In nut keeper kit undervoltage release (UVR) 24V DC 2 auxiliary switches HP | - | 0 | 0
3VA2116-5HN32-0BC0 |  | 3VA2116-5HN32-0BC0 | 1 | UN | 1 | 10 | C | D | EAR99 | N | 85362090 | 1 | 4042949029304 | 2.46 | KG | 1012 | 1012 | LP18 | LP18 | circuit breaker 3VA2 IEC frame 160 breaking capacity class M Icu=55kA @ 415V 3-pole, line protection ETU350, LSI, In=160A overload protection Ir=63A...160A short-circuit protection Isd=1.5...10 x Ir, Ii=10 x In nut keeper kit undervoltage release (UVR) 24V DC 2 auxiliary switches HQ | - | 0 | 0
3VA2116-5HN32-0BH0 |  | 3VA2116-5HN32-0BH0 | 1 | UN | 1 | 10 | C | D | EAR99 | N | 85362090 | 1 | 4042949033141 | 2.49 | KG | 1029.6 | 1029.6 | LP18 | LP18 | circuit breaker 3VA2 IEC frame 160 breaking capacity class M Icu=55kA @ 415V 3-pole, line protection ETU350, LSI, In=160A overload protection Ir=63A...160A short-circuit protection Isd=1.5...10 x Ir, Ii=10 x In nut keeper kit undervoltage release (UVR) 24V DC 2 auxiliary switches HQ 1 trip alarm switch HQ | - | 0 | 0
3VA2116-5HN32-0BL0 |  | 3VA2116-5HN32-0BL0 | 1 | UN | 1 | 10 | C | D | EAR99 | N | 85362090 | 1 | 4042949036982 | 2.52 | KG | 1064.8 | 1064.8 | LP18 | LP18 | circuit breaker 3VA2 IEC frame 160 breaking capacity class M Icu=55kA @ 415V 3-pole, line protection ETU350, LSI, In=160A overload protection Ir=63A...160A short-circuit protection Isd=1.5...10 x Ir, Ii=10 x In nut keeper kit undervoltage release (UVR) 24V DC 2 auxiliary switches HQ 1 trip alarm switch HQ 1 electrical alarm switch | - | 0 | 0
3VA2116-5HN32-0CA0 |  | 3VA2116-5HN32-0CA0 | 1 | UN | 1 | 10 | C | D | EAR99 | N | 85362090 | 1 | 4042949020981 | 2.4 | KG | 959.2 | 959.2 | LP18 | LP18 | circuit breaker 3VA2 IEC frame 160 breaking capacity class M Icu=55kA @ 415V 3-pole, line protection ETU350, LSI, In=160A overload protection Ir=63A...160A short-circuit protection Isd=1.5...10 x Ir, Ii=10 x In nut keeper kit undervoltage release (UVR) 120-127V AC 50/60Hz | - | 0 | 0
3VA2116-5HN32-0CC0 |  | 3VA2116-5HN32-0CC0 | 1 | UN | 1 | 10 | C | D | EAR99 | N | 85362090 | 1 | 4042949029946 | 2.46 | KG | 1012 | 1012 | LP18 | LP18 | circuit breaker 3VA2 IEC frame 160 breaking capacity class M Icu=55kA @ 415V 3-pole, line protection ETU350, LSI, In=160A overload protection Ir=63A...160A short-circuit protection Isd=1.5...10 x Ir, Ii=10 x In nut keeper kit undervoltage release (UVR) 120-127V AC 50/60Hz 2 auxiliary switches HQ | - | 0 | 0
3VA2116-5HN32-0CH0 |  | 3VA2116-5HN32-0CH0 | 1 | UN | 1 | 10 | C | D | EAR99 | N | 85362090 | 1 | 4042949033783 | 2.49 | KG | 1029.6 | 1029.6 | LP18 | LP18 | circuit breaker 3VA2 IEC frame 160 breaking capacity class M Icu=55kA @ 415V 3-pole, line protection ETU350, LSI, In=160A overload protection Ir=63A...160A short-circuit protection Isd=1.5...10 x Ir, Ii=10 x In nut keeper kit undervoltage release (UVR) 120-127V AC 50/60Hz 2 auxiliary switches HQ 1 trip alarm switch HQ | - | 0 | 0
3VA2116-5HN32-0CL0 |  | 3VA2116-5HN32-0CL0 | 1 | UN | 1 | 10 | C | D | EAR99 | N | 85362090 | 1 | 4042949037620 | 2.52 | KG | 1064.8 | 1064.8 | LP18 | LP18 | circuit breaker 3VA2 IEC frame 160 breaking capacity class M Icu=55kA @ 415V 3-pole, line protection ETU350, LSI, In=160A overload protection Ir=63A...160A short-circuit protection Isd=1.5...10 x Ir, Ii=10 x In nut keeper kit undervoltage release (UVR) 120-127V AC 50/60Hz 2 auxiliary switches HQ 1 trip alarm switch HQ 1 electrical alarm switch | - | 0 | 0
3VA2116-5HN32-0DA0 |  | 3VA2116-5HN32-0DA0 | 1 | UN | 1 | 10 | C | D | EAR99 | N | 85362090 | 1 | 4042949021629 | 2.4 | KG | 959.2 | 959.2 | LP18 | LP18 | circuit breaker 3VA2 IEC frame 160 breaking capacity class M Icu=55kA @ 415V 3-pole, line protection ETU350, LSI, In=160A overload protection Ir=63A...160A short-circuit protection Isd=1.5...10 x Ir, Ii=10 x In nut keeper kit undervoltage release (UVR) 208-230V AC 50/60Hz | - | 0 | 0
3VA2116-5HN32-0DC0 |  | 3VA2116-5HN32-0DC0 | 1 | UN | 1 | 10 | C | D | EAR99 | N | 85362090 | 1 | 4042949030584 | 2.46 | KG | 1012 | 1012 | LP18 | LP18 | circuit breaker 3VA2 IEC frame 160 breaking capacity class M Icu=55kA @ 415V 3-pole, line protection ETU350, LSI, In=160A overload protection Ir=63A...160A short-circuit protection Isd=1.5...10 x Ir, Ii=10 x In nut keeper kit undervoltage release (UVR) 208-230V AC 50/60Hz 2 auxiliary switches HQ | - | 0 | 0
3VA2116-5HN32-0DH0 |  | 3VA2116-5HN32-0DH0 | 1 | UN | 1 | 10 | C | D | EAR99 | N | 85362090 | 1 | 4042949034421 | 2.49 | KG | 1029.6 | 1029.6 | LP18 | LP18 | circuit breaker 3VA2 IEC frame 160 breaking capacity class M Icu=55kA @ 415V 3-pole, line protection ETU350, LSI, In=160A overload protection Ir=63A...160A short-circuit protection Isd=1.5...10 x Ir, Ii=10 x In nut keeper kit undervoltage release (UVR) 208-230V AC 50/60Hz 2 auxiliary switches HQ 1 trip alarm switch HQ | - | 0 | 0
3VA2116-5HN32-0DL0 |  | 3VA2116-5HN32-0DL0 | 1 | UN | 1 | 10 | C | D | EAR99 | N | 85362090 | 1 | 4042949038269 | 2.52 | KG | 1064.8 | 1064.8 | LP18 | LP18 | circuit breaker 3VA2 IEC frame 160 breaking capacity class M Icu=55kA @ 415V 3-pole, line protection ETU350, LSI, In=160A overload protection Ir=63A...160A short-circuit protection Isd=1.5...10 x Ir, Ii=10 x In nut keeper kit undervoltage release (UVR) 208-230V AC 50/60Hz 2 auxiliary switches HQ 1 trip alarm switch HQ 1 electrical alarm switch | - | 0 | 0
3VA2116-5HN32-0HA0 |  | 3VA2116-5HN32-0HA0 | 1 | UN | 1 | 10 | C | D | EAR99 | N | 85362090 | 1 | 4042949022268 | 2.37 | KG | 932.8 | 932.8 | LP18 | LP18 | circuit breaker 3VA2 IEC frame 160 breaking capacity class M Icu=55kA @ 415V 3-pole, line protection ETU350, LSI, In=160A overload protection Ir=63A...160A short-circuit protection Isd=1.5...10 x Ir, Ii=10 x In nut keeper kit shunt trip (STL) 12-30V DC, 24V AC 50/60Hz | - | 0 | 0
3VA2116-5HN32-0HC0 |  | 3VA2116-5HN32-0HC0 | 1 | UN | 1 | 10 | C | D | EAR99 | N | 85362090 | 1 | 4042949031222 | 2.43 | KG | 985.6 | 985.6 | LP18 | LP18 | circuit breaker 3VA2 IEC frame 160 breaking capacity class M Icu=55kA @ 415V 3-pole, line protection ETU350, LSI, In=160A overload protection Ir=63A...160A short-circuit protection Isd=1.5...10 x Ir, Ii=10 x In nut keeper kit shunt trip (STL) 12-30V DC, 24V AC 50/60Hz 2 auxiliary switches HQ | - | 0 | 0
3VA2116-5HN32-0HH0 |  | 3VA2116-5HN32-0HH0 | 1 | UN | 1 | 10 | C | D | EAR99 | N | 85362090 | 1 | 4042949035060 | 2.46 | KG | 1012 | 1012 | LP18 | LP18 | circuit breaker 3VA2 IEC frame 160 breaking capacity class M Icu=55kA @ 415V 3-pole, line protection ETU350, LSI, In=160A overload protection Ir=63A...160A short-circuit protection Isd=1.5...10 x Ir, Ii=10 x In nut keeper kit shunt trip (STL) 12-30V DC, 24V AC 50/60Hz 2 auxiliary switches HQ 1 trip alarm switch HQ | - | 0 | 0
3VA2116-5HN32-0HL0 |  | 3VA2116-5HN32-0HL0 | 1 | UN | 1 | 10 | C | D | EAR99 | N | 85362090 | 1 | 4042949038900 | 2.49 | KG | 1038.4 | 1038.4 | LP18 | LP18 | circuit breaker 3VA2 IEC frame 160 breaking capacity class M Icu=55kA @ 415V 3-pole, line protection ETU350, LSI, In=160A overload protection Ir=63A...160A short-circuit protection Isd=1.5...10 x Ir, Ii=10 x In nut keeper kit shunt trip (STL) 12-30V DC, 24V AC 50/60Hz 2 auxiliary switches HQ 1 trip alarm switch HQ 1 electrical alarm switch | - | 0 | 0
3VA2116-5HN32-0JA0 |  | 3VA2116-5HN32-0JA0 | 1 | UN | 1 | 10 | C | D | EAR99 | N | 85362090 | 1 | 4042949022909 | 2.37 | KG | 932.8 | 932.8 | LP18 | LP18 | circuit breaker 3VA2 IEC frame 160 breaking capacity class M Icu=55kA @ 415V 3-pole, line protection ETU350, LSI, In=160A overload protection Ir=63A...160A short-circuit protection Isd=1.5...10 x Ir, Ii=10 x In nut keeper kit shunt trip (STL) 110-127V DC, AC 50/60Hz | - | 0 | 0
3VA2116-5HN32-0JC0 |  | 3VA2116-5HN32-0JC0 | 1 | UN | 1 | 10 | C | D | EAR99 | N | 85362090 | 1 | 4042949031864 | 2.43 | KG | 985.6 | 985.6 | LP18 | LP18 | circuit breaker 3VA2 IEC frame 160 breaking capacity class M Icu=55kA @ 415V 3-pole, line protection ETU350, LSI, In=160A overload protection Ir=63A...160A short-circuit protection Isd=1.5...10 x Ir, Ii=10 x In nut keeper kit shunt trip (STL) 110-127V DC, AC 50/60Hz 2 auxiliary switches HQ | - | 0 | 0
3VA2116-5HN32-0JH0 |  | 3VA2116-5HN32-0JH0 | 1 | UN | 1 | 10 | C | D | EAR99 | N | 85362090 | 1 | 4042949035701 | 2.46 | KG | 1012 | 1012 | LP18 | LP18 | circuit breaker 3VA2 IEC frame 160 breaking capacity class M Icu=55kA @ 415V 3-pole, line protection ETU350, LSI, In=160A overload protection Ir=63A...160A short-circuit protection Isd=1.5...10 x Ir, Ii=10 x In nut keeper kit shunt trip (STL) 110-127V DC, AC 50/60Hz 2 auxiliary switches HQ 1 trip alarm switch HQ | - | 0 | 0
3VA2116-5HN32-0JL0 |  | 3VA2116-5HN32-0JL0 | 1 | UN | 1 | 10 | C | D | EAR99 | N | 85362090 | 1 | 4042949039549 | 2.49 | KG | 1038.4 | 1038.4 | LP18 | LP18 | circuit breaker 3VA2 IEC frame 160 breaking capacity class M Icu=55kA @ 415V 3-pole, line protection ETU350, LSI, In=160A overload protection Ir=63A...160A short-circuit protection Isd=1.5...10 x Ir, Ii=10 x In nut keeper kit shunt trip (STL) 110-127V DC, AC 50/60Hz 2 auxiliary switches HQ 1 trip alarm switch HQ 1 electrical alarm switch | - | 0 | 0
3VA2116-5HN32-0KA0 |  | 3VA2116-5HN32-0KA0 | 1 | UN | 1 | 10 | C | D | EAR99 | N | 85362090 | 1 | 4042949023548 | 2.37 | KG | 932.8 | 932.8 | LP18 | LP18 | circuit breaker 3VA2 IEC frame 160 breaking capacity class M Icu=55kA @ 415V 3-pole, line protection ETU350, LSI, In=160A overload protection Ir=63A...160A short-circuit protection Isd=1.5...10 x Ir, Ii=10 x In nut keeper kit shunt trip (STL) 220-250V DC, 208-277V AC | - | 0 | 0
3VA2116-5HN32-0KC0 |  | 3VA2116-5HN32-0KC0 | 1 | UN | 1 | 10 | C | D | EAR99 | N | 85362090 | 1 | 4042949032502 | 2.43 | KG | 985.6 | 985.6 | LP18 | LP18 | circuit breaker 3VA2 IEC frame 160 breaking capacity class M Icu=55kA @ 415V 3-pole, line protection ETU350, LSI, In=160A overload protection Ir=63A...160A short-circuit protection Isd=1.5...10 x Ir, Ii=10 x In nut keeper kit shunt trip (STL) 220-250V DC, 208-277V AC 2 auxiliary switches HQ | - | 0 | 0
3VA2116-5HN32-0KF0 |  | 3VA2116-5HN32-0KF0 | 1 | UN | 1 | 10 | C | D | EAR99 | N | 85362090 | 1 | 4042949322139 | 2.244 | KG | 985.6 | 985.6 | LP18 | LP18 | circuit breaker 3VA2 IEC frame 160 breaking capacity class M Icu=55kA @ 415V 3-pole, line protection ETU350, LSI, In=160A overload protection Ir=63A...160A short-circuit protection Isd=1.5...10 x Ir, Ii=10 x In nut keeper kit shunt trip (STL) 220-250V DC, 208-277V AC 1 auxiliary switch HQ 1 trip alarm switch HQ | - | 0 | 0
3VA2116-5HN32-0KH0 |  | 3VA2116-5HN32-0KH0 | 1 | UN | 1 | 10 | C | D | EAR99 | N | 85362090 | 1 | 4042949036340 | 2.46 | KG | 1012 | 1012 | LP18 | LP18 | circuit breaker 3VA2 IEC frame 160 breaking capacity class M Icu=55kA @ 415V 3-pole, line protection ETU350, LSI, In=160A overload protection Ir=63A...160A short-circuit protection Isd=1.5...10 x Ir, Ii=10 x In nut keeper kit shunt trip (STL) 220-250V DC, 208-277V AC 2 auxiliary switches HQ 1 trip alarm switch HQ | - | 0 | 0
3VA2116-5HN32-0KL0 |  | 3VA2116-5HN32-0KL0 | 1 | UN | 1 | 10 | C | D | EAR99 | N | 85362090 | 1 | 4042949040187 | 2.49 | KG | 1038.4 | 1038.4 | LP18 | LP18 | circuit breaker 3VA2 IEC frame 160 breaking capacity class M Icu=55kA @ 415V 3-pole, line protection ETU350, LSI, In=160A overload protection Ir=63A...160A short-circuit protection Isd=1.5...10 x Ir, Ii=10 x In nut keeper kit shunt trip (STL) 220-250V DC, 208-277V AC 2 auxiliary switches HQ 1 trip alarm switch HQ 1 electrical alarm switch | - | 0 | 0
3VA2116-5HN32-0LL0 |  | 3VA2116-5HN32-0LL0 | 1 | UN | 1 | 10 | C | D | EAR99 | N | 85362090 | 1 | 4042949327684 | 2.307 | KG | 1152.8 | 1152.8 | LP18 | LP18 | circuit breaker 3VA2 IEC frame 160 breaking capacity class M Icu=55kA @ 415V 3-pole, line protection ETU350, LSI, In=160A overload protection Ir=63A...160A short-circuit protection Isd=1.5...10 x Ir, Ii=10 x In nut keeper kit circuit breaker 3VA2 IEC frame 160 breaking capacity class M Icu=55kA @ 415V 3-pole, line protection ETU350, LSI, In=160A overload protection Ir=63A...160A short-circuit protection Isd=1.5...10 x Ir, UNIVERSAL RELEASE 24 V DC ACCESSORY FOR 3VA1 and 3VA20 up 2 AUXILIARY SWITCH CHANGEOVER H 1 TRIP ALARM SWITCH CHANGEOVER 1 electrical alarm switch HQ |  | 0 | 0
3VA2116-5HN36-0AA0 |  | 3VA2116-5HN36-0AA0 | 1 | UN | 1 | 5 | B | D | EAR99 | N | 85362090 | 1 | 4042948818633 | 2.245 | KG | 837.3 | 813.5 | LP18 | LP18 | circuit breaker 3VA2 IEC frame 160 breaking capacity class M Icu=55kA @ 415V 3-pole, line protection ETU350, LSI, In=160A overload protection Ir=63A...160A short-circuit protection Isd=1.5...10 x Ir, Ii=10 x In clamp connection | Lista Papel 2020 SI | 0 | 0
3VA2116-5HN36-0AB0 |  | 3VA2116-5HN36-0AB0 | 1 | UN | 1 | 10 | C | D | EAR99 | N | 85362090 | 1 | 4042949024170 | 2.51 | KG | 941.6 | 941.6 | LP18 | LP18 | circuit breaker 3VA2 IEC frame 160 breaking capacity class M Icu=55kA @ 415V 3-pole, line protection ETU350, LSI, In=160A overload protection Ir=63A...160A short-circuit protection Isd=1.5...10 x Ir, Ii=10 x In clamp connection 2 auxiliary switches HP | - | 0 | 0
3VA2116-5HN36-0AC0 |  | 3VA2116-5HN36-0AC0 | 1 | UN | 1 | 10 | C | D | EAR99 | N | 85362090 | 1 | 4042949024811 | 2.49 | KG | 915.2 | 915.2 | LP18 | LP18 | circuit breaker 3VA2 IEC frame 160 breaking capacity class M Icu=55kA @ 415V 3-pole, line protection ETU350, LSI, In=160A overload protection Ir=63A...160A short-circuit protection Isd=1.5...10 x Ir, Ii=10 x In clamp connection 2 auxiliary switches HQ | - | 0 | 0
3VA2116-5HN36-0AD0 |  | 3VA2116-5HN36-0AD0 | 1 | UN | 1 | 10 | C | D | EAR99 | N | 85362090 | 1 | 4042949025450 | 2.52 | KG | 941.6 | 941.6 | LP18 | LP18 | circuit breaker 3VA2 IEC frame 160 breaking capacity class M Icu=55kA @ 415V 3-pole, line protection ETU350, LSI, In=160A overload protection Ir=63A...160A short-circuit protection Isd=1.5...10 x Ir, Ii=10 x In clamp connection 3 auxiliary switches HQ | - | 0 | 0
3VA2116-5HN36-0AE0 |  | 3VA2116-5HN36-0AE0 | 1 | UN | 1 | 10 | C | D | EAR99 | N | 85362090 | 1 | 4042949026099 | 2.55 | KG | 968 | 968 | LP18 | LP18 | circuit breaker 3VA2 IEC frame 160 breaking capacity class M Icu=55kA @ 415V 3-pole, line protection ETU350, LSI, In=160A overload protection Ir=63A...160A short-circuit protection Isd=1.5...10 x Ir, Ii=10 x In clamp connection 4 auxiliary switches HQ | - | 0 | 0
3VA2116-5HN36-0AF0 |  | 3VA2116-5HN36-0AF0 | 1 | UN | 1 | 10 | C | D | EAR99 | N | 85362090 | 1 | 4042949026730 | 2.49 | KG | 915.2 | 915.2 | LP18 | LP18 | circuit breaker 3VA2 IEC frame 160 breaking capacity class M Icu=55kA @ 415V 3-pole, line protection ETU350, LSI, In=160A overload protection Ir=63A...160A short-circuit protection Isd=1.5...10 x Ir, Ii=10 x In clamp connection 1 auxiliary switch HQ 1 trip alarm switch HQ | - | 0 | 0
3VA2116-5HN36-0AG0 |  | 3VA2116-5HN36-0AG0 | 1 | UN | 1 | 10 | C | D | EAR99 | N | 85362090 | 1 | 4042949027379 | 2.51 | KG | 941.6 | 941.6 | LP18 | LP18 | circuit breaker 3VA2 IEC frame 160 breaking capacity class M Icu=55kA @ 415V 3-pole, line protection ETU350, LSI, In=160A overload protection Ir=63A...160A short-circuit protection Isd=1.5...10 x Ir, Ii=10 x In clamp connection 1 auxiliary switch HP 1 trip alarm switch HP | - | 0 | 0
3VA2116-5HN36-0AH0 |  | 3VA2116-5HN36-0AH0 | 1 | UN | 1 | 10 | C | D | EAR99 | N | 85362090 | 1 | 4042949028017 | 2.52 | KG | 941.6 | 941.6 | LP18 | LP18 | circuit breaker 3VA2 IEC frame 160 breaking capacity class M Icu=55kA @ 415V 3-pole, line protection ETU350, LSI, In=160A overload protection Ir=63A...160A short-circuit protection Isd=1.5...10 x Ir, Ii=10 x In clamp connection 2 auxiliary switches HQ 1 trip alarm switch HQ | - | 0 | 0
3VA2116-5HN36-0AJ0 |  | 3VA2116-5HN36-0AJ0 | 1 | UN | 1 | 10 | C | D | EAR99 | N | 85362090 | 1 | 4042949028659 | 2.55 | KG | 985.6 | 985.6 | LP18 | LP18 | circuit breaker 3VA2 IEC frame 160 breaking capacity class M Icu=55kA @ 415V 3-pole, line protection ETU350, LSI, In=160A overload protection Ir=63A...160A short-circuit protection Isd=1.5...10 x Ir, Ii=10 x In clamp connection 2 auxiliary switches HP 1 trip alarm switch HP | - | 0 | 0
3VA2116-5HN36-0BA0 |  | 3VA2116-5HN36-0BA0 | 1 | UN | 1 | 10 | C | D | EAR99 | N | 85362090 | 1 | 4042949020332 | 2.55 | KG | 985.6 | 985.6 | LP18 | LP18 | circuit breaker 3VA2 IEC frame 160 breaking capacity class M Icu=55kA @ 415V 3-pole, line protection ETU350, LSI, In=160A overload protection Ir=63A...160A short-circuit protection Isd=1.5...10 x Ir, Ii=10 x In clamp connection undervoltage release (UVR) 24V DC | - | 0 | 0
3VA2116-5HN36-0BC0 |  | 3VA2116-5HN36-0BC0 | 1 | UN | 1 | 10 | C | D | EAR99 | N | 85362090 | 1 | 4042949029298 | 2.61 | KG | 1029.6 | 1029.6 | LP18 | LP18 | circuit breaker 3VA2 IEC frame 160 breaking capacity class M Icu=55kA @ 415V 3-pole, line protection ETU350, LSI, In=160A overload protection Ir=63A...160A short-circuit protection Isd=1.5...10 x Ir, Ii=10 x In clamp connection undervoltage release (UVR) 24V DC 2 auxiliary switches HQ | - | 0 | 0
3VA2116-5HN36-0BH0 |  | 3VA2116-5HN36-0BH0 | 1 | UN | 1 | 10 | C | D | EAR99 | N | 85362090 | 1 | 4042949033134 | 2.64 | KG | 1056 | 1056 | LP18 | LP18 | circuit breaker 3VA2 IEC frame 160 breaking capacity class M Icu=55kA @ 415V 3-pole, line protection ETU350, LSI, In=160A overload protection Ir=63A...160A short-circuit protection Isd=1.5...10 x Ir, Ii=10 x In clamp connection undervoltage release (UVR) 24V DC 2 auxiliary switches HQ 1 trip alarm switch HQ | - | 0 | 0
3VA2116-5HN36-0BL0 |  | 3VA2116-5HN36-0BL0 | 1 | UN | 1 | 10 | C | D | EAR99 | N | 85362090 | 1 | 4042949036975 | 2.67 | KG | 1082.4 | 1082.4 | LP18 | LP18 | circuit breaker 3VA2 IEC frame 160 breaking capacity class M Icu=55kA @ 415V 3-pole, line protection ETU350, LSI, In=160A overload protection Ir=63A...160A short-circuit protection Isd=1.5...10 x Ir, Ii=10 x In clamp connection undervoltage release (UVR) 24V DC 2 auxiliary switches HQ 1 trip alarm switch HQ 1 electrical alarm switch | - | 0 | 0
3VA2116-5HN36-0CA0 |  | 3VA2116-5HN36-0CA0 | 1 | UN | 1 | 10 | C | D | EAR99 | N | 85362090 | 1 | 4042949020974 | 2.55 | KG | 985.6 | 985.6 | LP18 | LP18 | circuit breaker 3VA2 IEC frame 160 breaking capacity class M Icu=55kA @ 415V 3-pole, line protection ETU350, LSI, In=160A overload protection Ir=63A...160A short-circuit protection Isd=1.5...10 x Ir, Ii=10 x In clamp connection undervoltage release (UVR) 120-127V AC 50/60Hz | - | 0 | 0
3VA2116-5HN36-0CC0 |  | 3VA2116-5HN36-0CC0 | 1 | UN | 1 | 10 | C | D | EAR99 | N | 85362090 | 1 | 4042949029939 | 2.61 | KG | 1029.6 | 1029.6 | LP18 | LP18 | circuit breaker 3VA2 IEC frame 160 breaking capacity class M Icu=55kA @ 415V 3-pole, line protection ETU350, LSI, In=160A overload protection Ir=63A...160A short-circuit protection Isd=1.5...10 x Ir, Ii=10 x In clamp connection undervoltage release (UVR) 120-127V AC 50/60Hz 2 auxiliary switches HQ | - | 0 | 0
3VA2116-5HN36-0CH0 |  | 3VA2116-5HN36-0CH0 | 1 | UN | 1 | 10 | C | D | EAR99 | N | 85362090 | 1 | 4042949033776 | 2.64 | KG | 1056 | 1056 | LP18 | LP18 | circuit breaker 3VA2 IEC frame 160 breaking capacity class M Icu=55kA @ 415V 3-pole, line protection ETU350, LSI, In=160A overload protection Ir=63A...160A short-circuit protection Isd=1.5...10 x Ir, Ii=10 x In clamp connection undervoltage release (UVR) 120-127V AC 50/60Hz 2 auxiliary switches HQ 1 trip alarm switch HQ | - | 0 | 0
3VA2116-5HN36-0CL0 |  | 3VA2116-5HN36-0CL0 | 1 | UN | 1 | 10 | C | D | EAR99 | N | 85362090 | 1 | 4042949037613 | 2.67 | KG | 1082.4 | 1082.4 | LP18 | LP18 | circuit breaker 3VA2 IEC frame 160 breaking capacity class M Icu=55kA @ 415V 3-pole, line protection ETU350, LSI, In=160A overload protection Ir=63A...160A short-circuit protection Isd=1.5...10 x Ir, Ii=10 x In clamp connection undervoltage release (UVR) 120-127V AC 50/60Hz 2 auxiliary switches HQ 1 trip alarm switch HQ 1 electrical alarm switch | - | 0 | 0
3VA2116-5HN36-0DA0 |  | 3VA2116-5HN36-0DA0 | 1 | UN | 1 | 10 | C | D | EAR99 | N | 85362090 | 1 | 4042949021612 | 2.55 | KG | 985.6 | 985.6 | LP18 | LP18 | circuit breaker 3VA2 IEC frame 160 breaking capacity class M Icu=55kA @ 415V 3-pole, line protection ETU350, LSI, In=160A overload protection Ir=63A...160A short-circuit protection Isd=1.5...10 x Ir, Ii=10 x In clamp connection undervoltage release (UVR) 208-230V AC 50/60Hz | - | 0 | 0
3VA2116-5HN36-0DC0 |  | 3VA2116-5HN36-0DC0 | 1 | UN | 1 | 10 | C | D | EAR99 | N | 85362090 | 1 | 4042949030577 | 2.61 | KG | 1029.6 | 1029.6 | LP18 | LP18 | circuit breaker 3VA2 IEC frame 160 breaking capacity class M Icu=55kA @ 415V 3-pole, line protection ETU350, LSI, In=160A overload protection Ir=63A...160A short-circuit protection Isd=1.5...10 x Ir, Ii=10 x In clamp connection undervoltage release (UVR) 208-230V AC 50/60Hz 2 auxiliary switches HQ | - | 0 | 0
3VA2116-5HN36-0DH0 |  | 3VA2116-5HN36-0DH0 | 1 | UN | 1 | 10 | C | D | EAR99 | N | 85362090 | 1 | 4042949034414 | 2.64 | KG | 1056 | 1056 | LP18 | LP18 | circuit breaker 3VA2 IEC frame 160 breaking capacity class M Icu=55kA @ 415V 3-pole, line protection ETU350, LSI, In=160A overload protection Ir=63A...160A short-circuit protection Isd=1.5...10 x Ir, Ii=10 x In clamp connection undervoltage release (UVR) 208-230V AC 50/60Hz 2 auxiliary switches HQ 1 trip alarm switch HQ | - | 0 | 0
3VA2116-5HN36-0DL0 |  | 3VA2116-5HN36-0DL0 | 1 | UN | 1 | 10 | C | D | EAR99 | N | 85362090 | 1 | 4042949038252 | 2.67 | KG | 1082.4 | 1082.4 | LP18 | LP18 | circuit breaker 3VA2 IEC frame 160 breaking capacity class M Icu=55kA @ 415V 3-pole, line protection ETU350, LSI, In=160A overload protection Ir=63A...160A short-circuit protection Isd=1.5...10 x Ir, Ii=10 x In clamp connection undervoltage release (UVR) 208-230V AC 50/60Hz 2 auxiliary switches HQ 1 trip alarm switch HQ 1 electrical alarm switch | - | 0 | 0
3VA2116-5HN36-0HA0 |  | 3VA2116-5HN36-0HA0 | 1 | UN | 1 | 10 | C | D | EAR99 | N | 85362090 | 1 | 4042949022251 | 2.52 | KG | 959.2 | 959.2 | LP18 | LP18 | circuit breaker 3VA2 IEC frame 160 breaking capacity class M Icu=55kA @ 415V 3-pole, line protection ETU350, LSI, In=160A overload protection Ir=63A...160A short-circuit protection Isd=1.5...10 x Ir, Ii=10 x In clamp connection shunt trip (STL) 12-30V DC, 24V AC 50/60Hz | - | 0 | 0
3VA2116-5HN36-0HC0 |  | 3VA2116-5HN36-0HC0 | 1 | UN | 1 | 10 | C | D | EAR99 | N | 85362090 | 1 | 4042949031215 | 2.58 | KG | 1012 | 1012 | LP18 | LP18 | circuit breaker 3VA2 IEC frame 160 breaking capacity class M Icu=55kA @ 415V 3-pole, line protection ETU350, LSI, In=160A overload protection Ir=63A...160A short-circuit protection Isd=1.5...10 x Ir, Ii=10 x In clamp connection shunt trip (STL) 12-30V DC, 24V AC 50/60Hz 2 auxiliary switches HQ | - | 0 | 0
3VA2116-5HN36-0HH0 |  | 3VA2116-5HN36-0HH0 | 1 | UN | 1 | 10 | C | D | EAR99 | N | 85362090 | 1 | 4042949035053 | 2.61 | KG | 1029.6 | 1029.6 | LP18 | LP18 | circuit breaker 3VA2 IEC frame 160 breaking capacity class M Icu=55kA @ 415V 3-pole, line protection ETU350, LSI, In=160A overload protection Ir=63A...160A short-circuit protection Isd=1.5...10 x Ir, Ii=10 x In clamp connection shunt trip (STL) 12-30V DC, 24V AC 50/60Hz 2 auxiliary switches HQ 1 trip alarm switch HQ | - | 0 | 0
3VA2116-5HN36-0HL0 |  | 3VA2116-5HN36-0HL0 | 1 | UN | 1 | 10 | C | D | EAR99 | N | 85362090 | 1 | 4042949038894 | 2.64 | KG | 1064.8 | 1064.8 | LP18 | LP18 | circuit breaker 3VA2 IEC frame 160 breaking capacity class M Icu=55kA @ 415V 3-pole, line protection ETU350, LSI, In=160A overload protection Ir=63A...160A short-circuit protection Isd=1.5...10 x Ir, Ii=10 x In clamp connection shunt trip (STL) 12-30V DC, 24V AC 50/60Hz 2 auxiliary switches HQ 1 trip alarm switch HQ 1 electrical alarm switch | - | 0 | 0
3VA2116-5HN36-0JA0 |  | 3VA2116-5HN36-0JA0 | 1 | UN | 1 | 10 | C | D | EAR99 | N | 85362090 | 1 | 4042949022893 | 2.52 | KG | 959.2 | 959.2 | LP18 | LP18 | circuit breaker 3VA2 IEC frame 160 breaking capacity class M Icu=55kA @ 415V 3-pole, line protection ETU350, LSI, In=160A overload protection Ir=63A...160A short-circuit protection Isd=1.5...10 x Ir, Ii=10 x In clamp connection shunt trip (STL) 110-127V DC, AC 50/60Hz | - | 0 | 0
3VA2116-5HN36-0JC0 |  | 3VA2116-5HN36-0JC0 | 1 | UN | 1 | 10 | C | D | EAR99 | N | 85362090 | 1 | 4042949031857 | 2.58 | KG | 1012 | 1012 | LP18 | LP18 | circuit breaker 3VA2 IEC frame 160 breaking capacity class M Icu=55kA @ 415V 3-pole, line protection ETU350, LSI, In=160A overload protection Ir=63A...160A short-circuit protection Isd=1.5...10 x Ir, Ii=10 x In clamp connection shunt trip (STL) 110-127V DC, AC 50/60Hz 2 auxiliary switches HQ | - | 0 | 0
3VA2116-5HN36-0JH0 |  | 3VA2116-5HN36-0JH0 | 1 | UN | 1 | 10 | C | D | EAR99 | N | 85362090 | 1 | 4042949035695 | 2.61 | KG | 1029.6 | 1029.6 | LP18 | LP18 | circuit breaker 3VA2 IEC frame 160 breaking capacity class M Icu=55kA @ 415V 3-pole, line protection ETU350, LSI, In=160A overload protection Ir=63A...160A short-circuit protection Isd=1.5...10 x Ir, Ii=10 x In clamp connection shunt trip (STL) 110-127V DC, AC 50/60Hz 2 auxiliary switches HQ 1 trip alarm switch HQ | - | 0 | 0
3VA2116-5HN36-0JL0 |  | 3VA2116-5HN36-0JL0 | 1 | UN | 1 | 10 | C | D | EAR99 | N | 85362090 | 1 | 4042949039532 | 2.64 | KG | 1064.8 | 1064.8 | LP18 | LP18 | circuit breaker 3VA2 IEC frame 160 breaking capacity class M Icu=55kA @ 415V 3-pole, line protection ETU350, LSI, In=160A overload protection Ir=63A...160A short-circuit protection Isd=1.5...10 x Ir, Ii=10 x In clamp connection shunt trip (STL) 110-127V DC, AC 50/60Hz 2 auxiliary switches HQ 1 trip alarm switch HQ 1 electrical alarm switch | - | 0 | 0
3VA2116-5HN36-0KA0 |  | 3VA2116-5HN36-0KA0 | 1 | UN | 1 | 10 | C | D | EAR99 | N | 85362090 | 1 | 4042949023531 | 2.52 | KG | 959.2 | 959.2 | LP18 | LP18 | circuit breaker 3VA2 IEC frame 160 breaking capacity class M Icu=55kA @ 415V 3-pole, line protection ETU350, LSI, In=160A overload protection Ir=63A...160A short-circuit protection Isd=1.5...10 x Ir, Ii=10 x In clamp connection shunt trip (STL) 220-250V DC, 208-277V AC | - | 0 | 0
3VA2116-5HN36-0KC0 |  | 3VA2116-5HN36-0KC0 | 1 | UN | 1 | 10 | C | D | EAR99 | N | 85362090 | 1 | 4042949032496 | 2.58 | KG | 1012 | 1012 | LP18 | LP18 | circuit breaker 3VA2 IEC frame 160 breaking capacity class M Icu=55kA @ 415V 3-pole, line protection ETU350, LSI, In=160A overload protection Ir=63A...160A short-circuit protection Isd=1.5...10 x Ir, Ii=10 x In clamp connection shunt trip (STL) 220-250V DC, 208-277V AC 2 auxiliary switches HQ | - | 0 | 0
3VA2116-5HN36-0KH0 |  | 3VA2116-5HN36-0KH0 | 1 | UN | 1 | 10 | C | D | EAR99 | N | 85362090 | 1 | 4042949036333 | 2.61 | KG | 1029.6 | 1029.6 | LP18 | LP18 | circuit breaker 3VA2 IEC frame 160 breaking capacity class M Icu=55kA @ 415V 3-pole, line protection ETU350, LSI, In=160A overload protection Ir=63A...160A short-circuit protection Isd=1.5...10 x Ir, Ii=10 x In clamp connection shunt trip (STL) 220-250V DC, 208-277V AC 2 auxiliary switches HQ 1 trip alarm switch HQ | - | 0 | 0
3VA2116-5HN36-0KL0 |  | 3VA2116-5HN36-0KL0 | 1 | UN | 1 | 10 | C | D | EAR99 | N | 85362090 | 1 | 4042949040170 | 2.64 | KG | 1064.8 | 1064.8 | LP18 | LP18 | circuit breaker 3VA2 IEC frame 160 breaking capacity class M Icu=55kA @ 415V 3-pole, line protection ETU350, LSI, In=160A overload protection Ir=63A...160A short-circuit protection Isd=1.5...10 x Ir, Ii=10 x In clamp connection shunt trip (STL) 220-250V DC, 208-277V AC 2 auxiliary switches HQ 1 trip alarm switch HQ 1 electrical alarm switch | - | 0 | 0
3VA2116-5HN42-0AA0 |  | 3VA2116-5HN42-0AA0 | 1 | UN | 1 | 2 | A | D | EAR99 | N | 85362090 | 1 | 4042948804872 | 2.714 | KG | 1037 | 1011.5 | LP18 | LP18 | circuit breaker 3VA2 IEC frame 160 breaking capacity class M Icu=55kA @ 415V 4-pole, line protection ETU350, LSI, In=160A overload protection Ir=63A...160A short-circuit protection Isd=1.5...10 x Ir, Ii=10 x In N conductor protection adjustable (OFF, 50%, 100%) nut keeper kit | Lista Papel 2020 SI | 0 | 0
3VA2116-5HN42-0AC0 |  | 3VA2116-5HN42-0AC0 | 1 | UN | 1 | 10 | C | D | EAR99 | N | 85362090 | 1 | 4042949321767 | 2.77 | KG | 1126.4 | 1126.4 | LP18 | LP18 | circuit breaker 3VA2 IEC frame 160 breaking capacity class M Icu=55kA @ 415V 4-pole, line protection ETU350, LSI, In=160A overload protection Ir=63A...160A short-circuit protection Isd=1.5...10 x Ir, Ii=10 x In N conductor protection adjustable (OFF, 50%, 100%) nut keeper kit 2 auxiliary switches HQ | - | 0 | 0
3VA2116-5HN42-0HC0 |  | 3VA2116-5HN42-0HC0 | 1 | UN | 1 | 10 | C | D | EAR99 | N | 85362090 | 1 | 4042949321798 | 2.724 | KG | 1214.4 | 1214.4 | LP18 | LP18 | circuit breaker 3VA2 IEC frame 160 breaking capacity class M Icu=55kA @ 415V 4-pole, line protection ETU350, LSI, In=160A overload protection Ir=63A...160A short-circuit protection Isd=1.5...10 x Ir, Ii=10 x In N conductor protection adjustable (OFF, 50%, 100%) nut keeper kit shunt trip (STL) 12-30V DC; 24V AC 50/60Hz 2 auxiliary switches HQ | - | 0 | 0
3VA2116-5HN42-0HD0 |  | 3VA2116-5HN42-0HD0 | 1 | UN | 1 | 10 | C | D | EAR99 | N | 85362090 | 1 | 4042949322405 | 2.873 | KG | 1232 | 1232 | LP18 | LP18 | circuit breaker 3VA2 IEC frame 160 breaking capacity class M Icu=55kA @ 415V 4-pole, line protection ETU350, LSI, In=160A overload protection Ir=63A...160A short-circuit protection Isd=1.5...10 x Ir, Ii=10 x In N conductor protection adjustable (OFF, 50%, 100%) nut keeper kit shunt trip (STL) 12-30V DC; 24V AC 50/60Hz 3 auxiliary switches HQ | - | 0 | 0
3VA2116-5HN46-0AA0 |  | 3VA2116-5HN46-0AA0 | 1 | UN | 1 | 5 | B | D | EAR99 | N | 85362090 | 1 | 4042948818916 | 2.897 | KG | 1071 | 1037 | LP18 | LP18 | circuit breaker 3VA2 IEC frame 160 breaking capacity class M Icu=55kA @ 415V 4-pole, line protection ETU350, LSI, In=160A overload protection Ir=63A...160A short-circuit protection Isd=1.5...10 x Ir, Ii=10 x In N conductor protection adjustable (OFF, 50%, 100%) clamp connection | Lista Papel 2020 SI | 0 | 0
3VA2116-5HN46-0HC0 |  | 3VA2116-5HN46-0HC0 | 1 | UN | 1 | 10 | C | D | EAR99 | N | 85362090 | 1 | 4042949320395 | 3.254 | KG | 1240.8 | 1240.8 | LP18 | LP18 | circuit breaker 3VA2 IEC frame 160 breaking capacity class M Icu=55kA @ 415V 4-pole, line protection ETU350, LSI, In=160A overload protection Ir=63A...160A short-circuit protection Isd=1.5...10 x Ir, Ii=10 x In N conductor protection adjustable (OFF, 50%, 100%) clamp connection shunt trip (STL) 12-30V DC; 24V AC 50/60Hz 2 auxiliary switches HQ | - | 0 | 0
3VA2116-5JP32-0AA0 |  | 3VA2116-5JP32-0AA0 | 1 | UN | 1 | 5 | B | D | EAR99 | N | 85362090 | 1 | 4042948802656 | 2.124 | KG | 1224 | 1190 | LP18 | LP18 | circuit breaker 3VA2 IEC frame 160 breaking capacity class M Icu=55kA @ 415V 3-pole, line protection ETU550, LSI, In=160A overload protection Ir=63A...160A short-circuit protection Isd=0.6..10x In, Ii=1.5..10x In N conductor protection optionally with external current transformer, up to 160% nut keeper kit | Lista Papel 2020 SI | 0 | 0
3VA2116-5JP32-0AE0 |  | 3VA2116-5JP32-0AE0 | 1 | UN | 1 | 10 | C | D | EAR99 | N | 85362090 | 1 | 4042949327592 | 2.216 | KG | 1364 | 1364 | LP18 | LP18 | circuit breaker 3VA2 IEC frame 160 breaking capacity class M Icu=55kA @ 415V 3-pole, line protection ETU550, LSI, In=160A overload protection Ir=63A...160A short-circuit protection Isd=0.6..10x In, Ii=1.5..10x In N conductor protection optionally with external current transformer, up to 160% nut keeper kit circuit breaker 3VA2 IEC frame 160 breaking capacity class M Icu=55kA @ 415V 3-pole, line protection ETU550, LSI, In=160A 4 AUXILIARY SWITCH CHANGEOVER H |  | 0 | 0
3VA2116-5JP32-0AH0 |  | 3VA2116-5JP32-0AH0 | 1 | UN | 1 | 10 | C | D | EAR99 | N | 85362090 | 1 | 4042949321170 | 2.2 | KG | 1328.8 | 1328.8 | LP18 | LP18 | circuit breaker 3VA2 IEC frame 160 breaking capacity class M Icu=55kA @ 415V 3-pole, line protection ETU550, LSI, In=160A overload protection Ir=63A...160A short-circuit protection Isd=0.6..10x In, Ii=1.5..10x In N conductor protection optionally with external current transformer, up to 160% nut keeper kit 2 auxiliary switches HQ 1 trip alarm switch HQ | - | 0 | 0
3VA2116-5JP32-0DA0 |  | 3VA2116-5JP32-0DA0 | 1 | UN | 1 | 10 | C | D | EAR99 | N | 85362090 | 1 | 4042949328858 | 2.208 | KG | 1381.6 | 1381.6 | LP18 | LP18 | circuit breaker 3VA2 IEC frame 160 breaking capacity class M Icu=55kA @ 415V 3-pole, line protection ETU550, LSI, In=160A overload protection Ir=63A...160A short-circuit protection Isd=0.6..10x In, Ii=1.5..10x In N conductor protection optionally with external current transformer, up to 160% nut keeper kit circuit breaker 3VA2 IEC frame 160 breaking capacity class M Icu=55kA @ 415V 3-pole, line protection ETU550, LSI, In=160A UNDERVOLTAGE RELEASE 208-230 V AC 50/60 HZ ACCESSORY FOR 3VA1 |  | 0 | 0
3VA2116-5JP36-0AA0 |  | 3VA2116-5JP36-0AA0 | 1 | UN | 1 | 5 | B | D | EAR99 | N | 85362090 | 1 | 4042948818657 | 2.257 | KG | 1249.5 | 1215.5 | LP18 | LP18 | circuit breaker 3VA2 IEC frame 160 breaking capacity class M Icu=55kA @ 415V 3-pole, line protection ETU550, LSI, In=160A overload protection Ir=63A...160A short-circuit protection Isd=0.6..10x In, Ii=1.5..10x In N conductor protection optionally with external current transformer, up to 160% clamp connection | Lista Papel 2020 SI | 0 | 0
3VA2116-5JP36-0AF0 |  | 3VA2116-5JP36-0AF0 | 1 | UN | 1 | 10 | C | D | EAR99 | N | 85362090 | 1 | 4042949321446 | 2.307 | KG | 1337.6 | 1337.6 | LP18 | LP18 | circuit breaker 3VA2 IEC frame 160 breaking capacity class M Icu=55kA @ 415V 3-pole, line protection ETU550, LSI, In=160A overload protection Ir=63A...160A short-circuit protection Isd=0.6..10x In, Ii=1.5..10x In N conductor protection optionally with external current transformer, up to 160% clamp connection 1 auxiliary switch HQ 1 trip alarm switch HQ | - | 0 | 0
3VA2116-5JP42-0AA0 |  | 3VA2116-5JP42-0AA0 | 1 | UN | 1 | 5 | B | D | EAR99 | N | 85362090 | 1 | 4042948804896 | 2.743 | KG | 1445 | 1402.5 | LP18 | LP18 | circuit breaker 3VA2 IEC frame 160 breaking capacity class M Icu=55kA @ 415V 4-pole, line protection ETU550, LSI, In=160A overload protection Ir=63A...160A short-circuit protection Isd=0.6..10x In, Ii=1.5..10x In N conductor protection adjustable (OFF, up to 100%) nut keeper kit | Lista Papel 2020 SI | 0 | 0
3VA2116-5JP42-0AH0 |  | 3VA2116-5JP42-0AH0 | 1 | UN | 1 | 10 | C | D | EAR99 | N | 85362090 | 1 | 4042949321217 | 3.016 | KG | 1566.4 | 1566.4 | LP18 | LP18 | circuit breaker 3VA2 IEC frame 160 breaking capacity class M Icu=55kA @ 415V 4-pole, line protection ETU550, LSI, In=160A overload protection Ir=63A...160A short-circuit protection Isd=0.6..10x In, Ii=1.5..10x In N conductor protection adjustable (OFF, up to 100%) nut keeper kit 2 auxiliary switches HQ 1 trip alarm switch HQ | - | 0 | 0
3VA2116-5JP46-0AA0 |  | 3VA2116-5JP46-0AA0 | 1 | UN | 1 | 5 | B | D | EAR99 | N | 85362090 | 1 | 4042948818930 | 2.917 | KG | 1470.5 | 1428 | LP18 | LP18 | circuit breaker 3VA2 IEC frame 160 breaking capacity class M Icu=55kA @ 415V 4-pole, line protection ETU550, LSI, In=160A overload protection Ir=63A...160A short-circuit protection Isd=0.6..10x In, Ii=1.5..10x In N conductor protection adjustable (OFF, up to 100%) clamp connection | Lista Papel 2020 SI | 0 | 0
3VA2116-5JQ32-0AA0 |  | 3VA2116-5JQ32-0AA0 | 1 | UN | 1 | 2 | A | D | EAR99 | N | 85362090 | 1 | 4042948802663 | 2.116 | KG | 1462 | 1419.5 | LP18 | LP18 | circuit breaker 3VA2 IEC frame 160 breaking capacity class M Icu=55kA @ 415V 3-pole, line protection ETU560, LSIG, In=160A overload protection Ir=63A...160A short-circuit protection Isd=0.6..10x In, Ii=1.5..10x In N conductor protection optionally with external current transformer, up to 160% gr.-fault prot., can be sw. off Ig=0.2...1 x In, tg=0.05-0.8s nut keeper kit | Lista Papel 2020 SI | 0 | 0
3VA2116-5JQ32-0AB0 |  | 3VA2116-5JQ32-0AB0 | 1 | UN | 1 | 10 | C | D | EAR99 | N | 85362090 | 1 | 4042949024163 | 2.37 | KG | 1584 | 1584 | LP18 | LP18 | circuit breaker 3VA2 IEC frame 160 breaking capacity class M Icu=55kA @ 415V 3-pole, line protection ETU560, LSIG, In=160A overload protection Ir=63A...160A short-circuit protection Isd=0.6..10x In, Ii=1.5..10x In N conductor protection optionally with external current transformer gr.-fault prot., can be sw. off Ig=0.2...1 x In, tg=0.05-0.8s nut keeper kit 2 auxiliary switches HP | - | 0 | 0
3VA2116-5JQ32-0AC0 |  | 3VA2116-5JQ32-0AC0 | 1 | UN | 1 | 10 | C | D | EAR99 | N | 85362090 | 1 | 4042949024804 | 2.35 | KG | 1566.4 | 1566.4 | LP18 | LP18 | circuit breaker 3VA2 IEC frame 160 breaking capacity class M Icu=55kA @ 415V 3-pole, line protection ETU560, LSIG, In=160A overload protection Ir=63A...160A short-circuit protection Isd=0.6..10x In, Ii=1.5..10x In N conductor protection optionally with external current transformer gr.-fault prot., can be sw. off Ig=0.2...1 x In, tg=0.05-0.8s nut keeper kit 2 auxiliary switches HQ | - | 0 | 0
3VA2116-5JQ32-0AD0 |  | 3VA2116-5JQ32-0AD0 | 1 | UN | 1 | 10 | C | D | EAR99 | N | 85362090 | 1 | 4042949025443 | 2.38 | KG | 1584 | 1584 | LP18 | LP18 | circuit breaker 3VA2 IEC frame 160 breaking capacity class M Icu=55kA @ 415V 3-pole, line protection ETU560, LSIG, In=160A overload protection Ir=63A...160A short-circuit protection Isd=0.6..10x In, Ii=1.5..10x In N conductor protection optionally with external current transformer gr.-fault prot., can be sw. off Ig=0.2...1 x In, tg=0.05-0.8s nut keeper kit 3 auxiliary switches HQ | - | 0 | 0
3VA2116-5JQ32-0AE0 |  | 3VA2116-5JQ32-0AE0 | 1 | UN | 1 | 10 | C | D | EAR99 | N | 85362090 | 1 | 4042949026082 | 2.41 | KG | 1610.4 | 1610.4 | LP18 | LP18 | circuit breaker 3VA2 IEC frame 160 breaking capacity class M Icu=55kA @ 415V 3-pole, line protection ETU560, LSIG, In=160A overload protection Ir=63A...160A short-circuit protection Isd=0.6..10x In, Ii=1.5..10x In N conductor protection optionally with external current transformer gr.-fault prot., can be sw. off Ig=0.2...1 x In, tg=0.05-0.8s nut keeper kit 4 auxiliary switches HQ | - | 0 | 0
3VA2116-5JQ32-0AF0 |  | 3VA2116-5JQ32-0AF0 | 1 | UN | 1 | 10 | C | D | EAR99 | N | 85362090 | 1 | 4042949026723 | 2.35 | KG | 1566.4 | 1566.4 | LP18 | LP18 | circuit breaker 3VA2 IEC frame 160 breaking capacity class M Icu=55kA @ 415V 3-pole, line protection ETU560, LSIG, In=160A overload protection Ir=63A...160A short-circuit protection Isd=0.6..10x In, Ii=1.5..10x In N conductor protection optionally with external current transformer gr.-fault prot., can be sw. off Ig=0.2...1 x In, tg=0.05-0.8s nut keeper kit 1 auxiliary switch HQ 1 trip alarm switch HQ | - | 0 | 0
3VA2116-5JQ32-0AG0 |  | 3VA2116-5JQ32-0AG0 | 1 | UN | 1 | 10 | C | D | EAR99 | N | 85362090 | 1 | 4042949027362 | 2.37 | KG | 1584 | 1584 | LP18 | LP18 | circuit breaker 3VA2 IEC frame 160 breaking capacity class M Icu=55kA @ 415V 3-pole, line protection ETU560, LSIG, In=160A overload protection Ir=63A...160A short-circuit protection Isd=0.6..10x In, Ii=1.5..10x In N conductor protection optionally with external current transformer gr.-fault prot., can be sw. off Ig=0.2...1 x In, tg=0.05-0.8s nut keeper kit 1 auxiliary switch HP 1 trip alarm switch HP | - | 0 | 0
3VA2116-5JQ32-0AH0 |  | 3VA2116-5JQ32-0AH0 | 1 | UN | 1 | 10 | C | D | EAR99 | N | 85362090 | 1 | 4042949028000 | 2.38 | KG | 1584 | 1584 | LP18 | LP18 | circuit breaker 3VA2 IEC frame 160 breaking capacity class M Icu=55kA @ 415V 3-pole, line protection ETU560, LSIG, In=160A overload protection Ir=63A...160A short-circuit protection Isd=0.6..10x In, Ii=1.5..10x In N conductor protection optionally with external current transformer gr.-fault prot., can be sw. off Ig=0.2...1 x In, tg=0.05-0.8s nut keeper kit 2 auxiliary switches HQ 1 trip alarm switch HQ | - | 0 | 0
3VA2116-5JQ32-0AJ0 |  | 3VA2116-5JQ32-0AJ0 | 1 | UN | 1 | 10 | C | D | EAR99 | N | 85362090 | 1 | 4042949028642 | 2.41 | KG | 1628 | 1628 | LP18 | LP18 | circuit breaker 3VA2 IEC frame 160 breaking capacity class M Icu=55kA @ 415V 3-pole, line protection ETU560, LSIG, In=160A overload protection Ir=63A...160A short-circuit protection Isd=0.6..10x In, Ii=1.5..10x In N conductor protection optionally with external current transformer gr.-fault prot., can be sw. off Ig=0.2...1 x In, tg=0.05-0.8s nut keeper kit 2 auxiliary switches HP 1 trip alarm switch HP | - | 0 | 0
3VA2116-5JQ32-0BA0 |  | 3VA2116-5JQ32-0BA0 | 1 | UN | 1 | 10 | C | D | EAR99 | N | 85362090 | 1 | 4042949020325 | 2.41 | KG | 1628 | 1628 | LP18 | LP18 | circuit breaker 3VA2 IEC frame 160 breaking capacity class M Icu=55kA @ 415V 3-pole, line protection ETU560, LSIG, In=160A overload protection Ir=63A...160A short-circuit protection Isd=0.6..10x In, Ii=1.5..10x In N conductor protection optionally with external current transformer gr.-fault prot., can be sw. off Ig=0.2...1 x In, tg=0.05-0.8s nut keeper kit undervoltage release (UVR) 24V DC | - | 0 | 0
3VA2116-5JQ32-0BC0 |  | 3VA2116-5JQ32-0BC0 | 1 | UN | 1 | 10 | C | D | EAR99 | N | 85362090 | 1 | 4042949029281 | 2.47 | KG | 1672 | 1672 | LP18 | LP18 | circuit breaker 3VA2 IEC frame 160 breaking capacity class M Icu=55kA @ 415V 3-pole, line protection ETU560, LSIG, In=160A overload protection Ir=63A...160A short-circuit protection Isd=0.6..10x In, Ii=1.5..10x In N conductor protection optionally with external current transformer gr.-fault prot., can be sw. off Ig=0.2...1 x In, tg=0.05-0.8s nut keeper kit undervoltage release (UVR) 24V DC 2 auxiliary switches HQ | - | 0 | 0
3VA2116-5JQ32-0BH0 |  | 3VA2116-5JQ32-0BH0 | 1 | UN | 1 | 10 | C | D | EAR99 | N | 85362090 | 1 | 4042949033127 | 2.5 | KG | 1689.6 | 1689.6 | LP18 | LP18 | circuit breaker 3VA2 IEC frame 160 breaking capacity class M Icu=55kA @ 415V 3-pole, line protection ETU560, LSIG, In=160A overload protection Ir=63A...160A short-circuit protection Isd=0.6..10x In, Ii=1.5..10x In N conductor protection optionally with external current transformer gr.-fault prot., can be sw. off Ig=0.2...1 x In, tg=0.05-0.8s nut keeper kit undervoltage release (UVR) 24V DC 2 auxiliary switches HQ 1 trip alarm switch HQ | - | 0 | 0
3VA2116-5JQ32-0BL0 |  | 3VA2116-5JQ32-0BL0 | 1 | UN | 1 | 10 | C | D | EAR99 | N | 85362090 | 1 | 4042949036968 | 2.53 | KG | 1733.6 | 1733.6 | LP18 | LP18 | circuit breaker 3VA2 IEC frame 160 breaking capacity class M Icu=55kA @ 415V 3-pole, line protection ETU560, LSIG, In=160A overload protection Ir=63A...160A short-circuit protection Isd=0.6..10x In, Ii=1.5..10x In N conductor protection, opt. w. external current transformer gr.-fault prot., can be sw. off Ig=0.2...1 x In= tg=0.05-0.8s nut keeper kit undervoltage release (UVR) 24V DC 2 auxiliary switches HQ 1 trip alarm switch HQ 1 electrical alarm switch | - | 0 | 0
3VA2116-5JQ32-0CA0 |  | 3VA2116-5JQ32-0CA0 | 1 | UN | 1 | 10 | C | D | EAR99 | N | 85362090 | 1 | 4042949020967 | 2.41 | KG | 1628 | 1628 | LP18 | LP18 | circuit breaker 3VA2 IEC frame 160 breaking capacity class M Icu=55kA @ 415V 3-pole, line protection ETU560, LSIG, In=160A overload protection Ir=63A...160A short-circuit protection Isd=0.6..10x In, Ii=1.5..10x In N conductor protection optionally with external current transformer gr.-fault prot., can be sw. off Ig=0.2...1 x In, tg=0.05-0.8s nut keeper kit undervoltage release (UVR) 120-127V AC 50/60Hz | - | 0 | 0
3VA2116-5JQ32-0CC0 |  | 3VA2116-5JQ32-0CC0 | 1 | UN | 1 | 10 | C | D | EAR99 | N | 85362090 | 1 | 4042949029922 | 2.47 | KG | 1672 | 1672 | LP18 | LP18 | circuit breaker 3VA2 IEC frame 160 breaking capacity class M Icu=55kA @ 415V 3-pole, line protection ETU560, LSIG, In=160A overload protection Ir=63A...160A short-circuit protection Isd=0.6..10x In, Ii=1.5..10x In N conductor protection optionally with external current transformer gr.-fault prot., can be sw. off Ig=0.2...1 x In, tg=0.05-0.8s nut keeper kit undervoltage release (UVR) 120-127V AC 50/60Hz 2 auxiliary switches HQ | - | 0 | 0
3VA2116-5JQ32-0CH0 |  | 3VA2116-5JQ32-0CH0 | 1 | UN | 1 | 10 | C | D | EAR99 | N | 85362090 | 1 | 4042949033769 | 2.5 | KG | 1689.6 | 1689.6 | LP18 | LP18 | circuit breaker 3VA2 IEC frame 160 breaking capacity class M Icu=55kA @ 415V 3-pole, line protection ETU560, LSIG, In=160A overload protection Ir=63A...160A short-circuit protection Isd=0.6..10x In, Ii=1.5..10x In N conductor protection optionally with external current transformer gr.-fault prot., can be sw. off Ig=0.2...1 x In, tg=0.05-0.8s nut keeper kit undervoltage release (UVR) 120-127V AC 50/60Hz 2 auxiliary switches HQ 1 trip alarm switch HQ | - | 0 | 0
3VA2116-5JQ32-0CL0 |  | 3VA2116-5JQ32-0CL0 | 1 | UN | 1 | 10 | C | D | EAR99 | N | 85362090 | 1 | 4042949037606 | 2.53 | KG | 1733.6 | 1733.6 | LP18 | LP18 | circuit breaker 3VA2 IEC frame 160 breaking capacity class M Icu=55kA @ 415V 3-pole, line protection ETU560, LSIG, In=160A overload protection Ir=63A...160A short-circuit protection Isd=0.6..10x In, Ii=1.5..10x In N conductor protection, opt. w. external current transformer gr.-fault prot., can be sw. off Ig=0.2...1 x In= tg=0.05-0.8s nut keeper kit undervoltage release (UVR) 120-127V AC 50/60Hz 2 auxiliary switches HQ 1 trip alarm switch HQ 1 electrical alarm switch | - | 0 | 0
3VA2116-5JQ32-0DA0 |  | 3VA2116-5JQ32-0DA0 | 1 | UN | 1 | 10 | C | D | EAR99 | N | 85362090 | 1 | 4042949021605 | 2.41 | KG | 1628 | 1628 | LP18 | LP18 | circuit breaker 3VA2 IEC frame 160 breaking capacity class M Icu=55kA @ 415V 3-pole, line protection ETU560, LSIG, In=160A overload protection Ir=63A...160A short-circuit protection Isd=0.6..10x In, Ii=1.5..10x In N conductor protection optionally with external current transformer gr.-fault prot., can be sw. off Ig=0.2...1 x In, tg=0.05-0.8s nut keeper kit undervoltage release (UVR) 208-230V AC 50/60Hz | - | 0 | 0
3VA2116-5JQ32-0DC0 |  | 3VA2116-5JQ32-0DC0 | 1 | UN | 1 | 10 | C | D | EAR99 | N | 85362090 | 1 | 4042949030560 | 2.47 | KG | 1672 | 1672 | LP18 | LP18 | circuit breaker 3VA2 IEC frame 160 breaking capacity class M Icu=55kA @ 415V 3-pole, line protection ETU560, LSIG, In=160A overload protection Ir=63A...160A short-circuit protection Isd=0.6..10x In, Ii=1.5..10x In N conductor protection optionally with external current transformer gr.-fault prot., can be sw. off Ig=0.2...1 x In, tg=0.05-0.8s nut keeper kit undervoltage release (UVR) 208-230V AC 50/60Hz 2 auxiliary switches HQ | - | 0 | 0
3VA2116-5JQ32-0DH0 |  | 3VA2116-5JQ32-0DH0 | 1 | UN | 1 | 10 | C | D | EAR99 | N | 85362090 | 1 | 4042949034407 | 2.5 | KG | 1689.6 | 1689.6 | LP18 | LP18 | circuit breaker 3VA2 IEC frame 160 breaking capacity class M Icu=55kA @ 415V 3-pole, line protection ETU560, LSIG, In=160A overload protection Ir=63A...160A short-circuit protection Isd=0.6..10x In, Ii=1.5..10x In N conductor protection optionally with external current transformer gr.-fault prot., can be sw. off Ig=0.2...1 x In, tg=0.05-0.8s nut keeper kit undervoltage release (UVR) 208-230V AC 50/60Hz 2 auxiliary switches HQ 1 trip alarm switch HQ | - | 0 | 0
3VA2116-5JQ32-0DL0 |  | 3VA2116-5JQ32-0DL0 | 1 | UN | 1 | 10 | C | D | EAR99 | N | 85362090 | 1 | 4042949038245 | 2.53 | KG | 1733.6 | 1733.6 | LP18 | LP18 | circuit breaker 3VA2 IEC frame 160 breaking capacity class M Icu=55kA @ 415V 3-pole, line protection ETU560, LSIG, In=160A overload protection Ir=63A...160A short-circuit protection Isd=0.6..10x In, Ii=1.5..10x In N conductor protection, opt. w. external current transformer gr.-fault prot., can be sw. off Ig=0.2...1 x In= tg=0.05-0.8s nut keeper kit undervoltage release (UVR) 208-230V AC 50/60Hz 2 auxiliary switches HQ 1 trip alarm switch HQ 1 electrical alarm switch | - | 0 | 0
3VA2116-5JQ32-0HA0 |  | 3VA2116-5JQ32-0HA0 | 1 | UN | 1 | 10 | C | D | EAR99 | N | 85362090 | 1 | 4042949022244 | 2.41 | KG | 1601.6 | 1601.6 | LP18 | LP18 | circuit breaker 3VA2 IEC frame 160 breaking capacity class M Icu=55kA @ 415V 3-pole, line protection ETU560, LSIG, In=160A overload protection Ir=63A...160A short-circuit protection Isd=0.6..10x In, Ii=1.5..10x In N conductor protection optionally with external current transformer gr.-fault prot., can be sw. off Ig=0.2...1 x In, tg=0.05-0.8s nut keeper kit shunt trip (STL) 12-30V DC; 24V AC 50/60Hz | - | 0 | 0
3VA2116-5JQ32-0HC0 |  | 3VA2116-5JQ32-0HC0 | 1 | UN | 1 | 10 | C | D | EAR99 | N | 85362090 | 1 | 4042949031208 | 2.44 | KG | 1645.6 | 1645.6 | LP18 | LP18 | circuit breaker 3VA2 IEC frame 160 breaking capacity class M Icu=55kA @ 415V 3-pole, line protection ETU560, LSIG, In=160A overload protection Ir=63A...160A short-circuit protection Isd=0.6..10x In, Ii=1.5..10x In N conductor protection optionally with external current transformer gr.-fault prot., can be sw. off Ig=0.2...1 x In, tg=0.05-0.8s nut keeper kit shunt trip (STL) 12-30V DC; 24V AC 50/60Hz 2 auxiliary switches HQ | - | 0 | 0
3VA2116-5JQ32-0HH0 |  | 3VA2116-5JQ32-0HH0 | 1 | UN | 1 | 10 | C | D | EAR99 | N | 85362090 | 1 | 4042949035046 | 2.47 | KG | 1672 | 1672 | LP18 | LP18 | circuit breaker 3VA2 IEC frame 160 breaking capacity class M Icu=55kA @ 415V 3-pole, line protection ETU560, LSIG, In=160A overload protection Ir=63A...160A short-circuit protection Isd=0.6..10x In, Ii=1.5..10x In N conductor protection optionally with external current transformer gr.-fault prot., can be sw. off Ig=0.2...1 x In, tg=0.05-0.8s nut keeper kit shunt trip (STL) 12-30V DC; 24V AC 50/60Hz 2 auxiliary switches HQ 1 trip alarm switch HQ | - | 0 | 0
3VA2116-5JQ32-0HL0 |  | 3VA2116-5JQ32-0HL0 | 1 | UN | 1 | 10 | C | D | EAR99 | N | 85362090 | 1 | 4042949038887 | 2.5 | KG | 1698.4 | 1698.4 | LP18 | LP18 | circuit breaker 3VA2 IEC frame 160 breaking capacity class M Icu=55kA @ 415V 3-pole, line protection ETU560, LSIG, In=160A overload protection Ir=63A...160A short-circuit protection Isd=0.6..10x In, Ii=1.5..10x In N conductor protection, opt. w. external current transformer gr.-fault prot., can be sw. off Ig=0.2...1 x In= tg=0.05-0.8s nut keeper kit shunt trip (STL) 12-30V DC; 24V AC 50/60Hz 2 auxiliary switches HQ 1 trip alarm switch HQ 1 electrical alarm switch | - | 0 | 0
3VA2116-5JQ32-0JA0 |  | 3VA2116-5JQ32-0JA0 | 1 | UN | 1 | 10 | C | D | EAR99 | N | 85362090 | 1 | 4042949022886 | 2.41 | KG | 1601.6 | 1601.6 | LP18 | LP18 | circuit breaker 3VA2 IEC frame 160 breaking capacity class M Icu=55kA @ 415V 3-pole, line protection ETU560, LSIG, In=160A overload protection Ir=63A...160A short-circuit protection Isd=0.6..10x In, Ii=1.5..10x In N conductor protection optionally with external current transformer gr.-fault prot., can be sw. off Ig=0.2...1 x In, tg=0.05-0.8s nut keeper kit shunt trip (STL) 110-127V DC, AC 50/60Hz | - | 0 | 0
3VA2116-5JQ32-0JC0 |  | 3VA2116-5JQ32-0JC0 | 1 | UN | 1 | 10 | C | D | EAR99 | N | 85362090 | 1 | 4042949031840 | 2.44 | KG | 1645.6 | 1645.6 | LP18 | LP18 | circuit breaker 3VA2 IEC frame 160 breaking capacity class M Icu=55kA @ 415V 3-pole, line protection ETU560, LSIG, In=160A overload protection Ir=63A...160A short-circuit protection Isd=0.6..10x In, Ii=1.5..10x In N conductor protection optionally with external current transformer gr.-fault prot., can be sw. off Ig=0.2...1 x In, tg=0.05-0.8s nut keeper kit shunt trip (STL) 110-127V DC, AC 50/60Hz 2 auxiliary switches HQ | - | 0 | 0
3VA2116-5JQ32-0JH0 |  | 3VA2116-5JQ32-0JH0 | 1 | UN | 1 | 10 | C | D | EAR99 | N | 85362090 | 1 | 4042949035688 | 2.47 | KG | 1672 | 1672 | LP18 | LP18 | circuit breaker 3VA2 IEC frame 160 breaking capacity class M Icu=55kA @ 415V 3-pole, line protection ETU560, LSIG, In=160A overload protection Ir=63A...160A short-circuit protection Isd=0.6..10x In, Ii=1.5..10x In N conductor protection optionally with external current transformer gr.-fault prot., can be sw. off Ig=0.2...1 x In, tg=0.05-0.8s nut keeper kit shunt trip (STL) 110-127V DC, AC 50/60Hz 2 auxiliary switches HQ 1 trip alarm switch HQ | - | 0 | 0
3VA2116-5JQ32-0JL0 |  | 3VA2116-5JQ32-0JL0 | 1 | UN | 1 | 10 | C | D | EAR99 | N | 85362090 | 1 | 4042949039525 | 2.5 | KG | 1698.4 | 1698.4 | LP18 | LP18 | circuit breaker 3VA2 IEC frame 160 breaking capacity class M Icu=55kA @ 415V 3-pole, line protection ETU560, LSIG, In=160A overload protection Ir=63A...160A short-circuit protection Isd=0.6..10x In, Ii=1.5..10x In N conductor protection, opt. w. external current transformer gr.-fault prot., can be sw. off Ig=0.2...1 x In= tg=0.05-0.8s nut keeper kit shunt trip (STL) 110-127V DC, AC 50/60Hz 2 auxiliary switches HQ 1 trip alarm switch HQ 1 electrical alarm switch | - | 0 | 0
3VA2116-5JQ32-0KA0 |  | 3VA2116-5JQ32-0KA0 | 1 | UN | 1 | 10 | C | D | EAR99 | N | 85362090 | 1 | 4042949023524 | 2.41 | KG | 1601.6 | 1601.6 | LP18 | LP18 | circuit breaker 3VA2 IEC frame 160 breaking capacity class M Icu=55kA @ 415V 3-pole, line protection ETU560, LSIG, In=160A overload protection Ir=63A...160A short-circuit protection Isd=0.6..10x In, Ii=1.5..10x In N conductor protection optionally with external current transformer gr.-fault prot., can be sw. off Ig=0.2...1 x In, tg=0.05-0.8s nut keeper kit shunt trip (STL) 220-250V DC; 208-277V AC | - | 0 | 0
3VA2116-5JQ32-0KC0 |  | 3VA2116-5JQ32-0KC0 | 1 | UN | 1 | 10 | C | D | EAR99 | N | 85362090 | 1 | 4042949032489 | 2.44 | KG | 1645.6 | 1645.6 | LP18 | LP18 | circuit breaker 3VA2 IEC frame 160 breaking capacity class M Icu=55kA @ 415V 3-pole, line protection ETU560, LSIG, In=160A overload protection Ir=63A...160A short-circuit protection Isd=0.6..10x In, Ii=1.5..10x In N conductor protection optionally with external current transformer gr.-fault prot., can be sw. off Ig=0.2...1 x In, tg=0.05-0.8s nut keeper kit shunt trip (STL) 220-250V DC; 208-277V AC 2 auxiliary switches HQ | - | 0 | 0
3VA2116-5JQ32-0KH0 |  | 3VA2116-5JQ32-0KH0 | 1 | UN | 1 | 10 | C | D | EAR99 | N | 85362090 | 1 | 4042949036326 | 2.47 | KG | 1672 | 1672 | LP18 | LP18 | circuit breaker 3VA2 IEC frame 160 breaking capacity class M Icu=55kA @ 415V 3-pole, line protection ETU560, LSIG, In=160A overload protection Ir=63A...160A short-circuit protection Isd=0.6..10x In, Ii=1.5..10x In N conductor protection optionally with external current transformer gr.-fault prot., can be sw. off Ig=0.2...1 x In, tg=0.05-0.8s nut keeper kit shunt trip (STL) 220-250V DC; 208-277V AC 2 auxiliary switches HQ 1 trip alarm switch HQ | - | 0 | 0
3VA2116-5JQ32-0KL0 |  | 3VA2116-5JQ32-0KL0 | 1 | UN | 1 | 10 | C | D | EAR99 | N | 85362090 | 1 | 4042949040163 | 2.5 | KG | 1698.4 | 1698.4 | LP18 | LP18 | circuit breaker 3VA2 IEC frame 160 breaking capacity class M Icu=55kA @ 415V 3-pole, line protection ETU560, LSIG, In=160A overload protection Ir=63A...160A short-circuit protection Isd=0.6..10x In, Ii=1.5..10x In N conductor protection, opt. w. external current transformer gr.-fault prot., can be sw. off Ig=0.2...1 x In= tg=0.05-0.8s nut keeper kit shunt trip (STL) 220-250V DC; 208-277V AC 2 auxiliary switches HQ 1 trip alarm switch HQ 1 electrical alarm switch | - | 0 | 0
3VA2116-5JQ36-0AA0 |  | 3VA2116-5JQ36-0AA0 | 1 | UN | 1 | 5 | B | D | EAR99 | N | 85362090 | 1 | 4042948818664 | 2.256 | KG | 1487.5 | 1445 | LP18 | LP18 | circuit breaker 3VA2 IEC frame 160 breaking capacity class M Icu=55kA @ 415V 3-pole, line protection ETU560, LSIG, In=160A overload protection Ir=63A...160A short-circuit protection Isd=0.6..10x In, Ii=1.5..10x In N conductor protection optionally with external current transformer, up to 160% gr.-fault prot., can be sw. off Ig=0.2...1 x In, tg=0.05-0.8s clamp connection | Lista Papel 2020 SI | 0 | 0
3VA2116-5JQ42-0AA0 |  | 3VA2116-5JQ42-0AA0 | 1 | UN | 1 | 5 | B | D | EAR99 | N | 85362090 | 1 | 4042948804902 | 2.724 | KG | 1691.5 | 1640.5 | LP18 | LP18 | circuit breaker 3VA2 IEC frame 160 breaking capacity class M Icu=55kA @ 415V 4-pole, line protection ETU560, LSIG, In=160A overload protection Ir=63A...160A short-circuit protection Isd=0.6..10x In, Ii=1.5..10x In N conductor protection adjustable (OFF, up to 100%) gr.-fault prot., can be sw. off Ig=0.2...1 x In= tg=0.05-0.8s nut keeper kit | Lista Papel 2020 SI | 0 | 0
3VA2116-5JQ46-0AA0 |  | 3VA2116-5JQ46-0AA0 | 1 | UN | 1 | 5 | B | D | EAR99 | N | 85362090 | 1 | 4042948818947 | 2.897 | KG | 1717 | 1666 | LP18 | LP18 | circuit breaker 3VA2 IEC frame 160 breaking capacity class M Icu=55kA @ 415V 4-pole, line protection ETU560, LSIG, In=160A overload protection Ir=63A...160A short-circuit protection Isd=0.6..10x In, Ii=1.5..10x In N conductor protection adjustable (OFF, up to 100%) gr.-fault prot., can be sw. off Ig=0.2...1 x In= tg=0.05-0.8s clamp connection | Lista Papel 2020 SI | 0 | 0
3VA2116-5KP32-0AA0 |  | 3VA2116-5KP32-0AA0 | 1 | UN | 1 | 2 | A | D | EAR99 | N | 85362090 | 1 | 4042948802670 | 2.187 | KG | 1419.5 | 1377 | LP18 | LP18 | circuit breaker 3VA2 IEC frame 160 breaking capacity class M Icu=55kA @ 415V 3-pole, line protection ETU850, LSI, In=160A overload protection Ir=63A...160A short-circuit protection Isd=0.6..10x In, Ii=1.5..10x In N conductor protection optionally with external current transformer, up to 160% nut keeper kit | Lista Papel 2020 SI | 0 | 0
3VA2116-5KP32-0AB0 |  | 3VA2116-5KP32-0AB0 | 1 | UN | 1 | 10 | C | D | EAR99 | N | 85362090 | 1 | 4042949024156 | 2.38 | KG | 1548.8 | 1548.8 | LP18 | LP18 | circuit breaker 3VA2 IEC frame 160 breaking capacity class M Icu=55kA @ 415V 3-pole, line protection ETU850, LSI, In=160A overload protection Ir=63A...160A short-circuit protection Isd=0.6..10x In, Ii=1.5..10x In N conductor protection optionally with external current transformer nut keeper kit 2 auxiliary switches HP | - | 0 | 0
3VA2116-5KP32-0AC0 |  | 3VA2116-5KP32-0AC0 | 1 | UN | 1 | 10 | C | D | EAR99 | N | 85362090 | 1 | 4042949024798 | 2.36 | KG | 1522.4 | 1522.4 | LP18 | LP18 | circuit breaker 3VA2 IEC frame 160 breaking capacity class M Icu=55kA @ 415V 3-pole, line protection ETU850, LSI, In=160A overload protection Ir=63A...160A short-circuit protection Isd=0.6..10x In, Ii=1.5..10x In N conductor protection optionally with external current transformer nut keeper kit 2 auxiliary switches HQ | - | 0 | 0
3VA2116-5KP32-0AD0 |  | 3VA2116-5KP32-0AD0 | 1 | UN | 1 | 10 | C | D | EAR99 | N | 85362090 | 1 | 4042949025436 | 2.39 | KG | 1548.8 | 1548.8 | LP18 | LP18 | circuit breaker 3VA2 IEC frame 160 breaking capacity class M Icu=55kA @ 415V 3-pole, line protection ETU850, LSI, In=160A overload protection Ir=63A...160A short-circuit protection Isd=0.6..10x In, Ii=1.5..10x In N conductor protection optionally with external current transformer nut keeper kit 3 auxiliary switches HQ | - | 0 | 0
3VA2116-5KP32-0AE0 |  | 3VA2116-5KP32-0AE0 | 1 | UN | 1 | 10 | C | D | EAR99 | N | 85362090 | 1 | 4042949026075 | 2.42 | KG | 1566.4 | 1566.4 | LP18 | LP18 | circuit breaker 3VA2 IEC frame 160 breaking capacity class M Icu=55kA @ 415V 3-pole, line protection ETU850, LSI, In=160A overload protection Ir=63A...160A short-circuit protection Isd=0.6..10x In, Ii=1.5..10x In N conductor protection optionally with external current transformer nut keeper kit 4 auxiliary switches HQ | - | 0 | 0
3VA2116-5KP32-0AF0 |  | 3VA2116-5KP32-0AF0 | 1 | UN | 1 | 10 | C | D | EAR99 | N | 85362090 | 1 | 4042949026716 | 2.36 | KG | 1522.4 | 1522.4 | LP18 | LP18 | circuit breaker 3VA2 IEC frame 160 breaking capacity class M Icu=55kA @ 415V 3-pole, line protection ETU850, LSI, In=160A overload protection Ir=63A...160A short-circuit protection Isd=0.6..10x In, Ii=1.5..10x In N conductor protection optionally with external current transformer nut keeper kit 1 auxiliary switch HQ 1 trip alarm switch HQ | - | 0 | 0
3VA2116-5KP32-0AG0 |  | 3VA2116-5KP32-0AG0 | 1 | UN | 1 | 10 | C | D | EAR99 | N | 85362090 | 1 | 4042949027355 | 2.38 | KG | 1548.8 | 1548.8 | LP18 | LP18 | circuit breaker 3VA2 IEC frame 160 breaking capacity class M Icu=55kA @ 415V 3-pole, line protection ETU850, LSI, In=160A overload protection Ir=63A...160A short-circuit protection Isd=0.6..10x In, Ii=1.5..10x In N conductor protection optionally with external current transformer nut keeper kit 1 auxiliary switch HP 1 trip alarm switch HP | - | 0 | 0
3VA2116-5KP32-0AH0 |  | 3VA2116-5KP32-0AH0 | 1 | UN | 1 | 10 | C | D | EAR99 | N | 85362090 | 1 | 4042949027997 | 2.39 | KG | 1548.8 | 1548.8 | LP18 | LP18 | circuit breaker 3VA2 IEC frame 160 breaking capacity class M Icu=55kA @ 415V 3-pole, line protection ETU850, LSI, In=160A overload protection Ir=63A...160A short-circuit protection Isd=0.6..10x In, Ii=1.5..10x In N conductor protection optionally with external current transformer nut keeper kit 2 auxiliary switches HQ 1 trip alarm switch HQ | - | 0 | 0
3VA2116-5KP32-0AJ0 |  | 3VA2116-5KP32-0AJ0 | 1 | UN | 1 | 10 | C | D | EAR99 | N | 85362090 | 1 | 4042949028635 | 2.42 | KG | 1584 | 1584 | LP18 | LP18 | circuit breaker 3VA2 IEC frame 160 breaking capacity class M Icu=55kA @ 415V 3-pole, line protection ETU850, LSI, In=160A overload protection Ir=63A...160A short-circuit protection Isd=0.6..10x In, Ii=1.5..10x In N conductor protection optionally with external current transformer nut keeper kit 2 auxiliary switches HP 1 trip alarm switch HP | - | 0 | 0
3VA2116-5KP32-0BA0 |  | 3VA2116-5KP32-0BA0 | 1 | UN | 1 | 10 | C | D | EAR99 | N | 85362090 | 1 | 4042949020318 | 2.42 | KG | 1584 | 1584 | LP18 | LP18 | circuit breaker 3VA2 IEC frame 160 breaking capacity class M Icu=55kA @ 415V 3-pole, line protection ETU850, LSI, In=160A overload protection Ir=63A...160A short-circuit protection Isd=0.6..10x In, Ii=1.5..10x In N conductor protection optionally with external current transformer nut keeper kit undervoltage release (UVR) 24V DC | - | 0 | 0
3VA2116-5KP32-0BC0 |  | 3VA2116-5KP32-0BC0 | 1 | UN | 1 | 10 | C | D | EAR99 | N | 85362090 | 1 | 4042949029274 | 2.48 | KG | 1636.8 | 1636.8 | LP18 | LP18 | circuit breaker 3VA2 IEC frame 160 breaking capacity class M Icu=55kA @ 415V 3-pole, line protection ETU850, LSI, In=160A overload protection Ir=63A...160A short-circuit protection Isd=0.6..10x In, Ii=1.5..10x In N conductor protection optionally with external current transformer nut keeper kit undervoltage release (UVR) 24V DC 2 auxiliary switches HQ | - | 0 | 0
3VA2116-5KP32-0BH0 |  | 3VA2116-5KP32-0BH0 | 1 | UN | 1 | 10 | C | D | EAR99 | N | 85362090 | 1 | 4042949033110 | 2.51 | KG | 1654.4 | 1654.4 | LP18 | LP18 | circuit breaker 3VA2 IEC frame 160 breaking capacity class M Icu=55kA @ 415V 3-pole, line protection ETU850, LSI, In=160A overload protection Ir=63A...160A short-circuit protection Isd=0.6..10x In, Ii=1.5..10x In N conductor protection optionally with external current transformer nut keeper kit undervoltage release (UVR) 24V DC 2 auxiliary switches HQ 1 trip alarm switch HQ | - | 0 | 0
3VA2116-5KP32-0BL0 |  | 3VA2116-5KP32-0BL0 | 1 | UN | 1 | 10 | C | D | EAR99 | N | 85362090 | 1 | 4042949036951 | 2.54 | KG | 1689.6 | 1689.6 | LP18 | LP18 | circuit breaker 3VA2 IEC frame 160 breaking capacity class M Icu=55kA @ 415V 3-pole, line protection ETU850, LSI, In=160A overload protection Ir=63A...160A short-circuit protection Isd=0.6..10x In, Ii=1.5..10x In N conductor protection optionally with external current transformer nut keeper kit undervoltage release (UVR) 24V DC 2 auxiliary switches HQ 1 trip alarm switch HQ 1 electrical alarm switch | - | 0 | 0
3VA2116-5KP32-0CA0 |  | 3VA2116-5KP32-0CA0 | 1 | UN | 1 | 10 | C | D | EAR99 | N | 85362090 | 1 | 4042949020950 | 2.42 | KG | 1584 | 1584 | LP18 | LP18 | circuit breaker 3VA2 IEC frame 160 breaking capacity class M Icu=55kA @ 415V 3-pole, line protection ETU850, LSI, In=160A overload protection Ir=63A...160A short-circuit protection Isd=0.6..10x In, Ii=1.5..10x In N conductor protection optionally with external current transformer nut keeper kit undervoltage release (UVR) 120-127V AC 50/60Hz | - | 0 | 0
3VA2116-5KP32-0CC0 |  | 3VA2116-5KP32-0CC0 | 1 | UN | 1 | 10 | C | D | EAR99 | N | 85362090 | 1 | 4042949029915 | 2.48 | KG | 1636.8 | 1636.8 | LP18 | LP18 | circuit breaker 3VA2 IEC frame 160 breaking capacity class M Icu=55kA @ 415V 3-pole, line protection ETU850, LSI, In=160A overload protection Ir=63A...160A short-circuit protection Isd=0.6..10x In, Ii=1.5..10x In N conductor protection optionally with external current transformer nut keeper kit undervoltage release (UVR) 120-127V AC 50/60Hz 2 auxiliary switches HQ | - | 0 | 0
3VA2116-5KP32-0CH0 |  | 3VA2116-5KP32-0CH0 | 1 | UN | 1 | 10 | C | D | EAR99 | N | 85362090 | 1 | 4042949033752 | 2.51 | KG | 1654.4 | 1654.4 | LP18 | LP18 | circuit breaker 3VA2 IEC frame 160 breaking capacity class M Icu=55kA @ 415V 3-pole, line protection ETU850, LSI, In=160A overload protection Ir=63A...160A short-circuit protection Isd=0.6..10x In, Ii=1.5..10x In N conductor protection optionally with external current transformer nut keeper kit undervoltage release (UVR) 120-127V AC 50/60Hz 2 auxiliary switches HQ 1 trip alarm switch HQ | - | 0 | 0
3VA2116-5KP32-0CL0 |  | 3VA2116-5KP32-0CL0 | 1 | UN | 1 | 10 | C | D | EAR99 | N | 85362090 | 1 | 4042949037590 | 2.54 | KG | 1689.6 | 1689.6 | LP18 | LP18 | circuit breaker 3VA2 IEC frame 160 breaking capacity class M Icu=55kA @ 415V 3-pole, line protection ETU850, LSI, In=160A overload protection Ir=63A...160A short-circuit protection Isd=0.6..10x In, Ii=1.5..10x In N conductor protection optionally with external current transformer nut keeper kit undervoltage release (UVR) 120-127V AC 50/60Hz 2 auxiliary switches HQ 1 trip alarm switch HQ 1 electrical alarm switch | - | 0 | 0
3VA2116-5KP32-0DA0 |  | 3VA2116-5KP32-0DA0 | 1 | UN | 1 | 10 | C | D | EAR99 | N | 85362090 | 1 | 4042949021599 | 2.42 | KG | 1584 | 1584 | LP18 | LP18 | circuit breaker 3VA2 IEC frame 160 breaking capacity class M Icu=55kA @ 415V 3-pole, line protection ETU850, LSI, In=160A overload protection Ir=63A...160A short-circuit protection Isd=0.6..10x In, Ii=1.5..10x In N conductor protection optionally with external current transformer nut keeper kit undervoltage release (UVR) 208-230V AC 50/60Hz | - | 0 | 0
3VA2116-5KP32-0DC0 |  | 3VA2116-5KP32-0DC0 | 1 | UN | 1 | 10 | C | D | EAR99 | N | 85362090 | 1 | 4042949030553 | 2.48 | KG | 1636.8 | 1636.8 | LP18 | LP18 | circuit breaker 3VA2 IEC frame 160 breaking capacity class M Icu=55kA @ 415V 3-pole, line protection ETU850, LSI, In=160A overload protection Ir=63A...160A short-circuit protection Isd=0.6..10x In, Ii=1.5..10x In N conductor protection optionally with external current transformer nut keeper kit undervoltage release (UVR) 208-230V AC 50/60Hz 2 auxiliary switches HQ | - | 0 | 0
3VA2116-5KP32-0DH0 |  | 3VA2116-5KP32-0DH0 | 1 | UN | 1 | 10 | C | D | EAR99 | N | 85362090 | 1 | 4042949034391 | 2.51 | KG | 1654.4 | 1654.4 | LP18 | LP18 | circuit breaker 3VA2 IEC frame 160 breaking capacity class M Icu=55kA @ 415V 3-pole, line protection ETU850, LSI, In=160A overload protection Ir=63A...160A short-circuit protection Isd=0.6..10x In, Ii=1.5..10x In N conductor protection optionally with external current transformer nut keeper kit undervoltage release (UVR) 208-230V AC 50/60Hz 2 auxiliary switches HQ 1 trip alarm switch HQ | - | 0 | 0
3VA2116-5KP32-0DL0 |  | 3VA2116-5KP32-0DL0 | 1 | UN | 1 | 10 | C | D | EAR99 | N | 85362090 | 1 | 4042949038238 | 2.54 | KG | 1689.6 | 1689.6 | LP18 | LP18 | circuit breaker 3VA2 IEC frame 160 breaking capacity class M Icu=55kA @ 415V 3-pole, line protection ETU850, LSI, In=160A overload protection Ir=63A...160A short-circuit protection Isd=0.6..10x In, Ii=1.5..10x In N conductor protection optionally with external current transformer nut keeper kit undervoltage release (UVR) 208-230V AC 50/60Hz 2 auxiliary switches HQ 1 trip alarm switch HQ 1 electrical alarm switch | - | 0 | 0
3VA2116-5KP32-0HA0 |  | 3VA2116-5KP32-0HA0 | 1 | UN | 1 | 10 | C | D | EAR99 | N | 85362090 | 1 | 4042949022237 | 2.39 | KG | 1557.6 | 1557.6 | LP18 | LP18 | circuit breaker 3VA2 IEC frame 160 breaking capacity class M Icu=55kA @ 415V 3-pole, line protection ETU850, LSI, In=160A overload protection Ir=63A...160A short-circuit protection Isd=0.6..10x In, Ii=1.5..10x In N conductor protection optionally with external current transformer nut keeper kit shunt trip (STL) 12-30V DC; 24V AC 50/60Hz | - | 0 | 0
3VA2116-5KP32-0HC0 |  | 3VA2116-5KP32-0HC0 | 1 | UN | 1 | 10 | C | D | EAR99 | N | 85362090 | 1 | 4042949031192 | 2.45 | KG | 1610.4 | 1610.4 | LP18 | LP18 | circuit breaker 3VA2 IEC frame 160 breaking capacity class M Icu=55kA @ 415V 3-pole, line protection ETU850, LSI, In=160A overload protection Ir=63A...160A short-circuit protection Isd=0.6..10x In, Ii=1.5..10x In N conductor protection optionally with external current transformer nut keeper kit shunt trip (STL) 12-30V DC; 24V AC 50/60Hz 2 auxiliary switches HQ | - | 0 | 0
3VA2116-5KP32-0HH0 |  | 3VA2116-5KP32-0HH0 | 1 | UN | 1 | 10 | C | D | EAR99 | N | 85362090 | 1 | 4042949035039 | 2.48 | KG | 1636.8 | 1636.8 | LP18 | LP18 | circuit breaker 3VA2 IEC frame 160 breaking capacity class M Icu=55kA @ 415V 3-pole, line protection ETU850, LSI, In=160A overload protection Ir=63A...160A short-circuit protection Isd=0.6..10x In, Ii=1.5..10x In N conductor protection optionally with external current transformer nut keeper kit shunt trip (STL) 12-30V DC; 24V AC 50/60Hz 2 auxiliary switches HQ 1 trip alarm switch HQ | - | 0 | 0
3VA2116-5KP32-0HL0 |  | 3VA2116-5KP32-0HL0 | 1 | UN | 1 | 10 | C | D | EAR99 | N | 85362090 | 1 | 4042949038870 | 2.51 | KG | 1663.2 | 1663.2 | LP18 | LP18 | circuit breaker 3VA2 IEC frame 160 breaking capacity class M Icu=55kA @ 415V 3-pole, line protection ETU850, LSI, In=160A overload protection Ir=63A...160A short-circuit protection Isd=0.6..10x In, Ii=1.5..10x In N conductor protection optionally with external current transformer nut keeper kit shunt trip (STL) 12-30V DC; 24V AC 50/60Hz 2 auxiliary switches HQ 1 trip alarm switch HQ 1 electrical alarm switch | - | 0 | 0
3VA2116-5KP32-0JA0 |  | 3VA2116-5KP32-0JA0 | 1 | UN | 1 | 10 | C | D | EAR99 | N | 85362090 | 1 | 4042949022879 | 2.39 | KG | 1557.6 | 1557.6 | LP18 | LP18 | circuit breaker 3VA2 IEC frame 160 breaking capacity class M Icu=55kA @ 415V 3-pole, line protection ETU850, LSI, In=160A overload protection Ir=63A...160A short-circuit protection Isd=0.6..10x In, Ii=1.5..10x In N conductor protection optionally with external current transformer nut keeper kit shunt trip (STL) 110-127V DC, AC 50/60Hz | - | 0 | 0
3VA2116-5KP32-0JC0 |  | 3VA2116-5KP32-0JC0 | 1 | UN | 1 | 10 | C | D | EAR99 | N | 85362090 | 1 | 4042949031833 | 2.45 | KG | 1610.4 | 1610.4 | LP18 | LP18 | circuit breaker 3VA2 IEC frame 160 breaking capacity class M Icu=55kA @ 415V 3-pole, line protection ETU850, LSI, In=160A overload protection Ir=63A...160A short-circuit protection Isd=0.6..10x In, Ii=1.5..10x In N conductor protection optionally with external current transformer nut keeper kit shunt trip (STL) 110-127V DC, AC 50/60Hz 2 auxiliary switches HQ | - | 0 | 0
3VA2116-5KP32-0JH0 |  | 3VA2116-5KP32-0JH0 | 1 | UN | 1 | 10 | C | D | EAR99 | N | 85362090 | 1 | 4042949035671 | 2.48 | KG | 1636.8 | 1636.8 | LP18 | LP18 | circuit breaker 3VA2 IEC frame 160 breaking capacity class M Icu=55kA @ 415V 3-pole, line protection ETU850, LSI, In=160A overload protection Ir=63A...160A short-circuit protection Isd=0.6..10x In, Ii=1.5..10x In N conductor protection optionally with external current transformer nut keeper kit shunt trip (STL) 110-127V DC, AC 50/60Hz 2 auxiliary switches HQ 1 trip alarm switch HQ | - | 0 | 0
3VA2116-5KP32-0JL0 |  | 3VA2116-5KP32-0JL0 | 1 | UN | 1 | 10 | C | D | EAR99 | N | 85362090 | 1 | 4042949039518 | 2.51 | KG | 1663.2 | 1663.2 | LP18 | LP18 | circuit breaker 3VA2 IEC frame 160 breaking capacity class M Icu=55kA @ 415V 3-pole, line protection ETU850, LSI, In=160A overload protection Ir=63A...160A short-circuit protection Isd=0.6..10x In, Ii=1.5..10x In N conductor protection optionally with external current transformer nut keeper kit shunt trip (STL) 110-127V DC, AC 50/60Hz 2 auxiliary switches HQ 1 trip alarm switch HQ 1 electrical alarm switch | - | 0 | 0
3VA2116-5KP32-0KA0 |  | 3VA2116-5KP32-0KA0 | 1 | UN | 1 | 10 | C | D | EAR99 | N | 85362090 | 1 | 4042949023517 | 2.39 | KG | 1557.6 | 1557.6 | LP18 | LP18 | circuit breaker 3VA2 IEC frame 160 breaking capacity class M Icu=55kA @ 415V 3-pole, line protection ETU850, LSI, In=160A overload protection Ir=63A...160A short-circuit protection Isd=0.6..10x In, Ii=1.5..10x In N conductor protection optionally with external current transformer nut keeper kit shunt trip (STL) 220-250V DC; 208-277V AC | - | 0 | 0
3VA2116-5KP32-0KC0 |  | 3VA2116-5KP32-0KC0 | 1 | UN | 1 | 10 | C | D | EAR99 | N | 85362090 | 1 | 4042949032472 | 2.45 | KG | 1610.4 | 1610.4 | LP18 | LP18 | circuit breaker 3VA2 IEC frame 160 breaking capacity class M Icu=55kA @ 415V 3-pole, line protection ETU850, LSI, In=160A overload protection Ir=63A...160A short-circuit protection Isd=0.6..10x In, Ii=1.5..10x In N conductor protection optionally with external current transformer nut keeper kit shunt trip (STL) 220-250V DC; 208-277V AC 2 auxiliary switches HQ | - | 0 | 0
3VA2116-5KP32-0KH0 |  | 3VA2116-5KP32-0KH0 | 1 | UN | 1 | 10 | C | D | EAR99 | N | 85362090 | 1 | 4042949036319 | 2.48 | KG | 1636.8 | 1636.8 | LP18 | LP18 | circuit breaker 3VA2 IEC frame 160 breaking capacity class M Icu=55kA @ 415V 3-pole, line protection ETU850, LSI, In=160A overload protection Ir=63A...160A short-circuit protection Isd=0.6..10x In, Ii=1.5..10x In N conductor protection optionally with external current transformer nut keeper kit shunt trip (STL) 220-250V DC; 208-277V AC 2 auxiliary switches HQ 1 trip alarm switch HQ | - | 0 | 0
3VA2116-5KP32-0KL0 |  | 3VA2116-5KP32-0KL0 | 1 | UN | 1 | 10 | C | D | EAR99 | N | 85362090 | 1 | 4042949040156 | 2.51 | KG | 1663.2 | 1663.2 | LP18 | LP18 | circuit breaker 3VA2 IEC frame 160 breaking capacity class M Icu=55kA @ 415V 3-pole, line protection ETU850, LSI, In=160A overload protection Ir=63A...160A short-circuit protection Isd=0.6..10x In, Ii=1.5..10x In N conductor protection optionally with external current transformer nut keeper kit shunt trip (STL) 220-250V DC; 208-277V AC 2 auxiliary switches HQ 1 trip alarm switch HQ 1 electrical alarm switch | - | 0 | 0
3VA2116-5KP36-0AA0 |  | 3VA2116-5KP36-0AA0 | 1 | UN | 1 | 5 | B | D | EAR99 | N | 85362090 | 1 | 4042948818671 | 2.297 | KG | 1445 | 1402.5 | LP18 | LP18 | circuit breaker 3VA2 IEC frame 160 breaking capacity class M Icu=55kA @ 415V 3-pole, line protection ETU850, LSI, In=160A overload protection Ir=63A...160A short-circuit protection Isd=0.6..10x In, Ii=1.5..10x In N conductor protection optionally with external current transformer, up to 160% clamp connection | Lista Papel 2020 SI | 0 | 0
3VA2116-5KP42-0AA0 |  | 3VA2116-5KP42-0AA0 | 1 | UN | 1 | 2 | A | D | EAR99 | N | 85362090 | 1 | 4042948804919 | 2.751 | KG | 1640.5 | 1598 | LP18 | LP18 | circuit breaker 3VA2 IEC frame 160 breaking capacity class M Icu=55kA @ 415V 4-pole, line protection ETU850, LSI, In=160A overload protection Ir=63A...160A short-circuit protection Isd=0.6..10x In, Ii=1.5..10x In N conductor protection adjustable (OFF, up to 100%) nut keeper kit | Lista Papel 2020 SI | 0 | 0
3VA2116-5KP46-0AA0 |  | 3VA2116-5KP46-0AA0 | 1 | UN | 1 | 5 | B | D | EAR99 | N | 85362090 | 1 | 4042948818954 | 2.935 | KG | 1674.5 | 1623.5 | LP18 | LP18 | circuit breaker 3VA2 IEC frame 160 breaking capacity class M Icu=55kA @ 415V 4-pole, line protection ETU850, LSI, In=160A overload protection Ir=63A...160A short-circuit protection Isd=0.6..10x In, Ii=1.5..10x In N conductor protection adjustable (OFF, up to 100%) clamp connection | Lista Papel 2020 SI | 0 | 0
3VA2116-5KQ32-0AA0 |  | 3VA2116-5KQ32-0AA0 | 1 | UN | 1 | 2 | A | D | EAR99 | N | 85362090 | 1 | 4042948802687 | 2.177 | KG | 1564 | 1521.5 | LP18 | LP18 | circuit breaker 3VA2 IEC frame 160 breaking capacity class M Icu=55kA @ 415V 3-pole, line protection ETU860, LSIG, In=160A overload protection Ir=63A...160A short-circuit protection Isd=0.6..10x In, Ii=1.5..10x In N conductor protection optionally with external current transformer, up to 160% gr.-fault prot., can be sw. off Ig=0.2...1 x In, tg=0.05-0.8s nut keeper kit | Lista Papel 2020 SI | 0 | 0
3VA2116-5KQ36-0AA0 |  | 3VA2116-5KQ36-0AA0 | 1 | UN | 1 | 5 | B | D | EAR99 | N | 85362090 | 1 | 4042948818688 | 2.5 | KG | 1589.5 | 1547 | LP18 | LP18 | circuit breaker 3VA2 IEC frame 160 breaking capacity class M Icu=55kA @ 415V 3-pole, line protection ETU860, LSIG, In=160A overload protection Ir=63A...160A short-circuit protection Isd=0.6..10x In, Ii=1.5..10x In N conductor protection optionally with external current transformer, up to 160% gr.-fault prot., can be sw. off Ig=0.2...1 x In, tg=0.05-0.8s clamp connection | Lista Papel 2020 SI | 0 | 0
3VA2116-5KQ42-0AA0 |  | 3VA2116-5KQ42-0AA0 | 1 | UN | 1 | 5 | B | D | EAR99 | N | 85362090 | 1 | 4042948804926 | 2.95 | KG | 1793.5 | 1742.5 | LP18 | LP18 | circuit breaker 3VA2 IEC frame 160 breaking capacity class M Icu=55kA @ 415V 4-pole, line protection ETU860, LSIG, In=160A overload protection Ir=63A...160A short-circuit protection Isd=0.6..10x In, Ii=1.5..10x In N conductor protection adjustable (OFF, up to 100%) gr.-fault prot., can be sw. off Ig=0.2...1 x In= tg=0.05-0.8s nut keeper kit | Lista Papel 2020 SI | 0 | 0
3VA2116-5KQ46-0AA0 |  | 3VA2116-5KQ46-0AA0 | 1 | UN | 1 | 5 | B | D | EAR99 | N | 85362090 | 1 | 4042948818961 | 3.2 | KG | 1819 | 1768 | LP18 | LP18 | circuit breaker 3VA2 IEC frame 160 breaking capacity class M Icu=55kA @ 415V 4-pole, line protection ETU860, LSIG, In=160A overload protection Ir=63A...160A short-circuit protection Isd=0.6..10x In, Ii=1.5..10x In N conductor protection adjustable (OFF, up to 100%) gr.-fault prot., can be sw. off Ig=0.2...1 x In= tg=0.05-0.8s clamp connection | Lista Papel 2020 SI | 0 | 0
3VA2116-6HL32-0AA0 |  | 3VA2116-6HL32-0AA0 | 1 | UN | 1 | 2 | A | D | EAR99 | N | 85362090 | 1 | 4042948833209 | 2.108 | KG | 850 | 827.1 | LP18 | LP18 | circuit breaker 3VA2 IEC frame 160 breaking capacity class H Icu=85kA @ 415V 3-pole, line protection ETU320, LI, In=160A overload protection Ir=63A...160A short-circuit protection Ii=1.5...10 x In nut keeper kit | Lista Papel 2020 SI | 0 | 0
3VA2116-6HL32-0AB0 |  | 3VA2116-6HL32-0AB0 | 1 | UN | 1 | 10 | C | D | EAR99 | N | 85362090 | 1 | 4042949024149 | 2.171 | KG | 959.2 | 959.2 | LP18 | LP18 | circuit breaker 3VA2 IEC frame 160 breaking capacity class H Icu=85kA @ 415V 3-pole, line protection ETU320, LI, In=160A overload protection Ir=63A...160A short-circuit protection Ii=1.5...10 x In nut keeper kit 2 auxiliary switches HP | - | 0 | 0
3VA2116-6HL32-0AC0 |  | 3VA2116-6HL32-0AC0 | 1 | UN | 1 | 10 | C | D | EAR99 | N | 85362090 | 1 | 4042949024781 | 2.34 | KG | 932.8 | 932.8 | LP18 | LP18 | circuit breaker 3VA2 IEC frame 160 breaking capacity class H Icu=85kA @ 415V 3-pole, line protection ETU320, LI, In=160A overload protection Ir=63A...160A short-circuit protection Ii=1.5...10 x In nut keeper kit 2 auxiliary switches HQ | - | 0 | 0
3VA2116-6HL32-0AD0 |  | 3VA2116-6HL32-0AD0 | 1 | UN | 1 | 10 | C | D | EAR99 | N | 85362090 | 1 | 4042949025429 | 2.37 | KG | 959.2 | 959.2 | LP18 | LP18 | circuit breaker 3VA2 IEC frame 160 breaking capacity class H Icu=85kA @ 415V 3-pole, line protection ETU320, LI, In=160A overload protection Ir=63A...160A short-circuit protection Ii=1.5...10 x In nut keeper kit 3 auxiliary switches HQ | - | 0 | 0
3VA2116-6HL32-0AE0 |  | 3VA2116-6HL32-0AE0 | 1 | UN | 1 | 10 | C | D | EAR99 | N | 85362090 | 1 | 4042949026068 | 2.4 | KG | 985.6 | 985.6 | LP18 | LP18 | circuit breaker 3VA2 IEC frame 160 breaking capacity class H Icu=85kA @ 415V 3-pole, line protection ETU320, LI, In=160A overload protection Ir=63A...160A short-circuit protection Ii=1.5...10 x In nut keeper kit 4 auxiliary switches HQ | - | 0 | 0
3VA2116-6HL32-0AF0 |  | 3VA2116-6HL32-0AF0 | 1 | UN | 1 | 10 | C | D | EAR99 | N | 85362090 | 1 | 4042949026709 | 2.34 | KG | 932.8 | 932.8 | LP18 | LP18 | circuit breaker 3VA2 IEC frame 160 breaking capacity class H Icu=85kA @ 415V 3-pole, line protection ETU320, LI, In=160A overload protection Ir=63A...160A short-circuit protection Ii=1.5...10 x In nut keeper kit 1 auxiliary switch HQ 1 trip alarm switch HQ | - | 0 | 0
3VA2116-6HL32-0AG0 |  | 3VA2116-6HL32-0AG0 | 1 | UN | 1 | 10 | C | D | EAR99 | N | 85362090 | 1 | 4042949027348 | 2.36 | KG | 959.2 | 959.2 | LP18 | LP18 | circuit breaker 3VA2 IEC frame 160 breaking capacity class H Icu=85kA @ 415V 3-pole, line protection ETU320, LI, In=160A overload protection Ir=63A...160A short-circuit protection Ii=1.5...10 x In nut keeper kit 1 auxiliary switch HP 1 trip alarm switch HP | - | 0 | 0
3VA2116-6HL32-0AH0 |  | 3VA2116-6HL32-0AH0 | 1 | UN | 1 | 10 | C | D | EAR99 | N | 85362090 | 1 | 4042949027980 | 2.37 | KG | 959.2 | 959.2 | LP18 | LP18 | circuit breaker 3VA2 IEC frame 160 breaking capacity class H Icu=85kA @ 415V 3-pole, line protection ETU320, LI, In=160A overload protection Ir=63A...160A short-circuit protection Ii=1.5...10 x In nut keeper kit 2 auxiliary switches HQ 1 trip alarm switch HQ | - | 0 | 0
3VA2116-6HL32-0AJ0 |  | 3VA2116-6HL32-0AJ0 | 1 | UN | 1 | 10 | C | D | EAR99 | N | 85362090 | 1 | 4042949028628 | 2.4 | KG | 994.4 | 994.4 | LP18 | LP18 | circuit breaker 3VA2 IEC frame 160 breaking capacity class H Icu=85kA @ 415V 3-pole, line protection ETU320, LI, In=160A overload protection Ir=63A...160A short-circuit protection Ii=1.5...10 x In nut keeper kit 2 auxiliary switches HP 1 trip alarm switch HP | - | 0 | 0
3VA2116-6HL32-0BA0 |  | 3VA2116-6HL32-0BA0 | 1 | UN | 1 | 10 | C | D | EAR99 | N | 85362090 | 1 | 4042949020301 | 2.4 | KG | 994.4 | 994.4 | LP18 | LP18 | circuit breaker 3VA2 IEC frame 160 breaking capacity class H Icu=85kA @ 415V 3-pole, line protection ETU320, LI, In=160A overload protection Ir=63A...160A short-circuit protection Ii=1.5...10 x In nut keeper kit undervoltage release (UVR) 24V DC | - | 0 | 0
3VA2116-6HL32-0BC0 |  | 3VA2116-6HL32-0BC0 | 1 | UN | 1 | 10 | C | D | EAR99 | N | 85362090 | 1 | 4042949029267 | 2.46 | KG | 1047.2 | 1047.2 | LP18 | LP18 | circuit breaker 3VA2 IEC frame 160 breaking capacity class H Icu=85kA @ 415V 3-pole, line protection ETU320, LI, In=160A overload protection Ir=63A...160A short-circuit protection Ii=1.5...10 x In nut keeper kit undervoltage release (UVR) 24V DC 2 auxiliary switches HQ | - | 0 | 0
3VA2116-6HL32-0BH0 |  | 3VA2116-6HL32-0BH0 | 1 | UN | 1 | 10 | C | D | EAR99 | N | 85362090 | 1 | 4042949033103 | 2.49 | KG | 1064.8 | 1064.8 | LP18 | LP18 | circuit breaker 3VA2 IEC frame 160 breaking capacity class H Icu=85kA @ 415V 3-pole, line protection ETU320, LI, In=160A overload protection Ir=63A...160A short-circuit protection Ii=1.5...10 x In nut keeper kit undervoltage release (UVR) 24V DC 2 auxiliary switches HQ 1 trip alarm switch HQ | - | 0 | 0
3VA2116-6HL32-0BL0 |  | 3VA2116-6HL32-0BL0 | 1 | UN | 1 | 10 | C | D | EAR99 | N | 85362090 | 1 | 4042949036944 | 2.52 | KG | 1108.8 | 1108.8 | LP18 | LP18 | circuit breaker 3VA2 IEC frame 160 breaking capacity class H Icu=85kA @ 415V 3-pole, line protection ETU320, LI, In=160A overload protection Ir=63A...160A short-circuit protection Ii=1.5...10 x In nut keeper kit undervoltage release (UVR) 24V DC 2 auxiliary switches HQ 1 trip alarm switch HQ 1 electrical alarm switch | - | 0 | 0
3VA2116-6HL32-0CA0 |  | 3VA2116-6HL32-0CA0 | 1 | UN | 1 | 10 | C | D | EAR99 | N | 85362090 | 1 | 4042949020943 | 2.4 | KG | 994.4 | 994.4 | LP18 | LP18 | circuit breaker 3VA2 IEC frame 160 breaking capacity class H Icu=85kA @ 415V 3-pole, line protection ETU320, LI, In=160A overload protection Ir=63A...160A short-circuit protection Ii=1.5...10 x In nut keeper kit undervoltage release (UVR) 120-127V AC 50/60Hz | - | 0 | 0
3VA2116-6HL32-0CC0 |  | 3VA2116-6HL32-0CC0 | 1 | UN | 1 | 10 | C | D | EAR99 | N | 85362090 | 1 | 4042949029908 | 2.46 | KG | 1047.2 | 1047.2 | LP18 | LP18 | circuit breaker 3VA2 IEC frame 160 breaking capacity class H Icu=85kA @ 415V 3-pole, line protection ETU320, LI, In=160A overload protection Ir=63A...160A short-circuit protection Ii=1.5...10 x In nut keeper kit undervoltage release (UVR) 120-127V AC 50/60Hz 2 auxiliary switches HQ | - | 0 | 0
3VA2116-6HL32-0CH0 |  | 3VA2116-6HL32-0CH0 | 1 | UN | 1 | 10 | C | D | EAR99 | N | 85362090 | 1 | 4042949033745 | 2.49 | KG | 1064.8 | 1064.8 | LP18 | LP18 | circuit breaker 3VA2 IEC frame 160 breaking capacity class H Icu=85kA @ 415V 3-pole, line protection ETU320, LI, In=160A overload protection Ir=63A...160A short-circuit protection Ii=1.5...10 x In nut keeper kit undervoltage release (UVR) 120-127V AC 50/60Hz 2 auxiliary switches HQ 1 trip alarm switch HQ | - | 0 | 0
3VA2116-6HL32-0CL0 |  | 3VA2116-6HL32-0CL0 | 1 | UN | 1 | 10 | C | D | EAR99 | N | 85362090 | 1 | 4042949037583 | 2.52 | KG | 1108.8 | 1108.8 | LP18 | LP18 | circuit breaker 3VA2 IEC frame 160 breaking capacity class H Icu=85kA @ 415V 3-pole, line protection ETU320, LI, In=160A overload protection Ir=63A...160A short-circuit protection Ii=1.5...10 x In nut keeper kit undervoltage release (UVR) 120-127V AC 50/60Hz 2 auxiliary switches HQ 1 trip alarm switch HQ 1 electrical alarm switch | - | 0 | 0
3VA2116-6HL32-0DA0 |  | 3VA2116-6HL32-0DA0 | 1 | UN | 1 | 10 | C | D | EAR99 | N | 85362090 | 1 | 4042949021582 | 2.4 | KG | 994.4 | 994.4 | LP18 | LP18 | circuit breaker 3VA2 IEC frame 160 breaking capacity class H Icu=85kA @ 415V 3-pole, line protection ETU320, LI, In=160A overload protection Ir=63A...160A short-circuit protection Ii=1.5...10 x In nut keeper kit undervoltage release (UVR) 208-230V AC 50/60Hz | - | 0 | 0
3VA2116-6HL32-0DC0 |  | 3VA2116-6HL32-0DC0 | 1 | UN | 1 | 10 | C | D | EAR99 | N | 85362090 | 1 | 4042949030546 | 2.46 | KG | 1047.2 | 1047.2 | LP18 | LP18 | circuit breaker 3VA2 IEC frame 160 breaking capacity class H Icu=85kA @ 415V 3-pole, line protection ETU320, LI, In=160A overload protection Ir=63A...160A short-circuit protection Ii=1.5...10 x In nut keeper kit undervoltage release (UVR) 208-230V AC 50/60Hz 2 auxiliary switches HQ | - | 0 | 0
3VA2116-6HL32-0DH0 |  | 3VA2116-6HL32-0DH0 | 1 | UN | 1 | 10 | C | D | EAR99 | N | 85362090 | 1 | 4042949034384 | 2.49 | KG | 1064.8 | 1064.8 | LP18 | LP18 | circuit breaker 3VA2 IEC frame 160 breaking capacity class H Icu=85kA @ 415V 3-pole, line protection ETU320, LI, In=160A overload protection Ir=63A...160A short-circuit protection Ii=1.5...10 x In nut keeper kit undervoltage release (UVR) 208-230V AC 50/60Hz 2 auxiliary switches HQ 1 trip alarm switch HQ | - | 0 | 0
3VA2116-6HL32-0DL0 |  | 3VA2116-6HL32-0DL0 | 1 | UN | 1 | 10 | C | D | EAR99 | N | 85362090 | 1 | 4042949038221 | 2.52 | KG | 1108.8 | 1108.8 | LP18 | LP18 | circuit breaker 3VA2 IEC frame 160 breaking capacity class H Icu=85kA @ 415V 3-pole, line protection ETU320, LI, In=160A overload protection Ir=63A...160A short-circuit protection Ii=1.5...10 x In nut keeper kit undervoltage release (UVR) 208-230V AC 50/60Hz 2 auxiliary switches HQ 1 trip alarm switch HQ 1 electrical alarm switch | - | 0 | 0
3VA2116-6HL32-0HA0 |  | 3VA2116-6HL32-0HA0 | 1 | UN | 1 | 10 | C | D | EAR99 | N | 85362090 | 1 | 4042949022220 | 2.37 | KG | 968 | 968 | LP18 | LP18 | circuit breaker 3VA2 IEC frame 160 breaking capacity class H Icu=85kA @ 415V 3-pole, line protection ETU320, LI, In=160A overload protection Ir=63A...160A short-circuit protection Ii=1.5...10 x In nut keeper kit shunt trip (STL) 12-30V DC, 24V AC 50/60Hz | - | 0 | 0
3VA2116-6HL32-0HC0 |  | 3VA2116-6HL32-0HC0 | 1 | UN | 1 | 10 | C | D | EAR99 | N | 85362090 | 1 | 4042949031185 | 2.43 | KG | 1020.8 | 1020.8 | LP18 | LP18 | circuit breaker 3VA2 IEC frame 160 breaking capacity class H Icu=85kA @ 415V 3-pole, line protection ETU320, LI, In=160A overload protection Ir=63A...160A short-circuit protection Ii=1.5...10 x In nut keeper kit shunt trip (STL) 12-30V DC, 24V AC 50/60Hz 2 auxiliary switches HQ | - | 0 | 0
3VA2116-6HL32-0HH0 |  | 3VA2116-6HL32-0HH0 | 1 | UN | 1 | 10 | C | D | EAR99 | N | 85362090 | 1 | 4042949035022 | 2.46 | KG | 1047.2 | 1047.2 | LP18 | LP18 | circuit breaker 3VA2 IEC frame 160 breaking capacity class H Icu=85kA @ 415V 3-pole, line protection ETU320, LI, In=160A overload protection Ir=63A...160A short-circuit protection Ii=1.5...10 x In nut keeper kit shunt trip (STL) 12-30V DC, 24V AC 50/60Hz 2 auxiliary switches HQ 1 trip alarm switch HQ | - | 0 | 0
3VA2116-6HL32-0HL0 |  | 3VA2116-6HL32-0HL0 | 1 | UN | 1 | 10 | C | D | EAR99 | N | 85362090 | 1 | 4042949038863 | 2.49 | KG | 1073.6 | 1073.6 | LP18 | LP18 | circuit breaker 3VA2 IEC frame 160 breaking capacity class H Icu=85kA @ 415V 3-pole, line protection ETU320, LI, In=160A overload protection Ir=63A...160A short-circuit protection Ii=1.5...10 x In nut keeper kit shunt trip (STL) 12-30V DC, 24V AC 50/60Hz 2 auxiliary switches HQ 1 trip alarm switch HQ 1 electrical alarm switch | - | 0 | 0
3VA2116-6HL32-0JA0 |  | 3VA2116-6HL32-0JA0 | 1 | UN | 1 | 10 | C | D | EAR99 | N | 85362090 | 1 | 4042949022862 | 2.37 | KG | 968 | 968 | LP18 | LP18 | circuit breaker 3VA2 IEC frame 160 breaking capacity class H Icu=85kA @ 415V 3-pole, line protection ETU320, LI, In=160A overload protection Ir=63A...160A short-circuit protection Ii=1.5...10 x In nut keeper kit shunt trip (STL) 110-127V DC, AC 50/60Hz | - | 0 | 0
3VA2116-6HL32-0JC0 |  | 3VA2116-6HL32-0JC0 | 1 | UN | 1 | 10 | C | D | EAR99 | N | 85362090 | 1 | 4042949031826 | 2.43 | KG | 1020.8 | 1020.8 | LP18 | LP18 | circuit breaker 3VA2 IEC frame 160 breaking capacity class H Icu=85kA @ 415V 3-pole, line protection ETU320, LI, In=160A overload protection Ir=63A...160A short-circuit protection Ii=1.5...10 x In nut keeper kit shunt trip (STL) 110-127V DC, AC 50/60Hz 2 auxiliary switches HQ | - | 0 | 0
3VA2116-6HL32-0JH0 |  | 3VA2116-6HL32-0JH0 | 1 | UN | 1 | 10 | C | D | EAR99 | N | 85362090 | 1 | 4042949035664 | 2.46 | KG | 1047.2 | 1047.2 | LP18 | LP18 | circuit breaker 3VA2 IEC frame 160 breaking capacity class H Icu=85kA @ 415V 3-pole, line protection ETU320, LI, In=160A overload protection Ir=63A...160A short-circuit protection Ii=1.5...10 x In nut keeper kit shunt trip (STL) 110-127V DC, AC 50/60Hz 2 auxiliary switches HQ 1 trip alarm switch HQ | - | 0 | 0
3VA2116-6HL32-0JL0 |  | 3VA2116-6HL32-0JL0 | 1 | UN | 1 | 10 | C | D | EAR99 | N | 85362090 | 1 | 4042949039501 | 2.49 | KG | 1073.6 | 1073.6 | LP18 | LP18 | circuit breaker 3VA2 IEC frame 160 breaking capacity class H Icu=85kA @ 415V 3-pole, line protection ETU320, LI, In=160A overload protection Ir=63A...160A short-circuit protection Ii=1.5...10 x In nut keeper kit shunt trip (STL) 110-127V DC, AC 50/60Hz 2 auxiliary switches HQ 1 trip alarm switch HQ 1 electrical alarm switch | - | 0 | 0
3VA2116-6HL32-0KA0 |  | 3VA2116-6HL32-0KA0 | 1 | UN | 1 | 10 | C | D | EAR99 | N | 85362090 | 1 | 4042949023500 | 2.37 | KG | 968 | 968 | LP18 | LP18 | circuit breaker 3VA2 IEC frame 160 breaking capacity class H Icu=85kA @ 415V 3-pole, line protection ETU320, LI, In=160A overload protection Ir=63A...160A short-circuit protection Ii=1.5...10 x In nut keeper kit shunt trip (STL) 220-250V DC, 208-277V AC | - | 0 | 0
3VA2116-6HL32-0KC0 |  | 3VA2116-6HL32-0KC0 | 1 | UN | 1 | 10 | C | D | EAR99 | N | 85362090 | 1 | 4042949032465 | 2.43 | KG | 1020.8 | 1020.8 | LP18 | LP18 | circuit breaker 3VA2 IEC frame 160 breaking capacity class H Icu=85kA @ 415V 3-pole, line protection ETU320, LI, In=160A overload protection Ir=63A...160A short-circuit protection Ii=1.5...10 x In nut keeper kit shunt trip (STL) 220-250V DC, 208-277V AC 2 auxiliary switches HQ | - | 0 | 0
3VA2116-6HL32-0KH0 |  | 3VA2116-6HL32-0KH0 | 1 | UN | 1 | 10 | C | D | EAR99 | N | 85362090 | 1 | 4042949036302 | 2.46 | KG | 1047.2 | 1047.2 | LP18 | LP18 | circuit breaker 3VA2 IEC frame 160 breaking capacity class H Icu=85kA @ 415V 3-pole, line protection ETU320, LI, In=160A overload protection Ir=63A...160A short-circuit protection Ii=1.5...10 x In nut keeper kit shunt trip (STL) 220-250V DC, 208-277V AC 2 auxiliary switches HQ 1 trip alarm switch HQ | - | 0 | 0
3VA2116-6HL32-0KL0 |  | 3VA2116-6HL32-0KL0 | 1 | UN | 1 | 10 | C | D | EAR99 | N | 85362090 | 1 | 4042949040149 | 2.49 | KG | 1073.6 | 1073.6 | LP18 | LP18 | circuit breaker 3VA2 IEC frame 160 breaking capacity class H Icu=85kA @ 415V 3-pole, line protection ETU320, LI, In=160A overload protection Ir=63A...160A short-circuit protection Ii=1.5...10 x In nut keeper kit shunt trip (STL) 220-250V DC, 208-277V AC 2 auxiliary switches HQ 1 trip alarm switch HQ 1 electrical alarm switch | - | 0 | 0
3VA2116-6HL36-0AA0 |  | 3VA2116-6HL36-0AA0 | 1 | UN | 1 | 5 | B | D | EAR99 | N | 85362090 | 1 | 4042948833193 | 2.255 | KG | 875.5 | 850 | LP18 | LP18 | circuit breaker 3VA2 IEC frame 160 breaking capacity class H Icu=85kA @ 415V 3-pole, line protection ETU320, LI, In=160A overload protection Ir=63A...160A short-circuit protection Ii=1.5...10 x In clamp connection | Lista Papel 2020 SI | 0 | 0
3VA2116-6HL36-0AC0 |  | 3VA2116-6HL36-0AC0 | 1 | UN | 1 | 10 | C | D | EAR99 | N | 85362090 | 1 | 4042949328421 | 2.311 | KG | 950.4 | 950.4 | LP18 | LP18 | circuit breaker 3VA2 IEC frame 160 breaking capacity class H Icu=85kA @ 415V 3-pole, line protection ETU320, LI, In=160A overload protection Ir=63A...160A short-circuit protection Ii=1.5...10 x In clamp connection circuit breaker 3VA2 IEC frame 160 breaking capacity class H Icu=85kA @ 415V 3-pole, line protection ETU320, LI, In=160A overload protection Ir=63A...160A short-circuit protection Ii=1.5...10 x In 2 AUXILIARY SWITCH CHANGEOVER H |  | 0 | 0
3VA2116-6HL36-0BC0 |  | 3VA2116-6HL36-0BC0 | 1 | UN | 1 | 10 | C | D | EAR99 | N | 85362090 | 1 | 4042949322504 | 2.406 | KG | 1064.8 | 1064.8 | LP18 | LP18 | circuit breaker 3VA2 IEC frame 160 breaking capacity class H Icu=85kA @ 415V 3-pole, line protection ETU320, LI, In=160A overload protection Ir=63A...160A short-circuit protection Ii=1.5...10 x In clamp connection undervoltage release (UVR) 24V DC 2 auxiliary switches HQ | - | 0 | 0
3VA2116-6HL42-0AA0 |  | 3VA2116-6HL42-0AA0 | 1 | UN | 1 | 5 | B | D | EAR99 | N | 85362090 | 1 | 4042948833186 | 2.717 | KG | 1105 | 1071 | LP18 | LP18 | circuit breaker 3VA2 IEC frame 160 breaking capacity class H Icu=85kA @ 415V 4-pole, line protection ETU320, LI, In=160A overload protection Ir=63A...160A short-circuit protection Ii=1.5...10 x In N conductor protection adjustable (OFF, 50%, 100%) nut keeper kit | Lista Papel 2020 SI | 0 | 0
3VA2116-6HL46-0AA0 |  | 3VA2116-6HL46-0AA0 | 1 | UN | 1 | 5 | B | D | EAR99 | N | 85362090 | 1 | 4042948833179 | 2.885 | KG | 1130.5 | 1096.5 | LP18 | LP18 | circuit breaker 3VA2 IEC frame 160 breaking capacity class H Icu=85kA @ 415V 4-pole, line protection ETU320, LI, In=160A overload protection Ir=63A...160A short-circuit protection Ii=1.5...10 x In N conductor protection adjustable (OFF, 50%, 100%) clamp connection | Lista Papel 2020 SI | 0 | 0
3VA2116-6HM32-0AA0 |  | 3VA2116-6HM32-0AA0 | 1 | UN | 1 | 5 | B | D | EAR99 | N | 85362090 | 1 | 4042948802717 | 2.106 | KG | 1096.5 | 1062.5 | LP18 | LP18 | circuit breaker 3VA2 IEC frame 160 breaking capacity class H Icu=85kA @ 415V 3-pole, line protection ETU330, LIG, In=160A overload protection Ir=63A...160A short-circuit protection Ii=1.5...10 x In ground-fault protection Ig=0.2...1 x In, tg=0.1/0.3s nut keeper kit | Lista Papel 2020 SI | 0 | 0
3VA2116-6HM32-0KG0 |  | 3VA2116-6HM32-0KG0 | 1 | UN | 1 | 10 | C | D | EAR99 | N | 85362090 | 1 | 4042949322870 | 2.249 | KG | 1293.6 | 1293.6 | LP18 | LP18 | circuit breaker 3VA2 IEC frame 160 breaking capacity class H Icu=85kA @ 415V 3-pole, line protection ETU330, LIG, In=160A overload protection Ir=63A ...160A short-circuit protection Ii=1.5...10 x In ground-fault protection Ig=0.2... 1 x In, tg=0.1/0.3s nut keeper kit shunt trip (STL) 220-250V DC; 208-277V AC 1 auxiliary switch HP 1 trip alarm switch HP | - | 0 | 0
3VA2116-6HM36-0AA0 |  | 3VA2116-6HM36-0AA0 | 1 | UN | 1 | 5 | B | D | EAR99 | N | 85362090 | 1 | 4042948818718 | 2.5 | KG | 1113.5 | 1079.5 | LP18 | LP18 | circuit breaker 3VA2 IEC frame 160 breaking capacity class H Icu=85kA @ 415V 3-pole, line protection ETU330, LIG, In=160A overload protection Ir=63A...160A short-circuit protection Ii=1.5...10 x In ground-fault protection Ig=0.2...1 x In, tg=0.1/0.3s clamp connection | Lista Papel 2020 SI | 0 | 0
3VA2116-6HM36-0AF0 |  | 3VA2116-6HM36-0AF0 | 1 | UN | 1 | 10 | C | D | EAR99 | N | 85362090 | 1 | 4042949321880 | 2.473 | KG | 1196.8 | 1196.8 | LP18 | LP18 | circuit breaker 3VA2 IEC frame 160 breaking capacity class H Icu=85kA @ 415V 3-pole, line protection ETU330, LIG, In=160A overload protection Ir=63A...160A short-circuit protection Ii=1.5...10 x In ground-fault protection Ig=0.2... 1 x In, tg=0.1/0.3s clamp connection 1 auxiliary switch HQ 1 trip alarm switch HQ | - | 0 | 0
3VA2116-6HM42-0AA0 |  | 3VA2116-6HM42-0AA0 | 1 | UN | 1 | 5 | B | D | EAR99 | N | 85362090 | 1 | 4042948804957 | 2.715 | KG | 1351.5 | 1317.5 | LP18 | LP18 | circuit breaker 3VA2 IEC frame 160 breaking capacity class H Icu=85kA @ 415V 4-pole, line protection ETU330, LIG, In=160A overload protection Ir=63A...160A short-circuit protection Ii=1.5...10 x In N conductor protection adjustable (OFF, 50%, 100%) ground-fault protection Ig=0.2...1 x In= tg=0.1/0.3s nut keeper kit | Lista Papel 2020 SI | 0 | 0
3VA2116-6HM46-0AA0 |  | 3VA2116-6HM46-0AA0 | 1 | UN | 1 | 5 | B | D | EAR99 | N | 85362090 | 1 | 4042948818992 | 3.2 | KG | 1385.5 | 1343 | LP18 | LP18 | circuit breaker 3VA2 IEC frame 160 breaking capacity class H Icu=85kA @ 415V 4-pole, line protection ETU330, LIG, In=160A overload protection Ir=63A...160A short-circuit protection Ii=1.5...10 x In N conductor protection adjustable (OFF, 50%, 100%) ground-fault protection Ig=0.2...1 x In= tg=0.1/0.3s clamp connection | Lista Papel 2020 SI | 0 | 0
3VA2116-6HN32-0AA0 |  | 3VA2116-6HN32-0AA0 | 1 | UN | 1 | 2 | A | D | EAR99 | N | 85362090 | 1 | 4042948802700 | 2.116 | KG | 909.5 | 884 | LP18 | LP18 | circuit breaker 3VA2 IEC frame 160 breaking capacity class H Icu=85kA @ 415V 3-pole, line protection ETU350, LSI, In=160A overload protection Ir=63A...160A short-circuit protection Isd=1.5...10 x Ir, Ii=10 x In nut keeper kit | Lista Papel 2020 SI | 0 | 0
3VA2116-6HN32-0AB0 |  | 3VA2116-6HN32-0AB0 | 1 | UN | 1 | 10 | C | D | EAR99 | N | 85362090 | 1 | 4042949024132 | 2.36 | KG | 1020.8 | 1020.8 | LP18 | LP18 | circuit breaker 3VA2 IEC frame 160 breaking capacity class H Icu=85kA @ 415V 3-pole, line protection ETU350, LSI, In=160A overload protection Ir=63A...160A short-circuit protection Isd=1.5...10 x Ir, Ii=10 x In nut keeper kit 2 auxiliary switches HP | - | 0 | 0
3VA2116-6HN32-0AC0 |  | 3VA2116-6HN32-0AC0 | 1 | UN | 1 | 10 | C | D | EAR99 | N | 85362090 | 1 | 4042949024774 | 2.34 | KG | 994.4 | 994.4 | LP18 | LP18 | circuit breaker 3VA2 IEC frame 160 breaking capacity class H Icu=85kA @ 415V 3-pole, line protection ETU350, LSI, In=160A overload protection Ir=63A...160A short-circuit protection Isd=1.5...10 x Ir, Ii=10 x In nut keeper kit 2 auxiliary switches HQ | - | 0 | 0
3VA2116-6HN32-0AD0 |  | 3VA2116-6HN32-0AD0 | 1 | UN | 1 | 10 | C | D | EAR99 | N | 85362090 | 1 | 4042949025412 | 2.37 | KG | 1020.8 | 1020.8 | LP18 | LP18 | circuit breaker 3VA2 IEC frame 160 breaking capacity class H Icu=85kA @ 415V 3-pole, line protection ETU350, LSI, In=160A overload protection Ir=63A...160A short-circuit protection Isd=1.5...10 x Ir, Ii=10 x In nut keeper kit 3 auxiliary switches HQ | - | 0 | 0
3VA2116-6HN32-0AE0 |  | 3VA2116-6HN32-0AE0 | 1 | UN | 1 | 10 | C | D | EAR99 | N | 85362090 | 1 | 4042949026051 | 2.4 | KG | 1038.4 | 1038.4 | LP18 | LP18 | circuit breaker 3VA2 IEC frame 160 breaking capacity class H Icu=85kA @ 415V 3-pole, line protection ETU350, LSI, In=160A overload protection Ir=63A...160A short-circuit protection Isd=1.5...10 x Ir, Ii=10 x In nut keeper kit 4 auxiliary switches HQ | - | 0 | 0
3VA2116-6HN32-0AF0 |  | 3VA2116-6HN32-0AF0 | 1 | UN | 1 | 10 | C | D | EAR99 | N | 85362090 | 1 | 4042949026693 | 2.34 | KG | 994.4 | 994.4 | LP18 | LP18 | circuit breaker 3VA2 IEC frame 160 breaking capacity class H Icu=85kA @ 415V 3-pole, line protection ETU350, LSI, In=160A overload protection Ir=63A...160A short-circuit protection Isd=1.5...10 x Ir, Ii=10 x In nut keeper kit 1 auxiliary switch HQ 1 trip alarm switch HQ | - | 0 | 0
3VA2116-6HN32-0AG0 |  | 3VA2116-6HN32-0AG0 | 1 | UN | 1 | 10 | C | D | EAR99 | N | 85362090 | 1 | 4042949027331 | 2.36 | KG | 1020.8 | 1020.8 | LP18 | LP18 | circuit breaker 3VA2 IEC frame 160 breaking capacity class H Icu=85kA @ 415V 3-pole, line protection ETU350, LSI, In=160A overload protection Ir=63A...160A short-circuit protection Isd=1.5...10 x Ir, Ii=10 x In nut keeper kit 1 auxiliary switch HP 1 trip alarm switch HP | - | 0 | 0
3VA2116-6HN32-0AH0 |  | 3VA2116-6HN32-0AH0 | 1 | UN | 1 | 10 | C | D | EAR99 | N | 85362090 | 1 | 4042949027973 | 2.37 | KG | 1020.8 | 1020.8 | LP18 | LP18 | circuit breaker 3VA2 IEC frame 160 breaking capacity class H Icu=85kA @ 415V 3-pole, line protection ETU350, LSI, In=160A overload protection Ir=63A...160A short-circuit protection Isd=1.5...10 x Ir, Ii=10 x In nut keeper kit 2 auxiliary switches HQ 1 trip alarm switch HQ | - | 0 | 0
3VA2116-6HN32-0AJ0 |  | 3VA2116-6HN32-0AJ0 | 1 | UN | 1 | 10 | C | D | EAR99 | N | 85362090 | 1 | 4042949028611 | 2.4 | KG | 1056 | 1056 | LP18 | LP18 | circuit breaker 3VA2 IEC frame 160 breaking capacity class H Icu=85kA @ 415V 3-pole, line protection ETU350, LSI, In=160A overload protection Ir=63A...160A short-circuit protection Isd=1.5...10 x Ir, Ii=10 x In nut keeper kit 2 auxiliary switches HP 1 trip alarm switch HP | - | 0 | 0
3VA2116-6HN32-0BA0 |  | 3VA2116-6HN32-0BA0 | 1 | UN | 1 | 10 | C | D | EAR99 | N | 85362090 | 1 | 4042949020295 | 2.4 | KG | 1056 | 1056 | LP18 | LP18 | circuit breaker 3VA2 IEC frame 160 breaking capacity class H Icu=85kA @ 415V 3-pole, line protection ETU350, LSI, In=160A overload protection Ir=63A...160A short-circuit protection Isd=1.5...10 x Ir, Ii=10 x In nut keeper kit undervoltage release (UVR) 24V DC | - | 0 | 0
3VA2116-6HN32-0BC0 |  | 3VA2116-6HN32-0BC0 | 1 | UN | 1 | 10 | C | D | EAR99 | N | 85362090 | 1 | 4042949029250 | 2.46 | KG | 1108.8 | 1108.8 | LP18 | LP18 | circuit breaker 3VA2 IEC frame 160 breaking capacity class H Icu=85kA @ 415V 3-pole, line protection ETU350, LSI, In=160A overload protection Ir=63A...160A short-circuit protection Isd=1.5...10 x Ir, Ii=10 x In nut keeper kit undervoltage release (UVR) 24V DC 2 auxiliary switches HQ | - | 0 | 0
3VA2116-6HN32-0BH0 |  | 3VA2116-6HN32-0BH0 | 1 | UN | 1 | 10 | C | D | EAR99 | N | 85362090 | 1 | 4042949033097 | 2.49 | KG | 1126.4 | 1126.4 | LP18 | LP18 | circuit breaker 3VA2 IEC frame 160 breaking capacity class H Icu=85kA @ 415V 3-pole, line protection ETU350, LSI, In=160A overload protection Ir=63A...160A short-circuit protection Isd=1.5...10 x Ir, Ii=10 x In nut keeper kit undervoltage release (UVR) 24V DC 2 auxiliary switches HQ 1 trip alarm switch HQ | - | 0 | 0
3VA2116-6HN32-0BL0 |  | 3VA2116-6HN32-0BL0 | 1 | UN | 1 | 10 | C | D | EAR99 | N | 85362090 | 1 | 4042949036937 | 2.52 | KG | 1161.6 | 1161.6 | LP18 | LP18 | circuit breaker 3VA2 IEC frame 160 breaking capacity class H Icu=85kA @ 415V 3-pole, line protection ETU350, LSI, In=160A overload protection Ir=63A...160A short-circuit protection Isd=1.5...10 x Ir, Ii=10 x In nut keeper kit undervoltage release (UVR) 24V DC 2 auxiliary switches HQ 1 trip alarm switch HQ 1 electrical alarm switch | - | 0 | 0
3VA2116-6HN32-0CA0 |  | 3VA2116-6HN32-0CA0 | 1 | UN | 1 | 10 | C | D | EAR99 | N | 85362090 | 1 | 4042949020936 | 2.4 | KG | 1056 | 1056 | LP18 | LP18 | circuit breaker 3VA2 IEC frame 160 breaking capacity class H Icu=85kA @ 415V 3-pole, line protection ETU350, LSI, In=160A overload protection Ir=63A...160A short-circuit protection Isd=1.5...10 x Ir, Ii=10 x In nut keeper kit undervoltage release (UVR) 120-127V AC 50/60Hz | - | 0 | 0
3VA2116-6HN32-0CC0 |  | 3VA2116-6HN32-0CC0 | 1 | UN | 1 | 10 | C | D | EAR99 | N | 85362090 | 1 | 4042949029892 | 2.46 | KG | 1108.8 | 1108.8 | LP18 | LP18 | circuit breaker 3VA2 IEC frame 160 breaking capacity class H Icu=85kA @ 415V 3-pole, line protection ETU350, LSI, In=160A overload protection Ir=63A...160A short-circuit protection Isd=1.5...10 x Ir, Ii=10 x In nut keeper kit undervoltage release (UVR) 120-127V AC 50/60Hz 2 auxiliary switches HQ | - | 0 | 0
3VA2116-6HN32-0CH0 |  | 3VA2116-6HN32-0CH0 | 1 | UN | 1 | 10 | C | D | EAR99 | N | 85362090 | 1 | 4042949033738 | 2.49 | KG | 1126.4 | 1126.4 | LP18 | LP18 | circuit breaker 3VA2 IEC frame 160 breaking capacity class H Icu=85kA @ 415V 3-pole, line protection ETU350, LSI, In=160A overload protection Ir=63A...160A short-circuit protection Isd=1.5...10 x Ir, Ii=10 x In nut keeper kit undervoltage release (UVR) 120-127V AC 50/60Hz 2 auxiliary switches HQ 1 trip alarm switch HQ | - | 0 | 0
3VA2116-6HN32-0CL0 |  | 3VA2116-6HN32-0CL0 | 1 | UN | 1 | 10 | C | D | EAR99 | N | 85362090 | 1 | 4042949037576 | 2.52 | KG | 1161.6 | 1161.6 | LP18 | LP18 | circuit breaker 3VA2 IEC frame 160 breaking capacity class H Icu=85kA @ 415V 3-pole, line protection ETU350, LSI, In=160A overload protection Ir=63A...160A short-circuit protection Isd=1.5...10 x Ir, Ii=10 x In nut keeper kit undervoltage release (UVR) 120-127V AC 50/60Hz 2 auxiliary switches HQ 1 trip alarm switch HQ 1 electrical alarm switch | - | 0 | 0
3VA2116-6HN32-0DA0 |  | 3VA2116-6HN32-0DA0 | 1 | UN | 1 | 10 | C | D | EAR99 | N | 85362090 | 1 | 4042949021575 | 2.4 | KG | 1056 | 1056 | LP18 | LP18 | circuit breaker 3VA2 IEC frame 160 breaking capacity class H Icu=85kA @ 415V 3-pole, line protection ETU350, LSI, In=160A overload protection Ir=63A...160A short-circuit protection Isd=1.5...10 x Ir, Ii=10 x In nut keeper kit undervoltage release (UVR) 208-230V AC 50/60Hz | - | 0 | 0
3VA2116-6HN32-0DC0 |  | 3VA2116-6HN32-0DC0 | 1 | UN | 1 | 10 | C | D | EAR99 | N | 85362090 | 1 | 4042949030539 | 2.46 | KG | 1108.8 | 1108.8 | LP18 | LP18 | circuit breaker 3VA2 IEC frame 160 breaking capacity class H Icu=85kA @ 415V 3-pole, line protection ETU350, LSI, In=160A overload protection Ir=63A...160A short-circuit protection Isd=1.5...10 x Ir, Ii=10 x In nut keeper kit undervoltage release (UVR) 208-230V AC 50/60Hz 2 auxiliary switches HQ | - | 0 | 0
3VA2116-6HN32-0DD0 |  | 3VA2116-6HN32-0DD0 | 1 | UN | 1 | 10 | C | D | EAR99 | N | 85362090 | 1 | 4042949327813 | 2.269 | KG | 1135.2 | 1135.2 | LP18 | LP18 | circuit breaker 3VA2 IEC frame 160 breaking capacity class H Icu=85kA @ 415V 3-pole, line protection ETU350, LSI, In=160A overload protection Ir=63A...160A short-circuit protection Isd=1.5...10 x Ir, Ii=10 x In nut keeper kit circuit breaker 3VA2 IEC frame 160 breaking capacity class H Icu=85kA @ 415V 3-pole, line protection ETU350, LSI, In=160A overload protection Ir=63A...160A short-circuit protection Isd=1.5...10 x Ir, UNDERVOLTAGE RELEASE 208-230 V AC 50/60 HZ ACCESSORY FOR 3VA1 3 AUXILIARY SWITCH CHANGEOVER H |  | 0 | 0
3VA2116-6HN32-0DH0 |  | 3VA2116-6HN32-0DH0 | 1 | UN | 1 | 10 | C | D | EAR99 | N | 85362090 | 1 | 4042949034377 | 2.49 | KG | 1126.4 | 1126.4 | LP18 | LP18 | circuit breaker 3VA2 IEC frame 160 breaking capacity class H Icu=85kA @ 415V 3-pole, line protection ETU350, LSI, In=160A overload protection Ir=63A...160A short-circuit protection Isd=1.5...10 x Ir, Ii=10 x In nut keeper kit undervoltage release (UVR) 208-230V AC 50/60Hz 2 auxiliary switches HQ 1 trip alarm switch HQ | - | 0 | 0
3VA2116-6HN32-0DL0 |  | 3VA2116-6HN32-0DL0 | 1 | UN | 1 | 10 | C | D | EAR99 | N | 85362090 | 1 | 4042949038214 | 2.52 | KG | 1161.6 | 1161.6 | LP18 | LP18 | circuit breaker 3VA2 IEC frame 160 breaking capacity class H Icu=85kA @ 415V 3-pole, line protection ETU350, LSI, In=160A overload protection Ir=63A...160A short-circuit protection Isd=1.5...10 x Ir, Ii=10 x In nut keeper kit undervoltage release (UVR) 208-230V AC 50/60Hz 2 auxiliary switches HQ 1 trip alarm switch HQ 1 electrical alarm switch | - | 0 | 0
3VA2116-6HN32-0HA0 |  | 3VA2116-6HN32-0HA0 | 1 | UN | 1 | 10 | C | D | EAR99 | N | 85362090 | 1 | 4042949022213 | 2.37 | KG | 1029.6 | 1029.6 | LP18 | LP18 | circuit breaker 3VA2 IEC frame 160 breaking capacity class H Icu=85kA @ 415V 3-pole, line protection ETU350, LSI, In=160A overload protection Ir=63A...160A short-circuit protection Isd=1.5...10 x Ir, Ii=10 x In nut keeper kit shunt trip (STL) 12-30V DC, 24V AC 50/60Hz | - | 0 | 0
3VA2116-6HN32-0HC0 |  | 3VA2116-6HN32-0HC0 | 1 | UN | 1 | 10 | C | D | EAR99 | N | 85362090 | 1 | 4042949031178 | 2.43 | KG | 1073.6 | 1073.6 | LP18 | LP18 | circuit breaker 3VA2 IEC frame 160 breaking capacity class H Icu=85kA @ 415V 3-pole, line protection ETU350, LSI, In=160A overload protection Ir=63A...160A short-circuit protection Isd=1.5...10 x Ir, Ii=10 x In nut keeper kit shunt trip (STL) 12-30V DC, 24V AC 50/60Hz 2 auxiliary switches HQ | - | 0 | 0
3VA2116-6HN32-0HH0 |  | 3VA2116-6HN32-0HH0 | 1 | UN | 1 | 10 | C | D | EAR99 | N | 85362090 | 1 | 4042949035015 | 2.46 | KG | 1108.8 | 1108.8 | LP18 | LP18 | circuit breaker 3VA2 IEC frame 160 breaking capacity class H Icu=85kA @ 415V 3-pole, line protection ETU350, LSI, In=160A overload protection Ir=63A...160A short-circuit protection Isd=1.5...10 x Ir, Ii=10 x In nut keeper kit shunt trip (STL) 12-30V DC, 24V AC 50/60Hz 2 auxiliary switches HQ 1 trip alarm switch HQ | - | 0 | 0
3VA2116-6HN32-0HL0 |  | 3VA2116-6HN32-0HL0 | 1 | UN | 1 | 10 | C | D | EAR99 | N | 85362090 | 1 | 4042949038856 | 2.49 | KG | 1135.2 | 1135.2 | LP18 | LP18 | circuit breaker 3VA2 IEC frame 160 breaking capacity class H Icu=85kA @ 415V 3-pole, line protection ETU350, LSI, In=160A overload protection Ir=63A...160A short-circuit protection Isd=1.5...10 x Ir, Ii=10 x In nut keeper kit shunt trip (STL) 12-30V DC, 24V AC 50/60Hz 2 auxiliary switches HQ 1 trip alarm switch HQ 1 electrical alarm switch | - | 0 | 0
3VA2116-6HN32-0JA0 |  | 3VA2116-6HN32-0JA0 | 1 | UN | 1 | 10 | C | D | EAR99 | N | 85362090 | 1 | 4042949022855 | 2.37 | KG | 1029.6 | 1029.6 | LP18 | LP18 | circuit breaker 3VA2 IEC frame 160 breaking capacity class H Icu=85kA @ 415V 3-pole, line protection ETU350, LSI, In=160A overload protection Ir=63A...160A short-circuit protection Isd=1.5...10 x Ir, Ii=10 x In nut keeper kit shunt trip (STL) 110-127V DC, AC 50/60Hz | - | 0 | 0
3VA2116-6HN32-0JC0 |  | 3VA2116-6HN32-0JC0 | 1 | UN | 1 | 10 | C | D | EAR99 | N | 85362090 | 1 | 4042949031819 | 2.43 | KG | 1073.6 | 1073.6 | LP18 | LP18 | circuit breaker 3VA2 IEC frame 160 breaking capacity class H Icu=85kA @ 415V 3-pole, line protection ETU350, LSI, In=160A overload protection Ir=63A...160A short-circuit protection Isd=1.5...10 x Ir, Ii=10 x In nut keeper kit shunt trip (STL) 110-127V DC, AC 50/60Hz 2 auxiliary switches HQ | - | 0 | 0
3VA2116-6HN32-0JH0 |  | 3VA2116-6HN32-0JH0 | 1 | UN | 1 | 10 | C | D | EAR99 | N | 85362090 | 1 | 4042949035657 | 2.46 | KG | 1108.8 | 1108.8 | LP18 | LP18 | circuit breaker 3VA2 IEC frame 160 breaking capacity class H Icu=85kA @ 415V 3-pole, line protection ETU350, LSI, In=160A overload protection Ir=63A...160A short-circuit protection Isd=1.5...10 x Ir, Ii=10 x In nut keeper kit shunt trip (STL) 110-127V DC, AC 50/60Hz 2 auxiliary switches HQ 1 trip alarm switch HQ | - | 0 | 0
3VA2116-6HN32-0JL0 |  | 3VA2116-6HN32-0JL0 | 1 | UN | 1 | 10 | C | D | EAR99 | N | 85362090 | 1 | 4042949039495 | 2.49 | KG | 1135.2 | 1135.2 | LP18 | LP18 | circuit breaker 3VA2 IEC frame 160 breaking capacity class H Icu=85kA @ 415V 3-pole, line protection ETU350, LSI, In=160A overload protection Ir=63A...160A short-circuit protection Isd=1.5...10 x Ir, Ii=10 x In nut keeper kit shunt trip (STL) 110-127V DC, AC 50/60Hz 2 auxiliary switches HQ 1 trip alarm switch HQ 1 electrical alarm switch | - | 0 | 0
3VA2116-6HN32-0KA0 |  | 3VA2116-6HN32-0KA0 | 1 | UN | 1 | 10 | C | D | EAR99 | N | 85362090 | 1 | 4042949023494 | 2.37 | KG | 1029.6 | 1029.6 | LP18 | LP18 | circuit breaker 3VA2 IEC frame 160 breaking capacity class H Icu=85kA @ 415V 3-pole, line protection ETU350, LSI, In=160A overload protection Ir=63A...160A short-circuit protection Isd=1.5...10 x Ir, Ii=10 x In nut keeper kit shunt trip (STL) 220-250V DC, 208-277V AC | - | 0 | 0
3VA2116-6HN32-0KC0 |  | 3VA2116-6HN32-0KC0 | 1 | UN | 1 | 10 | C | D | EAR99 | N | 85362090 | 1 | 4042949032458 | 2.43 | KG | 1073.6 | 1073.6 | LP18 | LP18 | circuit breaker 3VA2 IEC frame 160 breaking capacity class H Icu=85kA @ 415V 3-pole, line protection ETU350, LSI, In=160A overload protection Ir=63A...160A short-circuit protection Isd=1.5...10 x Ir, Ii=10 x In nut keeper kit shunt trip (STL) 220-250V DC, 208-277V AC 2 auxiliary switches HQ | - | 0 | 0
3VA2116-6HN32-0KH0 |  | 3VA2116-6HN32-0KH0 | 1 | UN | 1 | 10 | C | D | EAR99 | N | 85362090 | 1 | 4042949036296 | 2.46 | KG | 1108.8 | 1108.8 | LP18 | LP18 | circuit breaker 3VA2 IEC frame 160 breaking capacity class H Icu=85kA @ 415V 3-pole, line protection ETU350, LSI, In=160A overload protection Ir=63A...160A short-circuit protection Isd=1.5...10 x Ir, Ii=10 x In nut keeper kit shunt trip (STL) 220-250V DC, 208-277V AC 2 auxiliary switches HQ 1 trip alarm switch HQ | - | 0 | 0
3VA2116-6HN32-0KL0 |  | 3VA2116-6HN32-0KL0 | 1 | UN | 1 | 10 | C | D | EAR99 | N | 85362090 | 1 | 4042949040132 | 2.49 | KG | 1135.2 | 1135.2 | LP18 | LP18 | circuit breaker 3VA2 IEC frame 160 breaking capacity class H Icu=85kA @ 415V 3-pole, line protection ETU350, LSI, In=160A overload protection Ir=63A...160A short-circuit protection Isd=1.5...10 x Ir, Ii=10 x In nut keeper kit shunt trip (STL) 220-250V DC, 208-277V AC 2 auxiliary switches HQ 1 trip alarm switch HQ 1 electrical alarm switch | - | 0 | 0
3VA2116-6HN36-0AA0 |  | 3VA2116-6HN36-0AA0 | 1 | UN | 1 | 5 | B | D | EAR99 | N | 85362090 | 1 | 4042948818701 | 2.255 | KG | 935 | 909.5 | LP18 | LP18 | circuit breaker 3VA2 IEC frame 160 breaking capacity class H Icu=85kA @ 415V 3-pole, line protection ETU350, LSI, In=160A overload protection Ir=63A...160A short-circuit protection Isd=1.5...10 x Ir, Ii=10 x In clamp connection | Lista Papel 2020 SI | 0 | 0
3VA2116-6HN36-0LC0 |  | 3VA2116-6HN36-0LC0 | 1 | UN | 1 | 10 | C | D | EAR99 | N | 85362090 | 1 | 4042949326663 | 2.391 | KG | 1214.4 | 1214.4 | LP18 | LP18 | Circuit breaker 3VA2 IEC Frame 160 Switching capacity class H Icu=85 kA @ 415 V 3-pole, system protection ETU350, LSI, In=160 A Overload protection Ir=63 A...160 A short-circuit protection Isd=1.5...10 x Ir, Ii=10 x In Terminal connection Circuit breaker 3VA2 IEC Frame 160 Switching capacity class H Icu=85 kA @ 415 V Universal release 24 V DC 2 auxiliary switches HQ | - | 0 | 0
3VA2116-6HN42-0AA0 |  | 3VA2116-6HN42-0AA0 | 1 | UN | 1 | 5 | B | D | EAR99 | N | 85362090 | 1 | 4042948804940 | 2.74 | KG | 1156 | 1122 | LP18 | LP18 | circuit breaker 3VA2 IEC frame 160 breaking capacity class H Icu=85kA @ 415V 4-pole, line protection ETU350, LSI, In=160A overload protection Ir=63A...160A short-circuit protection Isd=1.5...10 x Ir, Ii=10 x In N conductor protection adjustable (OFF, 50%, 100%) nut keeper kit | Lista Papel 2020 SI | 0 | 0
3VA2116-6HN46-0AA0 |  | 3VA2116-6HN46-0AA0 | 1 | UN | 1 | 5 | B | D | EAR99 | N | 85362090 | 1 | 4042948818985 | 2.913 | KG | 1198.5 | 1164.5 | LP18 | LP18 | circuit breaker 3VA2 IEC frame 160 breaking capacity class H Icu=85kA @ 415V 4-pole, line protection ETU350, LSI, In=160A overload protection Ir=63A...160A short-circuit protection Isd=1.5...10 x Ir, Ii=10 x In N conductor protection adjustable (OFF, 50%, 100%) clamp connection | Lista Papel 2020 SI | 0 | 0
3VA2116-6JP32-0AA0 |  | 3VA2116-6JP32-0AA0 | 1 | UN | 1 | 5 | B | D | EAR99 | N | 85362090 | 1 | 4042948802724 | 2.131 | KG | 1317.5 | 1283.5 | LP18 | LP18 | circuit breaker 3VA2 IEC frame 160 breaking capacity class H Icu=85kA @ 415V 3-pole, line protection ETU550, LSI, In=160A overload protection Ir=63A...160A short-circuit protection Isd=0.6..10x In, Ii=1.5..10x In N conductor protection optionally with external current transformer, up to 160% nut keeper kit | Lista Papel 2020 SI | 0 | 0
3VA2116-6JP36-0AA0 |  | 3VA2116-6JP36-0AA0 | 1 | UN | 1 | 5 | B | D | EAR99 | N | 85362090 | 1 | 4042948818725 | 2.43 | KG | 1343 | 1309 | LP18 | LP18 | circuit breaker 3VA2 IEC frame 160 breaking capacity class H Icu=85kA @ 415V 3-pole, line protection ETU550, LSI, In=160A overload protection Ir=63A...160A short-circuit protection Isd=0.6..10x In, Ii=1.5..10x In N conductor protection optionally with external current transformer, up to 160% clamp connection | Lista Papel 2020 SI | 0 | 0
3VA2116-6JP42-0AA0 |  | 3VA2116-6JP42-0AA0 | 1 | UN | 1 | 5 | B | D | EAR99 | N | 85362090 | 1 | 4042948804964 | 2.741 | KG | 1572.5 | 1530 | LP18 | LP18 | circuit breaker 3VA2 IEC frame 160 breaking capacity class H Icu=85kA @ 415V 4-pole, line protection ETU550, LSI, In=160A overload protection Ir=63A...160A short-circuit protection Isd=0.6..10x In, Ii=1.5..10x In N conductor protection adjustable (OFF, up to 100%) nut keeper kit | Lista Papel 2020 SI | 0 | 0
3VA2116-6JP42-0AH0 |  | 3VA2116-6JP42-0AH0 | 1 | UN | 1 | 10 | C | D | EAR99 | N | 85362090 | 1 | 4042949328728 | 2.818 | KG | 1698.4 | 1698.4 | LP18 | LP18 | circuit breaker 3VA2 IEC frame 160 breaking capacity class H Icu=85kA @ 415V 4-pole, line protection ETU550, LSI, In=160A overload protection Ir=63A...160A short-circuit protection Isd=0.6..10x In, Ii=1.5..10x In N conductor protection adjustable (OFF, up to 100%) nut keeper kit circuit breaker 3VA2 IEC frame 160 breaking capacity class H Icu=85kA @ 415V 4-pole, line protection ETU550, LSI, In=160A overload protection 2 AUXILIARY SWITCH CHANGEOVER H 1 TRIP ALARM SWITCH CHANGEOVER |  | 0 | 0
3VA2116-6JP46-0AA0 |  | 3VA2116-6JP46-0AA0 | 1 | UN | 1 | 5 | B | D | EAR99 | N | 85362090 | 1 | 4042948819005 | 3.2 | KG | 1606.5 | 1564 | LP18 | LP18 | circuit breaker 3VA2 IEC frame 160 breaking capacity class H Icu=85kA @ 415V 4-pole, line protection ETU550, LSI, In=160A overload protection Ir=63A...160A short-circuit protection Isd=0.6..10x In, Ii=1.5..10x In N conductor protection adjustable (OFF, up to 100%) clamp connection | Lista Papel 2020 SI | 0 | 0
3VA2116-6JQ32-0AA0 |  | 3VA2116-6JQ32-0AA0 | 1 | UN | 1 | 5 | B | D | EAR99 | N | 85362090 | 1 | 4042948802731 | 2.112 | KG | 1564 | 1521.5 | LP18 | LP18 | circuit breaker 3VA2 IEC frame 160 breaking capacity class H Icu=85kA @ 415V 3-pole, line protection ETU560, LSIG, In=160A overload protection Ir=63A...160A short-circuit protection Isd=0.6..10x In, Ii=1.5..10x In N conductor protection optionally with external current transformer, up to 160% gr.-fault prot., can be sw. off Ig=0.2...1 x In, tg=0.05-0.8s nut keeper kit | Lista Papel 2020 SI | 0 | 0
3VA2116-6JQ36-0AA0 |  | 3VA2116-6JQ36-0AA0 | 1 | UN | 1 | 5 | B | D | EAR99 | N | 85362090 | 1 | 4042948818732 | 2.5 | KG | 1589.5 | 1547 | LP18 | LP18 | circuit breaker 3VA2 IEC frame 160 breaking capacity class H Icu=85kA @ 415V 3-pole, line protection ETU560, LSIG, In=160A overload protection Ir=63A...160A short-circuit protection Isd=0.6..10x In, Ii=1.5..10x In N conductor protection optionally with external current transformer, up to 160% gr.-fault prot., can be sw. off Ig=0.2...1 x In, tg=0.05-0.8s clamp connection | Lista Papel 2020 SI | 0 | 0
3VA2116-6JQ42-0AA0 |  | 3VA2116-6JQ42-0AA0 | 1 | UN | 1 | 5 | B | D | EAR99 | N | 85362090 | 1 | 4042948804971 | 2.741 | KG | 1819 | 1768 | LP18 | LP18 | circuit breaker 3VA2 IEC frame 160 breaking capacity class H Icu=85kA @ 415V 4-pole, line protection ETU560, LSIG, In=160A overload protection Ir=63A...160A short-circuit protection Isd=0.6..10x In, Ii=1.5..10x In N conductor protection adjustable (OFF, up to 100%) gr.-fault prot., can be sw. off Ig=0.2...1 x In= tg=0.05-0.8s nut keeper kit | Lista Papel 2020 SI | 0 | 0
3VA2116-6JQ46-0AA0 |  | 3VA2116-6JQ46-0AA0 | 1 | UN | 1 | 5 | B | D | EAR99 | N | 85362090 | 1 | 4042948819012 | 3.2 | KG | 1844.5 | 1793.5 | LP18 | LP18 | circuit breaker 3VA2 IEC frame 160 breaking capacity class H Icu=85kA @ 415V 4-pole, line protection ETU560, LSIG, In=160A overload protection Ir=63A...160A short-circuit protection Isd=0.6..10x In, Ii=1.5..10x In N conductor protection adjustable (OFF, up to 100%) gr.-fault prot., can be sw. off Ig=0.2...1 x In= tg=0.05-0.8s clamp connection | Lista Papel 2020 SI | 0 | 0
3VA2116-6KP32-0AA0 |  | 3VA2116-6KP32-0AA0 | 1 | UN | 1 | 5 | B | D | EAR99 | N | 85362090 | 1 | 4042948802748 | 2.186 | KG | 1513 | 1470.5 | LP18 | LP18 | circuit breaker 3VA2 IEC frame 160 breaking capacity class H Icu=85kA @ 415V 3-pole, line protection ETU850, LSI, In=160A overload protection Ir=63A...160A short-circuit protection Isd=0.6..10x In, Ii=1.5..10x In N conductor protection optionally with external current transformer, up to 160% nut keeper kit | Lista Papel 2020 SI | 0 | 0
3VA2116-6KP32-0AB0 |  | 3VA2116-6KP32-0AB0 | 1 | UN | 1 | 10 | C | D | EAR99 | N | 85362090 | 1 | 4042949328551 | 2.258 | KG | 1636.8 | 1636.8 | LP18 | LP18 | circuit breaker 3VA2 IEC frame 160 breaking capacity class H Icu=85kA @ 415V 3-pole, line protection ETU850, LSI, In=160A overload protection Ir=63A...160A short-circuit protection Isd=0.6..10x In, Ii=1.5..10x In N conductor protection optionally with external current transformer, up to 160% nut keeper kit circuit breaker 3VA2 IEC frame 160 breaking capacity class H Icu=85kA @ 415V 3-pole, line protection ETU850, LSI, In=160A 2 AUXILIARY SWITCH CHANGEOVER H |  | 0 | 0
3VA2116-6KP36-0AA0 |  | 3VA2116-6KP36-0AA0 | 1 | UN | 1 | 5 | B | D | EAR99 | N | 85362090 | 1 | 4042948818749 | 2.5 | KG | 1547 | 1504.5 | LP18 | LP18 | circuit breaker 3VA2 IEC frame 160 breaking capacity class H Icu=85kA @ 415V 3-pole, line protection ETU850, LSI, In=160A overload protection Ir=63A...160A short-circuit protection Isd=0.6..10x In, Ii=1.5..10x In N conductor protection optionally with external current transformer, up to 160% clamp connection | Lista Papel 2020 SI | 0 | 0
3VA2116-6KP42-0AA0 |  | 3VA2116-6KP42-0AA0 | 1 | UN | 1 | 5 | B | D | EAR99 | N | 85362090 | 1 | 4042948804988 | 2.743 | KG | 1785 | 1734 | LP18 | LP18 | circuit breaker 3VA2 IEC frame 160 breaking capacity class H Icu=85kA @ 415V 4-pole, line protection ETU850, LSI, In=160A overload protection Ir=63A...160A short-circuit protection Isd=0.6..10x In, Ii=1.5..10x In N conductor protection adjustable (OFF, up to 100%) nut keeper kit | Lista Papel 2020 SI | 0 | 0
3VA2116-6KP46-0AA0 |  | 3VA2116-6KP46-0AA0 | 1 | UN | 1 | 5 | B | D | EAR99 | N | 85362090 | 1 | 4042948819029 | 3.2 | KG | 1810.5 | 1759.5 | LP18 | LP18 | circuit breaker 3VA2 IEC frame 160 breaking capacity class H Icu=85kA @ 415V 4-pole, line protection ETU850, LSI, In=160A overload protection Ir=63A...160A short-circuit protection Isd=0.6..10x In, Ii=1.5..10x In N conductor protection adjustable (OFF, up to 100%) clamp connection | Lista Papel 2020 SI | 0 | 0
3VA2116-6KQ32-0AA0 |  | 3VA2116-6KQ32-0AA0 | 1 | UN | 1 | 5 | B | D | EAR99 | N | 85362090 | 1 | 4042948802755 | 2.5 | KG | 1649 | 1606.5 | LP18 | LP18 | circuit breaker 3VA2 IEC frame 160 breaking capacity class H Icu=85kA @ 415V 3-pole, line protection ETU860, LSIG, In=160A overload protection Ir=63A...160A short-circuit protection Isd=0.6..10x In, Ii=1.5..10x In N conductor protection optionally with external current transformer, up to 160% gr.-fault prot., can be sw. off Ig=0.2...1 x In, tg=0.05-0.8s nut keeper kit | Lista Papel 2020 SI | 0 | 0
3VA2116-6KQ36-0AA0 |  | 3VA2116-6KQ36-0AA0 | 1 | UN | 1 | 5 | B | D | EAR99 | N | 85362090 | 1 | 4042948818756 | 2.5 | KG | 1691.5 | 1640.5 | LP18 | LP18 | circuit breaker 3VA2 IEC frame 160 breaking capacity class H Icu=85kA @ 415V 3-pole, line protection ETU860, LSIG, In=160A overload protection Ir=63A...160A short-circuit protection Isd=0.6..10x In, Ii=1.5..10x In N conductor protection optionally with external current transformer, up to 160% gr.-fault prot., can be sw. off Ig=0.2...1 x In, tg=0.05-0.8s clamp connection | Lista Papel 2020 SI | 0 | 0
3VA2116-6KQ42-0AA0 |  | 3VA2116-6KQ42-0AA0 | 1 | UN | 1 | 5 | B | D | EAR99 | N | 85362090 | 1 | 4042948804995 | 3.2 | KG | 1912.5 | 1861.5 | LP18 | LP18 | circuit breaker 3VA2 IEC frame 160 breaking capacity class H Icu=85kA @ 415V 4-pole, line protection ETU860, LSIG, In=160A overload protection Ir=63A...160A short-circuit protection Isd=0.6..10x In, Ii=1.5..10x In N conductor protection adjustable (OFF, up to 100%) gr.-fault prot., can be sw. off Ig=0.2...1 x In= tg=0.05-0.8s nut keeper kit | Lista Papel 2020 SI | 0 | 0
3VA2116-6KQ46-0AA0 |  | 3VA2116-6KQ46-0AA0 | 1 | UN | 1 | 5 | B | D | EAR99 | N | 85362090 | 1 | 4042948819036 | 3.2 | KG | 1955 | 1904 | LP18 | LP18 | circuit breaker 3VA2 IEC frame 160 breaking capacity class H Icu=85kA @ 415V 4-pole, line protection ETU860, LSIG, In=160A overload protection Ir=63A...160A short-circuit protection Isd=0.6..10x In, Ii=1.5..10x In N conductor protection adjustable (OFF, up to 100%) gr.-fault prot., can be sw. off Ig=0.2...1 x In= tg=0.05-0.8s clamp connection | Lista Papel 2020 SI | 0 | 0
3VA2116-7HL32-0AA0 |  | 3VA2116-7HL32-0AA0 | 1 | UN | 1 | 2 | A | D | EAR99 | N | 85362090 | 1 | 4042948833162 | 2.112 | KG | 918 | 892.5 | LP18 | LP18 | circuit breaker 3VA2 IEC frame 160 breaking capacity class C Icu=110kA @ 415V 3-pole, line protection ETU320, LI, In=160A overload protection Ir=63A...160A short-circuit protection Ii=1.5...10 x In nut keeper kit | Lista Papel 2020 SI | 0 | 0
3VA2116-7HL32-0AF0 |  | 3VA2116-7HL32-0AF0 | 1 | UN | 1 | 10 | C | D | EAR99 | N | 85362090 | 1 | 4042949323969 | 2.154 | KG | 1003.2 | 1003.2 | LP18 | LP18 | circuit breaker 3VA2 IEC frame 160 breaking capacity class C Icu=110kA @ 415V 3-pole, line protection ETU320, LI, In=160A overload protection Ir=63A...160A short-circuit protection Ii=1.5...10 x In nut keeper kit 1 auxiliary switch HQ 1 trip alarm switch HQ | - | 0 | 0
3VA2116-7HL36-0AA0 |  | 3VA2116-7HL36-0AA0 | 1 | UN | 1 | 5 | B | D | EAR99 | N | 85362090 | 1 | 4042948833155 | 2.241 | KG | 943.5 | 918 | LP18 | LP18 | circuit breaker 3VA2 IEC frame 160 breaking capacity class C Icu=110kA @ 415V 3-pole, line protection ETU320, LI, In=160A overload protection Ir=63A...160A short-circuit protection Ii=1.5...10 x In clamp connection | Lista Papel 2020 SI | 0 | 0
3VA2116-7HL42-0AA0 |  | 3VA2116-7HL42-0AA0 | 1 | UN | 1 | 5 | B | D | EAR99 | N | 85362090 | 1 | 4042948833148 | 2.741 | KG | 1181.5 | 1147.5 | LP18 | LP18 | circuit breaker 3VA2 IEC frame 160 breaking capacity class C Icu=110kA @ 415V 4-pole, line protection ETU320, LI, In=160A overload protection Ir=63A...160A short-circuit protection Ii=1.5...10 x In N conductor protection adjustable (OFF, 50%, 100%) nut keeper kit | Lista Papel 2020 SI | 0 | 0
3VA2116-7HL42-0BD0 |  | 3VA2116-7HL42-0BD0 | 1 | UN | 1 | 10 | C | D | EAR99 | N | 85362090 | 1 | 4042949322542 | 3.079 | KG | 1416.8 | 1416.8 | LP18 | LP18 | circuit breaker 3VA2 IEC frame 160 breaking capacity class C Icu=110kA @ 415V 4-pole, line protection ETU320, LI, In=160A overload protection Ir=63A...160A short-circuit protection Ii=1.5...10 x In N conductor protection adjustable (OFF, 50%, 100%) nut keeper kit undervoltage release (UVR) 24V DC 3 auxiliary switches HQ | - | 0 | 0
3VA2116-7HL46-0AA0 |  | 3VA2116-7HL46-0AA0 | 1 | UN | 1 | 5 | B | D | EAR99 | N | 85362090 | 1 | 4042948833131 | 2.904 | KG | 1241 | 1207 | LP18 | LP18 | circuit breaker 3VA2 IEC frame 160 breaking capacity class C Icu=110kA @ 415V 4-pole, line protection ETU320, LI, In=160A overload protection Ir=63A...160A short-circuit protection Ii=1.5...10 x In N conductor protection adjustable (OFF, 50%, 100%) clamp connection | Lista Papel 2020 SI | 0 | 0
3VA2116-7HM32-0AA0 |  | 3VA2116-7HM32-0AA0 | 1 | UN | 1 | 5 | B | D | EAR99 | N | 85362090 | 1 | 4042948802786 | 2.5 | KG | 1147.5 | 1113.5 | LP18 | LP18 | circuit breaker 3VA2 IEC frame 160 breaking capacity class C Icu=110kA @ 415V 3-pole, line protection ETU330, LIG, In=160A overload protection Ir=63A...160A short-circuit protection Ii=1.5...10 x In ground-fault protection Ig=0.2...1 x In, tg=0.1/0.3s nut keeper kit | Lista Papel 2020 SI | 0 | 0
3VA2116-7HM36-0AA0 |  | 3VA2116-7HM36-0AA0 | 1 | UN | 1 | 5 | B | D | EAR99 | N | 85362090 | 1 | 4042948818787 | 2.256 | KG | 1173 | 1139 | LP18 | LP18 | circuit breaker 3VA2 IEC frame 160 breaking capacity class C Icu=110kA @ 415V 3-pole, line protection ETU330, LIG, In=160A overload protection Ir=63A...160A short-circuit protection Ii=1.5...10 x In ground-fault protection Ig=0.2...1 x In, tg=0.1/0.3s clamp connection | Lista Papel 2020 SI | 0 | 0
3VA2116-7HM42-0AA0 |  | 3VA2116-7HM42-0AA0 | 1 | UN | 1 | 5 | B | D | EAR99 | N | 85362090 | 1 | 4042948805022 | 3.2 | KG | 1436.5 | 1394 | LP18 | LP18 | circuit breaker 3VA2 IEC frame 160 breaking capacity class C Icu=110kA @ 415V 4-pole, line protection ETU330, LIG, In=160A overload protection Ir=63A...160A short-circuit protection Ii=1.5...10 x In N conductor protection adjustable (OFF, 50%, 100%) ground-fault protection Ig=0.2...1 x In= tg=0.1/0.3s nut keeper kit | Lista Papel 2020 SI | 0 | 0
3VA2116-7HM42-0AF0 |  | 3VA2116-7HM42-0AF0 | 1 | UN | 1 | 10 | C | D | EAR99 | N | 85362090 | 1 | 4042949326854 | 3.247 | KG | 1531.2 | 1531.2 | LP18 | LP18 | circuit breaker 3VA2 IEC frame 160 breaking capacity class C Icu=110kA @ 415 V 4pole, line protection ETU330, LIG, In=160A overload protection Ir=63A ...160A short circuit protection iI=1,5...10 x In neutral protection adjustable(off,50%,100%) groundfaultprotection ig=0,2... 1 x In, tg=0,1/0,3s busbar connection circuit breaker 3VA2 IEC frame 160 breaking capacity class C Icu=110kA @ 415 V 4pole, line 1 auxiliary switch changeover H 1 trip alarm switch changeover | - | 0 | 0
3VA2116-7HM46-0AA0 |  | 3VA2116-7HM46-0AA0 | 1 | UN | 1 | 5 | B | D | EAR99 | N | 85362090 | 1 | 4042948819067 | 3.2 | KG | 1470.5 | 1428 | LP18 | LP18 | circuit breaker 3VA2 IEC frame 160 breaking capacity class C Icu=110kA @ 415V 4-pole, line protection ETU330, LIG, In=160A overload protection Ir=63A...160A short-circuit protection Ii=1.5...10 x In N conductor protection adjustable (OFF, 50%, 100%) ground-fault protection Ig=0.2...1 x In= tg=0.1/0.3s clamp connection | Lista Papel 2020 SI | 0 | 0
3VA2116-7HN32-0AA0 |  | 3VA2116-7HN32-0AA0 | 1 | UN | 1 | 5 | B | D | EAR99 | N | 85362090 | 1 | 4042948802779 | 2.114 | KG | 977.5 | 952 | LP18 | LP18 | circuit breaker 3VA2 IEC frame 160 breaking capacity class C Icu=110kA @ 415V 3-pole, line protection ETU350, LSI, In=160A overload protection Ir=63A...160A short-circuit protection Isd=1.5...10 x Ir, Ii=10 x In nut keeper kit | Lista Papel 2020 SI | 0 | 0
3VA2116-7HN36-0AA0 |  | 3VA2116-7HN36-0AA0 | 1 | UN | 1 | 5 | B | D | EAR99 | N | 85362090 | 1 | 4042948818770 | 2.253 | KG | 1003 | 977.5 | LP18 | LP18 | circuit breaker 3VA2 IEC frame 160 breaking capacity class C Icu=110kA @ 415V 3-pole, line protection ETU350, LSI, In=160A overload protection Ir=63A...160A short-circuit protection Isd=1.5...10 x Ir, Ii=10 x In clamp connection | Lista Papel 2020 SI | 0 | 0
3VA2116-7HN42-0AA0 |  | 3VA2116-7HN42-0AA0 | 1 | UN | 1 | 5 | B | D | EAR99 | N | 85362090 | 1 | 4042948805015 | 3.2 | KG | 1258 | 1224 | LP18 | LP18 | circuit breaker 3VA2 IEC frame 160 breaking capacity class C Icu=110kA @ 415V 4-pole, line protection ETU350, LSI, In=160A overload protection Ir=63A...160A short-circuit protection Isd=1.5...10 x Ir, Ii=10 x In N conductor protection adjustable (OFF, 50%, 100%) nut keeper kit | Lista Papel 2020 SI | 0 | 0
3VA2116-7HN46-0AA0 |  | 3VA2116-7HN46-0AA0 | 1 | UN | 1 | 5 | B | D | EAR99 | N | 85362090 | 1 | 4042948819050 | 3.2 | KG | 1283.5 | 1249.5 | LP18 | LP18 | circuit breaker 3VA2 IEC frame 160 breaking capacity class C Icu=110kA @ 415V 4-pole, line protection ETU350, LSI, In=160A overload protection Ir=63A...160A short-circuit protection Isd=1.5...10 x Ir, Ii=10 x In N conductor protection adjustable (OFF, 50%, 100%) clamp connection | Lista Papel 2020 SI | 0 | 0
3VA2116-7JP32-0AA0 |  | 3VA2116-7JP32-0AA0 | 1 | UN | 1 | 5 | B | D | EAR99 | N | 85362090 | 1 | 4042948802793 | 2.116 | KG | 1385.5 | 1343 | LP18 | LP18 | circuit breaker 3VA2 IEC frame 160 breaking capacity class C Icu=110kA @ 415V 3-pole, line protection ETU550, LSI, In=160A overload protection Ir=63A...160A short-circuit protection Isd=0.6..10x In, Ii=1.5..10x In N conductor protection optionally with external current transformer, up to 160% nut keeper kit | Lista Papel 2020 SI | 0 | 0
3VA2116-7JP36-0AA0 |  | 3VA2116-7JP36-0AA0 | 1 | UN | 1 | 5 | B | D | EAR99 | N | 85362090 | 1 | 4042948818794 | 2.5 | KG | 1402.5 | 1360 | LP18 | LP18 | circuit breaker 3VA2 IEC frame 160 breaking capacity class C Icu=110kA @ 415V 3-pole, line protection ETU550, LSI, In=160A overload protection Ir=63A...160A short-circuit protection Isd=0.6..10x In, Ii=1.5..10x In N conductor protection optionally with external current transformer, up to 160% clamp connection | Lista Papel 2020 SI | 0 | 0
3VA2116-7JP42-0AA0 |  | 3VA2116-7JP42-0AA0 | 1 | UN | 1 | 5 | B | D | EAR99 | N | 85362090 | 1 | 4042948805039 | 2.94 | KG | 1649 | 1606.5 | LP18 | LP18 | circuit breaker 3VA2 IEC frame 160 breaking capacity class C Icu=110kA @ 415V 4-pole, line protection ETU550, LSI, In=160A overload protection Ir=63A...160A short-circuit protection Isd=0.6..10x In, Ii=1.5..10x In N conductor protection adjustable (OFF, up to 100%) nut keeper kit | Lista Papel 2020 SI | 0 | 0
3VA2116-7JP46-0AA0 |  | 3VA2116-7JP46-0AA0 | 1 | UN | 1 | 5 | B | D | EAR99 | N | 85362090 | 1 | 4042948819074 | 3.2 | KG | 1691.5 | 1640.5 | LP18 | LP18 | circuit breaker 3VA2 IEC frame 160 breaking capacity class C Icu=110kA @ 415V 4-pole, line protection ETU550, LSI, In=160A overload protection Ir=63A...160A short-circuit protection Isd=0.6..10x In, Ii=1.5..10x In N conductor protection adjustable (OFF, up to 100%) clamp connection | Lista Papel 2020 SI | 0 | 0
3VA2116-7JQ32-0AA0 |  | 3VA2116-7JQ32-0AA0 | 1 | UN | 1 | 5 | B | D | EAR99 | N | 85362090 | 1 | 4042948802809 | 2.116 | KG | 1623.5 | 1581 | LP18 | LP18 | circuit breaker 3VA2 IEC frame 160 breaking capacity class C Icu=110kA @ 415V 3-pole, line protection ETU560, LSIG, In=160A overload protection Ir=63A...160A short-circuit protection Isd=0.6..10x In, Ii=1.5..10x In N conductor protection optionally with external current transformer, up to 160% gr.-fault prot., can be sw. off Ig=0.2...1 x In, tg=0.05-0.8s nut keeper kit | Lista Papel 2020 SI | 0 | 0
3VA2116-7JQ36-0AA0 |  | 3VA2116-7JQ36-0AA0 | 1 | UN | 1 | 5 | B | D | EAR99 | N | 85362090 | 1 | 4042948818800 | 2.5 | KG | 1640.5 | 1598 | LP18 | LP18 | circuit breaker 3VA2 IEC frame 160 breaking capacity class C Icu=110kA @ 415V 3-pole, line protection ETU560, LSIG, In=160A overload protection Ir=63A...160A short-circuit protection Isd=0.6..10x In, Ii=1.5..10x In N conductor protection optionally with external current transformer, up to 160% gr.-fault prot., can be sw. off Ig=0.2...1 x In, tg=0.05-0.8s clamp connection | Lista Papel 2020 SI | 0 | 0
3VA2116-7JQ42-0AA0 |  | 3VA2116-7JQ42-0AA0 | 1 | UN | 1 | 5 | B | D | EAR99 | N | 85362090 | 1 | 4042948805046 | 2.721 | KG | 1895.5 | 1844.5 | LP18 | LP18 | circuit breaker 3VA2 IEC frame 160 breaking capacity class C Icu=110kA @ 415V 4-pole, line protection ETU560, LSIG, In=160A overload protection Ir=63A...160A short-circuit protection Isd=0.6..10x In, Ii=1.5..10x In N conductor protection adjustable (OFF, up to 100%) gr.-fault prot., can be sw. off Ig=0.2...1 x In= tg=0.05-0.8s nut keeper kit | Lista Papel 2020 SI | 0 | 0
3VA2116-7JQ46-0AA0 |  | 3VA2116-7JQ46-0AA0 | 1 | UN | 1 | 5 | B | D | EAR99 | N | 85362090 | 1 | 4042948819081 | 3.2 | KG | 1929.5 | 1878.5 | LP18 | LP18 | circuit breaker 3VA2 IEC frame 160 breaking capacity class C Icu=110kA @ 415V 4-pole, line protection ETU560, LSIG, In=160A overload protection Ir=63A...160A short-circuit protection Isd=0.6..10x In, Ii=1.5..10x In N conductor protection adjustable (OFF, up to 100%) gr.-fault prot., can be sw. off Ig=0.2...1 x In= tg=0.05-0.8s clamp connection | Lista Papel 2020 SI | 0 | 0
3VA2116-7KP32-0AA0 |  | 3VA2116-7KP32-0AA0 | 1 | UN | 1 | 5 | B | D | EAR99 | N | 85362090 | 1 | 4042948802816 | 2.185 | KG | 1589.5 | 1547 | LP18 | LP18 | circuit breaker 3VA2 IEC frame 160 breaking capacity class C Icu=110kA @ 415V 3-pole, line protection ETU850, LSI, In=160A overload protection Ir=63A...160A short-circuit protection Isd=0.6..10x In, Ii=1.5..10x In N conductor protection optionally with external current transformer, up to 160% nut keeper kit | Lista Papel 2020 SI | 0 | 0
3VA2116-7KP32-0DA0 |  | 3VA2116-7KP32-0DA0 | 1 | UN | 1 | 10 | C | D | EAR99 | N | 85362090 | 1 | 4042949322955 | 2.37 | KG | 1760 | 1760 | LP18 | LP18 | circuit breaker 3VA2 IEC frame 160 breaking capacity class C Icu=110kA @ 415V 3-pole, line protection ETU850, LSI, In=160A overload protection Ir=63A ...160A short-circuit protection Isd=0.6..10x In, Ii=1.5..10x In N conductor protection opt. w. ext. CT, up to 160% nut keeper kit undervoltage release (UVR) 208-230V AC 50/60Hz | - | 0 | 0
3VA2116-7KP36-0AA0 |  | 3VA2116-7KP36-0AA0 | 1 | UN | 1 | 5 | B | D | EAR99 | N | 85362090 | 1 | 4042948818817 | 2.5 | KG | 1606.5 | 1564 | LP18 | LP18 | circuit breaker 3VA2 IEC frame 160 breaking capacity class C Icu=110kA @ 415V 3-pole, line protection ETU850, LSI, In=160A overload protection Ir=63A...160A short-circuit protection Isd=0.6..10x In, Ii=1.5..10x In N conductor protection optionally with external current transformer, up to 160% clamp connection | Lista Papel 2020 SI | 0 | 0
3VA2116-7KP36-0KA0 |  | 3VA2116-7KP36-0KA0 | 1 | UN | 1 | 10 | C | D | EAR99 | N | 85362090 | 1 | 4042949320456 | 2.531 | KG | 1751.2 | 1751.2 | LP18 | LP18 | circuit breaker 3VA2 IEC frame 160 breaking capacity class C Icu=110kA @ 415V 3-pole, line protection ETU850, LSI, In=160A overload protection Ir=63A...160A short-circuit protection Isd=0.6..10x In, Ii=1.5..10x In N conductor protection optionally with external current transformer, up to 160% clamp connection shunt trip (STL) 220-250V DC; 208-277V AC | - | 0 | 0
3VA2116-7KP42-0AA0 |  | 3VA2116-7KP42-0AA0 | 1 | UN | 1 | 5 | B | D | EAR99 | N | 85362090 | 1 | 4042948805053 | 3.2 | KG | 1853 | 1802 | LP18 | LP18 | circuit breaker 3VA2 IEC frame 160 breaking capacity class C Icu=110kA @ 415V 4-pole, line protection ETU850, LSI, In=160A overload protection Ir=63A...160A short-circuit protection Isd=0.6..10x In, Ii=1.5..10x In N conductor protection adjustable (OFF, up to 100%) nut keeper kit | Lista Papel 2020 SI | 0 | 0
3VA2116-7KP46-0AA0 |  | 3VA2116-7KP46-0AA0 | 1 | UN | 1 | 5 | B | D | EAR99 | N | 85362090 | 1 | 4042948819098 | 3.2 | KG | 1887 | 1836 | LP18 | LP18 | circuit breaker 3VA2 IEC frame 160 breaking capacity class C Icu=110kA @ 415V 4-pole, line protection ETU850, LSI, In=160A overload protection Ir=63A...160A short-circuit protection Isd=0.6..10x In, Ii=1.5..10x In N conductor protection adjustable (OFF, up to 100%) clamp connection | Lista Papel 2020 SI | 0 | 0
3VA2116-7KQ32-0AA0 |  | 3VA2116-7KQ32-0AA0 | 1 | UN | 1 | 5 | B | D | EAR99 | N | 85362090 | 1 | 4042948802823 | 2.5 | KG | 1734 | 1683 | LP18 | LP18 | circuit breaker 3VA2 IEC frame 160 breaking capacity class C Icu=110kA @ 415V 3-pole, line protection ETU860, LSIG, In=160A overload protection Ir=63A...160A short-circuit protection Isd=0.6..10x In, Ii=1.5..10x In N conductor protection optionally with external current transformer, up to 160% gr.-fault prot., can be sw. off Ig=0.2...1 x In, tg=0.05-0.8s nut keeper kit | Lista Papel 2020 SI | 0 | 0
3VA2116-7KQ36-0AA0 |  | 3VA2116-7KQ36-0AA0 | 1 | UN | 1 | 5 | B | D | EAR99 | N | 85362090 | 1 | 4042948818824 | 2.5 | KG | 1759.5 | 1708.5 | LP18 | LP18 | circuit breaker 3VA2 IEC frame 160 breaking capacity class C Icu=110kA @ 415V 3-pole, line protection ETU860, LSIG, In=160A overload protection Ir=63A...160A short-circuit protection Isd=0.6..10x In, Ii=1.5..10x In N conductor protection optionally with external current transformer, up to 160% gr.-fault prot., can be sw. off Ig=0.2...1 x In, tg=0.05-0.8s clamp connection | Lista Papel 2020 SI | 0 | 0
3VA2116-7KQ42-0AA0 |  | 3VA2116-7KQ42-0AA0 | 1 | UN | 1 | 5 | B | D | EAR99 | N | 85362090 | 1 | 4042948805060 | 3.2 | KG | 2006 | 1946.5 | LP18 | LP18 | circuit breaker 3VA2 IEC frame 160 breaking capacity class C Icu=110kA @ 415V 4-pole, line protection ETU860, LSIG, In=160A overload protection Ir=63A...160A short-circuit protection Isd=0.6..10x In, Ii=1.5..10x In N conductor protection adjustable (OFF, up to 100%) gr.-fault prot., can be sw. off Ig=0.2...1 x In= tg=0.05-0.8s nut keeper kit | Lista Papel 2020 SI | 0 | 0
3VA2116-7KQ46-0AA0 |  | 3VA2116-7KQ46-0AA0 | 1 | UN | 1 | 5 | B | D | EAR99 | N | 85362090 | 1 | 4042948819104 | 3.2 | KG | 2040 | 1980.5 | LP18 | LP18 | circuit breaker 3VA2 IEC frame 160 breaking capacity class C Icu=110kA @ 415V 4-pole, line protection ETU860, LSIG, In=160A overload protection Ir=63A...160A short-circuit protection Isd=0.6..10x In, Ii=1.5..10x In N conductor protection adjustable (OFF, up to 100%) gr.-fault prot., can be sw. off Ig=0.2...1 x In= tg=0.05-0.8s clamp connection | Lista Papel 2020 SI | 0 | 0
3VA2116-8HL32-0AA0 |  | 3VA2116-8HL32-0AA0 | 1 | UN | 1 | 5 | B | D | EAR99 | N | 85362090 | 1 | 4042948833124 | 2.247 | KG | 1045.5 | 1020 | LP18 | LP18 | circuit breaker 3VA2 IEC frame 160 breaking capacity class L Icu=150kA @ 415V 3-pole, line protection ETU320, LI, In=160A overload protection Ir=63A...160A short-circuit protection Ii=1.5...10 x In nut keeper kit | Lista Papel 2020 SI | 0 | 0
3VA2116-8HL32-0HD0 |  | 3VA2116-8HL32-0HD0 | 1 | UN | 1 | 10 | C | D | EAR99 | N | 85362090 | 1 | 4042949328360 | 2.402 | KG | 1249.6 | 1249.6 | LP18 | LP18 | circuit breaker 3VA2 IEC frame 160 breaking capacity class L Icu=150kA @ 415V 3-pole, line protection ETU320, LI, In=160A overload protection Ir=63A...160A short-circuit protection Ii=1.5...10 x In nut keeper kit circuit breaker 3VA2 IEC frame 160 breaking capacity class L Icu=150kA @ 415V 3-pole, line protection ETU320, LI, In=160A overload protection Ir=63A...160A short-circuit protection Ii=1.5...10 x In nut SHUNT TRIP LEFT 24 V AC 50/60 HZ / 24-30 V DC ACCESSORY FOR 3 AUXILIARY SWITCH CHANGEOVER H |  | 0 | 0
3VA2116-8HL36-0AA0 |  | 3VA2116-8HL36-0AA0 | 1 | UN | 1 | 5 | B | D | EAR99 | N | 85362090 | 1 | 4042948833117 | 2.5 | KG | 1071 | 1037 | LP18 | LP18 | circuit breaker 3VA2 IEC frame 160 breaking capacity class L Icu=150kA @ 415V 3-pole, line protection ETU320, LI, In=160A overload protection Ir=63A...160A short-circuit protection Ii=1.5...10 x In clamp connection | Lista Papel 2020 SI | 0 | 0
3VA2116-8HL42-0AA0 |  | 3VA2116-8HL42-0AA0 | 1 | UN | 1 | 5 | B | D | EAR99 | N | 85362090 | 1 | 4042948833100 | 3.2 | KG | 1368.5 | 1326 | LP18 | LP18 | circuit breaker 3VA2 IEC frame 160 breaking capacity class L Icu=150kA @ 415V 4-pole, line protection ETU320, LI, In=160A overload protection Ir=63A...160A short-circuit protection Ii=1.5...10 x In N conductor protection adjustable (OFF, 50%, 100%) nut keeper kit | Lista Papel 2020 SI | 0 | 0
3VA2116-8HL46-0AA0 |  | 3VA2116-8HL46-0AA0 | 1 | UN | 1 | 5 | B | D | EAR99 | N | 85362090 | 1 | 4042948833094 | 3.2 | KG | 1402.5 | 1360 | LP18 | LP18 | circuit breaker 3VA2 IEC frame 160 breaking capacity class L Icu=150kA @ 415V 4-pole, line protection ETU320, LI, In=160A overload protection Ir=63A...160A short-circuit protection Ii=1.5...10 x In N conductor protection adjustable (OFF, 50%, 100%) clamp connection | Lista Papel 2020 SI | 0 | 0
3VA2116-8HM32-0AA0 |  | 3VA2116-8HM32-0AA0 | 1 | UN | 1 | 5 | B | D | EAR99 | N | 85362090 | 1 | 4042948802854 | 2.5 | KG | 1292 | 1258 | LP18 | LP18 | circuit breaker 3VA2 IEC frame 160 breaking capacity class L Icu=150kA @ 415V 3-pole, line protection ETU330, LIG, In=160A overload protection Ir=63A...160A short-circuit protection Ii=1.5...10 x In ground-fault protection Ig=0.2...1 x In, tg=0.1/0.3s nut keeper kit | Lista Papel 2020 SI | 0 | 0
3VA2116-8HM36-0AA0 |  | 3VA2116-8HM36-0AA0 | 1 | UN | 1 | 5 | B | D | EAR99 | N | 85362090 | 1 | 4042948818855 | 2.5 | KG | 1309 | 1275 | LP18 | LP18 | circuit breaker 3VA2 IEC frame 160 breaking capacity class L Icu=150kA @ 415V 3-pole, line protection ETU330, LIG, In=160A overload protection Ir=63A...160A short-circuit protection Ii=1.5...10 x In ground-fault protection Ig=0.2...1 x In, tg=0.1/0.3s clamp connection | Lista Papel 2020 SI | 0 | 0
3VA2116-8HM42-0AA0 |  | 3VA2116-8HM42-0AA0 | 1 | UN | 1 | 5 | B | D | EAR99 | N | 85362090 | 1 | 4042948805091 | 3.2 | KG | 1606.5 | 1564 | LP18 | LP18 | circuit breaker 3VA2 IEC frame 160 breaking capacity class L Icu=150kA @ 415V 4-pole, line protection ETU330, LIG, In=160A overload protection Ir=63A...160A short-circuit protection Ii=1.5...10 x In N conductor protection adjustable (OFF, 50%, 100%) ground-fault protection Ig=0.2...1 x In= tg=0.1/0.3s nut keeper kit | Lista Papel 2020 SI | 0 | 0
3VA2116-8HM46-0AA0 |  | 3VA2116-8HM46-0AA0 | 1 | UN | 1 | 5 | B | D | EAR99 | N | 85362090 | 1 | 4042948819135 | 3.2 | KG | 1640.5 | 1598 | LP18 | LP18 | circuit breaker 3VA2 IEC frame 160 breaking capacity class L Icu=150kA @ 415V 4-pole, line protection ETU330, LIG, In=160A overload protection Ir=63A...160A short-circuit protection Ii=1.5...10 x In N conductor protection adjustable (OFF, 50%, 100%) ground-fault protection Ig=0.2...1 x In= tg=0.1/0.3s clamp connection | Lista Papel 2020 SI | 0 | 0
3VA2116-8HN32-0AA0 |  | 3VA2116-8HN32-0AA0 | 1 | UN | 1 | 5 | B | D | EAR99 | N | 85362090 | 1 | 4042948802847 | 2.5 | KG | 1096.5 | 1062.5 | LP18 | LP18 | circuit breaker 3VA2 IEC frame 160 breaking capacity class L Icu=150kA @ 415V 3-pole, line protection ETU350, LSI, In=160A overload protection Ir=63A...160A short-circuit protection Isd=1.5...10 x Ir, Ii=10 x In nut keeper kit | Lista Papel 2020 SI | 0 | 0
3VA2116-8HN36-0AA0 |  | 3VA2116-8HN36-0AA0 | 1 | UN | 1 | 5 | B | D | EAR99 | N | 85362090 | 1 | 4042948818848 | 2.5 | KG | 1122 | 1088 | LP18 | LP18 | circuit breaker 3VA2 IEC frame 160 breaking capacity class L Icu=150kA @ 415V 3-pole, line protection ETU350, LSI, In=160A overload protection Ir=63A...160A short-circuit protection Isd=1.5...10 x Ir, Ii=10 x In clamp connection | Lista Papel 2020 SI | 0 | 0
3VA2116-8HN42-0AA0 |  | 3VA2116-8HN42-0AA0 | 1 | UN | 1 | 5 | B | D | EAR99 | N | 85362090 | 1 | 4042948805084 | 3.2 | KG | 1419.5 | 1377 | LP18 | LP18 | circuit breaker 3VA2 IEC frame 160 breaking capacity class L Icu=150kA @ 415V 4-pole, line protection ETU350, LSI, In=160A overload protection Ir=63A...160A short-circuit protection Isd=1.5...10 x Ir, Ii=10 x In N conductor protection adjustable (OFF, 50%, 100%) nut keeper kit | Lista Papel 2020 SI | 0 | 0
3VA2116-8HN46-0AA0 |  | 3VA2116-8HN46-0AA0 | 1 | UN | 1 | 5 | B | D | EAR99 | N | 85362090 | 1 | 4042948819128 | 3.2 | KG | 1453.5 | 1411 | LP18 | LP18 | circuit breaker 3VA2 IEC frame 160 breaking capacity class L Icu=150kA @ 415V 4-pole, line protection ETU350, LSI, In=160A overload protection Ir=63A...160A short-circuit protection Isd=1.5...10 x Ir, Ii=10 x In N conductor protection adjustable (OFF, 50%, 100%) clamp connection | Lista Papel 2020 SI | 0 | 0
3VA2116-8JP32-0AA0 |  | 3VA2116-8JP32-0AA0 | 1 | UN | 1 | 5 | B | D | EAR99 | N | 85362090 | 1 | 4042948802861 | 2.5 | KG | 1504.5 | 1462 | LP18 | LP18 | circuit breaker 3VA2 IEC frame 160 breaking capacity class L Icu=150kA @ 415V 3-pole, line protection ETU550, LSI, In=160A overload protection Ir=63A...160A short-circuit protection Isd=0.6..10x In, Ii=1.5..10x In N conductor protection optionally with external current transformer, up to 160% nut keeper kit | Lista Papel 2020 SI | 0 | 0
3VA2116-8JP36-0AA0 |  | 3VA2116-8JP36-0AA0 | 1 | UN | 1 | 5 | B | D | EAR99 | N | 85362090 | 1 | 4042948818862 | 2.5 | KG | 1530 | 1487.5 | LP18 | LP18 | circuit breaker 3VA2 IEC frame 160 breaking capacity class L Icu=150kA @ 415V 3-pole, line protection ETU550, LSI, In=160A overload protection Ir=63A...160A short-circuit protection Isd=0.6..10x In, Ii=1.5..10x In N conductor protection optionally with external current transformer, up to 160% clamp connection | Lista Papel 2020 SI | 0 | 0
3VA2116-8JP42-0AA0 |  | 3VA2116-8JP42-0AA0 | 1 | UN | 1 | 5 | B | D | EAR99 | N | 85362090 | 1 | 4042948805107 | 3.2 | KG | 1827.5 | 1776.5 | LP18 | LP18 | circuit breaker 3VA2 IEC frame 160 breaking capacity class L Icu=150kA @ 415V 4-pole, line protection ETU550, LSI, In=160A overload protection Ir=63A...160A short-circuit protection Isd=0.6..10x In, Ii=1.5..10x In N conductor protection adjustable (OFF, up to 100%) nut keeper kit | Lista Papel 2020 SI | 0 | 0
3VA2116-8JP46-0AA0 |  | 3VA2116-8JP46-0AA0 | 1 | UN | 1 | 5 | B | D | EAR99 | N | 85362090 | 1 | 4042948819142 | 3.2 | KG | 1853 | 1802 | LP18 | LP18 | circuit breaker 3VA2 IEC frame 160 breaking capacity class L Icu=150kA @ 415V 4-pole, line protection ETU550, LSI, In=160A overload protection Ir=63A...160A short-circuit protection Isd=0.6..10x In, Ii=1.5..10x In N conductor protection adjustable (OFF, up to 100%) clamp connection | Lista Papel 2020 SI | 0 | 0
3VA2116-8JQ32-0AA0 |  | 3VA2116-8JQ32-0AA0 | 1 | UN | 1 | 5 | B | D | EAR99 | N | 85362090 | 1 | 4042948802878 | 2.5 | KG | 1759.5 | 1708.5 | LP18 | LP18 | circuit breaker 3VA2 IEC frame 160 breaking capacity class L Icu=150kA @ 415V 3-pole, line protection ETU560, LSIG, In=160A overload protection Ir=63A...160A short-circuit protection Isd=0.6..10x In, Ii=1.5..10x In N conductor protection optionally with external current transformer, up to 160% gr.-fault prot., can be sw. off Ig=0.2...1 x In, tg=0.05-0.8s nut keeper kit | Lista Papel 2020 SI | 0 | 0
3VA2116-8JQ36-0AA0 |  | 3VA2116-8JQ36-0AA0 | 1 | UN | 1 | 5 | B | D | EAR99 | N | 85362090 | 1 | 4042948818879 | 2.5 | KG | 1785 | 1734 | LP18 | LP18 | circuit breaker 3VA2 IEC frame 160 breaking capacity class L Icu=150kA @ 415V 3-pole, line protection ETU560, LSIG, In=160A overload protection Ir=63A...160A short-circuit protection Isd=0.6..10x In, Ii=1.5..10x In N conductor protection optionally with external current transformer, up to 160% gr.-fault prot., can be sw. off Ig=0.2...1 x In, tg=0.05-0.8s clamp connection | Lista Papel 2020 SI | 0 | 0
3VA2116-8JQ42-0AA0 |  | 3VA2116-8JQ42-0AA0 | 1 | UN | 1 | 5 | B | D | EAR99 | N | 85362090 | 1 | 4042948805114 | 3.2 | KG | 2074 | 2014.5 | LP18 | LP18 | circuit breaker 3VA2 IEC frame 160 breaking capacity class L Icu=150kA @ 415V 4-pole, line protection ETU560, LSIG, In=160A overload protection Ir=63A...160A short-circuit protection Isd=0.6..10x In, Ii=1.5..10x In N conductor protection adjustable (OFF, up to 100%) gr.-fault prot., can be sw. off Ig=0.2...1 x In= tg=0.05-0.8s nut keeper kit | Lista Papel 2020 SI | 0 | 0
3VA2116-8JQ46-0AA0 |  | 3VA2116-8JQ46-0AA0 | 1 | UN | 1 | 5 | B | D | EAR99 | N | 85362090 | 1 | 4042948819159 | 3.2 | KG | 2099.5 | 2040 | LP18 | LP18 | circuit breaker 3VA2 IEC frame 160 breaking capacity class L Icu=150kA @ 415V 4-pole, line protection ETU560, LSIG, In=160A overload protection Ir=63A...160A short-circuit protection Isd=0.6..10x In, Ii=1.5..10x In N conductor protection adjustable (OFF, up to 100%) gr.-fault prot., can be sw. off Ig=0.2...1 x In= tg=0.05-0.8s clamp connection | Lista Papel 2020 SI | 0 | 0
3VA2116-8KP32-0AA0 |  | 3VA2116-8KP32-0AA0 | 1 | UN | 1 | 5 | B | D | EAR99 | N | 85362090 | 1 | 4042948802885 | 2.5 | KG | 1708.5 | 1657.5 | LP18 | LP18 | circuit breaker 3VA2 IEC frame 160 breaking capacity class L Icu=150kA @ 415V 3-pole, line protection ETU850, LSI, In=160A overload protection Ir=63A...160A short-circuit protection Isd=0.6..10x In, Ii=1.5..10x In N conductor protection optionally with external current transformer, up to 160% nut keeper kit | Lista Papel 2020 SI | 0 | 0
3VA2116-8KP36-0AA0 |  | 3VA2116-8KP36-0AA0 | 1 | UN | 1 | 5 | B | D | EAR99 | N | 85362090 | 1 | 4042948818886 | 2.5 | KG | 1751 | 1700 | LP18 | LP18 | circuit breaker 3VA2 IEC frame 160 breaking capacity class L Icu=150kA @ 415V 3-pole, line protection ETU850, LSI, In=160A overload protection Ir=63A...160A short-circuit protection Isd=0.6..10x In, Ii=1.5..10x In N conductor protection optionally with external current transformer, up to 160% clamp connection | Lista Papel 2020 SI | 0 | 0
3VA2116-8KP42-0AA0 |  | 3VA2116-8KP42-0AA0 | 1 | UN | 1 | 5 | B | D | EAR99 | N | 85362090 | 1 | 4042948805121 | 3.2 | KG | 2040 | 1980.5 | LP18 | LP18 | circuit breaker 3VA2 IEC frame 160 breaking capacity class L Icu=150kA @ 415V 4-pole, line protection ETU850, LSI, In=160A overload protection Ir=63A...160A short-circuit protection Isd=0.6..10x In, Ii=1.5..10x In N conductor protection adjustable (OFF, up to 100%) nut keeper kit | Lista Papel 2020 SI | 0 | 0
3VA2116-8KP46-0AA0 |  | 3VA2116-8KP46-0AA0 | 1 | UN | 1 | 5 | B | D | EAR99 | N | 85362090 | 1 | 4042948819166 | 3.2 | KG | 2065.5 | 2006 | LP18 | LP18 | circuit breaker 3VA2 IEC frame 160 breaking capacity class L Icu=150kA @ 415V 4-pole, line protection ETU850, LSI, In=160A overload protection Ir=63A...160A short-circuit protection Isd=0.6..10x In, Ii=1.5..10x In N conductor protection adjustable (OFF, up to 100%) clamp connection | Lista Papel 2020 SI | 0 | 0
3VA2116-8KQ32-0AA0 |  | 3VA2116-8KQ32-0AA0 | 1 | UN | 1 | 5 | B | D | EAR99 | N | 85362090 | 1 | 4042948802892 | 2.5 | KG | 1844.5 | 1793.5 | LP18 | LP18 | circuit breaker 3VA2 IEC frame 160 breaking capacity class L Icu=150kA @ 415V 3-pole, line protection ETU860, LSIG, In=160A overload protection Ir=63A...160A short-circuit protection Isd=0.6..10x In, Ii=1.5..10x In N conductor protection optionally with external current transformer, up to 160% gr.-fault prot., can be sw. off Ig=0.2...1 x In, tg=0.05-0.8s nut keeper kit | Lista Papel 2020 SI | 0 | 0
3VA2116-8KQ36-0AA0 |  | 3VA2116-8KQ36-0AA0 | 1 | UN | 1 | 5 | B | D | EAR99 | N | 85362090 | 1 | 4042948818893 | 2.5 | KG | 1861.5 | 1810.5 | LP18 | LP18 | circuit breaker 3VA2 IEC frame 160 breaking capacity class L Icu=150kA @ 415V 3-pole, line protection ETU860, LSIG, In=160A overload protection Ir=63A...160A short-circuit protection Isd=0.6..10x In, Ii=1.5..10x In N conductor protection optionally with external current transformer, up to 160% gr.-fault prot., can be sw. off Ig=0.2...1 x In, tg=0.05-0.8s clamp connection | Lista Papel 2020 SI | 0 | 0
3VA2116-8KQ42-0AA0 |  | 3VA2116-8KQ42-0AA0 | 1 | UN | 1 | 5 | B | D | EAR99 | N | 85362090 | 1 | 4042948805138 | 3.2 | KG | 2167.5 | 2108 | LP18 | LP18 | circuit breaker 3VA2 IEC frame 160 breaking capacity class L Icu=150kA @ 415V 4-pole, line protection ETU860, LSIG, In=160A overload protection Ir=63A...160A short-circuit protection Isd=0.6..10x In, Ii=1.5..10x In N conductor protection adjustable (OFF, up to 100%) gr.-fault prot., can be sw. off Ig=0.2...1 x In= tg=0.05-0.8s nut keeper kit | Lista Papel 2020 SI | 0 | 0
3VA2116-8KQ46-0AA0 |  | 3VA2116-8KQ46-0AA0 | 1 | UN | 1 | 5 | B | D | EAR99 | N | 85362090 | 1 | 4042948819173 | 3.2 | KG | 2201.5 | 2142 | LP18 | LP18 | circuit breaker 3VA2 IEC frame 160 breaking capacity class L Icu=150kA @ 415V 4-pole, line protection ETU860, LSIG, In=160A overload protection Ir=63A...160A short-circuit protection Isd=0.6..10x In, Ii=1.5..10x In N conductor protection adjustable (OFF, up to 100%) gr.-fault prot., can be sw. off Ig=0.2...1 x In= tg=0.05-0.8s clamp connection | Lista Papel 2020 SI | 0 | 0
3VA2125-5HK32-0AA0 |  | 3VA2125-5HK32-0AA0 | 1 | UN | 1 | 5 | B | D | EAR99 | N | 85362010 | 1 | 4042948801789 | 2.5 | KG | 481.36 | 481.36 | LP18 | LP18 | circuit breaker 3VA2 IEC frame 160 breaking capacity class M Icu=55kA @ 415V 3-pole, line protection ETU340, ELISA LI, In=25A overload protection Ir=10A...25A short-circuit protection Ii=15 x In nut keeper kit | - | 0 | 0
3VA2125-5HK36-0AA0 |  | 3VA2125-5HK36-0AA0 | 1 | UN | 1 | 5 | B | D | EAR99 | N | 85362010 | 1 | 4042948825563 | 2.5 | KG | 506.88 | 506.88 | LP18 | LP18 | circuit breaker 3VA2 IEC frame 160 breaking capacity class M Icu=55kA @ 415V 3-pole, line protection ETU340, ELISA LI, In=25A overload protection Ir=10A...25A short-circuit protection Ii=15 x In clamp connection | - | 0 | 0
3VA2125-5HK42-0AA0 |  | 3VA2125-5HK42-0AA0 | 1 | UN | 1 | 5 | B | D | EAR99 | N | 85362010 | 1 | 4042948804025 | 2.5 | KG | 609.84 | 609.84 | LP18 | LP18 | circuit breaker 3VA2 IEC frame 160 breaking capacity class M Icu=55kA @ 415V 4-pole, line protection ETU340, ELISA LI, In=25A overload protection Ir=10A...25A short-circuit protection Ii=15 x In N conductor protection adjustable (OFF, 100%) nut keeper kit | - | 0 | 0
3VA2125-5HK46-0AA0 |  | 3VA2125-5HK46-0AA0 | 1 | UN | 1 | 5 | B | D | EAR99 | N | 85362010 | 1 | 4042948826409 | 3.2 | KG | 642.4 | 642.4 | LP18 | LP18 | circuit breaker 3VA2 IEC frame 160 breaking capacity class M Icu=55kA @ 415V 4-pole, line protection ETU340, ELISA LI, In=25A overload protection Ir=10A...25A short-circuit protection Ii=15 x In N conductor protection adjustable (OFF, 100%) clamp connection | - | 0 | 0
3VA2125-5HL32-0AA0 |  | 3VA2125-5HL32-0AA0 | 1 | UN | 1 | 2 | A | D | EAR99 | N | 85362010 | 1 | 4042948833087 | 2.159 | KG | 465 | 452.2 | LP18 | LP18 | circuit breaker 3VA2 IEC frame 160 breaking capacity class M Icu=55kA @ 415V 3-pole, line protection ETU320, LI, In=25A overload protection Ir=10A...25A short-circuit protection Ii=1.5...12 x In nut keeper kit | Lista Papel 2020 SI | 0 | 0
3VA2125-5HL36-0AA0 |  | 3VA2125-5HL36-0AA0 | 1 | UN | 1 | 5 | B | D | EAR99 | N | 85362010 | 1 | 4042948833070 | 2.286 | KG | 489.6 | 476 | LP18 | LP18 | circuit breaker 3VA2 IEC frame 160 breaking capacity class M Icu=55kA @ 415V 3-pole, line protection ETU320, LI, In=25A overload protection Ir=10A...25A short-circuit protection Ii=1.5...12 x In clamp connection | Lista Papel 2020 SI | 0 | 0
3VA2125-5HL42-0AA0 |  | 3VA2125-5HL42-0AA0 | 1 | UN | 1 | 5 | B | D | EAR99 | N | 85362010 | 1 | 4042948833063 | 2.767 | KG | 589.1 | 572.1 | LP18 | LP18 | circuit breaker 3VA2 IEC frame 160 breaking capacity class M Icu=55kA @ 415V 4-pole, line protection ETU320, LI, In=25A overload protection Ir=10A...25A short-circuit protection Ii=1.5...12 x In N conductor protection adjustable (OFF, 100%) nut keeper kit | Lista Papel 2020 SI | 0 | 0
3VA2125-5HL46-0AA0 |  | 3VA2125-5HL46-0AA0 | 1 | UN | 1 | 5 | B | D | EAR99 | N | 85362010 | 1 | 4042948833056 | 2.974 | KG | 620.5 | 602.7 | LP18 | LP18 | circuit breaker 3VA2 IEC frame 160 breaking capacity class M Icu=55kA @ 415V 4-pole, line protection ETU320, LI, In=25A overload protection Ir=10A...25A short-circuit protection Ii=1.5...12 x In N conductor protection adjustable (OFF, 100%) clamp connection | Lista Papel 2020 SI | 0 | 0
3VA2125-5HM32-0AA0 |  | 3VA2125-5HM32-0AA0 | 1 | UN | 1 | 5 | B | D | EAR99 | N | 85362010 | 1 | 4042948801802 | 2.5 | KG | 712.3 | 691.9 | LP18 | LP18 | circuit breaker 3VA2 IEC frame 160 breaking capacity class M Icu=55kA @ 415V 3-pole, line protection ETU330, LIG, In=25A overload protection Ir=10A...25A short-circuit protection Ii=1.5...12 x In ground-fault protection Ig=0.6... 1 x In, tg=0.1/0.3s nut keeper kit | Lista Papel 2020 SI | 0 | 0
3VA2125-5HM36-0AA0 |  | 3VA2125-5HM36-0AA0 | 1 | UN | 1 | 5 | B | D | EAR99 | N | 85362010 | 1 | 4042948825587 | 2.5 | KG | 733.6 | 713.2 | LP18 | LP18 | circuit breaker 3VA2 IEC frame 160 breaking capacity class M Icu=55kA @ 415V 3-pole, line protection ETU330, LIG, In=25A overload protection Ir=10A...25A short-circuit protection Ii=1.5...12 x In ground-fault protection Ig=0.6... 1 x In, tg=0.1/0.3s clamp connection | Lista Papel 2020 SI | 0 | 0
3VA2125-5HM42-0AA0 |  | 3VA2125-5HM42-0AA0 | 1 | UN | 1 | 5 | B | D | EAR99 | N | 85362010 | 1 | 4042948804049 | 3.2 | KG | 833 | 809.2 | LP18 | LP18 | circuit breaker 3VA2 IEC frame 160 breaking capacity class M Icu=55kA @ 415V 4-pole, line protection ETU330, LIG, In=25A overload protection Ir=10A...25A short-circuit protection Ii=1.5...12 x In N conductor protection adjustable (OFF, 100%) ground-fault protection Ig=0.6...1 x In= tg=0.1/0.3s nut keeper kit | Lista Papel 2020 SI | 0 | 0
3VA2125-5HM46-0AA0 |  | 3VA2125-5HM46-0AA0 | 1 | UN | 1 | 5 | B | D | EAR99 | N | 85362010 | 1 | 4042948826423 | 3.2 | KG | 867 | 839.8 | LP18 | LP18 | circuit breaker 3VA2 IEC frame 160 breaking capacity class M Icu=55kA @ 415V 4-pole, line protection ETU330, LIG, In=25A overload protection Ir=10A...25A short-circuit protection Ii=1.5...12 x In N conductor protection adjustable (OFF, 100%) ground-fault protection Ig=0.6...1 x In= tg=0.1/0.3s clamp connection | Lista Papel 2020 SI | 0 | 0
3VA2125-5HN32-0AA0 |  | 3VA2125-5HN32-0AA0 | 1 | UN | 1 | 5 | B | D | EAR99 | N | 85362010 | 1 | 4042948801796 | 2.164 | KG | 524.5 | 510 | LP18 | LP18 | circuit breaker 3VA2 IEC frame 160 breaking capacity class M Icu=55kA @ 415V 3-pole, line protection ETU350, LSI, In=25A overload protection Ir=10A...25A short-circuit protection Isd=1.5...10 x Ir, Ii=12 x In nut keeper kit | Lista Papel 2020 SI | 0 | 0
3VA2125-5HN36-0AA0 |  | 3VA2125-5HN36-0AA0 | 1 | UN | 1 | 5 | B | D | EAR99 | N | 85362010 | 1 | 4042948825570 | 2.297 | KG | 547.4 | 532.1 | LP18 | LP18 | circuit breaker 3VA2 IEC frame 160 breaking capacity class M Icu=55kA @ 415V 3-pole, line protection ETU350, LSI, In=25A overload protection Ir=10A...25A short-circuit protection Isd=1.5...10 x Ir, Ii=12 x In clamp connection | Lista Papel 2020 SI | 0 | 0
3VA2125-5HN42-0AA0 |  | 3VA2125-5HN42-0AA0 | 1 | UN | 1 | 5 | B | D | EAR99 | N | 85362010 | 1 | 4042948804032 | 2.5 | KG | 646 | 628.2 | LP18 | LP18 | circuit breaker 3VA2 IEC frame 160 breaking capacity class M Icu=55kA @ 415V 4-pole, line protection ETU350, LSI, In=25A overload protection Ir=10A...25A short-circuit protection Isd=1.5...10 x Ir, Ii=12 x In N conductor protection adjustable (OFF, 100%) nut keeper kit | Lista Papel 2020 SI | 0 | 0
3VA2125-5HN46-0AA0 |  | 3VA2125-5HN46-0AA0 | 1 | UN | 1 | 5 | B | D | EAR99 | N | 85362010 | 1 | 4042948826416 | 3.2 | KG | 677.5 | 658.8 | LP18 | LP18 | circuit breaker 3VA2 IEC frame 160 breaking capacity class M Icu=55kA @ 415V 4-pole, line protection ETU350, LSI, In=25A overload protection Ir=10A...25A short-circuit protection Isd=1.5...10 x Ir, Ii=12 x In N conductor protection adjustable (OFF, 100%) clamp connection | Lista Papel 2020 SI | 0 | 0
3VA2125-5JP32-0AA0 |  | 3VA2125-5JP32-0AA0 | 1 | UN | 1 | 5 | B | D | EAR99 | N | 85362010 | 1 | 4042948801819 | 2.5 | KG | 935 | 909.5 | LP18 | LP18 | circuit breaker 3VA2 IEC frame 160 breaking capacity class M Icu=55kA @ 415V 3-pole, line protection ETU550, LSI, In=25A overload protection Ir=10A...25A short-circuit protection Isd=0.6..10x In, Ii=1.5..12x In N conductor protection optionally with external current transformer, up to 160% nut keeper kit | Lista Papel 2020 SI | 0 | 0
3VA2125-5JP36-0AA0 |  | 3VA2125-5JP36-0AA0 | 1 | UN | 1 | 5 | B | D | EAR99 | N | 85362010 | 1 | 4042948825594 | 2.5 | KG | 960.5 | 935 | LP18 | LP18 | circuit breaker 3VA2 IEC frame 160 breaking capacity class M Icu=55kA @ 415V 3-pole, line protection ETU550, LSI, In=25A overload protection Ir=10A...25A short-circuit protection Isd=0.6..10x In, Ii=1.5..12x In N conductor protection optionally with external current transformer, up to 160% clamp connection | Lista Papel 2020 SI | 0 | 0
3VA2125-5JP42-0AA0 |  | 3VA2125-5JP42-0AA0 | 1 | UN | 1 | 5 | B | D | EAR99 | N | 85362010 | 1 | 4042948804056 | 3.2 | KG | 1062.5 | 1028.5 | LP18 | LP18 | circuit breaker 3VA2 IEC frame 160 breaking capacity class M Icu=55kA @ 415V 4-pole, line protection ETU550, LSI, In=25A overload protection Ir=10A...25A short-circuit protection Isd=0.6..10x In, Ii=1.5..12x In N conductor protection adjustable (OFF, up to 160%) nut keeper kit | Lista Papel 2020 SI | 0 | 0
3VA2125-5JP46-0AA0 |  | 3VA2125-5JP46-0AA0 | 1 | UN | 1 | 5 | B | D | EAR99 | N | 85362010 | 1 | 4042948826430 | 3.2 | KG | 1088 | 1054 | LP18 | LP18 | circuit breaker 3VA2 IEC frame 160 breaking capacity class M Icu=55kA @ 415V 4-pole, line protection ETU550, LSI, In=25A overload protection Ir=10A...25A short-circuit protection Isd=0.6..10x In, Ii=1.5..12x In N conductor protection adjustable (OFF, up to 160%) clamp connection | Lista Papel 2020 SI | 0 | 0
3VA2125-5JQ32-0AA0 |  | 3VA2125-5JQ32-0AA0 | 1 | UN | 1 | 5 | B | D | EAR99 | N | 85362010 | 1 | 4042948801826 | 2.5 | KG | 1173 | 1139 | LP18 | LP18 | circuit breaker 3VA2 IEC frame 160 breaking capacity class M Icu=55kA @ 415V 3-pole, line protection ETU560, LSIG, In=25A overload protection Ir=10A...25A short-circuit protection Isd=0.6..10x In, Ii=1.5..12x In N conductor protection optionally with external current transformer, up to 160% gr.-fault prot., can be sw. off Ig=0.2...1 x In, tg=0.05-0.8s nut keeper kit | Lista Papel 2020 SI | 0 | 0
3VA2125-5JQ36-0AA0 |  | 3VA2125-5JQ36-0AA0 | 1 | UN | 1 | 5 | B | D | EAR99 | N | 85362010 | 1 | 4042948825600 | 2.5 | KG | 1198.5 | 1164.5 | LP18 | LP18 | circuit breaker 3VA2 IEC frame 160 breaking capacity class M Icu=55kA @ 415V 3-pole, line protection ETU560, LSIG, In=25A overload protection Ir=10A...25A short-circuit protection Isd=0.6..10x In, Ii=1.5..12x In N conductor protection optionally with external current transformer, up to 160% gr.-fault prot., can be sw. off Ig=0.2...1 x In, tg=0.05-0.8s clamp connection | Lista Papel 2020 SI | 0 | 0
3VA2125-5JQ42-0AA0 |  | 3VA2125-5JQ42-0AA0 | 1 | UN | 1 | 5 | B | D | EAR99 | N | 85362010 | 1 | 4042948804063 | 3.2 | KG | 1300.5 | 1266.5 | LP18 | LP18 | circuit breaker 3VA2 IEC frame 160 breaking capacity class M Icu=55kA @ 415V 4-pole, line protection ETU560, LSIG, In=25A overload protection Ir=10A...25A short-circuit protection Isd=0.6..10x In, Ii=1.5..12x In N conductor protection adjustable (OFF, up to 160%) gr.-fault prot., can be sw. off Ig=0.2...1 x In= tg=0.05-0.8s nut keeper kit | Lista Papel 2020 SI | 0 | 0
3VA2125-5JQ46-0AA0 |  | 3VA2125-5JQ46-0AA0 | 1 | UN | 1 | 5 | B | D | EAR99 | N | 85362010 | 1 | 4042948826447 | 2.966 | KG | 1326 | 1292 | LP18 | LP18 | circuit breaker 3VA2 IEC frame 160 breaking capacity class M Icu=55kA @ 415V 4-pole, line protection ETU560, LSIG, In=25A overload protection Ir=10A...25A short-circuit protection Isd=0.6..10x In, Ii=1.5..12x In N conductor protection adjustable (OFF, up to 160%) gr.-fault prot., can be sw. off Ig=0.2...1 x In= tg=0.05-0.8s clamp connection | Lista Papel 2020 SI | 0 | 0
3VA2125-5JQ46-0CJ0 |  | 3VA2125-5JQ46-0CJ0 | 1 | UN | 1 | 10 | C | D | EAR99 | N | 85362010 | 1 | 4042949320401 | 3.346 | KG | 1601.6 | 1601.6 | LP18 | LP18 | circuit breaker 3VA2 IEC frame 160 breaking capacity class M Icu=55kA @ 415V 4-pole, line protection ETU560, LSIG, In=25A overload protection Ir=10A...25A short-circuit protection Isd=0.6..10x In, Ii=1.5..12x In N conductor protection adjustable (OFF, up to 160%) gr.-fault prot., can be sw. off Ig=0.2...1 x In= tg=0.05-0.8s clamp connection undervoltage release (UVR) 120-127V AC 50/60Hz 2 auxiliary switches HP 1 trip alarm switch HP | - | 0 | 0
3VA2125-5KP32-0AA0 |  | 3VA2125-5KP32-0AA0 | 1 | UN | 1 | 5 | B | D | EAR99 | N | 85362010 | 1 | 4042948801833 | 2.228 | KG | 1130.5 | 1096.5 | LP18 | LP18 | circuit breaker 3VA2 IEC frame 160 breaking capacity class M Icu=55kA @ 415V 3-pole, line protection ETU850, LSI, In=25A overload protection Ir=10A...25A short-circuit protection Isd=0.6..10x In, Ii=1.5..12x In N conductor protection optionally with external current transformer, up to 160% nut keeper kit | Lista Papel 2020 SI | 0 | 0
3VA2125-5KP36-0AA0 |  | 3VA2125-5KP36-0AA0 | 1 | UN | 1 | 5 | B | D | EAR99 | N | 85362010 | 1 | 4042948825617 | 2.5 | KG | 1147.5 | 1113.5 | LP18 | LP18 | circuit breaker 3VA2 IEC frame 160 breaking capacity class M Icu=55kA @ 415V 3-pole, line protection ETU850, LSI, In=25A overload protection Ir=10A...25A short-circuit protection Isd=0.6..10x In, Ii=1.5..12x In N conductor protection optionally with external current transformer, up to 160% clamp connection | Lista Papel 2020 SI | 0 | 0
3VA2125-5KP42-0AA0 |  | 3VA2125-5KP42-0AA0 | 1 | UN | 1 | 5 | B | D | EAR99 | N | 85362010 | 1 | 4042948804070 | 2.809 | KG | 1266.5 | 1232.5 | LP18 | LP18 | circuit breaker 3VA2 IEC frame 160 breaking capacity class M Icu=55kA @ 415V 4-pole, line protection ETU850, LSI, In=25A overload protection Ir=10A...25A short-circuit protection Isd=0.6..10x In, Ii=1.5..12x In N conductor protection adjustable (OFF, up to 160%) nut keeper kit | Lista Papel 2020 SI | 0 | 0
3VA2125-5KP46-0AA0 |  | 3VA2125-5KP46-0AA0 | 1 | UN | 1 | 5 | B | D | EAR99 | N | 85362010 | 1 | 4042948826454 | 3.2 | KG | 1292 | 1258 | LP18 | LP18 | circuit breaker 3VA2 IEC frame 160 breaking capacity class M Icu=55kA @ 415V 4-pole, line protection ETU850, LSI, In=25A overload protection Ir=10A...25A short-circuit protection Isd=0.6..10x In, Ii=1.5..12x In N conductor protection adjustable (OFF, up to 160%) clamp connection | Lista Papel 2020 SI | 0 | 0
3VA2125-5KQ32-0AA0 |  | 3VA2125-5KQ32-0AA0 | 1 | UN | 1 | 5 | B | D | EAR99 | N | 85362010 | 1 | 4042948801840 | 2.5 | KG | 1275 | 1241 | LP18 | LP18 | circuit breaker 3VA2 IEC frame 160 breaking capacity class M Icu=55kA @ 415V 3-pole, line protection ETU860, LSIG, In=25A overload protection Ir=10A...25A short-circuit protection Isd=0.6..10x In, Ii=1.5..12x In N conductor protection optionally with external current transformer, up to 160% gr.-fault prot., can be sw. off Ig=0.2...1 x In, tg=0.05-0.8s nut keeper kit | Lista Papel 2020 SI | 0 | 0
3VA2125-5KQ36-0AA0 |  | 3VA2125-5KQ36-0AA0 | 1 | UN | 1 | 5 | B | D | EAR99 | N | 85362010 | 1 | 4042948825624 | 2.5 | KG | 1300.5 | 1266.5 | LP18 | LP18 | circuit breaker 3VA2 IEC frame 160 breaking capacity class M Icu=55kA @ 415V 3-pole, line protection ETU860, LSIG, In=25A overload protection Ir=10A...25A short-circuit protection Isd=0.6..10x In, Ii=1.5..12x In N conductor protection optionally with external current transformer, up to 160% gr.-fault prot., can be sw. off Ig=0.2...1 x In, tg=0.05-0.8s clamp connection | Lista Papel 2020 SI | 0 | 0
3VA2125-5KQ42-0AA0 |  | 3VA2125-5KQ42-0AA0 | 1 | UN | 1 | 5 | B | D | EAR99 | N | 85362010 | 1 | 4042948804087 | 3.2 | KG | 1394 | 1351.5 | LP18 | LP18 | circuit breaker 3VA2 IEC frame 160 breaking capacity class M Icu=55kA @ 415V 4-pole, line protection ETU860, LSIG, In=25A overload protection Ir=10A...25A short-circuit protection Isd=0.6..10x In, Ii=1.5..12x In N conductor protection adjustable (OFF, up to 160%) gr.-fault prot., can be sw. off Ig=0.2...1 x In= tg=0.05-0.8s nut keeper kit | Lista Papel 2020 SI | 0 | 0
3VA2125-5KQ46-0AA0 |  | 3VA2125-5KQ46-0AA0 | 1 | UN | 1 | 5 | B | D | EAR99 | N | 85362010 | 1 | 4042948826461 | 3.2 | KG | 1436.5 | 1394 | LP18 | LP18 | circuit breaker 3VA2 IEC frame 160 breaking capacity class M Icu=55kA @ 415V 4-pole, line protection ETU860, LSIG, In=25A overload protection Ir=10A...25A short-circuit protection Isd=0.6..10x In, Ii=1.5..12x In N conductor protection adjustable (OFF, up to 160%) gr.-fault prot., can be sw. off Ig=0.2...1 x In= tg=0.05-0.8s clamp connection | Lista Papel 2020 SI | 0 | 0
3VA2125-5MN32-0AA0 |  | 3VA2125-5MN32-0AA0 | 1 | UN | 1 | 5 | B | D | EAR99 | N | 85362010 | 1 | 4042948831144 | 2.179 | KG | 528.88 | 528.88 | LP18 | LP18 | circuit breaker 3VA2 IEC frame 160 breaking capacity class M Icu=55kA @ 415V 3-pole, motor protection ETU350M, LSI, In=25A overload protection Ir=10A...25A short-circuit protection Isd=3...15 x Ir, Ii=15 x In nut keeper kit | - | 0 | 0
3VA2125-5MN36-0AA0 |  | 3VA2125-5MN36-0AA0 | 1 | UN | 1 | 5 | B | D | EAR99 | N | 85362010 | 1 | 4042948831137 | 2.302 | KG | 554.4 | 554.4 | LP18 | LP18 | circuit breaker 3VA2 IEC frame 160 breaking capacity class M Icu=55kA @ 415V 3-pole, motor protection ETU350M, LSI, In=25A overload protection Ir=10A...25A short-circuit protection Isd=3...15 x Ir, Ii=15 x In clamp connection | - | 0 | 0
3VA2125-5MP32-0AA0 |  | 3VA2125-5MP32-0AA0 | 1 | UN | 1 | 5 | B | D | EAR99 | N | 85362090 | 1 | 4042948903902 | 2.13 | KG | 722.48 | 722.48 | LP18 | LP18 | CIRCUIT BREAKER 3VA2 IEC FRAME 160 BREAKING CAPACITY CLASS M ICU=55KA @ 415 V 3-POLE, MOTOR PROTECTION ETU550M, LSI, In=25A OVERLOAD PROTECTION IR=10A ...25A SHORT CIRCUIT PROTECTION ISD=1,2... 15X IN,II=3...15X IN BUSBAR CONNECTION | - | 0 | 0
3VA2125-5MP36-0AA0 |  | 3VA2125-5MP36-0AA0 | 1 | UN | 1 | 5 | B | D | EAR99 | N | 85362090 | 1 | 4042948903896 | 2.13 | KG | 748 | 748 | LP18 | LP18 | CIRCUIT BREAKER 3VA2 IEC FRAME 160 BREAKING CAPACITY CLASS M ICU=55KA @ 415 V 3-POLE, MOTOR PROTECTION ETU550M, LSI, In=25A OVERLOAD PROTECTION IR=10A ...25A SHORT CIRCUIT PROTECTION ISD=1,2... 15X IN,II=3...15X IN CABLE CONNECTION | - | 0 | 0
3VA2125-5MQ32-0AA0 |  | 3VA2125-5MQ32-0AA0 | 1 | UN | 1 | 5 | B | D | EAR99 | N | 85362010 | 1 | 4042948831120 | 2.5 | KG | 1020.8 | 1020.8 | LP18 | LP18 | circuit breaker 3VA2 IEC frame 160 breaking capacity class M Icu=55kA @ 415V 3-pole, motor protection ETU860M, LSIG, In=25A overload protection Ir=10A...25A short-circuit protection Isd=1.2..15x In, Ii=3..15x In gr.-fault prot., can be sw. off Ig=0.6... 1 x In, tg=0.05-0.8s nut keeper kit | - | 0 | 0
3VA2125-5MQ36-0AA0 |  | 3VA2125-5MQ36-0AA0 | 1 | UN | 1 | 5 | B | D | EAR99 | N | 85362010 | 1 | 4042948831113 | 2.5 | KG | 1038.4 | 1038.4 | LP18 | LP18 | circuit breaker 3VA2 IEC frame 160 breaking capacity class M Icu=55kA @ 415V 3-pole, motor protection ETU860M, LSIG, In=25A overload protection Ir=10A...25A short-circuit protection Isd=1.2..15x In, Ii=3..15x In gr.-fault prot., can be sw. off Ig=0.6... 1 x In, tg=0.05-0.8s clamp connection | - | 0 | 0
3VA2125-6HK32-0AA0 |  | 3VA2125-6HK32-0AA0 | 1 | UN | 1 | 5 | B | D | EAR99 | N | 85362010 | 1 | 4042948801857 | 2.5 | KG | 536.8 | 536.8 | LP18 | LP18 | circuit breaker 3VA2 IEC frame 160 breaking capacity class H Icu=85kA @ 415V 3-pole, line protection ETU340, ELISA LI, In=25A overload protection Ir=10A...25A short-circuit protection Ii=15 x In nut keeper kit | - | 0 | 0
3VA2125-6HK36-0AA0 |  | 3VA2125-6HK36-0AA0 | 1 | UN | 1 | 5 | B | D | EAR99 | N | 85362010 | 1 | 4042948825631 | 2.5 | KG | 561.44 | 561.44 | LP18 | LP18 | circuit breaker 3VA2 IEC frame 160 breaking capacity class H Icu=85kA @ 415V 3-pole, line protection ETU340, ELISA LI, In=25A overload protection Ir=10A...25A short-circuit protection Ii=15 x In clamp connection | - | 0 | 0
3VA2125-6HK42-0AA0 |  | 3VA2125-6HK42-0AA0 | 1 | UN | 1 | 5 | B | D | EAR99 | N | 85362010 | 1 | 4042948804094 | 3.2 | KG | 683.76 | 683.76 | LP18 | LP18 | circuit breaker 3VA2 IEC frame 160 breaking capacity class H Icu=85kA @ 415V 4-pole, line protection ETU340, ELISA LI, In=25A overload protection Ir=10A...25A short-circuit protection Ii=15 x In N conductor protection adjustable (OFF, 100%) nut keeper kit | - | 0 | 0
3VA2125-6HK46-0AA0 |  | 3VA2125-6HK46-0AA0 | 1 | UN | 1 | 5 | B | D | EAR99 | N | 85362010 | 1 | 4042948826478 | 3.2 | KG | 715.44 | 715.44 | LP18 | LP18 | circuit breaker 3VA2 IEC frame 160 breaking capacity class H Icu=85kA @ 415V 4-pole, line protection ETU340, ELISA LI, In=25A overload protection Ir=10A...25A short-circuit protection Ii=15 x In N conductor protection adjustable (OFF, 100%) clamp connection | - | 0 | 0
3VA2125-6HL32-0AA0 |  | 3VA2125-6HL32-0AA0 | 1 | UN | 1 | 5 | B | D | EAR99 | N | 85362010 | 1 | 4042948833049 | 2.177 | KG | 518.5 | 504.1 | LP18 | LP18 | circuit breaker 3VA2 IEC frame 160 breaking capacity class H Icu=85kA @ 415V 3-pole, line protection ETU320, LI, In=25A overload protection Ir=10A...25A short-circuit protection Ii=1.5...12 x In nut keeper kit | Lista Papel 2020 SI | 0 | 0
3VA2125-6HL36-0AA0 |  | 3VA2125-6HL36-0AA0 | 1 | UN | 1 | 5 | B | D | EAR99 | N | 85362010 | 1 | 4042948833032 | 2.5 | KG | 541.5 | 526.2 | LP18 | LP18 | circuit breaker 3VA2 IEC frame 160 breaking capacity class H Icu=85kA @ 415V 3-pole, line protection ETU320, LI, In=25A overload protection Ir=10A...25A short-circuit protection Ii=1.5...12 x In clamp connection | Lista Papel 2020 SI | 0 | 0
3VA2125-6HL42-0AA0 |  | 3VA2125-6HL42-0AA0 | 1 | UN | 1 | 5 | B | D | EAR99 | N | 85362010 | 1 | 4042948833025 | 2.769 | KG | 658.8 | 640.1 | LP18 | LP18 | circuit breaker 3VA2 IEC frame 160 breaking capacity class H Icu=85kA @ 415V 4-pole, line protection ETU320, LI, In=25A overload protection Ir=10A...25A short-circuit protection Ii=1.5...12 x In N conductor protection adjustable (OFF, 100%) nut keeper kit | Lista Papel 2020 SI | 0 | 0
3VA2125-6HL46-0AA0 |  | 3VA2125-6HL46-0AA0 | 1 | UN | 1 | 5 | B | D | EAR99 | N | 85362010 | 1 | 4042948833018 | 3.2 | KG | 691.1 | 671.5 | LP18 | LP18 | circuit breaker 3VA2 IEC frame 160 breaking capacity class H Icu=85kA @ 415V 4-pole, line protection ETU320, LI, In=25A overload protection Ir=10A...25A short-circuit protection Ii=1.5...12 x In N conductor protection adjustable (OFF, 100%) clamp connection | Lista Papel 2020 SI | 0 | 0
3VA2125-6HM32-0AA0 |  | 3VA2125-6HM32-0AA0 | 1 | UN | 1 | 5 | B | D | EAR99 | N | 85362010 | 1 | 4042948801871 | 2.5 | KG | 761.6 | 740.4 | LP18 | LP18 | circuit breaker 3VA2 IEC frame 160 breaking capacity class H Icu=85kA @ 415V 3-pole, line protection ETU330, LIG, In=25A overload protection Ir=10A...25A short-circuit protection Ii=1.5...12 x In ground-fault protection Ig=0.6... 1 x In, tg=0.1/0.3s nut keeper kit | Lista Papel 2020 SI | 0 | 0
3VA2125-6HM36-0AA0 |  | 3VA2125-6HM36-0AA0 | 1 | UN | 1 | 5 | B | D | EAR99 | N | 85362010 | 1 | 4042948825655 | 2.5 | KG | 784.6 | 762.5 | LP18 | LP18 | circuit breaker 3VA2 IEC frame 160 breaking capacity class H Icu=85kA @ 415V 3-pole, line protection ETU330, LIG, In=25A overload protection Ir=10A...25A short-circuit protection Ii=1.5...12 x In ground-fault protection Ig=0.6... 1 x In, tg=0.1/0.3s clamp connection | Lista Papel 2020 SI | 0 | 0
3VA2125-6HM42-0AA0 |  | 3VA2125-6HM42-0AA0 | 1 | UN | 1 | 5 | B | D | EAR99 | N | 85362010 | 1 | 4042948804117 | 3.2 | KG | 909.5 | 884 | LP18 | LP18 | circuit breaker 3VA2 IEC frame 160 breaking capacity class H Icu=85kA @ 415V 4-pole, line protection ETU330, LIG, In=25A overload protection Ir=10A...25A short-circuit protection Ii=1.5...12 x In N conductor protection adjustable (OFF, 100%) ground-fault protection Ig=0.6...1 x In= tg=0.1/0.3s nut keeper kit | Lista Papel 2020 SI | 0 | 0
3VA2125-6HM46-0AA0 |  | 3VA2125-6HM46-0AA0 | 1 | UN | 1 | 5 | B | D | EAR99 | N | 85362010 | 1 | 4042948826492 | 3.2 | KG | 935 | 909.5 | LP18 | LP18 | circuit breaker 3VA2 IEC frame 160 breaking capacity class H Icu=85kA @ 415V 4-pole, line protection ETU330, LIG, In=25A overload protection Ir=10A...25A short-circuit protection Ii=1.5...12 x In N conductor protection adjustable (OFF, 100%) ground-fault protection Ig=0.6...1 x In= tg=0.1/0.3s clamp connection | Lista Papel 2020 SI | 0 | 0
3VA2125-6HN32-0AA0 |  | 3VA2125-6HN32-0AA0 | 1 | UN | 1 | 5 | B | D | EAR99 | N | 85362010 | 1 | 4042948801864 | 2.182 | KG | 576.3 | 560.2 | LP18 | LP18 | circuit breaker 3VA2 IEC frame 160 breaking capacity class H Icu=85kA @ 415V 3-pole, line protection ETU350, LSI, In=25A overload protection Ir=10A...25A short-circuit protection Isd=1.5...10 x Ir, Ii=12 x In nut keeper kit | Lista Papel 2020 SI | 0 | 0
3VA2125-6HN36-0AA0 |  | 3VA2125-6HN36-0AA0 | 1 | UN | 1 | 5 | B | D | EAR99 | N | 85362010 | 1 | 4042948825648 | 2.293 | KG | 600.1 | 583.1 | LP18 | LP18 | circuit breaker 3VA2 IEC frame 160 breaking capacity class H Icu=85kA @ 415V 3-pole, line protection ETU350, LSI, In=25A overload protection Ir=10A...25A short-circuit protection Isd=1.5...10 x Ir, Ii=12 x In clamp connection | Lista Papel 2020 SI | 0 | 0
3VA2125-6HN42-0AA0 |  | 3VA2125-6HN42-0AA0 | 1 | UN | 1 | 5 | B | D | EAR99 | N | 85362010 | 1 | 4042948804100 | 3.2 | KG | 718.3 | 697.9 | LP18 | LP18 | circuit breaker 3VA2 IEC frame 160 breaking capacity class H Icu=85kA @ 415V 4-pole, line protection ETU350, LSI, In=25A overload protection Ir=10A...25A short-circuit protection Isd=1.5...10 x Ir, Ii=12 x In N conductor protection adjustable (OFF, 100%) nut keeper kit | Lista Papel 2020 SI | 0 | 0
3VA2125-6HN46-0AA0 |  | 3VA2125-6HN46-0AA0 | 1 | UN | 1 | 5 | B | D | EAR99 | N | 85362010 | 1 | 4042948826485 | 3.2 | KG | 749.7 | 728.5 | LP18 | LP18 | circuit breaker 3VA2 IEC frame 160 breaking capacity class H Icu=85kA @ 415V 4-pole, line protection ETU350, LSI, In=25A overload protection Ir=10A...25A short-circuit protection Isd=1.5...10 x Ir, Ii=12 x In N conductor protection adjustable (OFF, 100%) clamp connection | Lista Papel 2020 SI | 0 | 0
3VA2125-6JP32-0AA0 |  | 3VA2125-6JP32-0AA0 | 1 | UN | 1 | 5 | B | D | EAR99 | N | 85362010 | 1 | 4042948801888 | 2.5 | KG | 986 | 960.5 | LP18 | LP18 | circuit breaker 3VA2 IEC frame 160 breaking capacity class H Icu=85kA @ 415V 3-pole, line protection ETU550, LSI, In=25A overload protection Ir=10A...25A short-circuit protection Isd=0.6..10x In, Ii=1.5..12x In N conductor protection optionally with external current transformer, up to 160% nut keeper kit | Lista Papel 2020 SI | 0 | 0
3VA2125-6JP36-0AA0 |  | 3VA2125-6JP36-0AA0 | 1 | UN | 1 | 5 | B | D | EAR99 | N | 85362010 | 1 | 4042948825662 | 2.5 | KG | 1011.5 | 986 | LP18 | LP18 | circuit breaker 3VA2 IEC frame 160 breaking capacity class H Icu=85kA @ 415V 3-pole, line protection ETU550, LSI, In=25A overload protection Ir=10A...25A short-circuit protection Isd=0.6..10x In, Ii=1.5..12x In N conductor protection optionally with external current transformer, up to 160% clamp connection | Lista Papel 2020 SI | 0 | 0
3VA2125-6JP42-0AA0 |  | 3VA2125-6JP42-0AA0 | 1 | UN | 1 | 5 | B | D | EAR99 | N | 85362010 | 1 | 4042948804124 | 3.2 | KG | 1122 | 1088 | LP18 | LP18 | circuit breaker 3VA2 IEC frame 160 breaking capacity class H Icu=85kA @ 415V 4-pole, line protection ETU550, LSI, In=25A overload protection Ir=10A...25A short-circuit protection Isd=0.6..10x In, Ii=1.5..12x In N conductor protection adjustable (OFF, up to 160%) nut keeper kit | Lista Papel 2020 SI | 0 | 0
3VA2125-6JP46-0AA0 |  | 3VA2125-6JP46-0AA0 | 1 | UN | 1 | 5 | B | D | EAR99 | N | 85362010 | 1 | 4042948826508 | 3.2 | KG | 1147.5 | 1113.5 | LP18 | LP18 | circuit breaker 3VA2 IEC frame 160 breaking capacity class H Icu=85kA @ 415V 4-pole, line protection ETU550, LSI, In=25A overload protection Ir=10A...25A short-circuit protection Isd=0.6..10x In, Ii=1.5..12x In N conductor protection adjustable (OFF, up to 160%) clamp connection | Lista Papel 2020 SI | 0 | 0
3VA2125-6JQ32-0AA0 |  | 3VA2125-6JQ32-0AA0 | 1 | UN | 1 | 5 | B | D | EAR99 | N | 85362010 | 1 | 4042948801895 | 2.5 | KG | 1241 | 1207 | LP18 | LP18 | circuit breaker 3VA2 IEC frame 160 breaking capacity class H Icu=85kA @ 415V 3-pole, line protection ETU560, LSIG, In=25A overload protection Ir=10A...25A short-circuit protection Isd=0.6..10x In, Ii=1.5..12x In N conductor protection optionally with external current transformer, up to 160% gr.-fault prot., can be sw. off Ig=0.2...1 x In, tg=0.05-0.8s nut keeper kit | Lista Papel 2020 SI | 0 | 0
3VA2125-6JQ36-0AA0 |  | 3VA2125-6JQ36-0AA0 | 1 | UN | 1 | 5 | B | D | EAR99 | N | 85362010 | 1 | 4042948825679 | 2.5 | KG | 1258 | 1224 | LP18 | LP18 | circuit breaker 3VA2 IEC frame 160 breaking capacity class H Icu=85kA @ 415V 3-pole, line protection ETU560, LSIG, In=25A overload protection Ir=10A...25A short-circuit protection Isd=0.6..10x In, Ii=1.5..12x In N conductor protection optionally with external current transformer, up to 160% gr.-fault prot., can be sw. off Ig=0.2...1 x In, tg=0.05-0.8s clamp connection | Lista Papel 2020 SI | 0 | 0
3VA2125-6JQ42-0AA0 |  | 3VA2125-6JQ42-0AA0 | 1 | UN | 1 | 5 | B | D | EAR99 | N | 85362010 | 1 | 4042948804131 | 3.2 | KG | 1377 | 1334.5 | LP18 | LP18 | circuit breaker 3VA2 IEC frame 160 breaking capacity class H Icu=85kA @ 415V 4-pole, line protection ETU560, LSIG, In=25A overload protection Ir=10A...25A short-circuit protection Isd=0.6..10x In, Ii=1.5..12x In N conductor protection adjustable (OFF, up to 160%) gr.-fault prot., can be sw. off Ig=0.2...1 x In= tg=0.05-0.8s nut keeper kit | Lista Papel 2020 SI | 0 | 0
3VA2125-6JQ46-0AA0 |  | 3VA2125-6JQ46-0AA0 | 1 | UN | 1 | 5 | B | D | EAR99 | N | 85362010 | 1 | 4042948826515 | 3.2 | KG | 1402.5 | 1360 | LP18 | LP18 | circuit breaker 3VA2 IEC frame 160 breaking capacity class H Icu=85kA @ 415V 4-pole, line protection ETU560, LSIG, In=25A overload protection Ir=10A...25A short-circuit protection Isd=0.6..10x In, Ii=1.5..12x In N conductor protection adjustable (OFF, up to 160%) gr.-fault prot., can be sw. off Ig=0.2...1 x In= tg=0.05-0.8s clamp connection | Lista Papel 2020 SI | 0 | 0
3VA2125-6KP32-0AA0 |  | 3VA2125-6KP32-0AA0 | 1 | UN | 1 | 5 | B | D | EAR99 | N | 85362010 | 1 | 4042948801901 | 2.229 | KG | 1181.5 | 1147.5 | LP18 | LP18 | circuit breaker 3VA2 IEC frame 160 breaking capacity class H Icu=85kA @ 415V 3-pole, line protection ETU850, LSI, In=25A overload protection Ir=10A...25A short-circuit protection Isd=0.6..10x In, Ii=1.5..12x In N conductor protection optionally with external current transformer, up to 160% nut keeper kit | Lista Papel 2020 SI | 0 | 0
3VA2125-6KP36-0AA0 |  | 3VA2125-6KP36-0AA0 | 1 | UN | 1 | 5 | B | D | EAR99 | N | 85362010 | 1 | 4042948825686 | 2.5 | KG | 1215.5 | 1181.5 | LP18 | LP18 | circuit breaker 3VA2 IEC frame 160 breaking capacity class H Icu=85kA @ 415V 3-pole, line protection ETU850, LSI, In=25A overload protection Ir=10A...25A short-circuit protection Isd=0.6..10x In, Ii=1.5..12x In N conductor protection optionally with external current transformer, up to 160% clamp connection | Lista Papel 2020 SI | 0 | 0
3VA2125-6KP42-0AA0 |  | 3VA2125-6KP42-0AA0 | 1 | UN | 1 | 5 | B | D | EAR99 | N | 85362010 | 1 | 4042948804148 | 2.807 | KG | 1326 | 1292 | LP18 | LP18 | circuit breaker 3VA2 IEC frame 160 breaking capacity class H Icu=85kA @ 415V 4-pole, line protection ETU850, LSI, In=25A overload protection Ir=10A...25A short-circuit protection Isd=0.6..10x In, Ii=1.5..12x In N conductor protection adjustable (OFF, up to 160%) nut keeper kit | Lista Papel 2020 SI | 0 | 0
3VA2125-6KP46-0AA0 |  | 3VA2125-6KP46-0AA0 | 1 | UN | 1 | 5 | B | D | EAR99 | N | 85362010 | 1 | 4042948826522 | 3.2 | KG | 1368.5 | 1326 | LP18 | LP18 | circuit breaker 3VA2 IEC frame 160 breaking capacity class H Icu=85kA @ 415V 4-pole, line protection ETU850, LSI, In=25A overload protection Ir=10A...25A short-circuit protection Isd=0.6..10x In, Ii=1.5..12x In N conductor protection adjustable (OFF, up to 160%) clamp connection | Lista Papel 2020 SI | 0 | 0
3VA2125-6KQ32-0AA0 |  | 3VA2125-6KQ32-0AA0 | 1 | UN | 1 | 5 | B | D | EAR99 | N | 85362010 | 1 | 4042948801918 | 2.5 | KG | 1326 | 1292 | LP18 | LP18 | circuit breaker 3VA2 IEC frame 160 breaking capacity class H Icu=85kA @ 415V 3-pole, line protection ETU860, LSIG, In=25A overload protection Ir=10A...25A short-circuit protection Isd=0.6..10x In, Ii=1.5..12x In N conductor protection optionally with external current transformer, up to 160% gr.-fault prot., can be sw. off Ig=0.2...1 x In, tg=0.05-0.8s nut keeper kit | Lista Papel 2020 SI | 0 | 0
3VA2125-6KQ36-0AA0 |  | 3VA2125-6KQ36-0AA0 | 1 | UN | 1 | 5 | B | D | EAR99 | N | 85362010 | 1 | 4042948825693 | 2.5 | KG | 1351.5 | 1317.5 | LP18 | LP18 | circuit breaker 3VA2 IEC frame 160 breaking capacity class H Icu=85kA @ 415V 3-pole, line protection ETU860, LSIG, In=25A overload protection Ir=10A...25A short-circuit protection Isd=0.6..10x In, Ii=1.5..12x In N conductor protection optionally with external current transformer, up to 160% gr.-fault prot., can be sw. off Ig=0.2...1 x In, tg=0.05-0.8s clamp connection | Lista Papel 2020 SI | 0 | 0
3VA2125-6KQ42-0AA0 |  | 3VA2125-6KQ42-0AA0 | 1 | UN | 1 | 5 | B | D | EAR99 | N | 85362010 | 1 | 4042948804155 | 3.2 | KG | 1462 | 1419.5 | LP18 | LP18 | circuit breaker 3VA2 IEC frame 160 breaking capacity class H Icu=85kA @ 415V 4-pole, line protection ETU860, LSIG, In=25A overload protection Ir=10A...25A short-circuit protection Isd=0.6..10x In, Ii=1.5..12x In N conductor protection adjustable (OFF, up to 160%) gr.-fault prot., can be sw. off Ig=0.2...1 x In= tg=0.05-0.8s nut keeper kit | Lista Papel 2020 SI | 0 | 0
3VA2125-6KQ42-0DK0 |  | 3VA2125-6KQ42-0DK0 | 1 | UN | 1 | 10 | C | D | EAR99 | N | 85362010 | 1 | 4042949320241 | 2.8 | KG | 1698.4 | 1698.4 | LP18 | LP18 | circuit breaker 3VA2 IEC frame 160 breaking capacity class H Icu=85kA @ 415V 4-pole, line protection ETU860, LSIG, In=25A overload protection Ir=10A...25A short-circuit protection Isd=0.6..10x In, Ii=1.5..12x In N conductor protection adjustable (OFF, 100%) gr.-fault prot., can be sw. off Ig=0.2...1 x In= tg=0.05-0.8s nut keeper kit undervoltage release (UVR) 208-230V AC 50/60Hz 1 auxiliary switch HQ 1 trip alarm switch HQ 1 electrical alarm switch | - | 0 | 0
3VA2125-6KQ46-0AA0 |  | 3VA2125-6KQ46-0AA0 | 1 | UN | 1 | 5 | B | D | EAR99 | N | 85362010 | 1 | 4042948826539 | 3.2 | KG | 1496 | 1453.5 | LP18 | LP18 | circuit breaker 3VA2 IEC frame 160 breaking capacity class H Icu=85kA @ 415V 4-pole, line protection ETU860, LSIG, In=25A overload protection Ir=10A...25A short-circuit protection Isd=0.6..10x In, Ii=1.5..12x In N conductor protection adjustable (OFF, up to 160%) gr.-fault prot., can be sw. off Ig=0.2...1 x In= tg=0.05-0.8s clamp connection | Lista Papel 2020 SI | 0 | 0
3VA2125-7HK32-0AA0 |  | 3VA2125-7HK32-0AA0 | 1 | UN | 1 | 5 | B | D | EAR99 | N | 85362010 | 1 | 4042948801925 | 2.5 | KG | 572 | 572 | LP18 | LP18 | circuit breaker 3VA2 IEC frame 160 breaking capacity class C Icu=110kA @ 415V 3-pole, line protection ETU340, ELISA LI, In=25A overload protection Ir=10A...25A short-circuit protection Ii=15 x In nut keeper kit | - | 0 | 0
3VA2125-7HK36-0AA0 |  | 3VA2125-7HK36-0AA0 | 1 | UN | 1 | 5 | B | D | EAR99 | N | 85362010 | 1 | 4042948825709 | 2.5 | KG | 597.52 | 597.52 | LP18 | LP18 | circuit breaker 3VA2 IEC frame 160 breaking capacity class C Icu=110kA @ 415V 3-pole, line protection ETU340, ELISA LI, In=25A overload protection Ir=10A...25A short-circuit protection Ii=15 x In clamp connection | - | 0 | 0
3VA2125-7HK42-0AA0 |  | 3VA2125-7HK42-0AA0 | 1 | UN | 1 | 5 | B | D | EAR99 | N | 85362010 | 1 | 4042948804162 | 3.2 | KG | 730.4 | 730.4 | LP18 | LP18 | circuit breaker 3VA2 IEC frame 160 breaking capacity class C Icu=110kA @ 415V 4-pole, line protection ETU340, ELISA LI, In=25A overload protection Ir=10A...25A short-circuit protection Ii=15 x In N conductor protection adjustable (OFF, 100%) nut keeper kit | - | 0 | 0
3VA2125-7HK46-0AA0 |  | 3VA2125-7HK46-0AA0 | 1 | UN | 1 | 5 | B | D | EAR99 | N | 85362010 | 1 | 4042948826546 | 3.2 | KG | 763.84 | 763.84 | LP18 | LP18 | circuit breaker 3VA2 IEC frame 160 breaking capacity class C Icu=110kA @ 415V 4-pole, line protection ETU340, ELISA LI, In=25A overload protection Ir=10A...25A short-circuit protection Ii=15 x In N conductor protection adjustable (OFF, 100%) clamp connection | - | 0 | 0
3VA2125-7HL32-0AA0 |  | 3VA2125-7HL32-0AA0 | 1 | UN | 1 | 5 | B | D | EAR99 | N | 85362010 | 1 | 4042948833001 | 2.177 | KG | 552.5 | 537.2 | LP18 | LP18 | circuit breaker 3VA2 IEC frame 160 breaking capacity class C Icu=110kA @ 415V 3-pole, line protection ETU320, LI, In=25A overload protection Ir=10A...25A short-circuit protection Ii=1.5...12 x In nut keeper kit | Lista Papel 2020 SI | 0 | 0
3VA2125-7HL36-0AA0 |  | 3VA2125-7HL36-0AA0 | 1 | UN | 1 | 5 | B | D | EAR99 | N | 85362010 | 1 | 4042948832998 | 2.296 | KG | 577.2 | 561 | LP18 | LP18 | circuit breaker 3VA2 IEC frame 160 breaking capacity class C Icu=110kA @ 415V 3-pole, line protection ETU320, LI, In=25A overload protection Ir=10A...25A short-circuit protection Ii=1.5...12 x In clamp connection | Lista Papel 2020 SI | 0 | 0
3VA2125-7HL36-0AC0 |  | 3VA2125-7HL36-0AC0 | 1 | UN | 1 | 10 | C | D | EAR99 | N | 85362010 | 1 | 4042949326373 | 2.546 | KG | 645.92 | 645.92 | LP18 | LP18 | circuit breaker 3VA2 IEC frame 160 breaking capacity class C Icu=110kA @ 415V 3-pole, line protection ETU320, LI, In=25A overload protection Ir=10A...25A short-circuit protection Ii=1.5...12 x In clamp connection circuit breaker 3VA2 IEC frame 160 breaking capacity class C Icu=110kA @ 415V 2 auxiliary switches HQ | - | 0 | 0
3VA2125-7HL42-0AA0 |  | 3VA2125-7HL42-0AA0 | 1 | UN | 1 | 5 | B | D | EAR99 | N | 85362010 | 1 | 4042948832981 | 2.792 | KG | 705.5 | 686 | LP18 | LP18 | circuit breaker 3VA2 IEC frame 160 breaking capacity class C Icu=110kA @ 415V 4-pole, line protection ETU320, LI, In=25A overload protection Ir=10A...25A short-circuit protection Ii=1.5...12 x In N conductor protection adjustable (OFF, 100%) nut keeper kit | Lista Papel 2020 SI | 0 | 0
3VA2125-7HL46-0AA0 |  | 3VA2125-7HL46-0AA0 | 1 | UN | 1 | 5 | B | D | EAR99 | N | 85362010 | 1 | 4042948832974 | 3.2 | KG | 739.5 | 718.3 | LP18 | LP18 | circuit breaker 3VA2 IEC frame 160 breaking capacity class C Icu=110kA @ 415V 4-pole, line protection ETU320, LI, In=25A overload protection Ir=10A...25A short-circuit protection Ii=1.5...12 x In N conductor protection adjustable (OFF, 100%) clamp connection | Lista Papel 2020 SI | 0 | 0
3VA2125-7HM32-0AA0 |  | 3VA2125-7HM32-0AA0 | 1 | UN | 1 | 5 | B | D | EAR99 | N | 85362010 | 1 | 4042948801949 | 2.5 | KG | 798.2 | 776.1 | LP18 | LP18 | circuit breaker 3VA2 IEC frame 160 breaking capacity class C Icu=110kA @ 415V 3-pole, line protection ETU330, LIG, In=25A overload protection Ir=10A...25A short-circuit protection Ii=1.5...12 x In ground-fault protection Ig=0.6... 1 x In, tg=0.1/0.3s nut keeper kit | Lista Papel 2020 SI | 0 | 0
3VA2125-7HM32-0BK0 |  | 3VA2125-7HM32-0BK0 | 1 | UN | 1 | 10 | C | D | EAR99 | N | 85362010 | 1 | 4042949322917 | 2.443 | KG | 1029.6 | 1029.6 | LP18 | LP18 | circuit breaker 3VA2 IEC frame 160 breaking capacity class C Icu=110kA @ 415V 3-pole, line protection ETU330, LIG, In=25A overload protection Ir=10A ...25A short-circuit protection Ii=1.5...12 x In ground-fault protection Ig=0.2... 1 x In, tg=0.1/0.3s nut keeper kit undervoltage release (UVR) 24V DC 1 auxiliary switch HQ 1 trip alarm switch HQ 1 electrical alarm switch | - | 0 | 0
3VA2125-7HM32-0LK0 |  | 3VA2125-7HM32-0LK0 | 1 | UN | 1 | 10 | C | D | EAR99 | N | 85362010 | 1 | 4042949321347 | 2.458 | KG | 1117.6 | 1117.6 | LP18 | LP18 | circuit breaker 3VA2 IEC frame 160 breaking capacity class C Icu=110kA @ 415V 3-pole, line protection ETU330, LIG, In=25A overload protection Ir=10A...25A short-circuit protection Ii=1.5...12 x In ground-fault protection Ig=0.6... 1 x In, tg=0.1/0.3s nut keeper kit universal release (UNI) 24V DC 1 auxiliary switch HQ 1 trip alarm switch HQ 1 electrical alarm switch | - | 0 | 0
3VA2125-7HM36-0AA0 |  | 3VA2125-7HM36-0AA0 | 1 | UN | 1 | 5 | B | D | EAR99 | N | 85362010 | 1 | 4042948825723 | 2.5 | KG | 821.1 | 798.2 | LP18 | LP18 | circuit breaker 3VA2 IEC frame 160 breaking capacity class C Icu=110kA @ 415V 3-pole, line protection ETU330, LIG, In=25A overload protection Ir=10A...25A short-circuit protection Ii=1.5...12 x In ground-fault protection Ig=0.6... 1 x In, tg=0.1/0.3s clamp connection | Lista Papel 2020 SI | 0 | 0
3VA2125-7HM42-0AA0 |  | 3VA2125-7HM42-0AA0 | 1 | UN | 1 | 5 | B | D | EAR99 | N | 85362010 | 1 | 4042948804186 | 3.2 | KG | 952 | 926.5 | LP18 | LP18 | circuit breaker 3VA2 IEC frame 160 breaking capacity class C Icu=110kA @ 415V 4-pole, line protection ETU330, LIG, In=25A overload protection Ir=10A...25A short-circuit protection Ii=1.5...12 x In N conductor protection adjustable (OFF, 100%) ground-fault protection Ig=0.6...1 x In= tg=0.1/0.3s nut keeper kit | Lista Papel 2020 SI | 0 | 0
3VA2125-7HM46-0AA0 |  | 3VA2125-7HM46-0AA0 | 1 | UN | 1 | 5 | B | D | EAR99 | N | 85362010 | 1 | 4042948826560 | 3.2 | KG | 986 | 960.5 | LP18 | LP18 | circuit breaker 3VA2 IEC frame 160 breaking capacity class C Icu=110kA @ 415V 4-pole, line protection ETU330, LIG, In=25A overload protection Ir=10A...25A short-circuit protection Ii=1.5...12 x In N conductor protection adjustable (OFF, 100%) ground-fault protection Ig=0.6...1 x In= tg=0.1/0.3s clamp connection | Lista Papel 2020 SI | 0 | 0
3VA2125-7HN32-0AA0 |  | 3VA2125-7HN32-0AA0 | 1 | UN | 1 | 5 | B | D | EAR99 | N | 85362010 | 1 | 4042948801932 | 2.163 | KG | 612 | 595 | LP18 | LP18 | circuit breaker 3VA2 IEC frame 160 breaking capacity class C Icu=110kA @ 415V 3-pole, line protection ETU350, LSI, In=25A overload protection Ir=10A...25A short-circuit protection Isd=1.5...10 x Ir, Ii=12 x In nut keeper kit | Lista Papel 2020 SI | 0 | 0
3VA2125-7HN36-0AA0 |  | 3VA2125-7HN36-0AA0 | 1 | UN | 1 | 5 | B | D | EAR99 | N | 85362010 | 1 | 4042948825716 | 2.29 | KG | 636.7 | 618.8 | LP18 | LP18 | circuit breaker 3VA2 IEC frame 160 breaking capacity class C Icu=110kA @ 415V 3-pole, line protection ETU350, LSI, In=25A overload protection Ir=10A...25A short-circuit protection Isd=1.5...10 x Ir, Ii=12 x In clamp connection | Lista Papel 2020 SI | 0 | 0
3VA2125-7HN42-0AA0 |  | 3VA2125-7HN42-0AA0 | 1 | UN | 1 | 5 | B | D | EAR99 | N | 85362010 | 1 | 4042948804179 | 3.2 | KG | 765 | 743.8 | LP18 | LP18 | circuit breaker 3VA2 IEC frame 160 breaking capacity class C Icu=110kA @ 415V 4-pole, line protection ETU350, LSI, In=25A overload protection Ir=10A...25A short-circuit protection Isd=1.5...10 x Ir, Ii=12 x In N conductor protection adjustable (OFF, 100%) nut keeper kit | Lista Papel 2020 SI | 0 | 0
3VA2125-7HN46-0AA0 |  | 3VA2125-7HN46-0AA0 | 1 | UN | 1 | 5 | B | D | EAR99 | N | 85362010 | 1 | 4042948826553 | 3.2 | KG | 796.5 | 774.4 | LP18 | LP18 | circuit breaker 3VA2 IEC frame 160 breaking capacity class C Icu=110kA @ 415V 4-pole, line protection ETU350, LSI, In=25A overload protection Ir=10A...25A short-circuit protection Isd=1.5...10 x Ir, Ii=12 x In N conductor protection adjustable (OFF, 100%) clamp connection | Lista Papel 2020 SI | 0 | 0
3VA2125-7JP32-0AA0 |  | 3VA2125-7JP32-0AA0 | 1 | UN | 1 | 5 | B | D | EAR99 | N | 85362010 | 1 | 4042948801956 | 2.5 | KG | 1020 | 994.5 | LP18 | LP18 | circuit breaker 3VA2 IEC frame 160 breaking capacity class C Icu=110kA @ 415V 3-pole, line protection ETU550, LSI, In=25A overload protection Ir=10A...25A short-circuit protection Isd=0.6..10x In, Ii=1.5..12x In N conductor protection optionally with external current transformer, up to 160% nut keeper kit | Lista Papel 2020 SI | 0 | 0
3VA2125-7JP36-0AA0 |  | 3VA2125-7JP36-0AA0 | 1 | UN | 1 | 5 | B | D | EAR99 | N | 85362010 | 1 | 4042948825730 | 2.5 | KG | 1045.5 | 1020 | LP18 | LP18 | circuit breaker 3VA2 IEC frame 160 breaking capacity class C Icu=110kA @ 415V 3-pole, line protection ETU550, LSI, In=25A overload protection Ir=10A...25A short-circuit protection Isd=0.6..10x In, Ii=1.5..12x In N conductor protection optionally with external current transformer, up to 160% clamp connection | Lista Papel 2020 SI | 0 | 0
3VA2125-7JP42-0AA0 |  | 3VA2125-7JP42-0AA0 | 1 | UN | 1 | 5 | B | D | EAR99 | N | 85362010 | 1 | 4042948804193 | 3.2 | KG | 1156 | 1122 | LP18 | LP18 | circuit breaker 3VA2 IEC frame 160 breaking capacity class C Icu=110kA @ 415V 4-pole, line protection ETU550, LSI, In=25A overload protection Ir=10A...25A short-circuit protection Isd=0.6..10x In, Ii=1.5..12x In N conductor protection adjustable (OFF, up to 160%) nut keeper kit | Lista Papel 2020 SI | 0 | 0
3VA2125-7JP46-0AA0 |  | 3VA2125-7JP46-0AA0 | 1 | UN | 1 | 5 | B | D | EAR99 | N | 85362010 | 1 | 4042948826577 | 3.2 | KG | 1198.5 | 1164.5 | LP18 | LP18 | circuit breaker 3VA2 IEC frame 160 breaking capacity class C Icu=110kA @ 415V 4-pole, line protection ETU550, LSI, In=25A overload protection Ir=10A...25A short-circuit protection Isd=0.6..10x In, Ii=1.5..12x In N conductor protection adjustable (OFF, up to 160%) clamp connection | Lista Papel 2020 SI | 0 | 0
3VA2125-7JQ32-0AA0 |  | 3VA2125-7JQ32-0AA0 | 1 | UN | 1 | 5 | B | D | EAR99 | N | 85362010 | 1 | 4042948801963 | 2.176 | KG | 1266.5 | 1232.5 | LP18 | LP18 | circuit breaker 3VA2 IEC frame 160 breaking capacity class C Icu=110kA @ 415V 3-pole, line protection ETU560, LSIG, In=25A overload protection Ir=10A...25A short-circuit protection Isd=0.6..10x In, Ii=1.5..12x In N conductor protection optionally with external current transformer, up to 160% gr.-fault prot., can be sw. off Ig=0.2...1 x In, tg=0.05-0.8s nut keeper kit | Lista Papel 2020 SI | 0 | 0
3VA2125-7JQ36-0AA0 |  | 3VA2125-7JQ36-0AA0 | 1 | UN | 1 | 5 | B | D | EAR99 | N | 85362010 | 1 | 4042948825747 | 2.5 | KG | 1292 | 1258 | LP18 | LP18 | circuit breaker 3VA2 IEC frame 160 breaking capacity class C Icu=110kA @ 415V 3-pole, line protection ETU560, LSIG, In=25A overload protection Ir=10A...25A short-circuit protection Isd=0.6..10x In, Ii=1.5..12x In N conductor protection optionally with external current transformer, up to 160% gr.-fault prot., can be sw. off Ig=0.2...1 x In, tg=0.05-0.8s clamp connection | Lista Papel 2020 SI | 0 | 0
3VA2125-7JQ42-0AA0 |  | 3VA2125-7JQ42-0AA0 | 1 | UN | 1 | 5 | B | D | EAR99 | N | 85362010 | 1 | 4042948804209 | 3.2 | KG | 1411 | 1368.5 | LP18 | LP18 | circuit breaker 3VA2 IEC frame 160 breaking capacity class C Icu=110kA @ 415V 4-pole, line protection ETU560, LSIG, In=25A overload protection Ir=10A...25A short-circuit protection Isd=0.6..10x In, Ii=1.5..12x In N conductor protection adjustable (OFF, up to 160%) gr.-fault prot., can be sw. off Ig=0.2...1 x In= tg=0.05-0.8s nut keeper kit | Lista Papel 2020 SI | 0 | 0
3VA2125-7JQ46-0AA0 |  | 3VA2125-7JQ46-0AA0 | 1 | UN | 1 | 5 | B | D | EAR99 | N | 85362010 | 1 | 4042948826584 | 3.2 | KG | 1445 | 1402.5 | LP18 | LP18 | circuit breaker 3VA2 IEC frame 160 breaking capacity class C Icu=110kA @ 415V 4-pole, line protection ETU560, LSIG, In=25A overload protection Ir=10A...25A short-circuit protection Isd=0.6..10x In, Ii=1.5..12x In N conductor protection adjustable (OFF, up to 160%) gr.-fault prot., can be sw. off Ig=0.2...1 x In= tg=0.05-0.8s clamp connection | Lista Papel 2020 SI | 0 | 0
3VA2125-7KP32-0AA0 |  | 3VA2125-7KP32-0AA0 | 1 | UN | 1 | 5 | B | D | EAR99 | N | 85362010 | 1 | 4042948801970 | 2.5 | KG | 1224 | 1190 | LP18 | LP18 | circuit breaker 3VA2 IEC frame 160 breaking capacity class C Icu=110kA @ 415V 3-pole, line protection ETU850, LSI, In=25A overload protection Ir=10A...25A short-circuit protection Isd=0.6..10x In, Ii=1.5..12x In N conductor protection optionally with external current transformer, up to 160% nut keeper kit | Lista Papel 2020 SI | 0 | 0
3VA2125-7KP36-0AA0 |  | 3VA2125-7KP36-0AA0 | 1 | UN | 1 | 5 | B | D | EAR99 | N | 85362010 | 1 | 4042948825754 | 2.5 | KG | 1258 | 1224 | LP18 | LP18 | circuit breaker 3VA2 IEC frame 160 breaking capacity class C Icu=110kA @ 415V 3-pole, line protection ETU850, LSI, In=25A overload protection Ir=10A...25A short-circuit protection Isd=0.6..10x In, Ii=1.5..12x In N conductor protection optionally with external current transformer, up to 160% clamp connection | Lista Papel 2020 SI | 0 | 0
3VA2125-7KP42-0AA0 |  | 3VA2125-7KP42-0AA0 | 1 | UN | 1 | 5 | B | D | EAR99 | N | 85362010 | 1 | 4042948804216 | 3.2 | KG | 1377 | 1334.5 | LP18 | LP18 | circuit breaker 3VA2 IEC frame 160 breaking capacity class C Icu=110kA @ 415V 4-pole, line protection ETU850, LSI, In=25A overload protection Ir=10A...25A short-circuit protection Isd=0.6..10x In, Ii=1.5..12x In N conductor protection adjustable (OFF, up to 160%) nut keeper kit | Lista Papel 2020 SI | 0 | 0
3VA2125-7KP46-0AA0 |  | 3VA2125-7KP46-0AA0 | 1 | UN | 1 | 5 | B | D | EAR99 | N | 85362010 | 1 | 4042948826591 | 3.2 | KG | 1402.5 | 1360 | LP18 | LP18 | circuit breaker 3VA2 IEC frame 160 breaking capacity class C Icu=110kA @ 415V 4-pole, line protection ETU850, LSI, In=25A overload protection Ir=10A...25A short-circuit protection Isd=0.6..10x In, Ii=1.5..12x In N conductor protection adjustable (OFF, up to 160%) clamp connection | Lista Papel 2020 SI | 0 | 0
3VA2125-7KQ32-0AA0 |  | 3VA2125-7KQ32-0AA0 | 1 | UN | 1 | 5 | B | D | EAR99 | N | 85362010 | 1 | 4042948801987 | 2.5 | KG | 1368.5 | 1326 | LP18 | LP18 | circuit breaker 3VA2 IEC frame 160 breaking capacity class C Icu=110kA @ 415V 3-pole, line protection ETU860, LSIG, In=25A overload protection Ir=10A...25A short-circuit protection Isd=0.6..10x In, Ii=1.5..12x In N conductor protection optionally with external current transformer, up to 160% gr.-fault prot., can be sw. off Ig=0.2...1 x In, tg=0.05-0.8s nut keeper kit | Lista Papel 2020 SI | 0 | 0
3VA2125-7KQ32-0DG0 |  | 3VA2125-7KQ32-0DG0 | 1 | UN | 1 | 10 | C | D | EAR99 | N | 85362010 | 1 | 4042949320760 | 2.471 | KG | 1557.6 | 1557.6 | LP18 | LP18 | circuit breaker 3VA2 IEC frame 160 breaking capacity class C Icu=110kA @ 415V 3-pole, line protection ETU860, LSIG, In=25A overload protection Ir=10A...25A short-circuit protection Isd=0.6..10x In, Ii=1.5..12x In N conductor protection optionally with external current transformer, up to 160% gr.-fault prot., can be sw. off Ig=0.2...1 x In, tg=0.05-0.8s nut keeper kit undervoltage release (UVR) 208-230V AC 50/60Hz 1 auxiliary switch HP 1 trip alarm switch HP | - | 0 | 0
3VA2125-7KQ32-0JL0 |  | 3VA2125-7KQ32-0JL0 | 1 | UN | 1 | 10 | C | D | EAR99 | N | 85362090 | 1 | 4042949320340 | 2.487 | KG | 1610.4 | 1610.4 | LP18 | LP18 | circuit breaker 3VA2 IEC frame 160 breaking capacity class C Icu=110kA @ 415V 3-pole, line protection ETU860, LSIG, In=25A overload protection Ir=10A...25A short-circuit protection Isd=0.6..10x In, Ii=1.5..12x In N conductor protection, opt. w. external current transformer gr.-fault prot., can be sw. off Ig=0.2...1 x In= tg=0.05-0.8s nut keeper kit shunt trip (STL) 110-127V DC, AC 50/60Hz 2 auxiliary switches HQ 1 trip alarm switch HQ 1 electrical alarm switch | - | 0 | 0
3VA2125-7KQ36-0AA0 |  | 3VA2125-7KQ36-0AA0 | 1 | UN | 1 | 5 | B | D | EAR99 | N | 85362010 | 1 | 4042948825761 | 2.5 | KG | 1385.5 | 1343 | LP18 | LP18 | circuit breaker 3VA2 IEC frame 160 breaking capacity class C Icu=110kA @ 415V 3-pole, line protection ETU860, LSIG, In=25A overload protection Ir=10A...25A short-circuit protection Isd=0.6..10x In, Ii=1.5..12x In N conductor protection optionally with external current transformer, up to 160% gr.-fault prot., can be sw. off Ig=0.2...1 x In, tg=0.05-0.8s clamp connection | Lista Papel 2020 SI | 0 | 0
3VA2125-7KQ42-0AA0 |  | 3VA2125-7KQ42-0AA0 | 1 | UN | 1 | 5 | B | D | EAR99 | N | 85362010 | 1 | 4042948804223 | 3.2 | KG | 1513 | 1470.5 | LP18 | LP18 | circuit breaker 3VA2 IEC frame 160 breaking capacity class C Icu=110kA @ 415V 4-pole, line protection ETU860, LSIG, In=25A overload protection Ir=10A...25A short-circuit protection Isd=0.6..10x In, Ii=1.5..12x In N conductor protection adjustable (OFF, up to 160%) gr.-fault prot., can be sw. off Ig=0.2...1 x In= tg=0.05-0.8s nut keeper kit | Lista Papel 2020 SI | 0 | 0
3VA2125-7KQ46-0AA0 |  | 3VA2125-7KQ46-0AA0 | 1 | UN | 1 | 5 | B | D | EAR99 | N | 85362010 | 1 | 4042948826607 | 3.2 | KG | 1547 | 1504.5 | LP18 | LP18 | circuit breaker 3VA2 IEC frame 160 breaking capacity class C Icu=110kA @ 415V 4-pole, line protection ETU860, LSIG, In=25A overload protection Ir=10A...25A short-circuit protection Isd=0.6..10x In, Ii=1.5..12x In N conductor protection adjustable (OFF, up to 160%) gr.-fault prot., can be sw. off Ig=0.2...1 x In= tg=0.05-0.8s clamp connection | Lista Papel 2020 SI | 0 | 0
3VA2125-7MN32-0AA0 |  | 3VA2125-7MN32-0AA0 | 1 | UN | 1 | 5 | B | D | EAR99 | N | 85362010 | 1 | 4042948831106 | 2.176 | KG | 616.88 | 616.88 | LP18 | LP18 | circuit breaker 3VA2 IEC frame 160 breaking capacity class C Icu=110kA @ 415V 3-pole, motor protection ETU350M, LSI, In=25A overload protection Ir=10A...25A short-circuit protection Isd=3...15 x Ir, Ii=15 x In nut keeper kit | - | 0 | 0
3VA2125-7MN36-0AA0 |  | 3VA2125-7MN36-0AA0 | 1 | UN | 1 | 5 | B | D | EAR99 | N | 85362010 | 1 | 4042948831090 | 2.301 | KG | 640.64 | 640.64 | LP18 | LP18 | circuit breaker 3VA2 IEC frame 160 breaking capacity class C Icu=110kA @ 415V 3-pole, motor protection ETU350M, LSI, In=25A overload protection Ir=10A...25A short-circuit protection Isd=3...15 x Ir, Ii=15 x In clamp connection | - | 0 | 0
3VA2125-7MP32-0AA0 |  | 3VA2125-7MP32-0AA0 | 1 | UN | 1 | 5 | B | D | EAR99 | N | 85362090 | 1 | 4042948903889 | 2.13 | KG | 810.48 | 810.48 | LP18 | LP18 | CIRCUIT BREAKER 3VA2 IEC FRAME 160 BREAKING CAPACITY CLASS C ICU=110KA @ 415 V 3-POLE, MOTOR PROTECTION ETU550M, LSI, In=25A OVERLOAD PROTECTION IR=10A ...25A SHORT CIRCUIT PROTECTION ISD=1,2... 15X IN,II=3...15X IN BUSBAR CONNECTION | - | 0 | 0
3VA2125-7MP36-0AA0 |  | 3VA2125-7MP36-0AA0 | 1 | UN | 1 | 5 | B | D | EAR99 | N | 85362090 | 1 | 4042948903872 | 2.13 | KG | 834.24 | 834.24 | LP18 | LP18 | CIRCUIT BREAKER 3VA2 IEC FRAME 160 BREAKING CAPACITY CLASS C ICU=110KA @ 415 V 3-POLE, MOTOR PROTECTION ETU550M, LSI, In=25A OVERLOAD PROTECTION IR=10A ...25A SHORT CIRCUIT PROTECTION ISD=1,2... 15X IN,II=3...15X IN CABLE CONNECTION | - | 0 | 0
3VA2125-7MQ32-0AA0 |  | 3VA2125-7MQ32-0AA0 | 1 | UN | 1 | 5 | B | D | EAR99 | N | 85362010 | 1 | 4042948831083 | 2.5 | KG | 1100 | 1100 | LP18 | LP18 | circuit breaker 3VA2 IEC frame 160 breaking capacity class C Icu=110kA @ 415V 3-pole, motor protection ETU860M, LSIG, In=25A overload protection Ir=10A...25A short-circuit protection Isd=1.2..15x In, Ii=3..15x In gr.-fault prot., can be sw. off Ig=0.6... 1 x In, tg=0.05-0.8s nut keeper kit | - | 0 | 0
3VA2125-7MQ36-0AA0 |  | 3VA2125-7MQ36-0AA0 | 1 | UN | 1 | 5 | B | D | EAR99 | N | 85362010 | 1 | 4042948831076 | 2.5 | KG | 1126.4 | 1126.4 | LP18 | LP18 | circuit breaker 3VA2 IEC frame 160 breaking capacity class C Icu=110kA @ 415V 3-pole, motor protection ETU860M, LSIG, In=25A overload protection Ir=10A...25A short-circuit protection Isd=1.2..15x In, Ii=3..15x In gr.-fault prot., can be sw. off Ig=0.6... 1 x In, tg=0.05-0.8s clamp connection | - | 0 | 0
3VA2125-7MS32-0AA0 |  | 3VA2125-7MS32-0AA0 | 1 | UN | 1 | 5 | B | D | EAR99 | N | 85362010 | 1 | 4042948831069 | 2.163 | KG | 435.6 | 435.6 | LP18 | LP18 | circuit breaker 3VA2 IEC frame 160 breaking capacity class C Icu=110kA @ 415V 3-pole, starter protection ETU310M, I, In=25A without overload protection short-circuit protection Ii=3...15 x In nut keeper kit | - | 0 | 0
3VA2125-7MS36-0AA0 |  | 3VA2125-7MS36-0AA0 | 1 | UN | 1 | 5 | B | D | EAR99 | N | 85362010 | 1 | 4042948831052 | 2.5 | KG | 460.24 | 460.24 | LP18 | LP18 | circuit breaker 3VA2 IEC frame 160 breaking capacity class C Icu=110kA @ 415V 3-pole, starter protection ETU310M, I, In=25A without overload protection short-circuit protection Ii=3...15 x In clamp connection | - | 0 | 0
3VA2125-8HK32-0AA0 |  | 3VA2125-8HK32-0AA0 | 1 | UN | 1 | 5 | B | D | EAR99 | N | 85362010 | 1 | 4042948801994 | 2.5 | KG | 645.04 | 645.04 | LP18 | LP18 | circuit breaker 3VA2 IEC frame 160 breaking capacity class L Icu=150kA @ 415V 3-pole, line protection ETU340, ELISA LI, In=25A overload protection Ir=10A...25A short-circuit protection Ii=15 x In nut keeper kit | - | 0 | 0
3VA2125-8HK36-0AA0 |  | 3VA2125-8HK36-0AA0 | 1 | UN | 1 | 5 | B | D | EAR99 | N | 85362010 | 1 | 4042948825778 | 2.5 | KG | 669.68 | 669.68 | LP18 | LP18 | circuit breaker 3VA2 IEC frame 160 breaking capacity class L Icu=150kA @ 415V 3-pole, line protection ETU340, ELISA LI, In=25A overload protection Ir=10A...25A short-circuit protection Ii=15 x In clamp connection | - | 0 | 0
3VA2125-8HK42-0AA0 |  | 3VA2125-8HK42-0AA0 | 1 | UN | 1 | 5 | B | D | EAR99 | N | 85362010 | 1 | 4042948804230 | 3.2 | KG | 829.84 | 829.84 | LP18 | LP18 | circuit breaker 3VA2 IEC frame 160 breaking capacity class L Icu=150kA @ 415V 4-pole, line protection ETU340, ELISA LI, In=25A overload protection Ir=10A...25A short-circuit protection Ii=15 x In N conductor protection adjustable (OFF, 100%) nut keeper kit | - | 0 | 0
3VA2125-8HK46-0AA0 |  | 3VA2125-8HK46-0AA0 | 1 | UN | 1 | 5 | B | D | EAR99 | N | 85362010 | 1 | 4042948826614 | 3.2 | KG | 862.4 | 862.4 | LP18 | LP18 | circuit breaker 3VA2 IEC frame 160 breaking capacity class L Icu=150kA @ 415V 4-pole, line protection ETU340, ELISA LI, In=25A overload protection Ir=10A...25A short-circuit protection Ii=15 x In N conductor protection adjustable (OFF, 100%) clamp connection | - | 0 | 0
3VA2125-8HL32-0AA0 |  | 3VA2125-8HL32-0AA0 | 1 | UN | 1 | 5 | B | D | EAR99 | N | 85362010 | 1 | 4042948832967 | 2.5 | KG | 623.1 | 605.2 | LP18 | LP18 | circuit breaker 3VA2 IEC frame 160 breaking capacity class L Icu=150kA @ 415V 3-pole, line protection ETU320, LI, In=25A overload protection Ir=10A...25A short-circuit protection Ii=1.5...12 x In nut keeper kit | Lista Papel 2020 SI | 0 | 0
3VA2125-8HL36-0AA0 |  | 3VA2125-8HL36-0AA0 | 1 | UN | 1 | 5 | B | D | EAR99 | N | 85362010 | 1 | 4042948832950 | 2.5 | KG | 646 | 628.2 | LP18 | LP18 | circuit breaker 3VA2 IEC frame 160 breaking capacity class L Icu=150kA @ 415V 3-pole, line protection ETU320, LI, In=25A overload protection Ir=10A...25A short-circuit protection Ii=1.5...12 x In clamp connection | Lista Papel 2020 SI | 0 | 0
3VA2125-8HL42-0AA0 |  | 3VA2125-8HL42-0AA0 | 1 | UN | 1 | 5 | B | D | EAR99 | N | 85362010 | 1 | 4042948832943 | 3.2 | KG | 802.4 | 779.5 | LP18 | LP18 | circuit breaker 3VA2 IEC frame 160 breaking capacity class L Icu=150kA @ 415V 4-pole, line protection ETU320, LI, In=25A overload protection Ir=10A...25A short-circuit protection Ii=1.5...12 x In N conductor protection adjustable (OFF, 100%) nut keeper kit | Lista Papel 2020 SI | 0 | 0
3VA2125-8HL46-0AA0 |  | 3VA2125-8HL46-0AA0 | 1 | UN | 1 | 5 | B | D | EAR99 | N | 85362010 | 1 | 4042948832936 | 3.2 | KG | 833 | 809.2 | LP18 | LP18 | circuit breaker 3VA2 IEC frame 160 breaking capacity class L Icu=150kA @ 415V 4-pole, line protection ETU320, LI, In=25A overload protection Ir=10A...25A short-circuit protection Ii=1.5...12 x In N conductor protection adjustable (OFF, 100%) clamp connection | Lista Papel 2020 SI | 0 | 0
3VA2125-8HM32-0AA0 |  | 3VA2125-8HM32-0AA0 | 1 | UN | 1 | 5 | B | D | EAR99 | N | 85362010 | 1 | 4042948802014 | 2.5 | KG | 867 | 843.2 | LP18 | LP18 | circuit breaker 3VA2 IEC frame 160 breaking capacity class L Icu=150kA @ 415V 3-pole, line protection ETU330, LIG, In=25A overload protection Ir=10A...25A short-circuit protection Ii=1.5...12 x In ground-fault protection Ig=0.6... 1 x In, tg=0.1/0.3s nut keeper kit | Lista Papel 2020 SI | 0 | 0
3VA2125-8HM36-0AA0 |  | 3VA2125-8HM36-0AA0 | 1 | UN | 1 | 5 | B | D | EAR99 | N | 85362010 | 1 | 4042948825792 | 2.5 | KG | 892.5 | 867 | LP18 | LP18 | circuit breaker 3VA2 IEC frame 160 breaking capacity class L Icu=150kA @ 415V 3-pole, line protection ETU330, LIG, In=25A overload protection Ir=10A...25A short-circuit protection Ii=1.5...12 x In ground-fault protection Ig=0.6... 1 x In, tg=0.1/0.3s clamp connection | Lista Papel 2020 SI | 0 | 0
3VA2125-8HM42-0AA0 |  | 3VA2125-8HM42-0AA0 | 1 | UN | 1 | 5 | B | D | EAR99 | N | 85362010 | 1 | 4042948804254 | 3.2 | KG | 1045.5 | 1020 | LP18 | LP18 | circuit breaker 3VA2 IEC frame 160 breaking capacity class L Icu=150kA @ 415V 4-pole, line protection ETU330, LIG, In=25A overload protection Ir=10A...25A short-circuit protection Ii=1.5...12 x In N conductor protection adjustable (OFF, 100%) ground-fault protection Ig=0.6...1 x In= tg=0.1/0.3s nut keeper kit | Lista Papel 2020 SI | 0 | 0
3VA2125-8HM46-0AA0 |  | 3VA2125-8HM46-0AA0 | 1 | UN | 1 | 5 | B | D | EAR99 | N | 85362010 | 1 | 4042948826638 | 3.2 | KG | 1079.5 | 1045.5 | LP18 | LP18 | circuit breaker 3VA2 IEC frame 160 breaking capacity class L Icu=150kA @ 415V 4-pole, line protection ETU330, LIG, In=25A overload protection Ir=10A...25A short-circuit protection Ii=1.5...12 x In N conductor protection adjustable (OFF, 100%) ground-fault protection Ig=0.6...1 x In= tg=0.1/0.3s clamp connection | Lista Papel 2020 SI | 0 | 0
3VA2125-8HN32-0AA0 |  | 3VA2125-8HN32-0AA0 | 1 | UN | 1 | 5 | B | D | EAR99 | N | 85362010 | 1 | 4042948802007 | 2.5 | KG | 680.9 | 661.3 | LP18 | LP18 | circuit breaker 3VA2 IEC frame 160 breaking capacity class L Icu=150kA @ 415V 3-pole, line protection ETU350, LSI, In=25A overload protection Ir=10A...25A short-circuit protection Isd=1.5...10 x Ir, Ii=12 x In nut keeper kit | Lista Papel 2020 SI | 0 | 0
3VA2125-8HN36-0AA0 |  | 3VA2125-8HN36-0AA0 | 1 | UN | 1 | 5 | B | D | EAR99 | N | 85362010 | 1 | 4042948825785 | 2.5 | KG | 704.7 | 685.1 | LP18 | LP18 | circuit breaker 3VA2 IEC frame 160 breaking capacity class L Icu=150kA @ 415V 3-pole, line protection ETU350, LSI, In=25A overload protection Ir=10A...25A short-circuit protection Isd=1.5...10 x Ir, Ii=12 x In clamp connection | Lista Papel 2020 SI | 0 | 0
3VA2125-8HN42-0AA0 |  | 3VA2125-8HN42-0AA0 | 1 | UN | 1 | 5 | B | D | EAR99 | N | 85362010 | 1 | 4042948804247 | 3.2 | KG | 858.5 | 834.7 | LP18 | LP18 | circuit breaker 3VA2 IEC frame 160 breaking capacity class L Icu=150kA @ 415V 4-pole, line protection ETU350, LSI, In=25A overload protection Ir=10A...25A short-circuit protection Isd=1.5...10 x Ir, Ii=12 x In N conductor protection adjustable (OFF, 100%) nut keeper kit | Lista Papel 2020 SI | 0 | 0
3VA2125-8HN46-0AA0 |  | 3VA2125-8HN46-0AA0 | 1 | UN | 1 | 5 | B | D | EAR99 | N | 85362010 | 1 | 4042948826621 | 3.2 | KG | 892.5 | 867 | LP18 | LP18 | circuit breaker 3VA2 IEC frame 160 breaking capacity class L Icu=150kA @ 415V 4-pole, line protection ETU350, LSI, In=25A overload protection Ir=10A...25A short-circuit protection Isd=1.5...10 x Ir, Ii=12 x In N conductor protection adjustable (OFF, 100%) clamp connection | Lista Papel 2020 SI | 0 | 0
3VA2125-8JP32-0AA0 |  | 3VA2125-8JP32-0AA0 | 1 | UN | 1 | 5 | B | D | EAR99 | N | 85362010 | 1 | 4042948802021 | 2.5 | KG | 1088 | 1054 | LP18 | LP18 | circuit breaker 3VA2 IEC frame 160 breaking capacity class L Icu=150kA @ 415V 3-pole, line protection ETU550, LSI, In=25A overload protection Ir=10A...25A short-circuit protection Isd=0.6..10x In, Ii=1.5..12x In N conductor protection optionally with external current transformer, up to 160% nut keeper kit | Lista Papel 2020 SI | 0 | 0
3VA2125-8JP36-0AA0 |  | 3VA2125-8JP36-0AA0 | 1 | UN | 1 | 5 | B | D | EAR99 | N | 85362010 | 1 | 4042948825808 | 2.5 | KG | 1105 | 1071 | LP18 | LP18 | circuit breaker 3VA2 IEC frame 160 breaking capacity class L Icu=150kA @ 415V 3-pole, line protection ETU550, LSI, In=25A overload protection Ir=10A...25A short-circuit protection Isd=0.6..10x In, Ii=1.5..12x In N conductor protection optionally with external current transformer, up to 160% clamp connection | Lista Papel 2020 SI | 0 | 0
3VA2125-8JP42-0AA0 |  | 3VA2125-8JP42-0AA0 | 1 | UN | 1 | 5 | B | D | EAR99 | N | 85362010 | 1 | 4042948804261 | 3.2 | KG | 1275 | 1241 | LP18 | LP18 | circuit breaker 3VA2 IEC frame 160 breaking capacity class L Icu=150kA @ 415V 4-pole, line protection ETU550, LSI, In=25A overload protection Ir=10A...25A short-circuit protection Isd=0.6..10x In, Ii=1.5..12x In N conductor protection adjustable (OFF, up to 160%) nut keeper kit | Lista Papel 2020 SI | 0 | 0
3VA2125-8JP46-0AA0 |  | 3VA2125-8JP46-0AA0 | 1 | UN | 1 | 5 | B | D | EAR99 | N | 85362010 | 1 | 4042948826645 | 3.2 | KG | 1300.5 | 1266.5 | LP18 | LP18 | circuit breaker 3VA2 IEC frame 160 breaking capacity class L Icu=150kA @ 415V 4-pole, line protection ETU550, LSI, In=25A overload protection Ir=10A...25A short-circuit protection Isd=0.6..10x In, Ii=1.5..12x In N conductor protection adjustable (OFF, up to 160%) clamp connection | Lista Papel 2020 SI | 0 | 0
3VA2125-8JQ32-0AA0 |  | 3VA2125-8JQ32-0AA0 | 1 | UN | 1 | 5 | B | D | EAR99 | N | 85362010 | 1 | 4042948802038 | 2.5 | KG | 1326 | 1292 | LP18 | LP18 | circuit breaker 3VA2 IEC frame 160 breaking capacity class L Icu=150kA @ 415V 3-pole, line protection ETU560, LSIG, In=25A overload protection Ir=10A...25A short-circuit protection Isd=0.6..10x In, Ii=1.5..12x In N conductor protection optionally with external current transformer, up to 160% gr.-fault prot., can be sw. off Ig=0.2...1 x In, tg=0.05-0.8s nut keeper kit | Lista Papel 2020 SI | 0 | 0
3VA2125-8JQ36-0AA0 |  | 3VA2125-8JQ36-0AA0 | 1 | UN | 1 | 5 | B | D | EAR99 | N | 85362010 | 1 | 4042948825815 | 2.5 | KG | 1368.5 | 1326 | LP18 | LP18 | circuit breaker 3VA2 IEC frame 160 breaking capacity class L Icu=150kA @ 415V 3-pole, line protection ETU560, LSIG, In=25A overload protection Ir=10A...25A short-circuit protection Isd=0.6..10x In, Ii=1.5..12x In N conductor protection optionally with external current transformer, up to 160% gr.-fault prot., can be sw. off Ig=0.2...1 x In, tg=0.05-0.8s clamp connection | Lista Papel 2020 SI | 0 | 0
3VA2125-8JQ42-0AA0 |  | 3VA2125-8JQ42-0AA0 | 1 | UN | 1 | 5 | B | D | EAR99 | N | 85362010 | 1 | 4042948804278 | 3.2 | KG | 1513 | 1470.5 | LP18 | LP18 | circuit breaker 3VA2 IEC frame 160 breaking capacity class L Icu=150kA @ 415V 4-pole, line protection ETU560, LSIG, In=25A overload protection Ir=10A...25A short-circuit protection Isd=0.6..10x In, Ii=1.5..12x In N conductor protection adjustable (OFF, up to 160%) gr.-fault prot., can be sw. off Ig=0.2...1 x In= tg=0.05-0.8s nut keeper kit | Lista Papel 2020 SI | 0 | 0
3VA2125-8JQ46-0AA0 |  | 3VA2125-8JQ46-0AA0 | 1 | UN | 1 | 5 | B | D | EAR99 | N | 85362010 | 1 | 4042948826652 | 3.2 | KG | 1547 | 1504.5 | LP18 | LP18 | circuit breaker 3VA2 IEC frame 160 breaking capacity class L Icu=150kA @ 415V 4-pole, line protection ETU560, LSIG, In=25A overload protection Ir=10A...25A short-circuit protection Isd=0.6..10x In, Ii=1.5..12x In N conductor protection adjustable (OFF, up to 160%) gr.-fault prot., can be sw. off Ig=0.2...1 x In= tg=0.05-0.8s clamp connection | Lista Papel 2020 SI | 0 | 0
3VA2125-8KP32-0AA0 |  | 3VA2125-8KP32-0AA0 | 1 | UN | 1 | 5 | B | D | EAR99 | N | 85362010 | 1 | 4042948802045 | 2.5 | KG | 1292 | 1258 | LP18 | LP18 | circuit breaker 3VA2 IEC frame 160 breaking capacity class L Icu=150kA @ 415V 3-pole, line protection ETU850, LSI, In=25A overload protection Ir=10A...25A short-circuit protection Isd=0.6..10x In, Ii=1.5..12x In N conductor protection optionally with external current transformer, up to 160% nut keeper kit | Lista Papel 2020 SI | 0 | 0
3VA2125-8KP36-0AA0 |  | 3VA2125-8KP36-0AA0 | 1 | UN | 1 | 5 | B | D | EAR99 | N | 85362010 | 1 | 4042948825822 | 2.5 | KG | 1309 | 1275 | LP18 | LP18 | circuit breaker 3VA2 IEC frame 160 breaking capacity class L Icu=150kA @ 415V 3-pole, line protection ETU850, LSI, In=25A overload protection Ir=10A...25A short-circuit protection Isd=0.6..10x In, Ii=1.5..12x In N conductor protection optionally with external current transformer, up to 160% clamp connection | Lista Papel 2020 SI | 0 | 0
3VA2125-8KP42-0AA0 |  | 3VA2125-8KP42-0AA0 | 1 | UN | 1 | 5 | B | D | EAR99 | N | 85362010 | 1 | 4042948804285 | 3.2 | KG | 1470.5 | 1428 | LP18 | LP18 | circuit breaker 3VA2 IEC frame 160 breaking capacity class L Icu=150kA @ 415V 4-pole, line protection ETU850, LSI, In=25A overload protection Ir=10A...25A short-circuit protection Isd=0.6..10x In, Ii=1.5..12x In N conductor protection adjustable (OFF, up to 160%) nut keeper kit | Lista Papel 2020 SI | 0 | 0
3VA2125-8KP46-0AA0 |  | 3VA2125-8KP46-0AA0 | 1 | UN | 1 | 5 | B | D | EAR99 | N | 85362010 | 1 | 4042948826669 | 3.2 | KG | 1504.5 | 1462 | LP18 | LP18 | circuit breaker 3VA2 IEC frame 160 breaking capacity class L Icu=150kA @ 415V 4-pole, line protection ETU850, LSI, In=25A overload protection Ir=10A...25A short-circuit protection Isd=0.6..10x In, Ii=1.5..12x In N conductor protection adjustable (OFF, up to 160%) clamp connection | Lista Papel 2020 SI | 0 | 0
3VA2125-8KQ32-0AA0 |  | 3VA2125-8KQ32-0AA0 | 1 | UN | 1 | 5 | B | D | EAR99 | N | 85362010 | 1 | 4042948802052 | 2.5 | KG | 1436.5 | 1394 | LP18 | LP18 | circuit breaker 3VA2 IEC frame 160 breaking capacity class L Icu=150kA @ 415V 3-pole, line protection ETU860, LSIG, In=25A overload protection Ir=10A...25A short-circuit protection Isd=0.6..10x In, Ii=1.5..12x In N conductor protection optionally with external current transformer, up to 160% gr.-fault prot., can be sw. off Ig=0.2...1 x In, tg=0.05-0.8s nut keeper kit | Lista Papel 2020 SI | 0 | 0
3VA2125-8KQ36-0AA0 |  | 3VA2125-8KQ36-0AA0 | 1 | UN | 1 | 5 | B | D | EAR99 | N | 85362010 | 1 | 4042948825839 | 2.5 | KG | 1453.5 | 1411 | LP18 | LP18 | circuit breaker 3VA2 IEC frame 160 breaking capacity class L Icu=150kA @ 415V 3-pole, line protection ETU860, LSIG, In=25A overload protection Ir=10A...25A short-circuit protection Isd=0.6..10x In, Ii=1.5..12x In N conductor protection optionally with external current transformer, up to 160% gr.-fault prot., can be sw. off Ig=0.2...1 x In, tg=0.05-0.8s clamp connection | Lista Papel 2020 SI | 0 | 0
3VA2125-8KQ42-0AA0 |  | 3VA2125-8KQ42-0AA0 | 1 | UN | 1 | 5 | B | D | EAR99 | N | 85362010 | 1 | 4042948804292 | 3.2 | KG | 1606.5 | 1564 | LP18 | LP18 | circuit breaker 3VA2 IEC frame 160 breaking capacity class L Icu=150kA @ 415V 4-pole, line protection ETU860, LSIG, In=25A overload protection Ir=10A...25A short-circuit protection Isd=0.6..10x In, Ii=1.5..12x In N conductor protection adjustable (OFF, up to 160%) gr.-fault prot., can be sw. off Ig=0.2...1 x In= tg=0.05-0.8s nut keeper kit | Lista Papel 2020 SI | 0 | 0
3VA2125-8KQ46-0AA0 |  | 3VA2125-8KQ46-0AA0 | 1 | UN | 1 | 5 | B | D | EAR99 | N | 85362010 | 1 | 4042948826676 | 3.2 | KG | 1632 | 1589.5 | LP18 | LP18 | circuit breaker 3VA2 IEC frame 160 breaking capacity class L Icu=150kA @ 415V 4-pole, line protection ETU860, LSIG, In=25A overload protection Ir=10A...25A short-circuit protection Isd=0.6..10x In, Ii=1.5..12x In N conductor protection adjustable (OFF, up to 160%) gr.-fault prot., can be sw. off Ig=0.2...1 x In= tg=0.05-0.8s clamp connection | Lista Papel 2020 SI | 0 | 0
3VA2140-5HK32-0AA0 |  | 3VA2140-5HK32-0AA0 | 1 | UN | 1 | 5 | B | D | EAR99 | N | 85362010 | 1 | 4042948802069 | 2.5 | KG | 481.36 | 481.36 | LP18 | LP18 | circuit breaker 3VA2 IEC frame 160 breaking capacity class M Icu=55kA @ 415V 3-pole, line protection ETU340, ELISA LI, In=40A overload protection Ir=16A...40A short-circuit protection Ii=15 x In nut keeper kit | - | 0 | 0
3VA2140-5HK36-0AA0 |  | 3VA2140-5HK36-0AA0 | 1 | UN | 1 | 5 | B | D | EAR99 | N | 85362010 | 1 | 4042948825846 | 2.5 | KG | 506.88 | 506.88 | LP18 | LP18 | circuit breaker 3VA2 IEC frame 160 breaking capacity class M Icu=55kA @ 415V 3-pole, line protection ETU340, ELISA LI, In=40A overload protection Ir=16A...40A short-circuit protection Ii=15 x In clamp connection | - | 0 | 0
3VA2140-5HK42-0AA0 |  | 3VA2140-5HK42-0AA0 | 1 | UN | 1 | 5 | B | D | EAR99 | N | 85362010 | 1 | 4042948804308 | 3.2 | KG | 609.84 | 609.84 | LP18 | LP18 | circuit breaker 3VA2 IEC frame 160 breaking capacity class M Icu=55kA @ 415V 4-pole, line protection ETU340, ELISA LI, In=40A overload protection Ir=16A...40A short-circuit protection Ii=15 x In N conductor protection adjustable (OFF, 100%) nut keeper kit | - | 0 | 0
3VA2140-5HK46-0AA0 |  | 3VA2140-5HK46-0AA0 | 1 | UN | 1 | 5 | B | D | EAR99 | N | 85362010 | 1 | 4042948826683 | 3.2 | KG | 642.4 | 642.4 | LP18 | LP18 | circuit breaker 3VA2 IEC frame 160 breaking capacity class M Icu=55kA @ 415V 4-pole, line protection ETU340, ELISA LI, In=40A overload protection Ir=16A...40A short-circuit protection Ii=15 x In N conductor protection adjustable (OFF, 100%) clamp connection | - | 0 | 0
3VA2140-5HL32-0AA0 |  | 3VA2140-5HL32-0AA0 | 1 | UN | 1 | 2 | A | D | EAR99 | N | 85362010 | 1 | 4042948832929 | 2.158 | KG | 465 | 452.2 | LP18 | LP18 | circuit breaker 3VA2 IEC frame 160 breaking capacity class M Icu=55kA @ 415V 3-pole, line protection ETU320, LI, In=40A overload protection Ir=16A...40A short-circuit protection Ii=1.5...12 x In nut keeper kit | Lista Papel 2020 SI | 0 | 0
3VA2140-5HL36-0AA0 |  | 3VA2140-5HL36-0AA0 | 1 | UN | 1 | 5 | B | D | EAR99 | N | 85362010 | 1 | 4042948832912 | 2.29 | KG | 489.6 | 476 | LP18 | LP18 | circuit breaker 3VA2 IEC frame 160 breaking capacity class M Icu=55kA @ 415V 3-pole, line protection ETU320, LI, In=40A overload protection Ir=16A...40A short-circuit protection Ii=1.5...12 x In clamp connection | Lista Papel 2020 SI | 0 | 0
3VA2140-5HL42-0AA0 |  | 3VA2140-5HL42-0AA0 | 1 | UN | 1 | 5 | B | D | EAR99 | N | 85362010 | 1 | 4042948832905 | 2.766 | KG | 589.1 | 572.1 | LP18 | LP18 | circuit breaker 3VA2 IEC frame 160 breaking capacity class M Icu=55kA @ 415V 4-pole, line protection ETU320, LI, In=40A overload protection Ir=16A...40A short-circuit protection Ii=1.5...12 x In N conductor protection adjustable (OFF, 100%) nut keeper kit | Lista Papel 2020 SI | 0 | 0
3VA2140-5HL46-0AA0 |  | 3VA2140-5HL46-0AA0 | 1 | UN | 1 | 5 | B | D | EAR99 | N | 85362010 | 1 | 4042948832899 | 2.988 | KG | 620.5 | 602.7 | LP18 | LP18 | circuit breaker 3VA2 IEC frame 160 breaking capacity class M Icu=55kA @ 415V 4-pole, line protection ETU320, LI, In=40A overload protection Ir=16A...40A short-circuit protection Ii=1.5...12 x In N conductor protection adjustable (OFF, 100%) clamp connection | Lista Papel 2020 SI | 0 | 0
3VA2140-5HM32-0AA0 |  | 3VA2140-5HM32-0AA0 | 1 | UN | 1 | 5 | B | D | EAR99 | N | 85362010 | 1 | 4042948802083 | 2.164 | KG | 712.3 | 691.9 | LP18 | LP18 | circuit breaker 3VA2 IEC frame 160 breaking capacity class M Icu=55kA @ 415V 3-pole, line protection ETU330, LIG, In=40A overload protection Ir=16A...40A short-circuit protection Ii=1.5...12 x In ground-fault protection Ig=0.4... 1 x In, tg=0.1/0.3s nut keeper kit | Lista Papel 2020 SI | 0 | 0
3VA2140-5HM36-0AA0 |  | 3VA2140-5HM36-0AA0 | 1 | UN | 1 | 5 | B | D | EAR99 | N | 85362010 | 1 | 4042948825860 | 2.299 | KG | 733.6 | 713.2 | LP18 | LP18 | circuit breaker 3VA2 IEC frame 160 breaking capacity class M Icu=55kA @ 415V 3-pole, line protection ETU330, LIG, In=40A overload protection Ir=16A...40A short-circuit protection Ii=1.5...12 x In ground-fault protection Ig=0.4... 1 x In, tg=0.1/0.3s clamp connection | Lista Papel 2020 SI | 0 | 0
3VA2140-5HM42-0AA0 |  | 3VA2140-5HM42-0AA0 | 1 | UN | 1 | 5 | B | D | EAR99 | N | 85362010 | 1 | 4042948804322 | 2.807 | KG | 833 | 809.2 | LP18 | LP18 | circuit breaker 3VA2 IEC frame 160 breaking capacity class M Icu=55kA @ 415V 4-pole, line protection ETU330, LIG, In=40A overload protection Ir=16A...40A short-circuit protection Ii=1.5...12 x In N conductor protection adjustable (OFF, 100%) ground-fault protection Ig=0.4...1 x In= tg=0.1/0.3s nut keeper kit | Lista Papel 2020 SI | 0 | 0
3VA2140-5HM46-0AA0 |  | 3VA2140-5HM46-0AA0 | 1 | UN | 1 | 5 | B | D | EAR99 | N | 85362010 | 1 | 4042948826706 | 3.2 | KG | 867 | 839.8 | LP18 | LP18 | circuit breaker 3VA2 IEC frame 160 breaking capacity class M Icu=55kA @ 415V 4-pole, line protection ETU330, LIG, In=40A overload protection Ir=16A...40A short-circuit protection Ii=1.5...12 x In N conductor protection adjustable (OFF, 100%) ground-fault protection Ig=0.4...1 x In= tg=0.1/0.3s clamp connection | Lista Papel 2020 SI | 0 | 0
3VA2140-5HN32-0AA0 |  | 3VA2140-5HN32-0AA0 | 1 | UN | 1 | 5 | B | D | EAR99 | N | 85362010 | 1 | 4042948802076 | 2.157 | KG | 524.5 | 510 | LP18 | LP18 | circuit breaker 3VA2 IEC frame 160 breaking capacity class M Icu=55kA @ 415V 3-pole, line protection ETU350, LSI, In=40A overload protection Ir=16A...40A short-circuit protection Isd=1.5...10 x Ir, Ii=12 x In nut keeper kit | Lista Papel 2020 SI | 0 | 0
3VA2140-5HN36-0AA0 |  | 3VA2140-5HN36-0AA0 | 1 | UN | 1 | 5 | B | D | EAR99 | N | 85362010 | 1 | 4042948825853 | 2.294 | KG | 547.4 | 532.1 | LP18 | LP18 | circuit breaker 3VA2 IEC frame 160 breaking capacity class M Icu=55kA @ 415V 3-pole, line protection ETU350, LSI, In=40A overload protection Ir=16A...40A short-circuit protection Isd=1.5...10 x Ir, Ii=12 x In clamp connection | Lista Papel 2020 SI | 0 | 0
3VA2140-5HN42-0AA0 |  | 3VA2140-5HN42-0AA0 | 1 | UN | 1 | 5 | B | D | EAR99 | N | 85362010 | 1 | 4042948804315 | 3.2 | KG | 646 | 628.2 | LP18 | LP18 | circuit breaker 3VA2 IEC frame 160 breaking capacity class M Icu=55kA @ 415V 4-pole, line protection ETU350, LSI, In=40A overload protection Ir=16A...40A short-circuit protection Isd=1.5...10 x Ir, Ii=12 x In N conductor protection adjustable (OFF, 100%) nut keeper kit | Lista Papel 2020 SI | 0 | 0
3VA2140-5HN46-0AA0 |  | 3VA2140-5HN46-0AA0 | 1 | UN | 1 | 5 | B | D | EAR99 | N | 85362010 | 1 | 4042948826690 | 3.2 | KG | 677.5 | 658.8 | LP18 | LP18 | circuit breaker 3VA2 IEC frame 160 breaking capacity class M Icu=55kA @ 415V 4-pole, line protection ETU350, LSI, In=40A overload protection Ir=16A...40A short-circuit protection Isd=1.5...10 x Ir, Ii=12 x In N conductor protection adjustable (OFF, 100%) clamp connection | Lista Papel 2020 SI | 0 | 0
3VA2140-5JP32-0AA0 |  | 3VA2140-5JP32-0AA0 | 1 | UN | 1 | 5 | B | D | EAR99 | N | 85362010 | 1 | 4042948802090 | 2.5 | KG | 935 | 909.5 | LP18 | LP18 | circuit breaker 3VA2 IEC frame 160 breaking capacity class M Icu=55kA @ 415V 3-pole, line protection ETU550, LSI, In=40A overload protection Ir=16A...40A short-circuit protection Isd=0.6..10x In, Ii=1.5..12x In N conductor protection optionally with external current transformer, up to 160% nut keeper kit | Lista Papel 2020 SI | 0 | 0
3VA2140-5JP36-0AA0 |  | 3VA2140-5JP36-0AA0 | 1 | UN | 1 | 5 | B | D | EAR99 | N | 85362010 | 1 | 4042948825877 | 2.5 | KG | 960.5 | 935 | LP18 | LP18 | circuit breaker 3VA2 IEC frame 160 breaking capacity class M Icu=55kA @ 415V 3-pole, line protection ETU550, LSI, In=40A overload protection Ir=16A...40A short-circuit protection Isd=0.6..10x In, Ii=1.5..12x In N conductor protection optionally with external current transformer, up to 160% clamp connection | Lista Papel 2020 SI | 0 | 0
3VA2140-5JP42-0AA0 |  | 3VA2140-5JP42-0AA0 | 1 | UN | 1 | 5 | B | D | EAR99 | N | 85362010 | 1 | 4042948804339 | 3.2 | KG | 1062.5 | 1028.5 | LP18 | LP18 | circuit breaker 3VA2 IEC frame 160 breaking capacity class M Icu=55kA @ 415V 4-pole, line protection ETU550, LSI, In=40A overload protection Ir=16A...40A short-circuit protection Isd=0.6..10x In, Ii=1.5..12x In N conductor protection adjustable (OFF, up to 160%) nut keeper kit | Lista Papel 2020 SI | 0 | 0
3VA2140-5JP46-0AA0 |  | 3VA2140-5JP46-0AA0 | 1 | UN | 1 | 5 | B | D | EAR99 | N | 85362010 | 1 | 4042948826713 | 3.2 | KG | 1088 | 1054 | LP18 | LP18 | circuit breaker 3VA2 IEC frame 160 breaking capacity class M Icu=55kA @ 415V 4-pole, line protection ETU550, LSI, In=40A overload protection Ir=16A...40A short-circuit protection Isd=0.6..10x In, Ii=1.5..12x In N conductor protection adjustable (OFF, up to 160%) clamp connection | Lista Papel 2020 SI | 0 | 0
3VA2140-5JQ32-0AA0 |  | 3VA2140-5JQ32-0AA0 | 1 | UN | 1 | 5 | B | D | EAR99 | N | 85362010 | 1 | 4042948802106 | 2.175 | KG | 1173 | 1139 | LP18 | LP18 | circuit breaker 3VA2 IEC frame 160 breaking capacity class M Icu=55kA @ 415V 3-pole, line protection ETU560, LSIG, In=40A overload protection Ir=16A...40A short-circuit protection Isd=0.6..10x In, Ii=1.5..12x In N conductor protection optionally with external current transformer, up to 160% gr.-fault prot., can be sw. off Ig=0.4... 1 x In, tg=0.05-0.8s nut keeper kit | Lista Papel 2020 SI | 0 | 0
3VA2140-5JQ36-0AA0 |  | 3VA2140-5JQ36-0AA0 | 1 | UN | 1 | 5 | B | D | EAR99 | N | 85362010 | 1 | 4042948825884 | 2.5 | KG | 1198.5 | 1164.5 | LP18 | LP18 | circuit breaker 3VA2 IEC frame 160 breaking capacity class M Icu=55kA @ 415V 3-pole, line protection ETU560, LSIG, In=40A overload protection Ir=16A...40A short-circuit protection Isd=0.6..10x In, Ii=1.5..12x In N conductor protection optionally with external current transformer, up to 160% gr.-fault prot., can be sw. off Ig=0.4... 1 x In, tg=0.05-0.8s clamp connection | Lista Papel 2020 SI | 0 | 0
3VA2140-5JQ42-0AA0 |  | 3VA2140-5JQ42-0AA0 | 1 | UN | 1 | 5 | B | D | EAR99 | N | 85362010 | 1 | 4042948804346 | 2.774 | KG | 1300.5 | 1266.5 | LP18 | LP18 | circuit breaker 3VA2 IEC frame 160 breaking capacity class M Icu=55kA @ 415V 4-pole, line protection ETU560, LSIG, In=40A overload protection Ir=16A...40A short-circuit protection Isd=0.6..10x In, Ii=1.5..12x In N conductor protection adjustable (OFF, up to 160%) gr.-fault prot., can be sw. off Ig=0.4...1 x In= tg=0.05-0.8s nut keeper kit | Lista Papel 2020 SI | 0 | 0
3VA2140-5JQ46-0AA0 |  | 3VA2140-5JQ46-0AA0 | 1 | UN | 1 | 5 | B | D | EAR99 | N | 85362010 | 1 | 4042948826720 | 2.582 | KG | 1326 | 1292 | LP18 | LP18 | circuit breaker 3VA2 IEC frame 160 breaking capacity class M Icu=55kA @ 415V 4-pole, line protection ETU560, LSIG, In=40A overload protection Ir=16A...40A short-circuit protection Isd=0.6..10x In, Ii=1.5..12x In N conductor protection adjustable (OFF, up to 160%) gr.-fault prot., can be sw. off Ig=0.4...1 x In= tg=0.05-0.8s clamp connection | Lista Papel 2020 SI | 0 | 0
3VA2140-5KP32-0AA0 |  | 3VA2140-5KP32-0AA0 | 1 | UN | 1 | 5 | B | D | EAR99 | N | 85362010 | 1 | 4042948802113 | 2.221 | KG | 1130.5 | 1096.5 | LP18 | LP18 | circuit breaker 3VA2 IEC frame 160 breaking capacity class M Icu=55kA @ 415V 3-pole, line protection ETU850, LSI, In=40A overload protection Ir=16A...40A short-circuit protection Isd=0.6..10x In, Ii=1.5..12x In N conductor protection optionally with external current transformer, up to 160% nut keeper kit | Lista Papel 2020 SI | 0 | 0
3VA2140-5KP36-0AA0 |  | 3VA2140-5KP36-0AA0 | 1 | UN | 1 | 5 | B | D | EAR99 | N | 85362010 | 1 | 4042948825891 | 2.5 | KG | 1147.5 | 1113.5 | LP18 | LP18 | circuit breaker 3VA2 IEC frame 160 breaking capacity class M Icu=55kA @ 415V 3-pole, line protection ETU850, LSI, In=40A overload protection Ir=16A...40A short-circuit protection Isd=0.6..10x In, Ii=1.5..12x In N conductor protection optionally with external current transformer, up to 160% clamp connection | Lista Papel 2020 SI | 0 | 0
3VA2140-5KP42-0AA0 |  | 3VA2140-5KP42-0AA0 | 1 | UN | 1 | 5 | B | D | EAR99 | N | 85362010 | 1 | 4042948804353 | 3.2 | KG | 1266.5 | 1232.5 | LP18 | LP18 | circuit breaker 3VA2 IEC frame 160 breaking capacity class M Icu=55kA @ 415V 4-pole, line protection ETU850, LSI, In=40A overload protection Ir=16A...40A short-circuit protection Isd=0.6..10x In, Ii=1.5..12x In N conductor protection adjustable (OFF, up to 160%) nut keeper kit | Lista Papel 2020 SI | 0 | 0
3VA2140-5KP46-0AA0 |  | 3VA2140-5KP46-0AA0 | 1 | UN | 1 | 5 | B | D | EAR99 | N | 85362010 | 1 | 4042948826737 | 3.2 | KG | 1292 | 1258 | LP18 | LP18 | circuit breaker 3VA2 IEC frame 160 breaking capacity class M Icu=55kA @ 415V 4-pole, line protection ETU850, LSI, In=40A overload protection Ir=16A...40A short-circuit protection Isd=0.6..10x In, Ii=1.5..12x In N conductor protection adjustable (OFF, up to 160%) clamp connection | Lista Papel 2020 SI | 0 | 0
3VA2140-5KQ32-0AA0 |  | 3VA2140-5KQ32-0AA0 | 1 | UN | 1 | 5 | B | D | EAR99 | N | 85362010 | 1 | 4042948802120 | 2.5 | KG | 1275 | 1241 | LP18 | LP18 | circuit breaker 3VA2 IEC frame 160 breaking capacity class M Icu=55kA @ 415V 3-pole, line protection ETU860, LSIG, In=40A overload protection Ir=16A...40A short-circuit protection Isd=0.6..10x In, Ii=1.5..12x In N conductor protection optionally with external current transformer, up to 160% gr.-fault prot., can be sw. off Ig=0.4... 1 x In, tg=0.05-0.8s nut keeper kit | Lista Papel 2020 SI | 0 | 0
3VA2140-5KQ36-0AA0 |  | 3VA2140-5KQ36-0AA0 | 1 | UN | 1 | 5 | B | D | EAR99 | N | 85362010 | 1 | 4042948825907 | 2.5 | KG | 1300.5 | 1266.5 | LP18 | LP18 | circuit breaker 3VA2 IEC frame 160 breaking capacity class M Icu=55kA @ 415V 3-pole, line protection ETU860, LSIG, In=40A overload protection Ir=16A...40A short-circuit protection Isd=0.6..10x In, Ii=1.5..12x In N conductor protection optionally with external current transformer, up to 160% gr.-fault prot., can be sw. off Ig=0.4... 1 x In, tg=0.05-0.8s clamp connection | Lista Papel 2020 SI | 0 | 0
3VA2140-5KQ42-0AA0 |  | 3VA2140-5KQ42-0AA0 | 1 | UN | 1 | 5 | B | D | EAR99 | N | 85362010 | 1 | 4042948804360 | 3.2 | KG | 1394 | 1351.5 | LP18 | LP18 | circuit breaker 3VA2 IEC frame 160 breaking capacity class M Icu=55kA @ 415V 4-pole, line protection ETU860, LSIG, In=40A overload protection Ir=16A...40A short-circuit protection Isd=0.6..10x In, Ii=1.5..12x In N conductor protection adjustable (OFF, up to 160%) gr.-fault prot., can be sw. off Ig=0.4...1 x In= tg=0.05-0.8s nut keeper kit | Lista Papel 2020 SI | 0 | 0
3VA2140-5KQ46-0AA0 |  | 3VA2140-5KQ46-0AA0 | 1 | UN | 1 | 5 | B | D | EAR99 | N | 85362010 | 1 | 4042948826744 | 3.2 | KG | 1436.5 | 1394 | LP18 | LP18 | circuit breaker 3VA2 IEC frame 160 breaking capacity class M Icu=55kA @ 415V 4-pole, line protection ETU860, LSIG, In=40A overload protection Ir=16A...40A short-circuit protection Isd=0.6..10x In, Ii=1.5..12x In N conductor protection adjustable (OFF, up to 160%) gr.-fault prot., can be sw. off Ig=0.4...1 x In= tg=0.05-0.8s clamp connection | Lista Papel 2020 SI | 0 | 0
3VA2140-5MN32-0AA0 |  | 3VA2140-5MN32-0AA0 | 1 | UN | 1 | 5 | B | D | EAR99 | N | 85362010 | 1 | 4042948830987 | 2.167 | KG | 528.88 | 528.88 | LP18 | LP18 | circuit breaker 3VA2 IEC frame 160 breaking capacity class M Icu=55kA @ 415V 3-pole, motor protection ETU350M, LSI, In=40A overload protection Ir=16A...40A short-circuit protection Isd=3...15 x Ir, Ii=15 x In nut keeper kit | - | 0 | 0
3VA2140-5MN32-0AB0 |  | 3VA2140-5MN32-0AB0 | 1 | UN | 1 | 10 | C | D | EAR99 | N | 85362010 | 1 | 4042949106784 | 2.284 | KG | 601.04 | 601.04 | LP18 | LP18 | circuit breaker 3VA2 IEC frame 160 breaking capacity class M Icu=55kA @ 415V 3-pole, motor protection ETU350M, LSI, In=40A overload protection Ir=16A...40A short-circuit protection Isd=3...15 x Ir, Ii=15 x In nut keeper kit 2 auxiliary switches HP | - | 0 | 0
3VA2140-5MN32-0AC0 |  | 3VA2140-5MN32-0AC0 | 1 | UN | 1 | 10 | C | D | EAR99 | N | 85362010 | 1 | 4042949106968 | 2.284 | KG | 579.04 | 579.04 | LP18 | LP18 | circuit breaker 3VA2 IEC frame 160 breaking capacity class M Icu=55kA @ 415V 3-pole, motor protection ETU350M, LSI, In=40A overload protection Ir=16A...40A short-circuit protection Isd=3...15 x Ir, Ii=15 x In nut keeper kit 2 auxiliary switches HQ | - | 0 | 0
3VA2140-5MN32-0AD0 |  | 3VA2140-5MN32-0AD0 | 1 | UN | 1 | 10 | C | D | EAR99 | N | 85362010 | 1 | 4042949107149 | 2.284 | KG | 601.04 | 601.04 | LP18 | LP18 | circuit breaker 3VA2 IEC frame 160 breaking capacity class M Icu=55kA @ 415V 3-pole, motor protection ETU350M, LSI, In=40A overload protection Ir=16A...40A short-circuit protection Isd=3...15 x Ir, Ii=15 x In nut keeper kit 3 auxiliary switches HQ | - | 0 | 0
3VA2140-5MN32-0AE0 |  | 3VA2140-5MN32-0AE0 | 1 | UN | 1 | 10 | C | D | EAR99 | N | 85362010 | 1 | 4042949107323 | 2.284 | KG | 625.68 | 625.68 | LP18 | LP18 | circuit breaker 3VA2 IEC frame 160 breaking capacity class M Icu=55kA @ 415V 3-pole, motor protection ETU350M, LSI, In=40A overload protection Ir=16A...40A short-circuit protection Isd=3...15 x Ir, Ii=15 x In nut keeper kit 4 auxiliary switches HQ | - | 0 | 0
3VA2140-5MN32-0AF0 |  | 3VA2140-5MN32-0AF0 | 1 | UN | 1 | 10 | C | D | EAR99 | N | 85362010 | 1 | 4042949107507 | 2.284 | KG | 579.04 | 579.04 | LP18 | LP18 | circuit breaker 3VA2 IEC frame 160 breaking capacity class M Icu=55kA @ 415V 3-pole, motor protection ETU350M, LSI, In=40A overload protection Ir=16A...40A short-circuit protection Isd=3...15 x Ir, Ii=15 x In nut keeper kit 1 auxiliary switch HQ 1 trip alarm switch HQ | - | 0 | 0
3VA2140-5MN32-0AG0 |  | 3VA2140-5MN32-0AG0 | 1 | UN | 1 | 10 | C | D | EAR99 | N | 85362010 | 1 | 4042949107682 | 2.284 | KG | 601.04 | 601.04 | LP18 | LP18 | circuit breaker 3VA2 IEC frame 160 breaking capacity class M Icu=55kA @ 415V 3-pole, motor protection ETU350M, LSI, In=40A overload protection Ir=16A...40A short-circuit protection Isd=3...15 x Ir, Ii=15 x In nut keeper kit 1 auxiliary switch HP 1 trip alarm switch HP | - | 0 | 0
3VA2140-5MN32-0AH0 |  | 3VA2140-5MN32-0AH0 | 1 | UN | 1 | 10 | C | D | EAR99 | N | 85362010 | 1 | 4042949107866 | 2.284 | KG | 601.04 | 601.04 | LP18 | LP18 | circuit breaker 3VA2 IEC frame 160 breaking capacity class M Icu=55kA @ 415V 3-pole, motor protection ETU350M, LSI, In=40A overload protection Ir=16A...40A short-circuit protection Isd=3...15 x Ir, Ii=15 x In nut keeper kit 2 auxiliary switches HQ 1 trip alarm switch HQ | - | 0 | 0
3VA2140-5MN32-0AJ0 |  | 3VA2140-5MN32-0AJ0 | 1 | UN | 1 | 10 | C | D | EAR99 | N | 85362010 | 1 | 4042949108047 | 2.284 | KG | 638 | 638 | LP18 | LP18 | circuit breaker 3VA2 IEC frame 160 breaking capacity class M Icu=55kA @ 415V 3-pole, motor protection ETU350M, LSI, In=40A overload protection Ir=16A...40A short-circuit protection Isd=3...15 x Ir, Ii=15 x In nut keeper kit 2 auxiliary switches HP 1 trip alarm switch HP | - | 0 | 0
3VA2140-5MN32-0BA0 |  | 3VA2140-5MN32-0BA0 | 1 | UN | 1 | 10 | C | D | EAR99 | N | 85362010 | 1 | 4042949105701 | 2.284 | KG | 641.52 | 641.52 | LP18 | LP18 | circuit breaker 3VA2 IEC frame 160 breaking capacity class M Icu=55kA @ 415V 3-pole, motor protection ETU350M, LSI, In=40A overload protection Ir=16A...40A short-circuit protection Isd=3...15 x Ir, Ii=15 x In nut keeper kit undervoltage release (UVR) 24V DC | - | 0 | 0
3VA2140-5MN32-0BC0 |  | 3VA2140-5MN32-0BC0 | 1 | UN | 1 | 10 | C | D | EAR99 | N | 85362010 | 1 | 4042949108221 | 2.284 | KG | 689.92 | 689.92 | LP18 | LP18 | circuit breaker 3VA2 IEC frame 160 breaking capacity class M Icu=55kA @ 415V 3-pole, motor protection ETU350M, LSI, In=40A overload protection Ir=16A...40A short-circuit protection Isd=3...15 x Ir, Ii=15 x In nut keeper kit undervoltage release (UVR) 24V DC | - | 0 | 0
3VA2140-5MN32-0BH0 |  | 3VA2140-5MN32-0BH0 | 1 | UN | 1 | 10 | C | D | EAR99 | N | 85362010 | 1 | 4042949109303 | 2.284 | KG | 714.56 | 714.56 | LP18 | LP18 | circuit breaker 3VA2 IEC frame 160 breaking capacity class M Icu=55kA @ 415V 3-pole, motor protection ETU350M, LSI, In=40A overload protection Ir=16A...40A short-circuit protection Isd=3...15 x Ir, Ii=15 x In nut keeper kit undervoltage release (UVR) 24V DC 2 auxiliary switches HQ 1 trip alarm switch HQ | - | 0 | 0
3VA2140-5MN32-0BL0 |  | 3VA2140-5MN32-0BL0 | 1 | UN | 1 | 10 | C | D | EAR99 | N | 85362010 | 1 | 4042949110385 | 2.284 | KG | 750.64 | 750.64 | LP18 | LP18 | circuit breaker 3VA2 IEC frame 160 breaking capacity class M Icu=55kA @ 415V 3-pole, motor protection ETU350M, LSI, In=40A overload protection Ir=16A...40A short-circuit protection Isd=3...15 x Ir, Ii=15 x In nut keeper kit undervoltage release (UVR) 24V DC 2 auxiliary switches HQ 1 trip alarm switch HQ 1 electrical alarm switch | - | 0 | 0
3VA2140-5MN32-0CA0 |  | 3VA2140-5MN32-0CA0 | 1 | UN | 1 | 10 | C | D | EAR99 | N | 85362010 | 1 | 4042949105886 | 2.284 | KG | 641.52 | 641.52 | LP18 | LP18 | circuit breaker 3VA2 IEC frame 160 breaking capacity class M Icu=55kA @ 415V 3-pole, motor protection ETU350M, LSI, In=40A overload protection Ir=16A...40A short-circuit protection Isd=3...15 x Ir, Ii=15 x In nut keeper kit undervoltage release (UVR) 120-127V AC 50/60Hz | - | 0 | 0
3VA2140-5MN32-0CC0 |  | 3VA2140-5MN32-0CC0 | 1 | UN | 1 | 10 | C | D | EAR99 | N | 85362010 | 1 | 4042949108405 | 2.284 | KG | 689.92 | 689.92 | LP18 | LP18 | circuit breaker 3VA2 IEC frame 160 breaking capacity class M Icu=55kA @ 415V 3-pole, motor protection ETU350M, LSI, In=40A overload protection Ir=16A...40A short-circuit protection Isd=3...15 x Ir, Ii=15 x In nut keeper kit undervoltage release (UVR) 120-127V AC 50/60Hz 2 auxiliary switches HQ | - | 0 | 0
3VA2140-5MN32-0CH0 |  | 3VA2140-5MN32-0CH0 | 1 | UN | 1 | 10 | C | D | EAR99 | N | 85362010 | 1 | 4042949109488 | 2.284 | KG | 714.56 | 714.56 | LP18 | LP18 | circuit breaker 3VA2 IEC frame 160 breaking capacity class M Icu=55kA @ 415V 3-pole, motor protection ETU350M, LSI, In=40A overload protection Ir=16A...40A short-circuit protection Isd=3...15 x Ir, Ii=15 x In nut keeper kit undervoltage release (UVR) 120-127V AC 50/60Hz 2 auxiliary switches HQ 1 trip alarm switch HQ | - | 0 | 0
3VA2140-5MN32-0CL0 |  | 3VA2140-5MN32-0CL0 | 1 | UN | 1 | 10 | C | D | EAR99 | N | 85362010 | 1 | 4042949110569 | 2.284 | KG | 750.64 | 750.64 | LP18 | LP18 | circuit breaker 3VA2 IEC frame 160 breaking capacity class M Icu=55kA @ 415V 3-pole, motor protection ETU350M, LSI, In=40A overload protection Ir=16A...40A short-circuit protection Isd=3...15 x Ir, Ii=15 x In nut keeper kit undervoltage release (UVR) 120-127V AC 50/60Hz 2 auxiliary switches HQ 1 trip alarm switch HQ 1 electrical alarm switch | - | 0 | 0
3VA2140-5MN32-0DA0 |  | 3VA2140-5MN32-0DA0 | 1 | UN | 1 | 10 | C | D | EAR99 | N | 85362010 | 1 | 4042949106067 | 2.284 | KG | 641.52 | 641.52 | LP18 | LP18 | circuit breaker 3VA2 IEC frame 160 breaking capacity class M Icu=55kA @ 415V 3-pole, motor protection ETU350M, LSI, In=40A overload protection Ir=16A...40A short-circuit protection Isd=3...15 x Ir, Ii=15 x In nut keeper kit undervoltage release (UVR) 208-230V AC 50/60Hz | - | 0 | 0
3VA2140-5MN32-0DC0 |  | 3VA2140-5MN32-0DC0 | 1 | UN | 1 | 10 | C | D | EAR99 | N | 85362010 | 1 | 4042949108580 | 2.284 | KG | 689.92 | 689.92 | LP18 | LP18 | circuit breaker 3VA2 IEC frame 160 breaking capacity class M Icu=55kA @ 415V 3-pole, motor protection ETU350M, LSI, In=40A overload protection Ir=16A...40A short-circuit protection Isd=3...15 x Ir, Ii=15 x In nut keeper kit undervoltage release (UVR) 208-230V AC 50/60Hz 2 auxiliary switches HQ | - | 0 | 0
3VA2140-5MN32-0DH0 |  | 3VA2140-5MN32-0DH0 | 1 | UN | 1 | 10 | C | D | EAR99 | N | 85362010 | 1 | 4042949109662 | 2.284 | KG | 714.56 | 714.56 | LP18 | LP18 | circuit breaker 3VA2 IEC frame 160 breaking capacity class M Icu=55kA @ 415V 3-pole, motor protection ETU350M, LSI, In=40A overload protection Ir=16A...40A short-circuit protection Isd=3...15 x Ir, Ii=15 x In nut keeper kit undervoltage release (UVR) 208-230V AC 50/60Hz 2 auxiliary switches HQ 1 trip alarm switch HQ | - | 0 | 0
3VA2140-5MN32-0DL0 |  | 3VA2140-5MN32-0DL0 | 1 | UN | 1 | 10 | C | D | EAR99 | N | 85362010 | 1 | 4042949110743 | 2.284 | KG | 750.64 | 750.64 | LP18 | LP18 | circuit breaker 3VA2 IEC frame 160 breaking capacity class M Icu=55kA @ 415V 3-pole, motor protection ETU350M, LSI, In=40A overload protection Ir=16A...40A short-circuit protection Isd=3...15 x Ir, Ii=15 x In nut keeper kit undervoltage release (UVR) 208-230V AC 50/60Hz 2 auxiliary switches HQ 1 trip alarm switch HQ 1 electrical alarm switch | - | 0 | 0
3VA2140-5MN32-0HA0 |  | 3VA2140-5MN32-0HA0 | 1 | UN | 1 | 10 | C | D | EAR99 | N | 85362010 | 1 | 4042949106241 | 2.284 | KG | 615.12 | 615.12 | LP18 | LP18 | circuit breaker 3VA2 IEC frame 160 breaking capacity class M Icu=55kA @ 415V 3-pole, motor protection ETU350M, LSI, In=40A overload protection Ir=16A...40A short-circuit protection Isd=3...15 x Ir, Ii=15 x In nut keeper kit shunt trip (STL) 12-30V DC, 24V AC 50/60Hz | - | 0 | 0
3VA2140-5MN32-0HC0 |  | 3VA2140-5MN32-0HC0 | 1 | UN | 1 | 10 | C | D | EAR99 | N | 85362010 | 1 | 4042949108764 | 2.284 | KG | 664.4 | 664.4 | LP18 | LP18 | circuit breaker 3VA2 IEC frame 160 breaking capacity class M Icu=55kA @ 415V 3-pole, motor protection ETU350M, LSI, In=40A overload protection Ir=16A...40A short-circuit protection Isd=3...15 x Ir, Ii=15 x In nut keeper kit shunt trip (STL) 12-30V DC, 24V AC 50/60Hz 2 auxiliary switches HQ | - | 0 | 0
3VA2140-5MN32-0HH0 |  | 3VA2140-5MN32-0HH0 | 1 | UN | 1 | 10 | C | D | EAR99 | N | 85362010 | 1 | 4042949109846 | 2.284 | KG | 688.16 | 688.16 | LP18 | LP18 | circuit breaker 3VA2 IEC frame 160 breaking capacity class M Icu=55kA @ 415V 3-pole, motor protection ETU350M, LSI, In=40A overload protection Ir=16A...40A short-circuit protection Isd=3...15 x Ir, Ii=15 x In nut keeper kit shunt trip (STL) 12-30V DC, 24V AC 50/60Hz 2 auxiliary switches HQ 1 trip alarm switch HQ | - | 0 | 0
3VA2140-5MN32-0HL0 |  | 3VA2140-5MN32-0HL0 | 1 | UN | 1 | 10 | C | D | EAR99 | N | 85362010 | 1 | 4042949110927 | 2.284 | KG | 724.24 | 724.24 | LP18 | LP18 | circuit breaker 3VA2 IEC frame 160 breaking capacity class M Icu=55kA @ 415V 3-pole, motor protection ETU350M, LSI, In=40A overload protection Ir=16A...40A short-circuit protection Isd=3...15 x Ir, Ii=15 x In nut keeper kit shunt trip (STL) 12-30V DC, 24V AC 50/60Hz 2 auxiliary switches HQ 1 trip alarm switch HQ 1 electrical alarm switch | - | 0 | 0
3VA2140-5MN32-0JA0 |  | 3VA2140-5MN32-0JA0 | 1 | UN | 1 | 10 | C | D | EAR99 | N | 85362010 | 1 | 4042949106425 | 2.284 | KG | 615.12 | 615.12 | LP18 | LP18 | circuit breaker 3VA2 IEC frame 160 breaking capacity class M Icu=55kA @ 415V 3-pole, motor protection ETU350M, LSI, In=40A overload protection Ir=16A...40A short-circuit protection Isd=3...15 x Ir, Ii=15 x In nut keeper kit shunt trip (STL) 110-127V DC, AC 50/60Hz | - | 0 | 0
3VA2140-5MN32-0JC0 |  | 3VA2140-5MN32-0JC0 | 1 | UN | 1 | 10 | C | D | EAR99 | N | 85362010 | 1 | 4042949108948 | 2.284 | KG | 664.4 | 664.4 | LP18 | LP18 | circuit breaker 3VA2 IEC frame 160 breaking capacity class M Icu=55kA @ 415V 3-pole, motor protection ETU350M, LSI, In=40A overload protection Ir=16A...40A short-circuit protection Isd=3...15 x Ir, Ii=15 x In nut keeper kit shunt trip (STL) 110-127V DC, AC 50/60Hz 2 auxiliary switches HQ | - | 0 | 0
3VA2140-5MN32-0JH0 |  | 3VA2140-5MN32-0JH0 | 1 | UN | 1 | 10 | C | D | EAR99 | N | 85362010 | 1 | 4042949110026 | 2.284 | KG | 688.16 | 688.16 | LP18 | LP18 | circuit breaker 3VA2 IEC frame 160 breaking capacity class M Icu=55kA @ 415V 3-pole, motor protection ETU350M, LSI, In=40A overload protection Ir=16A...40A short-circuit protection Isd=3...15 x Ir, Ii=15 x In nut keeper kit shunt trip (STL) 110-127V DC, AC 50/60Hz 2 auxiliary switches HQ 1 trip alarm switch HQ | - | 0 | 0
3VA2140-5MN32-0JL0 |  | 3VA2140-5MN32-0JL0 | 1 | UN | 1 | 10 | C | D | EAR99 | N | 85362010 | 1 | 4042949111108 | 2.284 | KG | 724.24 | 724.24 | LP18 | LP18 | circuit breaker 3VA2 IEC frame 160 breaking capacity class M Icu=55kA @ 415V 3-pole, motor protection ETU350M, LSI, In=40A overload protection Ir=16A...40A short-circuit protection Isd=3...15 x Ir, Ii=15 x In nut keeper kit shunt trip (STL) 110-127V DC, AC 50/60Hz 2 auxiliary switches HQ 1 trip alarm switch HQ 1 electrical alarm switch | - | 0 | 0
3VA2140-5MN32-0KA0 |  | 3VA2140-5MN32-0KA0 | 1 | UN | 1 | 10 | C | D | EAR99 | N | 85362010 | 1 | 4042949106609 | 2.284 | KG | 615.12 | 615.12 | LP18 | LP18 | circuit breaker 3VA2 IEC frame 160 breaking capacity class M Icu=55kA @ 415V 3-pole, motor protection ETU350M, LSI, In=40A overload protection Ir=16A...40A short-circuit protection Isd=3...15 x Ir, Ii=15 x In nut keeper kit shunt trip (STL) 220-250V DC, 208-277V AC | - | 0 | 0
3VA2140-5MN32-0KC0 |  | 3VA2140-5MN32-0KC0 | 1 | UN | 1 | 10 | C | D | EAR99 | N | 85362010 | 1 | 4042949109129 | 2.284 | KG | 664.4 | 664.4 | LP18 | LP18 | circuit breaker 3VA2 IEC frame 160 breaking capacity class M Icu=55kA @ 415V 3-pole, motor protection ETU350M, LSI, In=40A overload protection Ir=16A...40A short-circuit protection Isd=3...15 x Ir, Ii=15 x In nut keeper kit shunt trip (STL) 220-250V DC, 208-277V AC 2 auxiliary switches HQ | - | 0 | 0
3VA2140-5MN32-0KH0 |  | 3VA2140-5MN32-0KH0 | 1 | UN | 1 | 10 | C | D | EAR99 | N | 85362010 | 1 | 4042949110200 | 2.284 | KG | 688.16 | 688.16 | LP18 | LP18 | circuit breaker 3VA2 IEC frame 160 breaking capacity class M Icu=55kA @ 415V 3-pole, motor protection ETU350M, LSI, In=40A overload protection Ir=16A...40A short-circuit protection Isd=3...15 x Ir, Ii=15 x In nut keeper kit shunt trip (STL) 220-250V DC, 208-277V AC 2 auxiliary switches HQ 1 trip alarm switch HQ | - | 0 | 0
3VA2140-5MN32-0KL0 |  | 3VA2140-5MN32-0KL0 | 1 | UN | 1 | 10 | C | D | EAR99 | N | 85362010 | 1 | 4042949111283 | 2.284 | KG | 724.24 | 724.24 | LP18 | LP18 | circuit breaker 3VA2 IEC frame 160 breaking capacity class M Icu=55kA @ 415V 3-pole, motor protection ETU350M, LSI, In=40A overload protection Ir=16A...40A short-circuit protection Isd=3...15 x Ir, Ii=15 x In nut keeper kit shunt trip (STL) 220-250V DC, 208-277V AC 2 auxiliary switches HQ 1 trip alarm switch HQ 1 electrical alarm switch | - | 0 | 0
3VA2140-5MN36-0AA0 |  | 3VA2140-5MN36-0AA0 | 1 | UN | 1 | 5 | B | D | EAR99 | N | 85362010 | 1 | 4042948830970 | 2.5 | KG | 554.4 | 554.4 | LP18 | LP18 | circuit breaker 3VA2 IEC frame 160 breaking capacity class M Icu=55kA @ 415V 3-pole, motor protection ETU350M, LSI, In=40A overload protection Ir=16A...40A short-circuit protection Isd=3...15 x Ir, Ii=15 x In clamp connection | - | 0 | 0
3VA2140-5MN36-0AB0 |  | 3VA2140-5MN36-0AB0 | 1 | UN | 1 | 10 | C | D | EAR99 | N | 85362010 | 1 | 4042949325819 | 2.566 | KG | 625.68 | 625.68 | LP18 | LP18 | circuit breaker 3VA2 IEC frame 160 breaking capacity class M Icu=55kA @ 415V 3-pole, motor protection ETU350M, LSI, In=40A overload protection Ir=16A...40A short-circuit protection Isd=3...15 x Ir, Ii=15 x In clamp connection circuit breaker 3VA2 IEC frame 160 breaking capacity class M Icu=55kA @ 415V 2 auxiliary switches HP | - | 0 | 0
3VA2140-5MP32-0AA0 |  | 3VA2140-5MP32-0AA0 | 1 | UN | 1 | 5 | B | D | EAR99 | N | 85362090 | 1 | 4042948903865 | 2.13 | KG | 722.48 | 722.48 | LP18 | LP18 | CIRCUIT BREAKER 3VA2 IEC FRAME 160 BREAKING CAPACITY CLASS M ICU=55KA @ 415 V 3-POLE, MOTOR PROTECTION ETU550M, LSI, In=40A OVERLOAD PROTECTION IR=16A ...40A SHORT CIRCUIT PROTECTION ISD=1,2... 15X IN,II=3...15X IN BUSBAR CONNECTION | - | 0 | 0
3VA2140-5MP36-0AA0 |  | 3VA2140-5MP36-0AA0 | 1 | UN | 1 | 5 | B | D | EAR99 | N | 85362090 | 1 | 4042948903858 | 2.13 | KG | 748 | 748 | LP18 | LP18 | CIRCUIT BREAKER 3VA2 IEC FRAME 160 BREAKING CAPACITY CLASS M ICU=55KA @ 415 V 3-POLE, MOTOR PROTECTION ETU550M, LSI, In=40A OVERLOAD PROTECTION IR=16A ...40A SHORT CIRCUIT PROTECTION ISD=1,2... 15X IN,II=3...15X IN CABLE CONNECTION | - | 0 | 0
3VA2140-5MQ32-0AA0 |  | 3VA2140-5MQ32-0AA0 | 1 | UN | 1 | 5 | B | D | EAR99 | N | 85362010 | 1 | 4042948830963 | 2.5 | KG | 1020.8 | 1020.8 | LP18 | LP18 | circuit breaker 3VA2 IEC frame 160 breaking capacity class M Icu=55kA @ 415V 3-pole, motor protection ETU860M, LSIG, In=40A overload protection Ir=16A...40A short-circuit protection Isd=1.2..15x In, Ii=3..15x In gr.-fault prot., can be sw. off Ig=0.4... 1 x In, tg=0.05-0.8s nut keeper kit | - | 0 | 0
3VA2140-5MQ36-0AA0 |  | 3VA2140-5MQ36-0AA0 | 1 | UN | 1 | 5 | B | D | EAR99 | N | 85362010 | 1 | 4042948830956 | 2.5 | KG | 1038.4 | 1038.4 | LP18 | LP18 | circuit breaker 3VA2 IEC frame 160 breaking capacity class M Icu=55kA @ 415V 3-pole, motor protection ETU860M, LSIG, In=40A overload protection Ir=16A...40A short-circuit protection Isd=1.2..15x In, Ii=3..15x In gr.-fault prot., can be sw. off Ig=0.4... 1 x In, tg=0.05-0.8s clamp connection | - | 0 | 0
3VA2140-6HK32-0AA0 |  | 3VA2140-6HK32-0AA0 | 1 | UN | 1 | 5 | B | D | EAR99 | N | 85362010 | 1 | 4042948802137 | 2.5 | KG | 536.8 | 536.8 | LP18 | LP18 | circuit breaker 3VA2 IEC frame 160 breaking capacity class H Icu=85kA @ 415V 3-pole, line protection ETU340, ELISA LI, In=40A overload protection Ir=16A...40A short-circuit protection Ii=15 x In nut keeper kit | - | 0 | 0
3VA2140-6HK36-0AA0 |  | 3VA2140-6HK36-0AA0 | 1 | UN | 1 | 5 | B | D | EAR99 | N | 85362010 | 1 | 4042948825914 | 2.5 | KG | 561.44 | 561.44 | LP18 | LP18 | circuit breaker 3VA2 IEC frame 160 breaking capacity class H Icu=85kA @ 415V 3-pole, line protection ETU340, ELISA LI, In=40A overload protection Ir=16A...40A short-circuit protection Ii=15 x In clamp connection | - | 0 | 0
3VA2140-6HK42-0AA0 |  | 3VA2140-6HK42-0AA0 | 1 | UN | 1 | 5 | B | D | EAR99 | N | 85362010 | 1 | 4042948804377 | 3.2 | KG | 683.76 | 683.76 | LP18 | LP18 | circuit breaker 3VA2 IEC frame 160 breaking capacity class H Icu=85kA @ 415V 4-pole, line protection ETU340, ELISA LI, In=40A overload protection Ir=16A...40A short-circuit protection Ii=15 x In N conductor protection adjustable (OFF, 100%) nut keeper kit | - | 0 | 0
3VA2140-6HK46-0AA0 |  | 3VA2140-6HK46-0AA0 | 1 | UN | 1 | 5 | B | D | EAR99 | N | 85362010 | 1 | 4042948826751 | 3.2 | KG | 715.44 | 715.44 | LP18 | LP18 | circuit breaker 3VA2 IEC frame 160 breaking capacity class H Icu=85kA @ 415V 4-pole, line protection ETU340, ELISA LI, In=40A overload protection Ir=16A...40A short-circuit protection Ii=15 x In N conductor protection adjustable (OFF, 100%) clamp connection | - | 0 | 0
3VA2140-6HL32-0AA0 |  | 3VA2140-6HL32-0AA0 | 1 | UN | 1 | 5 | B | D | EAR99 | N | 85362010 | 1 | 4042948832882 | 2.174 | KG | 518.5 | 504.1 | LP18 | LP18 | circuit breaker 3VA2 IEC frame 160 breaking capacity class H Icu=85kA @ 415V 3-pole, line protection ETU320, LI, In=40A overload protection Ir=16A...40A short-circuit protection Ii=1.5...12 x In nut keeper kit | Lista Papel 2020 SI | 0 | 0
3VA2140-6HL36-0AA0 |  | 3VA2140-6HL36-0AA0 | 1 | UN | 1 | 5 | B | D | EAR99 | N | 85362010 | 1 | 4042948832875 | 2.5 | KG | 541.5 | 526.2 | LP18 | LP18 | circuit breaker 3VA2 IEC frame 160 breaking capacity class H Icu=85kA @ 415V 3-pole, line protection ETU320, LI, In=40A overload protection Ir=16A...40A short-circuit protection Ii=1.5...12 x In clamp connection | Lista Papel 2020 SI | 0 | 0
3VA2140-6HL42-0AA0 |  | 3VA2140-6HL42-0AA0 | 1 | UN | 1 | 5 | B | D | EAR99 | N | 85362010 | 1 | 4042948832868 | 2.762 | KG | 658.8 | 640.1 | LP18 | LP18 | circuit breaker 3VA2 IEC frame 160 breaking capacity class H Icu=85kA @ 415V 4-pole, line protection ETU320, LI, In=40A overload protection Ir=16A...40A short-circuit protection Ii=1.5...12 x In N conductor protection adjustable (OFF, 100%) nut keeper kit | Lista Papel 2020 SI | 0 | 0
3VA2140-6HL46-0AA0 |  | 3VA2140-6HL46-0AA0 | 1 | UN | 1 | 5 | B | D | EAR99 | N | 85362010 | 1 | 4042948832851 | 3.2 | KG | 691.1 | 671.5 | LP18 | LP18 | circuit breaker 3VA2 IEC frame 160 breaking capacity class H Icu=85kA @ 415V 4-pole, line protection ETU320, LI, In=40A overload protection Ir=16A...40A short-circuit protection Ii=1.5...12 x In N conductor protection adjustable (OFF, 100%) clamp connection | Lista Papel 2020 SI | 0 | 0
3VA2140-6HM32-0AA0 |  | 3VA2140-6HM32-0AA0 | 1 | UN | 1 | 5 | B | D | EAR99 | N | 85362010 | 1 | 4042948802151 | 2.5 | KG | 761.6 | 740.4 | LP18 | LP18 | circuit breaker 3VA2 IEC frame 160 breaking capacity class H Icu=85kA @ 415V 3-pole, line protection ETU330, LIG, In=40A overload protection Ir=16A...40A short-circuit protection Ii=1.5...12 x In ground-fault protection Ig=0.4... 1 x In, tg=0.1/0.3s nut keeper kit | Lista Papel 2020 SI | 0 | 0
3VA2140-6HM36-0AA0 |  | 3VA2140-6HM36-0AA0 | 1 | UN | 1 | 5 | B | D | EAR99 | N | 85362010 | 1 | 4042948825938 | 2.5 | KG | 784.6 | 762.5 | LP18 | LP18 | circuit breaker 3VA2 IEC frame 160 breaking capacity class H Icu=85kA @ 415V 3-pole, line protection ETU330, LIG, In=40A overload protection Ir=16A...40A short-circuit protection Ii=1.5...12 x In ground-fault protection Ig=0.4... 1 x In, tg=0.1/0.3s clamp connection | Lista Papel 2020 SI | 0 | 0
3VA2140-6HM42-0AA0 |  | 3VA2140-6HM42-0AA0 | 1 | UN | 1 | 5 | B | D | EAR99 | N | 85362010 | 1 | 4042948804391 | 3.2 | KG | 909.5 | 884 | LP18 | LP18 | circuit breaker 3VA2 IEC frame 160 breaking capacity class H Icu=85kA @ 415V 4-pole, line protection ETU330, LIG, In=40A overload protection Ir=16A...40A short-circuit protection Ii=1.5...12 x In N conductor protection adjustable (OFF, 100%) ground-fault protection Ig=0.4...1 x In= tg=0.1/0.3s nut keeper kit | Lista Papel 2020 SI | 0 | 0
3VA2140-6HM46-0AA0 |  | 3VA2140-6HM46-0AA0 | 1 | UN | 1 | 5 | B | D | EAR99 | N | 85362010 | 1 | 4042948826775 | 3.2 | KG | 935 | 909.5 | LP18 | LP18 | circuit breaker 3VA2 IEC frame 160 breaking capacity class H Icu=85kA @ 415V 4-pole, line protection ETU330, LIG, In=40A overload protection Ir=16A...40A short-circuit protection Ii=1.5...12 x In N conductor protection adjustable (OFF, 100%) ground-fault protection Ig=0.4...1 x In= tg=0.1/0.3s clamp connection | Lista Papel 2020 SI | 0 | 0
3VA2140-6HN32-0AA0 |  | 3VA2140-6HN32-0AA0 | 1 | UN | 1 | 5 | B | D | EAR99 | N | 85362010 | 1 | 4042948802144 | 2.167 | KG | 576.3 | 560.2 | LP18 | LP18 | circuit breaker 3VA2 IEC frame 160 breaking capacity class H Icu=85kA @ 415V 3-pole, line protection ETU350, LSI, In=40A overload protection Ir=16A...40A short-circuit protection Isd=1.5...10 x Ir, Ii=12 x In nut keeper kit | Lista Papel 2020 SI | 0 | 0
3VA2140-6HN36-0AA0 |  | 3VA2140-6HN36-0AA0 | 1 | UN | 1 | 5 | B | D | EAR99 | N | 85362010 | 1 | 4042948825921 | 2.29 | KG | 600.1 | 583.1 | LP18 | LP18 | circuit breaker 3VA2 IEC frame 160 breaking capacity class H Icu=85kA @ 415V 3-pole, line protection ETU350, LSI, In=40A overload protection Ir=16A...40A short-circuit protection Isd=1.5...10 x Ir, Ii=12 x In clamp connection | Lista Papel 2020 SI | 0 | 0
3VA2140-6HN42-0AA0 |  | 3VA2140-6HN42-0AA0 | 1 | UN | 1 | 5 | B | D | EAR99 | N | 85362010 | 1 | 4042948804384 | 3.2 | KG | 718.3 | 697.9 | LP18 | LP18 | circuit breaker 3VA2 IEC frame 160 breaking capacity class H Icu=85kA @ 415V 4-pole, line protection ETU350, LSI, In=40A overload protection Ir=16A...40A short-circuit protection Isd=1.5...10 x Ir, Ii=12 x In N conductor protection adjustable (OFF, 100%) nut keeper kit | Lista Papel 2020 SI | 0 | 0
3VA2140-6HN46-0AA0 |  | 3VA2140-6HN46-0AA0 | 1 | UN | 1 | 5 | B | D | EAR99 | N | 85362010 | 1 | 4042948826768 | 3.2 | KG | 749.7 | 728.5 | LP18 | LP18 | circuit breaker 3VA2 IEC frame 160 breaking capacity class H Icu=85kA @ 415V 4-pole, line protection ETU350, LSI, In=40A overload protection Ir=16A...40A short-circuit protection Isd=1.5...10 x Ir, Ii=12 x In N conductor protection adjustable (OFF, 100%) clamp connection | Lista Papel 2020 SI | 0 | 0
3VA2140-6JP32-0AA0 |  | 3VA2140-6JP32-0AA0 | 1 | UN | 1 | 5 | B | D | EAR99 | N | 85362010 | 1 | 4042948802168 | 2.5 | KG | 986 | 960.5 | LP18 | LP18 | circuit breaker 3VA2 IEC frame 160 breaking capacity class H Icu=85kA @ 415V 3-pole, line protection ETU550, LSI, In=40A overload protection Ir=16A...40A short-circuit protection Isd=0.6..10x In, Ii=1.5..12x In N conductor protection optionally with external current transformer, up to 160% nut keeper kit | Lista Papel 2020 SI | 0 | 0
3VA2140-6JP36-0AA0 |  | 3VA2140-6JP36-0AA0 | 1 | UN | 1 | 5 | B | D | EAR99 | N | 85362010 | 1 | 4042948825945 | 2.5 | KG | 1011.5 | 986 | LP18 | LP18 | circuit breaker 3VA2 IEC frame 160 breaking capacity class H Icu=85kA @ 415V 3-pole, line protection ETU550, LSI, In=40A overload protection Ir=16A...40A short-circuit protection Isd=0.6..10x In, Ii=1.5..12x In N conductor protection optionally with external current transformer, up to 160% clamp connection | Lista Papel 2020 SI | 0 | 0
3VA2140-6JP42-0AA0 |  | 3VA2140-6JP42-0AA0 | 1 | UN | 1 | 5 | B | D | EAR99 | N | 85362010 | 1 | 4042948804407 | 3.2 | KG | 1122 | 1088 | LP18 | LP18 | circuit breaker 3VA2 IEC frame 160 breaking capacity class H Icu=85kA @ 415V 4-pole, line protection ETU550, LSI, In=40A overload protection Ir=16A...40A short-circuit protection Isd=0.6..10x In, Ii=1.5..12x In N conductor protection adjustable (OFF, up to 160%) nut keeper kit | Lista Papel 2020 SI | 0 | 0
3VA2140-6JP46-0AA0 |  | 3VA2140-6JP46-0AA0 | 1 | UN | 1 | 5 | B | D | EAR99 | N | 85362010 | 1 | 4042948826782 | 3.2 | KG | 1147.5 | 1113.5 | LP18 | LP18 | circuit breaker 3VA2 IEC frame 160 breaking capacity class H Icu=85kA @ 415V 4-pole, line protection ETU550, LSI, In=40A overload protection Ir=16A...40A short-circuit protection Isd=0.6..10x In, Ii=1.5..12x In N conductor protection adjustable (OFF, up to 160%) clamp connection | Lista Papel 2020 SI | 0 | 0
3VA2140-6JQ32-0AA0 |  | 3VA2140-6JQ32-0AA0 | 1 | UN | 1 | 5 | B | D | EAR99 | N | 85362010 | 1 | 4042948802175 | 2.5 | KG | 1241 | 1207 | LP18 | LP18 | circuit breaker 3VA2 IEC frame 160 breaking capacity class H Icu=85kA @ 415V 3-pole, line protection ETU560, LSIG, In=40A overload protection Ir=16A...40A short-circuit protection Isd=0.6..10x In, Ii=1.5..12x In N conductor protection optionally with external current transformer, up to 160% gr.-fault prot., can be sw. off Ig=0.4... 1 x In, tg=0.05-0.8s nut keeper kit | Lista Papel 2020 SI | 0 | 0
3VA2140-6JQ32-0DH0 |  | 3VA2140-6JQ32-0DH0 | 1 | UN | 1 | 10 | C | D | EAR99 | N | 85362090 | 1 | 4042949320067 | 2.457 | KG | 1469.6 | 1469.6 | LP18 | LP18 | circuit breaker 3VA2 IEC frame 160 breaking capacity class H Icu=85kA @ 415V 3-pole, line protection ETU560, LSIG, In=40A overload protection Ir=16A...40A short-circuit protection Isd=0.6..10x In, Ii=1.5..12x In N conductor protection optionally with external current transformer gr.-fault prot., can be sw. off Ig=0.4... 1 x In, tg=0.05-0.8s nut keeper kit undervoltage release (UVR) 208-230V AC 50/60Hz 2 auxiliary switches HQ 1 trip alarm switch HQ | - | 0 | 0
3VA2140-6JQ36-0AA0 |  | 3VA2140-6JQ36-0AA0 | 1 | UN | 1 | 5 | B | D | EAR99 | N | 85362010 | 1 | 4042948825952 | 2.5 | KG | 1258 | 1224 | LP18 | LP18 | circuit breaker 3VA2 IEC frame 160 breaking capacity class H Icu=85kA @ 415V 3-pole, line protection ETU560, LSIG, In=40A overload protection Ir=16A...40A short-circuit protection Isd=0.6..10x In, Ii=1.5..12x In N conductor protection optionally with external current transformer, up to 160% gr.-fault prot., can be sw. off Ig=0.4... 1 x In, tg=0.05-0.8s clamp connection | Lista Papel 2020 SI | 0 | 0
3VA2140-6JQ42-0AA0 |  | 3VA2140-6JQ42-0AA0 | 1 | UN | 1 | 5 | B | D | EAR99 | N | 85362010 | 1 | 4042948804414 | 3.2 | KG | 1377 | 1334.5 | LP18 | LP18 | circuit breaker 3VA2 IEC frame 160 breaking capacity class H Icu=85kA @ 415V 4-pole, line protection ETU560, LSIG, In=40A overload protection Ir=16A...40A short-circuit protection Isd=0.6..10x In, Ii=1.5..12x In N conductor protection adjustable (OFF, up to 160%) gr.-fault prot., can be sw. off Ig=0.4...1 x In= tg=0.05-0.8s nut keeper kit | Lista Papel 2020 SI | 0 | 0
3VA2140-6JQ46-0AA0 |  | 3VA2140-6JQ46-0AA0 | 1 | UN | 1 | 5 | B | D | EAR99 | N | 85362010 | 1 | 4042948826799 | 3.2 | KG | 1402.5 | 1360 | LP18 | LP18 | circuit breaker 3VA2 IEC frame 160 breaking capacity class H Icu=85kA @ 415V 4-pole, line protection ETU560, LSIG, In=40A overload protection Ir=16A...40A short-circuit protection Isd=0.6..10x In, Ii=1.5..12x In N conductor protection adjustable (OFF, up to 160%) gr.-fault prot., can be sw. off Ig=0.4...1 x In= tg=0.05-0.8s clamp connection | Lista Papel 2020 SI | 0 | 0
3VA2140-6KP32-0AA0 |  | 3VA2140-6KP32-0AA0 | 1 | UN | 1 | 5 | B | D | EAR99 | N | 85362010 | 1 | 4042948802182 | 2.228 | KG | 1181.5 | 1147.5 | LP18 | LP18 | circuit breaker 3VA2 IEC frame 160 breaking capacity class H Icu=85kA @ 415V 3-pole, line protection ETU850, LSI, In=40A overload protection Ir=16A...40A short-circuit protection Isd=0.6..10x In, Ii=1.5..12x In N conductor protection optionally with external current transformer, up to 160% nut keeper kit | Lista Papel 2020 SI | 0 | 0
3VA2140-6KP36-0AA0 |  | 3VA2140-6KP36-0AA0 | 1 | UN | 1 | 5 | B | D | EAR99 | N | 85362010 | 1 | 4042948825969 | 2.5 | KG | 1215.5 | 1181.5 | LP18 | LP18 | circuit breaker 3VA2 IEC frame 160 breaking capacity class H Icu=85kA @ 415V 3-pole, line protection ETU850, LSI, In=40A overload protection Ir=16A...40A short-circuit protection Isd=0.6..10x In, Ii=1.5..12x In N conductor protection optionally with external current transformer, up to 160% clamp connection | Lista Papel 2020 SI | 0 | 0
3VA2140-6KP42-0AA0 |  | 3VA2140-6KP42-0AA0 | 1 | UN | 1 | 5 | B | D | EAR99 | N | 85362010 | 1 | 4042948804421 | 2.815 | KG | 1326 | 1292 | LP18 | LP18 | circuit breaker 3VA2 IEC frame 160 breaking capacity class H Icu=85kA @ 415V 4-pole, line protection ETU850, LSI, In=40A overload protection Ir=16A...40A short-circuit protection Isd=0.6..10x In, Ii=1.5..12x In N conductor protection adjustable (OFF, up to 160%) nut keeper kit | Lista Papel 2020 SI | 0 | 0
3VA2140-6KP42-0DK0 |  | 3VA2140-6KP42-0DK0 | 1 | UN | 1 | 10 | C | D | EAR99 | N | 85362010 | 1 | 4042949320463 | 3.124 | KG | 1584 | 1584 | LP18 | LP18 | circuit breaker 3VA2 IEC frame 160 breaking capacity class H Icu=85kA @ 415V 4-pole, line protection ETU850, LSI, In=40A overload protection Ir=16A...40A short-circuit protection Isd=0.6..10x In, Ii=1.5..12x In N conductor protection adjustable (OFF, up to 160%) nut keeper kit undervoltage release (UVR) 208-230V AC 50/60Hz 1 auxiliary switch HQ 1 trip alarm switch HQ 1 electrical alarm switch | - | 0 | 0
3VA2140-6KP46-0AA0 |  | 3VA2140-6KP46-0AA0 | 1 | UN | 1 | 5 | B | D | EAR99 | N | 85362010 | 1 | 4042948826805 | 3.2 | KG | 1368.5 | 1326 | LP18 | LP18 | circuit breaker 3VA2 IEC frame 160 breaking capacity class H Icu=85kA @ 415V 4-pole, line protection ETU850, LSI, In=40A overload protection Ir=16A...40A short-circuit protection Isd=0.6..10x In, Ii=1.5..12x In N conductor protection adjustable (OFF, up to 160%) clamp connection | Lista Papel 2020 SI | 0 | 0
3VA2140-6KQ32-0AA0 |  | 3VA2140-6KQ32-0AA0 | 1 | UN | 1 | 5 | B | D | EAR99 | N | 85362010 | 1 | 4042948802199 | 2.5 | KG | 1326 | 1292 | LP18 | LP18 | circuit breaker 3VA2 IEC frame 160 breaking capacity class H Icu=85kA @ 415V 3-pole, line protection ETU860, LSIG, In=40A overload protection Ir=16A...40A short-circuit protection Isd=0.6..10x In, Ii=1.5..12x In N conductor protection optionally with external current transformer, up to 160% gr.-fault prot., can be sw. off Ig=0.4... 1 x In, tg=0.05-0.8s nut keeper kit | Lista Papel 2020 SI | 0 | 0
3VA2140-6KQ32-0KF0 |  | 3VA2140-6KQ32-0KF0 | 1 | UN | 1 | 10 | C | D | EAR99 | N | 85362090 | 1 | 4042949320081 | 2.444 | KG | 1522.4 | 1522.4 | LP18 | LP18 | circuit breaker 3VA2 IEC frame 160 breaking capacity class H Icu=85kA @ 415V 3-pole, line protection ETU860, LSIG, In=40A overload protection Ir=16A...40A short-circuit protection Isd=0.6..10x In, Ii=1.5..12x In N conductor protection optionally with external current transformer gr.-fault prot., can be sw. off Ig=0.4... 1 x In, tg=0.05-0.8s nut keeper kit shunt trip (STL) 220-250V DC; 208-277V AC 1 auxiliary switch HQ 1 trip alarm switch HQ | - | 0 | 0
3VA2140-6KQ36-0AA0 |  | 3VA2140-6KQ36-0AA0 | 1 | UN | 1 | 5 | B | D | EAR99 | N | 85362010 | 1 | 4042948825976 | 2.5 | KG | 1351.5 | 1317.5 | LP18 | LP18 | circuit breaker 3VA2 IEC frame 160 breaking capacity class H Icu=85kA @ 415V 3-pole, line protection ETU860, LSIG, In=40A overload protection Ir=16A...40A short-circuit protection Isd=0.6..10x In, Ii=1.5..12x In N conductor protection optionally with external current transformer, up to 160% gr.-fault prot., can be sw. off Ig=0.4... 1 x In, tg=0.05-0.8s clamp connection | Lista Papel 2020 SI | 0 | 0
3VA2140-6KQ42-0AA0 |  | 3VA2140-6KQ42-0AA0 | 1 | UN | 1 | 5 | B | D | EAR99 | N | 85362010 | 1 | 4042948804438 | 3.2 | KG | 1462 | 1419.5 | LP18 | LP18 | circuit breaker 3VA2 IEC frame 160 breaking capacity class H Icu=85kA @ 415V 4-pole, line protection ETU860, LSIG, In=40A overload protection Ir=16A...40A short-circuit protection Isd=0.6..10x In, Ii=1.5..12x In N conductor protection adjustable (OFF, up to 160%) gr.-fault prot., can be sw. off Ig=0.4...1 x In= tg=0.05-0.8s nut keeper kit | Lista Papel 2020 SI | 0 | 0
3VA2140-6KQ46-0AA0 |  | 3VA2140-6KQ46-0AA0 | 1 | UN | 1 | 5 | B | D | EAR99 | N | 85362010 | 1 | 4042948826812 | 3.2 | KG | 1496 | 1453.5 | LP18 | LP18 | circuit breaker 3VA2 IEC frame 160 breaking capacity class H Icu=85kA @ 415V 4-pole, line protection ETU860, LSIG, In=40A overload protection Ir=16A...40A short-circuit protection Isd=0.6..10x In, Ii=1.5..12x In N conductor protection adjustable (OFF, up to 160%) gr.-fault prot., can be sw. off Ig=0.4...1 x In= tg=0.05-0.8s clamp connection | Lista Papel 2020 SI | 0 | 0
3VA2140-7HK32-0AA0 |  | 3VA2140-7HK32-0AA0 | 1 | UN | 1 | 5 | B | D | EAR99 | N | 85362010 | 1 | 4042948802205 | 2.5 | KG | 572 | 572 | LP18 | LP18 | circuit breaker 3VA2 IEC frame 160 breaking capacity class C Icu=110kA @ 415V 3-pole, line protection ETU340, ELISA LI, In=40A overload protection Ir=16A...40A short-circuit protection Ii=15 x In nut keeper kit | - | 0 | 0
3VA2140-7HK36-0AA0 |  | 3VA2140-7HK36-0AA0 | 1 | UN | 1 | 5 | B | D | EAR99 | N | 85362010 | 1 | 4042948825983 | 2.5 | KG | 597.52 | 597.52 | LP18 | LP18 | circuit breaker 3VA2 IEC frame 160 breaking capacity class C Icu=110kA @ 415V 3-pole, line protection ETU340, ELISA LI, In=40A overload protection Ir=16A...40A short-circuit protection Ii=15 x In clamp connection | - | 0 | 0
3VA2140-7HK42-0AA0 |  | 3VA2140-7HK42-0AA0 | 1 | UN | 1 | 5 | B | D | EAR99 | N | 85362010 | 1 | 4042948804445 | 3.2 | KG | 730.4 | 730.4 | LP18 | LP18 | circuit breaker 3VA2 IEC frame 160 breaking capacity class C Icu=110kA @ 415V 4-pole, line protection ETU340, ELISA LI, In=40A overload protection Ir=16A...40A short-circuit protection Ii=15 x In N conductor protection adjustable (OFF, 100%) nut keeper kit | - | 0 | 0
3VA2140-7HK46-0AA0 |  | 3VA2140-7HK46-0AA0 | 1 | UN | 1 | 5 | B | D | EAR99 | N | 85362010 | 1 | 4042948826829 | 3.2 | KG | 763.84 | 763.84 | LP18 | LP18 | circuit breaker 3VA2 IEC frame 160 breaking capacity class C Icu=110kA @ 415V 4-pole, line protection ETU340, ELISA LI, In=40A overload protection Ir=16A...40A short-circuit protection Ii=15 x In N conductor protection adjustable (OFF, 100%) clamp connection | - | 0 | 0
3VA2140-7HL32-0AA0 |  | 3VA2140-7HL32-0AA0 | 1 | UN | 1 | 5 | B | D | EAR99 | N | 85362010 | 1 | 4042948832844 | 2.173 | KG | 552.5 | 537.2 | LP18 | LP18 | circuit breaker 3VA2 IEC frame 160 breaking capacity class C Icu=110kA @ 415V 3-pole, line protection ETU320, LI, In=40A overload protection Ir=16A...40A short-circuit protection Ii=1.5...12 x In nut keeper kit | Lista Papel 2020 SI | 0 | 0
3VA2140-7HL36-0AA0 |  | 3VA2140-7HL36-0AA0 | 1 | UN | 1 | 5 | B | D | EAR99 | N | 85362010 | 1 | 4042948832837 | 2.5 | KG | 577.2 | 561 | LP18 | LP18 | circuit breaker 3VA2 IEC frame 160 breaking capacity class C Icu=110kA @ 415V 3-pole, line protection ETU320, LI, In=40A overload protection Ir=16A...40A short-circuit protection Ii=1.5...12 x In clamp connection | Lista Papel 2020 SI | 0 | 0
3VA2140-7HL42-0AA0 |  | 3VA2140-7HL42-0AA0 | 1 | UN | 1 | 5 | B | D | EAR99 | N | 85362010 | 1 | 4042948832820 | 3.2 | KG | 705.5 | 686 | LP18 | LP18 | circuit breaker 3VA2 IEC frame 160 breaking capacity class C Icu=110kA @ 415V 4-pole, line protection ETU320, LI, In=40A overload protection Ir=16A...40A short-circuit protection Ii=1.5...12 x In N conductor protection adjustable (OFF, 100%) nut keeper kit | Lista Papel 2020 SI | 0 | 0
3VA2140-7HL46-0AA0 |  | 3VA2140-7HL46-0AA0 | 1 | UN | 1 | 5 | B | D | EAR99 | N | 85362010 | 1 | 4042948832813 | 3.2 | KG | 739.5 | 718.3 | LP18 | LP18 | circuit breaker 3VA2 IEC frame 160 breaking capacity class C Icu=110kA @ 415V 4-pole, line protection ETU320, LI, In=40A overload protection Ir=16A...40A short-circuit protection Ii=1.5...12 x In N conductor protection adjustable (OFF, 100%) clamp connection | Lista Papel 2020 SI | 0 | 0
3VA2140-7HM32-0AA0 |  | 3VA2140-7HM32-0AA0 | 1 | UN | 1 | 5 | B | D | EAR99 | N | 85362010 | 1 | 4042948802229 | 2.5 | KG | 798.2 | 776.1 | LP18 | LP18 | circuit breaker 3VA2 IEC frame 160 breaking capacity class C Icu=110kA @ 415V 3-pole, line protection ETU330, LIG, In=40A overload protection Ir=16A...40A short-circuit protection Ii=1.5...12 x In ground-fault protection Ig=0.4... 1 x In, tg=0.1/0.3s nut keeper kit | Lista Papel 2020 SI | 0 | 0
3VA2140-7HM36-0AA0 |  | 3VA2140-7HM36-0AA0 | 1 | UN | 1 | 5 | B | D | EAR99 | N | 85362010 | 1 | 4042948826003 | 2.5 | KG | 821.1 | 798.2 | LP18 | LP18 | circuit breaker 3VA2 IEC frame 160 breaking capacity class C Icu=110kA @ 415V 3-pole, line protection ETU330, LIG, In=40A overload protection Ir=16A...40A short-circuit protection Ii=1.5...12 x In ground-fault protection Ig=0.4... 1 x In, tg=0.1/0.3s clamp connection | Lista Papel 2020 SI | 0 | 0
3VA2140-7HM42-0AA0 |  | 3VA2140-7HM42-0AA0 | 1 | UN | 1 | 5 | B | D | EAR99 | N | 85362010 | 1 | 4042948804469 | 3.2 | KG | 952 | 926.5 | LP18 | LP18 | circuit breaker 3VA2 IEC frame 160 breaking capacity class C Icu=110kA @ 415V 4-pole, line protection ETU330, LIG, In=40A overload protection Ir=16A...40A short-circuit protection Ii=1.5...12 x In N conductor protection adjustable (OFF, 100%) ground-fault protection Ig=0.4...1 x In= tg=0.1/0.3s nut keeper kit | Lista Papel 2020 SI | 0 | 0
3VA2140-7HM46-0AA0 |  | 3VA2140-7HM46-0AA0 | 1 | UN | 1 | 5 | B | D | EAR99 | N | 85362010 | 1 | 4042948826843 | 3.2 | KG | 986 | 960.5 | LP18 | LP18 | circuit breaker 3VA2 IEC frame 160 breaking capacity class C Icu=110kA @ 415V 4-pole, line protection ETU330, LIG, In=40A overload protection Ir=16A...40A short-circuit protection Ii=1.5...12 x In N conductor protection adjustable (OFF, 100%) ground-fault protection Ig=0.4...1 x In= tg=0.1/0.3s clamp connection | Lista Papel 2020 SI | 0 | 0
3VA2140-7HN32-0AA0 |  | 3VA2140-7HN32-0AA0 | 1 | UN | 1 | 5 | B | D | EAR99 | N | 85362010 | 1 | 4042948802212 | 2.5 | KG | 612 | 595 | LP18 | LP18 | circuit breaker 3VA2 IEC frame 160 breaking capacity class C Icu=110kA @ 415V 3-pole, line protection ETU350, LSI, In=40A overload protection Ir=16A...40A short-circuit protection Isd=1.5...10 x Ir, Ii=12 x In nut keeper kit | Lista Papel 2020 SI | 0 | 0
3VA2140-7HN36-0AA0 |  | 3VA2140-7HN36-0AA0 | 1 | UN | 1 | 5 | B | D | EAR99 | N | 85362010 | 1 | 4042948825990 | 2.291 | KG | 636.7 | 618.8 | LP18 | LP18 | circuit breaker 3VA2 IEC frame 160 breaking capacity class C Icu=110kA @ 415V 3-pole, line protection ETU350, LSI, In=40A overload protection Ir=16A...40A short-circuit protection Isd=1.5...10 x Ir, Ii=12 x In clamp connection | Lista Papel 2020 SI | 0 | 0
3VA2140-7HN42-0AA0 |  | 3VA2140-7HN42-0AA0 | 1 | UN | 1 | 5 | B | D | EAR99 | N | 85362010 | 1 | 4042948804452 | 3.2 | KG | 765 | 743.8 | LP18 | LP18 | circuit breaker 3VA2 IEC frame 160 breaking capacity class C Icu=110kA @ 415V 4-pole, line protection ETU350, LSI, In=40A overload protection Ir=16A...40A short-circuit protection Isd=1.5...10 x Ir, Ii=12 x In N conductor protection adjustable (OFF, 100%) nut keeper kit | Lista Papel 2020 SI | 0 | 0
3VA2140-7HN46-0AA0 |  | 3VA2140-7HN46-0AA0 | 1 | UN | 1 | 5 | B | D | EAR99 | N | 85362010 | 1 | 4042948826836 | 3.2 | KG | 796.5 | 774.4 | LP18 | LP18 | circuit breaker 3VA2 IEC frame 160 breaking capacity class C Icu=110kA @ 415V 4-pole, line protection ETU350, LSI, In=40A overload protection Ir=16A...40A short-circuit protection Isd=1.5...10 x Ir, Ii=12 x In N conductor protection adjustable (OFF, 100%) clamp connection | Lista Papel 2020 SI | 0 | 0
3VA2140-7JP32-0AA0 |  | 3VA2140-7JP32-0AA0 | 1 | UN | 1 | 5 | B | D | EAR99 | N | 85362010 | 1 | 4042948802236 | 2.5 | KG | 1020 | 994.5 | LP18 | LP18 | circuit breaker 3VA2 IEC frame 160 breaking capacity class C Icu=110kA @ 415V 3-pole, line protection ETU550, LSI, In=40A overload protection Ir=16A...40A short-circuit protection Isd=0.6..10x In, Ii=1.5..12x In N conductor protection optionally with external current transformer, up to 160% nut keeper kit | Lista Papel 2020 SI | 0 | 0
3VA2140-7JP36-0AA0 |  | 3VA2140-7JP36-0AA0 | 1 | UN | 1 | 5 | B | D | EAR99 | N | 85362010 | 1 | 4042948826010 | 2.5 | KG | 1045.5 | 1020 | LP18 | LP18 | circuit breaker 3VA2 IEC frame 160 breaking capacity class C Icu=110kA @ 415V 3-pole, line protection ETU550, LSI, In=40A overload protection Ir=16A...40A short-circuit protection Isd=0.6..10x In, Ii=1.5..12x In N conductor protection optionally with external current transformer, up to 160% clamp connection | Lista Papel 2020 SI | 0 | 0
3VA2140-7JP42-0AA0 |  | 3VA2140-7JP42-0AA0 | 1 | UN | 1 | 5 | B | D | EAR99 | N | 85362010 | 1 | 4042948804476 | 3.2 | KG | 1156 | 1122 | LP18 | LP18 | circuit breaker 3VA2 IEC frame 160 breaking capacity class C Icu=110kA @ 415V 4-pole, line protection ETU550, LSI, In=40A overload protection Ir=16A...40A short-circuit protection Isd=0.6..10x In, Ii=1.5..12x In N conductor protection adjustable (OFF, up to 160%) nut keeper kit | Lista Papel 2020 SI | 0 | 0
3VA2140-7JP46-0AA0 |  | 3VA2140-7JP46-0AA0 | 1 | UN | 1 | 5 | B | D | EAR99 | N | 85362010 | 1 | 4042948826850 | 3.2 | KG | 1198.5 | 1164.5 | LP18 | LP18 | circuit breaker 3VA2 IEC frame 160 breaking capacity class C Icu=110kA @ 415V 4-pole, line protection ETU550, LSI, In=40A overload protection Ir=16A...40A short-circuit protection Isd=0.6..10x In, Ii=1.5..12x In N conductor protection adjustable (OFF, up to 160%) clamp connection | Lista Papel 2020 SI | 0 | 0
3VA2140-7JQ32-0AA0 |  | 3VA2140-7JQ32-0AA0 | 1 | UN | 1 | 5 | B | D | EAR99 | N | 85362010 | 1 | 4042948802243 | 2.177 | KG | 1266.5 | 1232.5 | LP18 | LP18 | circuit breaker 3VA2 IEC frame 160 breaking capacity class C Icu=110kA @ 415V 3-pole, line protection ETU560, LSIG, In=40A overload protection Ir=16A...40A short-circuit protection Isd=0.6..10x In, Ii=1.5..12x In N conductor protection optionally with external current transformer, up to 160% gr.-fault prot., can be sw. off Ig=0.4... 1 x In, tg=0.05-0.8s nut keeper kit | Lista Papel 2020 SI | 0 | 0
3VA2140-7JQ36-0AA0 |  | 3VA2140-7JQ36-0AA0 | 1 | UN | 1 | 5 | B | D | EAR99 | N | 85362010 | 1 | 4042948826027 | 2.5 | KG | 1292 | 1258 | LP18 | LP18 | circuit breaker 3VA2 IEC frame 160 breaking capacity class C Icu=110kA @ 415V 3-pole, line protection ETU560, LSIG, In=40A overload protection Ir=16A...40A short-circuit protection Isd=0.6..10x In, Ii=1.5..12x In N conductor protection optionally with external current transformer, up to 160% gr.-fault prot., can be sw. off Ig=0.4... 1 x In, tg=0.05-0.8s clamp connection | Lista Papel 2020 SI | 0 | 0
3VA2140-7JQ42-0AA0 |  | 3VA2140-7JQ42-0AA0 | 1 | UN | 1 | 5 | B | D | EAR99 | N | 85362010 | 1 | 4042948804483 | 3.2 | KG | 1411 | 1368.5 | LP18 | LP18 | circuit breaker 3VA2 IEC frame 160 breaking capacity class C Icu=110kA @ 415V 4-pole, line protection ETU560, LSIG, In=40A overload protection Ir=16A...40A short-circuit protection Isd=0.6..10x In, Ii=1.5..12x In N conductor protection adjustable (OFF, up to 160%) gr.-fault prot., can be sw. off Ig=0.4...1 x In= tg=0.05-0.8s nut keeper kit | Lista Papel 2020 SI | 0 | 0
3VA2140-7JQ46-0AA0 |  | 3VA2140-7JQ46-0AA0 | 1 | UN | 1 | 5 | B | D | EAR99 | N | 85362010 | 1 | 4042948826867 | 3.2 | KG | 1445 | 1402.5 | LP18 | LP18 | circuit breaker 3VA2 IEC frame 160 breaking capacity class C Icu=110kA @ 415V 4-pole, line protection ETU560, LSIG, In=40A overload protection Ir=16A...40A short-circuit protection Isd=0.6..10x In, Ii=1.5..12x In N conductor protection adjustable (OFF, up to 160%) gr.-fault prot., can be sw. off Ig=0.4...1 x In= tg=0.05-0.8s clamp connection | Lista Papel 2020 SI | 0 | 0
3VA2140-7KP32-0AA0 |  | 3VA2140-7KP32-0AA0 | 1 | UN | 1 | 5 | B | D | EAR99 | N | 85362010 | 1 | 4042948802250 | 2.232 | KG | 1224 | 1190 | LP18 | LP18 | circuit breaker 3VA2 IEC frame 160 breaking capacity class C Icu=110kA @ 415V 3-pole, line protection ETU850, LSI, In=40A overload protection Ir=16A...40A short-circuit protection Isd=0.6..10x In, Ii=1.5..12x In N conductor protection optionally with external current transformer, up to 160% nut keeper kit | Lista Papel 2020 SI | 0 | 0
3VA2140-7KP36-0AA0 |  | 3VA2140-7KP36-0AA0 | 1 | UN | 1 | 5 | B | D | EAR99 | N | 85362010 | 1 | 4042948826034 | 2.5 | KG | 1258 | 1224 | LP18 | LP18 | circuit breaker 3VA2 IEC frame 160 breaking capacity class C Icu=110kA @ 415V 3-pole, line protection ETU850, LSI, In=40A overload protection Ir=16A...40A short-circuit protection Isd=0.6..10x In, Ii=1.5..12x In N conductor protection optionally with external current transformer, up to 160% clamp connection | Lista Papel 2020 SI | 0 | 0
3VA2140-7KP42-0AA0 |  | 3VA2140-7KP42-0AA0 | 1 | UN | 1 | 5 | B | D | EAR99 | N | 85362010 | 1 | 4042948804490 | 3.2 | KG | 1377 | 1334.5 | LP18 | LP18 | circuit breaker 3VA2 IEC frame 160 breaking capacity class C Icu=110kA @ 415V 4-pole, line protection ETU850, LSI, In=40A overload protection Ir=16A...40A short-circuit protection Isd=0.6..10x In, Ii=1.5..12x In N conductor protection adjustable (OFF, up to 160%) nut keeper kit | Lista Papel 2020 SI | 0 | 0
3VA2140-7KP46-0AA0 |  | 3VA2140-7KP46-0AA0 | 1 | UN | 1 | 5 | B | D | EAR99 | N | 85362010 | 1 | 4042948826874 | 3.2 | KG | 1402.5 | 1360 | LP18 | LP18 | circuit breaker 3VA2 IEC frame 160 breaking capacity class C Icu=110kA @ 415V 4-pole, line protection ETU850, LSI, In=40A overload protection Ir=16A...40A short-circuit protection Isd=0.6..10x In, Ii=1.5..12x In N conductor protection adjustable (OFF, up to 160%) clamp connection | Lista Papel 2020 SI | 0 | 0
3VA2140-7KQ32-0AA0 |  | 3VA2140-7KQ32-0AA0 | 1 | UN | 1 | 5 | B | D | EAR99 | N | 85362010 | 1 | 4042948802267 | 2.5 | KG | 1368.5 | 1326 | LP18 | LP18 | circuit breaker 3VA2 IEC frame 160 breaking capacity class C Icu=110kA @ 415V 3-pole, line protection ETU860, LSIG, In=40A overload protection Ir=16A...40A short-circuit protection Isd=0.6..10x In, Ii=1.5..12x In N conductor protection optionally with external current transformer, up to 160% gr.-fault prot., can be sw. off Ig=0.4... 1 x In, tg=0.05-0.8s nut keeper kit | Lista Papel 2020 SI | 0 | 0
3VA2140-7KQ36-0AA0 |  | 3VA2140-7KQ36-0AA0 | 1 | UN | 1 | 5 | B | D | EAR99 | N | 85362010 | 1 | 4042948826041 | 2.358 | KG | 1385.5 | 1343 | LP18 | LP18 | circuit breaker 3VA2 IEC frame 160 breaking capacity class C Icu=110kA @ 415V 3-pole, line protection ETU860, LSIG, In=40A overload protection Ir=16A...40A short-circuit protection Isd=0.6..10x In, Ii=1.5..12x In N conductor protection optionally with external current transformer, up to 160% gr.-fault prot., can be sw. off Ig=0.4... 1 x In, tg=0.05-0.8s clamp connection | Lista Papel 2020 SI | 0 | 0
3VA2140-7KQ42-0AA0 |  | 3VA2140-7KQ42-0AA0 | 1 | UN | 1 | 5 | B | D | EAR99 | N | 85362010 | 1 | 4042948804506 | 3.2 | KG | 1513 | 1470.5 | LP18 | LP18 | circuit breaker 3VA2 IEC frame 160 breaking capacity class C Icu=110kA @ 415V 4-pole, line protection ETU860, LSIG, In=40A overload protection Ir=16A...40A short-circuit protection Isd=0.6..10x In, Ii=1.5..12x In N conductor protection adjustable (OFF, up to 160%) gr.-fault prot., can be sw. off Ig=0.4...1 x In= tg=0.05-0.8s nut keeper kit | Lista Papel 2020 SI | 0 | 0
3VA2140-7KQ46-0AA0 |  | 3VA2140-7KQ46-0AA0 | 1 | UN | 1 | 5 | B | D | EAR99 | N | 85362010 | 1 | 4042948826881 | 3.2 | KG | 1547 | 1504.5 | LP18 | LP18 | circuit breaker 3VA2 IEC frame 160 breaking capacity class C Icu=110kA @ 415V 4-pole, line protection ETU860, LSIG, In=40A overload protection Ir=16A...40A short-circuit protection Isd=0.6..10x In, Ii=1.5..12x In N conductor protection adjustable (OFF, up to 160%) gr.-fault prot., can be sw. off Ig=0.4...1 x In= tg=0.05-0.8s clamp connection | Lista Papel 2020 SI | 0 | 0
3VA2140-7MN32-0AA0 |  | 3VA2140-7MN32-0AA0 | 1 | UN | 1 | 5 | B | D | EAR99 | N | 85362010 | 1 | 4042948830949 | 2.17 | KG | 616.88 | 616.88 | LP18 | LP18 | circuit breaker 3VA2 IEC frame 160 breaking capacity class C Icu=110kA @ 415V 3-pole, motor protection ETU350M, LSI, In=40A overload protection Ir=16A...40A short-circuit protection Isd=3...15 x Ir, Ii=15 x In nut keeper kit | - | 0 | 0
3VA2140-7MN32-0BH0 |  | 3VA2140-7MN32-0BH0 | 1 | UN | 1 | 10 | C | D | EAR99 | N | 85362010 | 1 | 4042949324843 | 2.452 | KG | 803.44 | 803.44 | LP18 | LP18 | circuit breaker 3VA2 IEC frame 160 breaking capacity class C Icu=110kA @ 415V 3-pole, motor protection ETU350M, LSI, In=40A overload protection Ir=16A...40A short-circuit protection Isd=3...15 x Ir, Ii=15 x In nut keeper kit undervoltage release 24V DC 2 auxiliary switches 1 trip alarm switch | - | 0 | 0
3VA2140-7MN36-0AA0 |  | 3VA2140-7MN36-0AA0 | 1 | UN | 1 | 5 | B | D | EAR99 | N | 85362010 | 1 | 4042948830932 | 2.5 | KG | 640.64 | 640.64 | LP18 | LP18 | circuit breaker 3VA2 IEC frame 160 breaking capacity class C Icu=110kA @ 415V 3-pole, motor protection ETU350M, LSI, In=40A overload protection Ir=16A...40A short-circuit protection Isd=3...15 x Ir, Ii=15 x In clamp connection | - | 0 | 0
3VA2140-7MN36-0BH0 |  | 3VA2140-7MN36-0BH0 | 1 | UN | 1 | 10 | C | D | EAR99 | N | 85362010 | 1 | 4042949324850 | 2.552 | KG | 826.32 | 826.32 | LP18 | LP18 | circuit breaker 3VA2 IEC frame 160 breaking capacity class C Icu=110kA @ 415V 3-pole, motor protection ETU350M, LSI, In=40A overload protection Ir=16A...40A short-circuit protection Isd=3...15 x Ir, Ii=15 x In clamp connection undervoltage release 24V DC 2 auxiliary switches 1 trip alarm switch | - | 0 | 0
3VA2140-7MP32-0AA0 |  | 3VA2140-7MP32-0AA0 | 1 | UN | 1 | 5 | B | D | EAR99 | N | 85362090 | 1 | 4042948903841 | 2.13 | KG | 810.48 | 810.48 | LP18 | LP18 | CIRCUIT BREAKER 3VA2 IEC FRAME 160 BREAKING CAPACITY CLASS C ICU=110KA @ 415 V 3-POLE, MOTOR PROTECTION ETU550M, LSI, In=40A OVERLOAD PROTECTION IR=16A ...40A SHORT CIRCUIT PROTECTION ISD=1,2... 15X IN,II=3...15X IN BUSBAR CONNECTION | - | 0 | 0
3VA2140-7MP36-0AA0 |  | 3VA2140-7MP36-0AA0 | 1 | UN | 1 | 5 | B | D | EAR99 | N | 85362090 | 1 | 4042948903834 | 2.13 | KG | 834.24 | 834.24 | LP18 | LP18 | CIRCUIT BREAKER 3VA2 IEC FRAME 160 BREAKING CAPACITY CLASS C ICU=110KA @ 415 V 3-POLE, MOTOR PROTECTION ETU550M, LSI, In=40A OVERLOAD PROTECTION IR=16A ...40A SHORT CIRCUIT PROTECTION ISD=1,2... 15X IN,II=3...15X IN CABLE CONNECTION | - | 0 | 0
3VA2140-7MQ32-0AA0 |  | 3VA2140-7MQ32-0AA0 | 1 | UN | 1 | 5 | B | D | EAR99 | N | 85362010 | 1 | 4042948830925 | 2.5 | KG | 1100 | 1100 | LP18 | LP18 | circuit breaker 3VA2 IEC frame 160 breaking capacity class C Icu=110kA @ 415V 3-pole, motor protection ETU860M, LSIG, In=40A overload protection Ir=16A...40A short-circuit protection Isd=1.2..15x In, Ii=3..15x In gr.-fault prot., can be sw. off Ig=0.4... 1 x In, tg=0.05-0.8s nut keeper kit | - | 0 | 0
3VA2140-7MQ32-0DH0 |  | 3VA2140-7MQ32-0DH0 | 1 | UN | 1 | 10 | C | D | EAR99 | N | 85362090 | 1 | 4042949322450 | 2.449 | KG | 1284.8 | 1284.8 | LP18 | LP18 | circuit breaker 3VA2 IEC frame 160 breaking capacity class C Icu=110kA @ 415V 3-pole, motor protection ETU860M, LSIG, In=40A overload protection Ir=16A...40A short-circuit protection Isd=1.2..15x In, Ii=3..15x In gr.-fault prot., can be sw. off Ig=0.4... 1 x In, tg=0.05-0.8s nut keeper kit undervoltage release (UVR) 208-230V AC 50/60Hz 2 auxiliary switches HQ 1 trip alarm switch HQ | - | 0 | 0
3VA2140-7MQ36-0AA0 |  | 3VA2140-7MQ36-0AA0 | 1 | UN | 1 | 5 | B | D | EAR99 | N | 85362010 | 1 | 4042948830918 | 2.5 | KG | 1126.4 | 1126.4 | LP18 | LP18 | circuit breaker 3VA2 IEC frame 160 breaking capacity class C Icu=110kA @ 415V 3-pole, motor protection ETU860M, LSIG, In=40A overload protection Ir=16A...40A short-circuit protection Isd=1.2..15x In, Ii=3..15x In gr.-fault prot., can be sw. off Ig=0.4... 1 x In, tg=0.05-0.8s clamp connection | - | 0 | 0
3VA2140-7MQ36-0AD0 |  | 3VA2140-7MQ36-0AD0 | 1 | UN | 1 | 10 | C | D | EAR99 | N | 85362010 | 1 | 4042949326397 | 2.569 | KG | 1196.8 | 1196.8 | LP18 | LP18 | circuit breaker 3VA2 IEC frame 160 breaking capacity class C Icu=110kA @ 415V 3-pole, motor protection ETU860M, LSIG, In=40A overload protection Ir=16A...40A short-circuit protection Isd=1.2..15x In, Ii=3..15x In gr.-fault prot., can be sw. off Ig=0.4... 1 x In, tg=0.05-0.8s clamp connection circuit breaker 3VA2 IEC frame 160 3 auxiliary switches HQ | - | 0 | 0
3VA2140-7MS32-0AA0 |  | 3VA2140-7MS32-0AA0 | 1 | UN | 1 | 5 | B | D | EAR99 | N | 85362010 | 1 | 4042948830901 | 2.164 | KG | 435.6 | 435.6 | LP18 | LP18 | circuit breaker 3VA2 IEC frame 160 breaking capacity class C Icu=110kA @ 415V 3-pole, starter protection ETU310M, I, In=40A without overload protection short-circuit protection Ii=3...15 x In nut keeper kit | - | 0 | 0
3VA2140-7MS36-0AA0 |  | 3VA2140-7MS36-0AA0 | 1 | UN | 1 | 5 | B | D | EAR99 | N | 85362010 | 1 | 4042948830895 | 2.5 | KG | 460.24 | 460.24 | LP18 | LP18 | circuit breaker 3VA2 IEC frame 160 breaking capacity class C Icu=110kA @ 415V 3-pole, starter protection ETU310M, I, In=40A without overload protection short-circuit protection Ii=3...15 x In clamp connection | - | 0 | 0
3VA2140-8HK32-0AA0 |  | 3VA2140-8HK32-0AA0 | 1 | UN | 1 | 5 | B | D | EAR99 | N | 85362010 | 1 | 4042948802274 | 2.5 | KG | 645.04 | 645.04 | LP18 | LP18 | circuit breaker 3VA2 IEC frame 160 breaking capacity class L Icu=150kA @ 415V 3-pole, line protection ETU340, ELISA LI, In=40A overload protection Ir=16A...40A short-circuit protection Ii=15 x In nut keeper kit | - | 0 | 0
3VA2140-8HK36-0AA0 |  | 3VA2140-8HK36-0AA0 | 1 | UN | 1 | 5 | B | D | EAR99 | N | 85362010 | 1 | 4042948826058 | 2.5 | KG | 669.68 | 669.68 | LP18 | LP18 | circuit breaker 3VA2 IEC frame 160 breaking capacity class L Icu=150kA @ 415V 3-pole, line protection ETU340, ELISA LI, In=40A overload protection Ir=16A...40A short-circuit protection Ii=15 x In clamp connection | - | 0 | 0
3VA2140-8HK42-0AA0 |  | 3VA2140-8HK42-0AA0 | 1 | UN | 1 | 5 | B | D | EAR99 | N | 85362010 | 1 | 4042948804513 | 3.2 | KG | 829.84 | 829.84 | LP18 | LP18 | circuit breaker 3VA2 IEC frame 160 breaking capacity class L Icu=150kA @ 415V 4-pole, line protection ETU340, ELISA LI, In=40A overload protection Ir=16A...40A short-circuit protection Ii=15 x In N conductor protection adjustable (OFF, 100%) nut keeper kit | - | 0 | 0
3VA2140-8HK46-0AA0 |  | 3VA2140-8HK46-0AA0 | 1 | UN | 1 | 5 | B | D | EAR99 | N | 85362010 | 1 | 4042948826898 | 3.2 | KG | 862.4 | 862.4 | LP18 | LP18 | circuit breaker 3VA2 IEC frame 160 breaking capacity class L Icu=150kA @ 415V 4-pole, line protection ETU340, ELISA LI, In=40A overload protection Ir=16A...40A short-circuit protection Ii=15 x In N conductor protection adjustable (OFF, 100%) clamp connection | - | 0 | 0
3VA2140-8HL32-0AA0 |  | 3VA2140-8HL32-0AA0 | 1 | UN | 1 | 5 | B | D | EAR99 | N | 85362010 | 1 | 4042948832806 | 2.5 | KG | 623.1 | 605.2 | LP18 | LP18 | circuit breaker 3VA2 IEC frame 160 breaking capacity class L Icu=150kA @ 415V 3-pole, line protection ETU320, LI, In=40A overload protection Ir=16A...40A short-circuit protection Ii=1.5...12 x In nut keeper kit | Lista Papel 2020 SI | 0 | 0
3VA2140-8HL36-0AA0 |  | 3VA2140-8HL36-0AA0 | 1 | UN | 1 | 5 | B | D | EAR99 | N | 85362010 | 1 | 4042948832790 | 2.5 | KG | 646 | 628.2 | LP18 | LP18 | circuit breaker 3VA2 IEC frame 160 breaking capacity class L Icu=150kA @ 415V 3-pole, line protection ETU320, LI, In=40A overload protection Ir=16A...40A short-circuit protection Ii=1.5...12 x In clamp connection | Lista Papel 2020 SI | 0 | 0
3VA2140-8HL42-0AA0 |  | 3VA2140-8HL42-0AA0 | 1 | UN | 1 | 5 | B | D | EAR99 | N | 85362010 | 1 | 4042948832783 | 3.2 | KG | 802.4 | 779.5 | LP18 | LP18 | circuit breaker 3VA2 IEC frame 160 breaking capacity class L Icu=150kA @ 415V 4-pole, line protection ETU320, LI, In=40A overload protection Ir=16A...40A short-circuit protection Ii=1.5...12 x In N conductor protection adjustable (OFF, 100%) nut keeper kit | Lista Papel 2020 SI | 0 | 0
3VA2140-8HL46-0AA0 |  | 3VA2140-8HL46-0AA0 | 1 | UN | 1 | 5 | B | D | EAR99 | N | 85362010 | 1 | 4042948832776 | 3.2 | KG | 833 | 809.2 | LP18 | LP18 | circuit breaker 3VA2 IEC frame 160 breaking capacity class L Icu=150kA @ 415V 4-pole, line protection ETU320, LI, In=40A overload protection Ir=16A...40A short-circuit protection Ii=1.5...12 x In N conductor protection adjustable (OFF, 100%) clamp connection | Lista Papel 2020 SI | 0 | 0
3VA2140-8HM32-0AA0 |  | 3VA2140-8HM32-0AA0 | 1 | UN | 1 | 5 | B | D | EAR99 | N | 85362010 | 1 | 4042948802298 | 2.5 | KG | 867 | 843.2 | LP18 | LP18 | circuit breaker 3VA2 IEC frame 160 breaking capacity class L Icu=150kA @ 415V 3-pole, line protection ETU330, LIG, In=40A overload protection Ir=16A...40A short-circuit protection Ii=1.5...12 x In ground-fault protection Ig=0.4... 1 x In, tg=0.1/0.3s nut keeper kit | Lista Papel 2020 SI | 0 | 0
3VA2140-8HM36-0AA0 |  | 3VA2140-8HM36-0AA0 | 1 | UN | 1 | 5 | B | D | EAR99 | N | 85362010 | 1 | 4042948826072 | 2.5 | KG | 892.5 | 867 | LP18 | LP18 | circuit breaker 3VA2 IEC frame 160 breaking capacity class L Icu=150kA @ 415V 3-pole, line protection ETU330, LIG, In=40A overload protection Ir=16A...40A short-circuit protection Ii=1.5...12 x In ground-fault protection Ig=0.4... 1 x In, tg=0.1/0.3s clamp connection | Lista Papel 2020 SI | 0 | 0
3VA2140-8HM42-0AA0 |  | 3VA2140-8HM42-0AA0 | 1 | UN | 1 | 5 | B | D | EAR99 | N | 85362010 | 1 | 4042948804537 | 3.2 | KG | 1045.5 | 1020 | LP18 | LP18 | circuit breaker 3VA2 IEC frame 160 breaking capacity class L Icu=150kA @ 415V 4-pole, line protection ETU330, LIG, In=40A overload protection Ir=16A...40A short-circuit protection Ii=1.5...12 x In N conductor protection adjustable (OFF, 100%) ground-fault protection Ig=0.4...1 x In= tg=0.1/0.3s nut keeper kit | Lista Papel 2020 SI | 0 | 0
3VA2140-8HM46-0AA0 |  | 3VA2140-8HM46-0AA0 | 1 | UN | 1 | 5 | B | D | EAR99 | N | 85362010 | 1 | 4042948826911 | 3.2 | KG | 1079.5 | 1045.5 | LP18 | LP18 | circuit breaker 3VA2 IEC frame 160 breaking capacity class L Icu=150kA @ 415V 4-pole, line protection ETU330, LIG, In=40A overload protection Ir=16A...40A short-circuit protection Ii=1.5...12 x In N conductor protection adjustable (OFF, 100%) ground-fault protection Ig=0.4...1 x In= tg=0.1/0.3s clamp connection | Lista Papel 2020 SI | 0 | 0
3VA2140-8HN32-0AA0 |  | 3VA2140-8HN32-0AA0 | 1 | UN | 1 | 5 | B | D | EAR99 | N | 85362010 | 1 | 4042948802281 | 2.5 | KG | 680.9 | 661.3 | LP18 | LP18 | circuit breaker 3VA2 IEC frame 160 breaking capacity class L Icu=150kA @ 415V 3-pole, line protection ETU350, LSI, In=40A overload protection Ir=16A...40A short-circuit protection Isd=1.5...10 x Ir, Ii=12 x In nut keeper kit | Lista Papel 2020 SI | 0 | 0
3VA2140-8HN36-0AA0 |  | 3VA2140-8HN36-0AA0 | 1 | UN | 1 | 5 | B | D | EAR99 | N | 85362010 | 1 | 4042948826065 | 2.5 | KG | 704.7 | 685.1 | LP18 | LP18 | circuit breaker 3VA2 IEC frame 160 breaking capacity class L Icu=150kA @ 415V 3-pole, line protection ETU350, LSI, In=40A overload protection Ir=16A...40A short-circuit protection Isd=1.5...10 x Ir, Ii=12 x In clamp connection | Lista Papel 2020 SI | 0 | 0
3VA2140-8HN42-0AA0 |  | 3VA2140-8HN42-0AA0 | 1 | UN | 1 | 5 | B | D | EAR99 | N | 85362010 | 1 | 4042948804520 | 3.2 | KG | 858.5 | 834.7 | LP18 | LP18 | circuit breaker 3VA2 IEC frame 160 breaking capacity class L Icu=150kA @ 415V 4-pole, line protection ETU350, LSI, In=40A overload protection Ir=16A...40A short-circuit protection Isd=1.5...10 x Ir, Ii=12 x In N conductor protection adjustable (OFF, 100%) nut keeper kit | Lista Papel 2020 SI | 0 | 0
3VA2140-8HN46-0AA0 |  | 3VA2140-8HN46-0AA0 | 1 | UN | 1 | 5 | B | D | EAR99 | N | 85362010 | 1 | 4042948826904 | 3.2 | KG | 892.5 | 867 | LP18 | LP18 | circuit breaker 3VA2 IEC frame 160 breaking capacity class L Icu=150kA @ 415V 4-pole, line protection ETU350, LSI, In=40A overload protection Ir=16A...40A short-circuit protection Isd=1.5...10 x Ir, Ii=12 x In N conductor protection adjustable (OFF, 100%) clamp connection | Lista Papel 2020 SI | 0 | 0
3VA2140-8JP32-0AA0 |  | 3VA2140-8JP32-0AA0 | 1 | UN | 1 | 5 | B | D | EAR99 | N | 85362010 | 1 | 4042948802304 | 2.5 | KG | 1088 | 1054 | LP18 | LP18 | circuit breaker 3VA2 IEC frame 160 breaking capacity class L Icu=150kA @ 415V 3-pole, line protection ETU550, LSI, In=40A overload protection Ir=16A...40A short-circuit protection Isd=0.6..10x In, Ii=1.5..12x In N conductor protection optionally with external current transformer, up to 160% nut keeper kit | Lista Papel 2020 SI | 0 | 0
3VA2140-8JP36-0AA0 |  | 3VA2140-8JP36-0AA0 | 1 | UN | 1 | 5 | B | D | EAR99 | N | 85362010 | 1 | 4042948826089 | 2.5 | KG | 1105 | 1071 | LP18 | LP18 | circuit breaker 3VA2 IEC frame 160 breaking capacity class L Icu=150kA @ 415V 3-pole, line protection ETU550, LSI, In=40A overload protection Ir=16A...40A short-circuit protection Isd=0.6..10x In, Ii=1.5..12x In N conductor protection optionally with external current transformer, up to 160% clamp connection | Lista Papel 2020 SI | 0 | 0
3VA2140-8JP42-0AA0 |  | 3VA2140-8JP42-0AA0 | 1 | UN | 1 | 5 | B | D | EAR99 | N | 85362010 | 1 | 4042948804544 | 3.2 | KG | 1275 | 1241 | LP18 | LP18 | circuit breaker 3VA2 IEC frame 160 breaking capacity class L Icu=150kA @ 415V 4-pole, line protection ETU550, LSI, In=40A overload protection Ir=16A...40A short-circuit protection Isd=0.6..10x In, Ii=1.5..12x In N conductor protection adjustable (OFF, up to 160%) nut keeper kit | Lista Papel 2020 SI | 0 | 0
3VA2140-8JP46-0AA0 |  | 3VA2140-8JP46-0AA0 | 1 | UN | 1 | 5 | B | D | EAR99 | N | 85362010 | 1 | 4042948826928 | 3.2 | KG | 1300.5 | 1266.5 | LP18 | LP18 | circuit breaker 3VA2 IEC frame 160 breaking capacity class L Icu=150kA @ 415V 4-pole, line protection ETU550, LSI, In=40A overload protection Ir=16A...40A short-circuit protection Isd=0.6..10x In, Ii=1.5..12x In N conductor protection adjustable (OFF, up to 160%) clamp connection | Lista Papel 2020 SI | 0 | 0
3VA2140-8JQ32-0AA0 |  | 3VA2140-8JQ32-0AA0 | 1 | UN | 1 | 5 | B | D | EAR99 | N | 85362010 | 1 | 4042948802311 | 2.5 | KG | 1326 | 1292 | LP18 | LP18 | circuit breaker 3VA2 IEC frame 160 breaking capacity class L Icu=150kA @ 415V 3-pole, line protection ETU560, LSIG, In=40A overload protection Ir=16A...40A short-circuit protection Isd=0.6..10x In, Ii=1.5..12x In N conductor protection optionally with external current transformer, up to 160% gr.-fault prot., can be sw. off Ig=0.4... 1 x In, tg=0.05-0.8s nut keeper kit | Lista Papel 2020 SI | 0 | 0
3VA2140-8JQ36-0AA0 |  | 3VA2140-8JQ36-0AA0 | 1 | UN | 1 | 5 | B | D | EAR99 | N | 85362010 | 1 | 4042948826096 | 2.5 | KG | 1368.5 | 1326 | LP18 | LP18 | circuit breaker 3VA2 IEC frame 160 breaking capacity class L Icu=150kA @ 415V 3-pole, line protection ETU560, LSIG, In=40A overload protection Ir=16A...40A short-circuit protection Isd=0.6..10x In, Ii=1.5..12x In N conductor protection optionally with external current transformer, up to 160% gr.-fault prot., can be sw. off Ig=0.4... 1 x In, tg=0.05-0.8s clamp connection | Lista Papel 2020 SI | 0 | 0
3VA2140-8JQ42-0AA0 |  | 3VA2140-8JQ42-0AA0 | 1 | UN | 1 | 5 | B | D | EAR99 | N | 85362010 | 1 | 4042948804551 | 3.2 | KG | 1513 | 1470.5 | LP18 | LP18 | circuit breaker 3VA2 IEC frame 160 breaking capacity class L Icu=150kA @ 415V 4-pole, line protection ETU560, LSIG, In=40A overload protection Ir=16A...40A short-circuit protection Isd=0.6..10x In, Ii=1.5..12x In N conductor protection adjustable (OFF, up to 160%) gr.-fault prot., can be sw. off Ig=0.4...1 x In= tg=0.05-0.8s nut keeper kit | Lista Papel 2020 SI | 0 | 0
3VA2140-8JQ46-0AA0 |  | 3VA2140-8JQ46-0AA0 | 1 | UN | 1 | 5 | B | D | EAR99 | N | 85362010 | 1 | 4042948826935 | 3.2 | KG | 1547 | 1504.5 | LP18 | LP18 | circuit breaker 3VA2 IEC frame 160 breaking capacity class L Icu=150kA @ 415V 4-pole, line protection ETU560, LSIG, In=40A overload protection Ir=16A...40A short-circuit protection Isd=0.6..10x In, Ii=1.5..12x In N conductor protection adjustable (OFF, up to 160%) gr.-fault prot., can be sw. off Ig=0.4...1 x In= tg=0.05-0.8s clamp connection | Lista Papel 2020 SI | 0 | 0
3VA2140-8KP32-0AA0 |  | 3VA2140-8KP32-0AA0 | 1 | UN | 1 | 5 | B | D | EAR99 | N | 85362010 | 1 | 4042948802328 | 2.5 | KG | 1292 | 1258 | LP18 | LP18 | circuit breaker 3VA2 IEC frame 160 breaking capacity class L Icu=150kA @ 415V 3-pole, line protection ETU850, LSI, In=40A overload protection Ir=16A...40A short-circuit protection Isd=0.6..10x In, Ii=1.5..12x In N conductor protection optionally with external current transformer, up to 160% nut keeper kit | Lista Papel 2020 SI | 0 | 0
3VA2140-8KP36-0AA0 |  | 3VA2140-8KP36-0AA0 | 1 | UN | 1 | 5 | B | D | EAR99 | N | 85362010 | 1 | 4042948826102 | 2.5 | KG | 1309 | 1275 | LP18 | LP18 | circuit breaker 3VA2 IEC frame 160 breaking capacity class L Icu=150kA @ 415V 3-pole, line protection ETU850, LSI, In=40A overload protection Ir=16A...40A short-circuit protection Isd=0.6..10x In, Ii=1.5..12x In N conductor protection optionally with external current transformer, up to 160% clamp connection | Lista Papel 2020 SI | 0 | 0
3VA2140-8KP42-0AA0 |  | 3VA2140-8KP42-0AA0 | 1 | UN | 1 | 5 | B | D | EAR99 | N | 85362010 | 1 | 4042948804568 | 3.2 | KG | 1470.5 | 1428 | LP18 | LP18 | circuit breaker 3VA2 IEC frame 160 breaking capacity class L Icu=150kA @ 415V 4-pole, line protection ETU850, LSI, In=40A overload protection Ir=16A...40A short-circuit protection Isd=0.6..10x In, Ii=1.5..12x In N conductor protection adjustable (OFF, up to 160%) nut keeper kit | Lista Papel 2020 SI | 0 | 0
3VA2140-8KP46-0AA0 |  | 3VA2140-8KP46-0AA0 | 1 | UN | 1 | 5 | B | D | EAR99 | N | 85362010 | 1 | 4042948826942 | 3.2 | KG | 1504.5 | 1462 | LP18 | LP18 | circuit breaker 3VA2 IEC frame 160 breaking capacity class L Icu=150kA @ 415V 4-pole, line protection ETU850, LSI, In=40A overload protection Ir=16A...40A short-circuit protection Isd=0.6..10x In, Ii=1.5..12x In N conductor protection adjustable (OFF, up to 160%) clamp connection | Lista Papel 2020 SI | 0 | 0
3VA2140-8KQ32-0AA0 |  | 3VA2140-8KQ32-0AA0 | 1 | UN | 1 | 5 | B | D | EAR99 | N | 85362010 | 1 | 4042948802335 | 2.5 | KG | 1436.5 | 1394 | LP18 | LP18 | circuit breaker 3VA2 IEC frame 160 breaking capacity class L Icu=150kA @ 415V 3-pole, line protection ETU860, LSIG, In=40A overload protection Ir=16A...40A short-circuit protection Isd=0.6..10x In, Ii=1.5..12x In N conductor protection optionally with external current transformer, up to 160% gr.-fault prot., can be sw. off Ig=0.4... 1 x In, tg=0.05-0.8s nut keeper kit | Lista Papel 2020 SI | 0 | 0
3VA2140-8KQ36-0AA0 |  | 3VA2140-8KQ36-0AA0 | 1 | UN | 1 | 5 | B | D | EAR99 | N | 85362010 | 1 | 4042948826119 | 2.5 | KG | 1453.5 | 1411 | LP18 | LP18 | circuit breaker 3VA2 IEC frame 160 breaking capacity class L Icu=150kA @ 415V 3-pole, line protection ETU860, LSIG, In=40A overload protection Ir=16A...40A short-circuit protection Isd=0.6..10x In, Ii=1.5..12x In N conductor protection optionally with external current transformer, up to 160% gr.-fault prot., can be sw. off Ig=0.4... 1 x In, tg=0.05-0.8s clamp connection | Lista Papel 2020 SI | 0 | 0
3VA2140-8KQ42-0AA0 |  | 3VA2140-8KQ42-0AA0 | 1 | UN | 1 | 5 | B | D | EAR99 | N | 85362010 | 1 | 4042948804575 | 3.2 | KG | 1606.5 | 1564 | LP18 | LP18 | circuit breaker 3VA2 IEC frame 160 breaking capacity class L Icu=150kA @ 415V 4-pole, line protection ETU860, LSIG, In=40A overload protection Ir=16A...40A short-circuit protection Isd=0.6..10x In, Ii=1.5..12x In N conductor protection adjustable (OFF, up to 160%) gr.-fault prot., can be sw. off Ig=0.4...1 x In= tg=0.05-0.8s nut keeper kit | Lista Papel 2020 SI | 0 | 0
3VA2140-8KQ46-0AA0 |  | 3VA2140-8KQ46-0AA0 | 1 | UN | 1 | 5 | B | D | EAR99 | N | 85362010 | 1 | 4042948826959 | 3.2 | KG | 1632 | 1589.5 | LP18 | LP18 | circuit breaker 3VA2 IEC frame 160 breaking capacity class L Icu=150kA @ 415V 4-pole, line protection ETU860, LSIG, In=40A overload protection Ir=16A...40A short-circuit protection Isd=0.6..10x In, Ii=1.5..12x In N conductor protection adjustable (OFF, up to 160%) gr.-fault prot., can be sw. off Ig=0.4...1 x In= tg=0.05-0.8s clamp connection | Lista Papel 2020 SI | 0 | 0
3VA2163-5HK32-0AA0 |  | 3VA2163-5HK32-0AA0 | 1 | UN | 1 | 5 | B | D | EAR99 | N | 85362010 | 1 | 4042948802342 | 2.157 | KG | 481.36 | 481.36 | LP18 | LP18 | circuit breaker 3VA2 IEC frame 160 breaking capacity class M Icu=55kA @ 415V 3-pole, line protection ETU340, ELISA LI, In=63A overload protection Ir=25A...63A short-circuit protection Ii=15 x In nut keeper kit | - | 0 | 0
3VA2163-5HK36-0AA0 |  | 3VA2163-5HK36-0AA0 | 1 | UN | 1 | 5 | B | D | EAR99 | N | 85362010 | 1 | 4042948826126 | 2.5 | KG | 506.88 | 506.88 | LP18 | LP18 | circuit breaker 3VA2 IEC frame 160 breaking capacity class M Icu=55kA @ 415V 3-pole, line protection ETU340, ELISA LI, In=63A overload protection Ir=25A...63A short-circuit protection Ii=15 x In clamp connection | - | 0 | 0
3VA2163-5HK42-0AA0 |  | 3VA2163-5HK42-0AA0 | 1 | UN | 1 | 5 | B | D | EAR99 | N | 85362010 | 1 | 4042948804582 | 3.2 | KG | 609.84 | 609.84 | LP18 | LP18 | circuit breaker 3VA2 IEC frame 160 breaking capacity class M Icu=55kA @ 415V 4-pole, line protection ETU340, ELISA LI, In=63A overload protection Ir=25A...63A short-circuit protection Ii=15 x In N conductor protection adjustable (OFF, 100%) nut keeper kit | - | 0 | 0
3VA2163-5HK46-0AA0 |  | 3VA2163-5HK46-0AA0 | 1 | UN | 1 | 5 | B | D | EAR99 | N | 85362010 | 1 | 4042948826966 | 3.2 | KG | 642.4 | 642.4 | LP18 | LP18 | circuit breaker 3VA2 IEC frame 160 breaking capacity class M Icu=55kA @ 415V 4-pole, line protection ETU340, ELISA LI, In=63A overload protection Ir=25A...63A short-circuit protection Ii=15 x In N conductor protection adjustable (OFF, 100%) clamp connection | - | 0 | 0
3VA2163-5HL32-0AA0 |  | 3VA2163-5HL32-0AA0 | 1 | UN | 1 | 2 | A | D | EAR99 | N | 85362010 | 1 | 4042948832769 | 2.161 | KG | 465 | 452.2 | LP18 | LP18 | circuit breaker 3VA2 IEC frame 160 breaking capacity class M Icu=55kA @ 415V 3-pole, line protection ETU320, LI, In=63A overload protection Ir=25A...63A short-circuit protection Ii=1.5...12 x In nut keeper kit | Lista Papel 2020 SI | 0 | 0
3VA2163-5HL32-0AB0 |  | 3VA2163-5HL32-0AB0 | 1 | UN | 1 | 10 | C | D | EAR99 | N | 85362010 | 1 | 4042949024125 | 2.36 | KG | 555.28 | 555.28 | LP18 | LP18 | circuit breaker 3VA2 IEC frame 160 breaking capacity class M Icu=55kA @ 415V 3-pole, line protection ETU320, LI, In=63A overload protection Ir=25A...63A short-circuit protection Ii=1.5...12 x In nut keeper kit 2 auxiliary switches HP | - | 0 | 0
3VA2163-5HL32-0AC0 |  | 3VA2163-5HL32-0AC0 | 1 | UN | 1 | 10 | C | D | EAR99 | N | 85362010 | 1 | 4042949024767 | 2.34 | KG | 529.76 | 529.76 | LP18 | LP18 | circuit breaker 3VA2 IEC frame 160 breaking capacity class M Icu=55kA @ 415V 3-pole, line protection ETU320, LI, In=63A overload protection Ir=25A...63A short-circuit protection Ii=1.5...12 x In nut keeper kit 2 auxiliary switches HQ | - | 0 | 0
3VA2163-5HL32-0AD0 |  | 3VA2163-5HL32-0AD0 | 1 | UN | 1 | 10 | C | D | EAR99 | N | 85362010 | 1 | 4042949025405 | 2.37 | KG | 555.28 | 555.28 | LP18 | LP18 | circuit breaker 3VA2 IEC frame 160 breaking capacity class M Icu=55kA @ 415V 3-pole, line protection ETU320, LI, In=63A overload protection Ir=25A...63A short-circuit protection Ii=1.5...12 x In nut keeper kit 3 auxiliary switches HQ | - | 0 | 0
3VA2163-5HL32-0AE0 |  | 3VA2163-5HL32-0AE0 | 1 | UN | 1 | 10 | C | D | EAR99 | N | 85362010 | 1 | 4042949026044 | 2.4 | KG | 579.92 | 579.92 | LP18 | LP18 | circuit breaker 3VA2 IEC frame 160 breaking capacity class M Icu=55kA @ 415V 3-pole, line protection ETU320, LI, In=63A overload protection Ir=25A...63A short-circuit protection Ii=1.5...12 x In nut keeper kit 4 auxiliary switches HQ | - | 0 | 0
3VA2163-5HL32-0AF0 |  | 3VA2163-5HL32-0AF0 | 1 | UN | 1 | 10 | C | D | EAR99 | N | 85362010 | 1 | 4042949026686 | 2.34 | KG | 529.76 | 529.76 | LP18 | LP18 | circuit breaker 3VA2 IEC frame 160 breaking capacity class M Icu=55kA @ 415V 3-pole, line protection ETU320, LI, In=63A overload protection Ir=25A...63A short-circuit protection Ii=1.5...12 x In nut keeper kit 1 auxiliary switch HQ 1 trip alarm switch HQ | - | 0 | 0
3VA2163-5HL32-0AG0 |  | 3VA2163-5HL32-0AG0 | 1 | UN | 1 | 10 | C | D | EAR99 | N | 85362010 | 1 | 4042949027324 | 2.36 | KG | 555.28 | 555.28 | LP18 | LP18 | circuit breaker 3VA2 IEC frame 160 breaking capacity class M Icu=55kA @ 415V 3-pole, line protection ETU320, LI, In=63A overload protection Ir=25A...63A short-circuit protection Ii=1.5...12 x In nut keeper kit 1 auxiliary switch HP 1 trip alarm switch HP | - | 0 | 0
3VA2163-5HL32-0AH0 |  | 3VA2163-5HL32-0AH0 | 1 | UN | 1 | 10 | C | D | EAR99 | N | 85362010 | 1 | 4042949027966 | 2.37 | KG | 555.28 | 555.28 | LP18 | LP18 | circuit breaker 3VA2 IEC frame 160 breaking capacity class M Icu=55kA @ 415V 3-pole, line protection ETU320, LI, In=63A overload protection Ir=25A...63A short-circuit protection Ii=1.5...12 x In nut keeper kit 2 auxiliary switches HQ 1 trip alarm switch HQ | - | 0 | 0
3VA2163-5HL32-0AJ0 |  | 3VA2163-5HL32-0AJ0 | 1 | UN | 1 | 10 | C | D | EAR99 | N | 85362010 | 1 | 4042949028604 | 2.4 | KG | 591.36 | 591.36 | LP18 | LP18 | circuit breaker 3VA2 IEC frame 160 breaking capacity class M Icu=55kA @ 415V 3-pole, line protection ETU320, LI, In=63A overload protection Ir=25A...63A short-circuit protection Ii=1.5...12 x In nut keeper kit 2 auxiliary switches HP 1 trip alarm switch HP | - | 0 | 0
3VA2163-5HL32-0BA0 |  | 3VA2163-5HL32-0BA0 | 1 | UN | 1 | 10 | C | D | EAR99 | N | 85362010 | 1 | 4042949020288 | 2.4 | KG | 594 | 594 | LP18 | LP18 | circuit breaker 3VA2 IEC frame 160 breaking capacity class M Icu=55kA @ 415V 3-pole, line protection ETU320, LI, In=63A overload protection Ir=25A...63A short-circuit protection Ii=1.5...12 x In nut keeper kit undervoltage release (UVR) 24V DC | - | 0 | 0
3VA2163-5HL32-0BC0 |  | 3VA2163-5HL32-0BC0 | 1 | UN | 1 | 10 | C | D | EAR99 | N | 85362010 | 1 | 4042949029243 | 2.46 | KG | 642.4 | 642.4 | LP18 | LP18 | circuit breaker 3VA2 IEC frame 160 breaking capacity class M Icu=55kA @ 415V 3-pole, line protection ETU320, LI, In=63A overload protection Ir=25A...63A short-circuit protection Ii=1.5...12 x In nut keeper kit undervoltage release (UVR) 24V DC 2 auxiliary switches HQ | - | 0 | 0
3VA2163-5HL32-0BH0 |  | 3VA2163-5HL32-0BH0 | 1 | UN | 1 | 10 | C | D | EAR99 | N | 85362010 | 1 | 4042949033080 | 2.49 | KG | 667.04 | 667.04 | LP18 | LP18 | circuit breaker 3VA2 IEC frame 160 breaking capacity class M Icu=55kA @ 415V 3-pole, line protection ETU320, LI, In=63A overload protection Ir=25A...63A short-circuit protection Ii=1.5...12 x In nut keeper kit undervoltage release (UVR) 24V DC 2 auxiliary switches HQ 1 trip alarm switch HQ | - | 0 | 0
3VA2163-5HL32-0BL0 |  | 3VA2163-5HL32-0BL0 | 1 | UN | 1 | 10 | C | D | EAR99 | N | 85362010 | 1 | 4042949036920 | 2.52 | KG | 703.12 | 703.12 | LP18 | LP18 | circuit breaker 3VA2 IEC frame 160 breaking capacity class M Icu=55kA @ 415V 3-pole, line protection ETU320, LI, In=63A overload protection Ir=25A...63A short-circuit protection Ii=1.5...12 x In nut keeper kit undervoltage release (UVR) 24V DC 2 auxiliary switches HQ 1 trip alarm switch HQ 1 electrical alarm switch | - | 0 | 0
3VA2163-5HL32-0CA0 |  | 3VA2163-5HL32-0CA0 | 1 | UN | 1 | 10 | C | D | EAR99 | N | 85362010 | 1 | 4042949020929 | 2.4 | KG | 594 | 594 | LP18 | LP18 | circuit breaker 3VA2 IEC frame 160 breaking capacity class M Icu=55kA @ 415V 3-pole, line protection ETU320, LI, In=63A overload protection Ir=25A...63A short-circuit protection Ii=1.5...12 x In nut keeper kit undervoltage release (UVR) 120-127V AC 50/60Hz | - | 0 | 0
3VA2163-5HL32-0CC0 |  | 3VA2163-5HL32-0CC0 | 1 | UN | 1 | 10 | C | D | EAR99 | N | 85362010 | 1 | 4042949029885 | 2.46 | KG | 642.4 | 642.4 | LP18 | LP18 | circuit breaker 3VA2 IEC frame 160 breaking capacity class M Icu=55kA @ 415V 3-pole, line protection ETU320, LI, In=63A overload protection Ir=25A...63A short-circuit protection Ii=1.5...12 x In nut keeper kit undervoltage release (UVR) 120-127V AC 50/60Hz 2 auxiliary switches HQ | - | 0 | 0
3VA2163-5HL32-0CH0 |  | 3VA2163-5HL32-0CH0 | 1 | UN | 1 | 10 | C | D | EAR99 | N | 85362010 | 1 | 4042949033721 | 2.49 | KG | 667.04 | 667.04 | LP18 | LP18 | circuit breaker 3VA2 IEC frame 160 breaking capacity class M Icu=55kA @ 415V 3-pole, line protection ETU320, LI, In=63A overload protection Ir=25A...63A short-circuit protection Ii=1.5...12 x In nut keeper kit undervoltage release (UVR) 120-127V AC 50/60Hz 2 auxiliary switches HQ 1 trip alarm switch HQ | - | 0 | 0
3VA2163-5HL32-0CL0 |  | 3VA2163-5HL32-0CL0 | 1 | UN | 1 | 10 | C | D | EAR99 | N | 85362010 | 1 | 4042949037569 | 2.52 | KG | 703.12 | 703.12 | LP18 | LP18 | circuit breaker 3VA2 IEC frame 160 breaking capacity class M Icu=55kA @ 415V 3-pole, line protection ETU320, LI, In=63A overload protection Ir=25A...63A short-circuit protection Ii=1.5...12 x In nut keeper kit undervoltage release (UVR) 120-127V AC 50/60Hz 2 auxiliary switches HQ 1 trip alarm switch HQ 1 electrical alarm switch | - | 0 | 0
3VA2163-5HL32-0DA0 |  | 3VA2163-5HL32-0DA0 | 1 | UN | 1 | 10 | C | D | EAR99 | N | 85362010 | 1 | 4042949021568 | 2.4 | KG | 594 | 594 | LP18 | LP18 | circuit breaker 3VA2 IEC frame 160 breaking capacity class M Icu=55kA @ 415V 3-pole, line protection ETU320, LI, In=63A overload protection Ir=25A...63A short-circuit protection Ii=1.5...12 x In nut keeper kit undervoltage release (UVR) 208-230V AC 50/60Hz | - | 0 | 0
3VA2163-5HL32-0DB0 |  | 3VA2163-5HL32-0DB0 | 1 | UN | 1 | 10 | C | D | EAR99 | N | 85362010 | 1 | 4042949326984 | 2.311 | KG | 667.04 | 667.04 | LP18 | LP18 | circuit breaker 3VA2 IEC frame 160 breaking capacity class M Icu=55kA @ 415 V 3pole, line protection ETU320, li, In=63a overload protection Ir=25A ...63A short circuit protection iI=1,5...12 x In busbar connection circuit breaker 3VA2 IEC frame 160 breaking capacity class M Icu=55kA @ 415 V 3pole, line protection ETU320, li, In=63a overload protection Ir=25A ...63A short circuit protection iI=1,5...12 x In busbar undervoltage release 208-230 V AC 50/60 Hz ACcessory for 3VA1 2 auxiliary switch changeover H | - | 0 | 0
3VA2163-5HL32-0DC0 |  | 3VA2163-5HL32-0DC0 | 1 | UN | 1 | 10 | C | D | EAR99 | N | 85362010 | 1 | 4042949030522 | 2.46 | KG | 642.4 | 642.4 | LP18 | LP18 | circuit breaker 3VA2 IEC frame 160 breaking capacity class M Icu=55kA @ 415V 3-pole, line protection ETU320, LI, In=63A overload protection Ir=25A...63A short-circuit protection Ii=1.5...12 x In nut keeper kit undervoltage release (UVR) 208-230V AC 50/60Hz 2 auxiliary switches HQ | - | 0 | 0
3VA2163-5HL32-0DH0 |  | 3VA2163-5HL32-0DH0 | 1 | UN | 1 | 10 | C | D | EAR99 | N | 85362010 | 1 | 4042949034360 | 2.49 | KG | 667.04 | 667.04 | LP18 | LP18 | circuit breaker 3VA2 IEC frame 160 breaking capacity class M Icu=55kA @ 415V 3-pole, line protection ETU320, LI, In=63A overload protection Ir=25A...63A short-circuit protection Ii=1.5...12 x In nut keeper kit undervoltage release (UVR) 208-230V AC 50/60Hz 2 auxiliary switches HQ 1 trip alarm switch HQ | - | 0 | 0
3VA2163-5HL32-0DL0 |  | 3VA2163-5HL32-0DL0 | 1 | UN | 1 | 10 | C | D | EAR99 | N | 85362010 | 1 | 4042949038207 | 2.52 | KG | 703.12 | 703.12 | LP18 | LP18 | circuit breaker 3VA2 IEC frame 160 breaking capacity class M Icu=55kA @ 415V 3-pole, line protection ETU320, LI, In=63A overload protection Ir=25A...63A short-circuit protection Ii=1.5...12 x In nut keeper kit undervoltage release (UVR) 208-230V AC 50/60Hz 2 auxiliary switches HQ 1 trip alarm switch HQ 1 electrical alarm switch | - | 0 | 0
3VA2163-5HL32-0HA0 |  | 3VA2163-5HL32-0HA0 | 1 | UN | 1 | 10 | C | D | EAR99 | N | 85362010 | 1 | 4042949022206 | 2.37 | KG | 568.48 | 568.48 | LP18 | LP18 | circuit breaker 3VA2 IEC frame 160 breaking capacity class M Icu=55kA @ 415V 3-pole, line protection ETU320, LI, In=63A overload protection Ir=25A...63A short-circuit protection Ii=1.5...12 x In nut keeper kit shunt trip (STL) 12-30V DC, 24V AC 50/60Hz | - | 0 | 0
3VA2163-5HL32-0HC0 |  | 3VA2163-5HL32-0HC0 | 1 | UN | 1 | 10 | C | D | EAR99 | N | 85362010 | 1 | 4042949031161 | 2.43 | KG | 616.88 | 616.88 | LP18 | LP18 | circuit breaker 3VA2 IEC frame 160 breaking capacity class M Icu=55kA @ 415V 3-pole, line protection ETU320, LI, In=63A overload protection Ir=25A...63A short-circuit protection Ii=1.5...12 x In nut keeper kit shunt trip (STL) 12-30V DC, 24V AC 50/60Hz 2 auxiliary switches HQ | - | 0 | 0
3VA2163-5HL32-0HH0 |  | 3VA2163-5HL32-0HH0 | 1 | UN | 1 | 10 | C | D | EAR99 | N | 85362010 | 1 | 4042949035008 | 2.46 | KG | 641.52 | 641.52 | LP18 | LP18 | circuit breaker 3VA2 IEC frame 160 breaking capacity class M Icu=55kA @ 415V 3-pole, line protection ETU320, LI, In=63A overload protection Ir=25A...63A short-circuit protection Ii=1.5...12 x In nut keeper kit shunt trip (STL) 12-30V DC, 24V AC 50/60Hz 2 auxiliary switches HQ 1 trip alarm switch HQ | - | 0 | 0
3VA2163-5HL32-0HL0 |  | 3VA2163-5HL32-0HL0 | 1 | UN | 1 | 10 | C | D | EAR99 | N | 85362010 | 1 | 4042949038849 | 2.49 | KG | 676.72 | 676.72 | LP18 | LP18 | circuit breaker 3VA2 IEC frame 160 breaking capacity class M Icu=55kA @ 415V 3-pole, line protection ETU320, LI, In=63A overload protection Ir=25A...63A short-circuit protection Ii=1.5...12 x In nut keeper kit shunt trip (STL) 12-30V DC, 24V AC 50/60Hz 2 auxiliary switches HQ 1 trip alarm switch HQ 1 electrical alarm switch | - | 0 | 0
3VA2163-5HL32-0JA0 |  | 3VA2163-5HL32-0JA0 | 1 | UN | 1 | 10 | C | D | EAR99 | N | 85362010 | 1 | 4042949022848 | 2.37 | KG | 568.48 | 568.48 | LP18 | LP18 | circuit breaker 3VA2 IEC frame 160 breaking capacity class M Icu=55kA @ 415V 3-pole, line protection ETU320, LI, In=63A overload protection Ir=25A...63A short-circuit protection Ii=1.5...12 x In nut keeper kit shunt trip (STL) 110-127V DC, AC 50/60Hz | - | 0 | 0
3VA2163-5HL32-0JC0 |  | 3VA2163-5HL32-0JC0 | 1 | UN | 1 | 10 | C | D | EAR99 | N | 85362010 | 1 | 4042949031802 | 2.43 | KG | 616.88 | 616.88 | LP18 | LP18 | circuit breaker 3VA2 IEC frame 160 breaking capacity class M Icu=55kA @ 415V 3-pole, line protection ETU320, LI, In=63A overload protection Ir=25A...63A short-circuit protection Ii=1.5...12 x In nut keeper kit shunt trip (STL) 110-127V DC, AC 50/60Hz 2 auxiliary switches HQ | - | 0 | 0
3VA2163-5HL32-0JH0 |  | 3VA2163-5HL32-0JH0 | 1 | UN | 1 | 10 | C | D | EAR99 | N | 85362010 | 1 | 4042949035640 | 2.46 | KG | 641.52 | 641.52 | LP18 | LP18 | circuit breaker 3VA2 IEC frame 160 breaking capacity class M Icu=55kA @ 415V 3-pole, line protection ETU320, LI, In=63A overload protection Ir=25A...63A short-circuit protection Ii=1.5...12 x In nut keeper kit shunt trip (STL) 110-127V DC, AC 50/60Hz 2 auxiliary switches HQ 1 trip alarm switch HQ | - | 0 | 0
3VA2163-5HL32-0JL0 |  | 3VA2163-5HL32-0JL0 | 1 | UN | 1 | 10 | C | D | EAR99 | N | 85362010 | 1 | 4042949039488 | 2.49 | KG | 676.72 | 676.72 | LP18 | LP18 | circuit breaker 3VA2 IEC frame 160 breaking capacity class M Icu=55kA @ 415V 3-pole, line protection ETU320, LI, In=63A overload protection Ir=25A...63A short-circuit protection Ii=1.5...12 x In nut keeper kit shunt trip (STL) 110-127V DC, AC 50/60Hz 2 auxiliary switches HQ 1 trip alarm switch HQ 1 electrical alarm switch | - | 0 | 0
3VA2163-5HL32-0KA0 |  | 3VA2163-5HL32-0KA0 | 1 | UN | 1 | 10 | C | D | EAR99 | N | 85362010 | 1 | 4042949023487 | 2.37 | KG | 568.48 | 568.48 | LP18 | LP18 | circuit breaker 3VA2 IEC frame 160 breaking capacity class M Icu=55kA @ 415V 3-pole, line protection ETU320, LI, In=63A overload protection Ir=25A...63A short-circuit protection Ii=1.5...12 x In nut keeper kit shunt trip (STL) 220-250V DC, 208-277V AC | - | 0 | 0
3VA2163-5HL32-0KC0 |  | 3VA2163-5HL32-0KC0 | 1 | UN | 1 | 10 | C | D | EAR99 | N | 85362010 | 1 | 4042949032441 | 2.43 | KG | 616.88 | 616.88 | LP18 | LP18 | circuit breaker 3VA2 IEC frame 160 breaking capacity class M Icu=55kA @ 415V 3-pole, line protection ETU320, LI, In=63A overload protection Ir=25A...63A short-circuit protection Ii=1.5...12 x In nut keeper kit shunt trip (STL) 220-250V DC, 208-277V AC 2 auxiliary switches HQ | - | 0 | 0
3VA2163-5HL32-0KH0 |  | 3VA2163-5HL32-0KH0 | 1 | UN | 1 | 10 | C | D | EAR99 | N | 85362010 | 1 | 4042949036289 | 2.46 | KG | 641.52 | 641.52 | LP18 | LP18 | circuit breaker 3VA2 IEC frame 160 breaking capacity class M Icu=55kA @ 415V 3-pole, line protection ETU320, LI, In=63A overload protection Ir=25A...63A short-circuit protection Ii=1.5...12 x In nut keeper kit shunt trip (STL) 220-250V DC, 208-277V AC 2 auxiliary switches HQ 1 trip alarm switch HQ | - | 0 | 0
3VA2163-5HL32-0KL0 |  | 3VA2163-5HL32-0KL0 | 1 | UN | 1 | 10 | C | D | EAR99 | N | 85362010 | 1 | 4042949040125 | 2.49 | KG | 676.72 | 676.72 | LP18 | LP18 | circuit breaker 3VA2 IEC frame 160 breaking capacity class M Icu=55kA @ 415V 3-pole, line protection ETU320, LI, In=63A overload protection Ir=25A...63A short-circuit protection Ii=1.5...12 x In nut keeper kit shunt trip (STL) 220-250V DC, 208-277V AC 2 auxiliary switches HQ 1 trip alarm switch HQ 1 electrical alarm switch | - | 0 | 0
3VA2163-5HL36-0AA0 |  | 3VA2163-5HL36-0AA0 | 1 | UN | 1 | 5 | B | D | EAR99 | N | 85362010 | 1 | 4042948832752 | 2.309 | KG | 489.6 | 476 | LP18 | LP18 | circuit breaker 3VA2 IEC frame 160 breaking capacity class M Icu=55kA @ 415V 3-pole, line protection ETU320, LI, In=63A overload protection Ir=25A...63A short-circuit protection Ii=1.5...12 x In clamp connection | Lista Papel 2020 SI | 0 | 0
3VA2163-5HL36-0AB0 |  | 3VA2163-5HL36-0AB0 | 1 | UN | 1 | 10 | C | D | EAR99 | N | 85362010 | 1 | 4042949024118 | 2.51 | KG | 580.8 | 580.8 | LP18 | LP18 | circuit breaker 3VA2 IEC frame 160 breaking capacity class M Icu=55kA @ 415V 3-pole, line protection ETU320, LI, In=63A overload protection Ir=25A...63A short-circuit protection Ii=1.5...12 x In clamp connection 2 auxiliary switches HP | - | 0 | 0
3VA2163-5HL36-0AC0 |  | 3VA2163-5HL36-0AC0 | 1 | UN | 1 | 10 | C | D | EAR99 | N | 85362010 | 1 | 4042949024750 | 2.49 | KG | 556.16 | 556.16 | LP18 | LP18 | circuit breaker 3VA2 IEC frame 160 breaking capacity class M Icu=55kA @ 415V 3-pole, line protection ETU320, LI, In=63A overload protection Ir=25A...63A short-circuit protection Ii=1.5...12 x In clamp connection 2 auxiliary switches HQ | - | 0 | 0
3VA2163-5HL36-0AD0 |  | 3VA2163-5HL36-0AD0 | 1 | UN | 1 | 10 | C | D | EAR99 | N | 85362010 | 1 | 4042949025399 | 2.52 | KG | 580.8 | 580.8 | LP18 | LP18 | circuit breaker 3VA2 IEC frame 160 breaking capacity class M Icu=55kA @ 415V 3-pole, line protection ETU320, LI, In=63A overload protection Ir=25A...63A short-circuit protection Ii=1.5...12 x In clamp connection 3 auxiliary switches HQ | - | 0 | 0
3VA2163-5HL36-0AE0 |  | 3VA2163-5HL36-0AE0 | 1 | UN | 1 | 10 | C | D | EAR99 | N | 85362010 | 1 | 4042949026037 | 2.55 | KG | 604.56 | 604.56 | LP18 | LP18 | circuit breaker 3VA2 IEC frame 160 breaking capacity class M Icu=55kA @ 415V 3-pole, line protection ETU320, LI, In=63A overload protection Ir=25A...63A short-circuit protection Ii=1.5...12 x In clamp connection 4 auxiliary switches HQ | - | 0 | 0
3VA2163-5HL36-0AF0 |  | 3VA2163-5HL36-0AF0 | 1 | UN | 1 | 10 | C | D | EAR99 | N | 85362010 | 1 | 4042949026679 | 2.49 | KG | 556.16 | 556.16 | LP18 | LP18 | circuit breaker 3VA2 IEC frame 160 breaking capacity class M Icu=55kA @ 415V 3-pole, line protection ETU320, LI, In=63A overload protection Ir=25A...63A short-circuit protection Ii=1.5...12 x In clamp connection 1 auxiliary switch HQ 1 trip alarm switch HQ | - | 0 | 0
3VA2163-5HL36-0AG0 |  | 3VA2163-5HL36-0AG0 | 1 | UN | 1 | 10 | C | D | EAR99 | N | 85362010 | 1 | 4042949027317 | 2.51 | KG | 580.8 | 580.8 | LP18 | LP18 | circuit breaker 3VA2 IEC frame 160 breaking capacity class M Icu=55kA @ 415V 3-pole, line protection ETU320, LI, In=63A overload protection Ir=25A...63A short-circuit protection Ii=1.5...12 x In clamp connection 1 auxiliary switch HP 1 trip alarm switch HP | - | 0 | 0
3VA2163-5HL36-0AH0 |  | 3VA2163-5HL36-0AH0 | 1 | UN | 1 | 10 | C | D | EAR99 | N | 85362010 | 1 | 4042949027959 | 2.52 | KG | 580.8 | 580.8 | LP18 | LP18 | circuit breaker 3VA2 IEC frame 160 breaking capacity class M Icu=55kA @ 415V 3-pole, line protection ETU320, LI, In=63A overload protection Ir=25A...63A short-circuit protection Ii=1.5...12 x In clamp connection 2 auxiliary switches HQ 1 trip alarm switch HQ | - | 0 | 0
3VA2163-5HL36-0AJ0 |  | 3VA2163-5HL36-0AJ0 | 1 | UN | 1 | 10 | C | D | EAR99 | N | 85362010 | 1 | 4042949028598 | 2.55 | KG | 616.88 | 616.88 | LP18 | LP18 | circuit breaker 3VA2 IEC frame 160 breaking capacity class M Icu=55kA @ 415V 3-pole, line protection ETU320, LI, In=63A overload protection Ir=25A...63A short-circuit protection Ii=1.5...12 x In clamp connection 2 auxiliary switches HP 1 trip alarm switch HP | - | 0 | 0
3VA2163-5HL36-0BA0 |  | 3VA2163-5HL36-0BA0 | 1 | UN | 1 | 10 | C | D | EAR99 | N | 85362010 | 1 | 4042949020271 | 2.55 | KG | 620.4 | 620.4 | LP18 | LP18 | circuit breaker 3VA2 IEC frame 160 breaking capacity class M Icu=55kA @ 415V 3-pole, line protection ETU320, LI, In=63A overload protection Ir=25A...63A short-circuit protection Ii=1.5...12 x In clamp connection undervoltage release (UVR) 24V DC | - | 0 | 0
3VA2163-5HL36-0BC0 |  | 3VA2163-5HL36-0BC0 | 1 | UN | 1 | 10 | C | D | EAR99 | N | 85362010 | 1 | 4042949029236 | 2.61 | KG | 667.92 | 667.92 | LP18 | LP18 | circuit breaker 3VA2 IEC frame 160 breaking capacity class M Icu=55kA @ 415V 3-pole, line protection ETU320, LI, In=63A overload protection Ir=25A...63A short-circuit protection Ii=1.5...12 x In clamp connection undervoltage release (UVR) 24V DC 2 auxiliary switches HQ | - | 0 | 0
3VA2163-5HL36-0BH0 |  | 3VA2163-5HL36-0BH0 | 1 | UN | 1 | 10 | C | D | EAR99 | N | 85362010 | 1 | 4042949033073 | 2.64 | KG | 692.56 | 692.56 | LP18 | LP18 | circuit breaker 3VA2 IEC frame 160 breaking capacity class M Icu=55kA @ 415V 3-pole, line protection ETU320, LI, In=63A overload protection Ir=25A...63A short-circuit protection Ii=1.5...12 x In clamp connection undervoltage release (UVR) 24V DC 2 auxiliary switches HQ 1 trip alarm switch HQ | - | 0 | 0
3VA2163-5HL36-0BL0 |  | 3VA2163-5HL36-0BL0 | 1 | UN | 1 | 10 | C | D | EAR99 | N | 85362010 | 1 | 4042949036913 | 2.67 | KG | 727.76 | 727.76 | LP18 | LP18 | circuit breaker 3VA2 IEC frame 160 breaking capacity class M Icu=55kA @ 415V 3-pole, line protection ETU320, LI, In=63A overload protection Ir=25A...63A short-circuit protection Ii=1.5...12 x In clamp connection undervoltage release (UVR) 24V DC 2 auxiliary switches HQ 1 trip alarm switch HQ 1 electrical alarm switch | - | 0 | 0
3VA2163-5HL36-0CA0 |  | 3VA2163-5HL36-0CA0 | 1 | UN | 1 | 10 | C | D | EAR99 | N | 85362010 | 1 | 4042949020912 | 2.55 | KG | 620.4 | 620.4 | LP18 | LP18 | circuit breaker 3VA2 IEC frame 160 breaking capacity class M Icu=55kA @ 415V 3-pole, line protection ETU320, LI, In=63A overload protection Ir=25A...63A short-circuit protection Ii=1.5...12 x In clamp connection undervoltage release (UVR) 120-127V AC 50/60Hz | - | 0 | 0
3VA2163-5HL36-0CC0 |  | 3VA2163-5HL36-0CC0 | 1 | UN | 1 | 10 | C | D | EAR99 | N | 85362010 | 1 | 4042949029878 | 2.61 | KG | 667.92 | 667.92 | LP18 | LP18 | circuit breaker 3VA2 IEC frame 160 breaking capacity class M Icu=55kA @ 415V 3-pole, line protection ETU320, LI, In=63A overload protection Ir=25A...63A short-circuit protection Ii=1.5...12 x In clamp connection undervoltage release (UVR) 120-127V AC 50/60Hz 2 auxiliary switches HQ | - | 0 | 0
3VA2163-5HL36-0CH0 |  | 3VA2163-5HL36-0CH0 | 1 | UN | 1 | 10 | C | D | EAR99 | N | 85362010 | 1 | 4042949033714 | 2.64 | KG | 692.56 | 692.56 | LP18 | LP18 | circuit breaker 3VA2 IEC frame 160 breaking capacity class M Icu=55kA @ 415V 3-pole, line protection ETU320, LI, In=63A overload protection Ir=25A...63A short-circuit protection Ii=1.5...12 x In clamp connection undervoltage release (UVR) 120-127V AC 50/60Hz 2 auxiliary switches HQ 1 trip alarm switch HQ | - | 0 | 0
3VA2163-5HL36-0CL0 |  | 3VA2163-5HL36-0CL0 | 1 | UN | 1 | 10 | C | D | EAR99 | N | 85362010 | 1 | 4042949037552 | 2.67 | KG | 727.76 | 727.76 | LP18 | LP18 | circuit breaker 3VA2 IEC frame 160 breaking capacity class M Icu=55kA @ 415V 3-pole, line protection ETU320, LI, In=63A overload protection Ir=25A...63A short-circuit protection Ii=1.5...12 x In clamp connection undervoltage release (UVR) 120-127V AC 50/60Hz 2 auxiliary switches HQ 1 trip alarm switch HQ 1 electrical alarm switch | - | 0 | 0
3VA2163-5HL36-0DA0 |  | 3VA2163-5HL36-0DA0 | 1 | UN | 1 | 10 | C | D | EAR99 | N | 85362010 | 1 | 4042949021551 | 2.55 | KG | 620.4 | 620.4 | LP18 | LP18 | circuit breaker 3VA2 IEC frame 160 breaking capacity class M Icu=55kA @ 415V 3-pole, line protection ETU320, LI, In=63A overload protection Ir=25A...63A short-circuit protection Ii=1.5...12 x In clamp connection undervoltage release (UVR) 208-230V AC 50/60Hz | - | 0 | 0
3VA2163-5HL36-0DC0 |  | 3VA2163-5HL36-0DC0 | 1 | UN | 1 | 10 | C | D | EAR99 | N | 85362010 | 1 | 4042949030515 | 2.61 | KG | 667.92 | 667.92 | LP18 | LP18 | circuit breaker 3VA2 IEC frame 160 breaking capacity class M Icu=55kA @ 415V 3-pole, line protection ETU320, LI, In=63A overload protection Ir=25A...63A short-circuit protection Ii=1.5...12 x In clamp connection undervoltage release (UVR) 208-230V AC 50/60Hz 2 auxiliary switches HQ | - | 0 | 0
3VA2163-5HL36-0DH0 |  | 3VA2163-5HL36-0DH0 | 1 | UN | 1 | 10 | C | D | EAR99 | N | 85362010 | 1 | 4042949034353 | 2.64 | KG | 692.56 | 692.56 | LP18 | LP18 | circuit breaker 3VA2 IEC frame 160 breaking capacity class M Icu=55kA @ 415V 3-pole, line protection ETU320, LI, In=63A overload protection Ir=25A...63A short-circuit protection Ii=1.5...12 x In clamp connection undervoltage release (UVR) 208-230V AC 50/60Hz 2 auxiliary switches HQ 1 trip alarm switch HQ | - | 0 | 0
3VA2163-5HL36-0DL0 |  | 3VA2163-5HL36-0DL0 | 1 | UN | 1 | 10 | C | D | EAR99 | N | 85362010 | 1 | 4042949038191 | 2.67 | KG | 727.76 | 727.76 | LP18 | LP18 | circuit breaker 3VA2 IEC frame 160 breaking capacity class M Icu=55kA @ 415V 3-pole, line protection ETU320, LI, In=63A overload protection Ir=25A...63A short-circuit protection Ii=1.5...12 x In clamp connection undervoltage release (UVR) 208-230V AC 50/60Hz 2 auxiliary switches HQ 1 trip alarm switch HQ 1 electrical alarm switch | - | 0 | 0
3VA2163-5HL36-0HA0 |  | 3VA2163-5HL36-0HA0 | 1 | UN | 1 | 10 | C | D | EAR99 | N | 85362010 | 1 | 4042949022190 | 2.52 | KG | 594 | 594 | LP18 | LP18 | circuit breaker 3VA2 IEC frame 160 breaking capacity class M Icu=55kA @ 415V 3-pole, line protection ETU320, LI, In=63A overload protection Ir=25A...63A short-circuit protection Ii=1.5...12 x In clamp connection shunt trip (STL) 12-30V DC, 24V AC 50/60Hz | - | 0 | 0
3VA2163-5HL36-0HC0 |  | 3VA2163-5HL36-0HC0 | 1 | UN | 1 | 10 | C | D | EAR99 | N | 85362010 | 1 | 4042949031154 | 2.58 | KG | 642.4 | 642.4 | LP18 | LP18 | circuit breaker 3VA2 IEC frame 160 breaking capacity class M Icu=55kA @ 415V 3-pole, line protection ETU320, LI, In=63A overload protection Ir=25A...63A short-circuit protection Ii=1.5...12 x In clamp connection shunt trip (STL) 12-30V DC, 24V AC 50/60Hz 2 auxiliary switches HQ | - | 0 | 0
3VA2163-5HL36-0HH0 |  | 3VA2163-5HL36-0HH0 | 1 | UN | 1 | 10 | C | D | EAR99 | N | 85362010 | 1 | 4042949034995 | 2.61 | KG | 667.04 | 667.04 | LP18 | LP18 | circuit breaker 3VA2 IEC frame 160 breaking capacity class M Icu=55kA @ 415V 3-pole, line protection ETU320, LI, In=63A overload protection Ir=25A...63A short-circuit protection Ii=1.5...12 x In clamp connection shunt trip (STL) 12-30V DC, 24V AC 50/60Hz 2 auxiliary switches HQ 1 trip alarm switch HQ | - | 0 | 0
3VA2163-5HL36-0HL0 |  | 3VA2163-5HL36-0HL0 | 1 | UN | 1 | 10 | C | D | EAR99 | N | 85362010 | 1 | 4042949038832 | 2.64 | KG | 703.12 | 703.12 | LP18 | LP18 | circuit breaker 3VA2 IEC frame 160 breaking capacity class M Icu=55kA @ 415V 3-pole, line protection ETU320, LI, In=63A overload protection Ir=25A...63A short-circuit protection Ii=1.5...12 x In clamp connection shunt trip (STL) 12-30V DC, 24V AC 50/60Hz 2 auxiliary switches HQ 1 trip alarm switch HQ 1 electrical alarm switch | - | 0 | 0
3VA2163-5HL36-0JA0 |  | 3VA2163-5HL36-0JA0 | 1 | UN | 1 | 10 | C | D | EAR99 | N | 85362010 | 1 | 4042949022831 | 2.52 | KG | 594 | 594 | LP18 | LP18 | circuit breaker 3VA2 IEC frame 160 breaking capacity class M Icu=55kA @ 415V 3-pole, line protection ETU320, LI, In=63A overload protection Ir=25A...63A short-circuit protection Ii=1.5...12 x In clamp connection shunt trip (STL) 110-127V DC, AC 50/60Hz | - | 0 | 0
3VA2163-5HL36-0JC0 |  | 3VA2163-5HL36-0JC0 | 1 | UN | 1 | 10 | C | D | EAR99 | N | 85362010 | 1 | 4042949031796 | 2.58 | KG | 642.4 | 642.4 | LP18 | LP18 | circuit breaker 3VA2 IEC frame 160 breaking capacity class M Icu=55kA @ 415V 3-pole, line protection ETU320, LI, In=63A overload protection Ir=25A...63A short-circuit protection Ii=1.5...12 x In clamp connection shunt trip (STL) 110-127V DC, AC 50/60Hz 2 auxiliary switches HQ | - | 0 | 0
3VA2163-5HL36-0JH0 |  | 3VA2163-5HL36-0JH0 | 1 | UN | 1 | 10 | C | D | EAR99 | N | 85362010 | 1 | 4042949035633 | 2.61 | KG | 667.04 | 667.04 | LP18 | LP18 | circuit breaker 3VA2 IEC frame 160 breaking capacity class M Icu=55kA @ 415V 3-pole, line protection ETU320, LI, In=63A overload protection Ir=25A...63A short-circuit protection Ii=1.5...12 x In clamp connection shunt trip (STL) 110-127V DC, AC 50/60Hz 2 auxiliary switches HQ 1 trip alarm switch HQ | - | 0 | 0
3VA2163-5HL36-0JL0 |  | 3VA2163-5HL36-0JL0 | 1 | UN | 1 | 10 | C | D | EAR99 | N | 85362010 | 1 | 4042949039471 | 2.64 | KG | 703.12 | 703.12 | LP18 | LP18 | circuit breaker 3VA2 IEC frame 160 breaking capacity class M Icu=55kA @ 415V 3-pole, line protection ETU320, LI, In=63A overload protection Ir=25A...63A short-circuit protection Ii=1.5...12 x In clamp connection shunt trip (STL) 110-127V DC, AC 50/60Hz 2 auxiliary switches HQ 1 trip alarm switch HQ 1 electrical alarm switch | - | 0 | 0
3VA2163-5HL36-0KA0 |  | 3VA2163-5HL36-0KA0 | 1 | UN | 1 | 10 | C | D | EAR99 | N | 85362010 | 1 | 4042949023470 | 2.52 | KG | 594 | 594 | LP18 | LP18 | circuit breaker 3VA2 IEC frame 160 breaking capacity class M Icu=55kA @ 415V 3-pole, line protection ETU320, LI, In=63A overload protection Ir=25A...63A short-circuit protection Ii=1.5...12 x In clamp connection shunt trip (STL) 220-250V DC, 208-277V AC | - | 0 | 0
3VA2163-5HL36-0KC0 |  | 3VA2163-5HL36-0KC0 | 1 | UN | 1 | 10 | C | D | EAR99 | N | 85362010 | 1 | 4042949032434 | 2.58 | KG | 642.4 | 642.4 | LP18 | LP18 | circuit breaker 3VA2 IEC frame 160 breaking capacity class M Icu=55kA @ 415V 3-pole, line protection ETU320, LI, In=63A overload protection Ir=25A...63A short-circuit protection Ii=1.5...12 x In clamp connection shunt trip (STL) 220-250V DC, 208-277V AC 2 auxiliary switches HQ | - | 0 | 0
3VA2163-5HL36-0KH0 |  | 3VA2163-5HL36-0KH0 | 1 | UN | 1 | 10 | C | D | EAR99 | N | 85362010 | 1 | 4042949036272 | 2.61 | KG | 667.04 | 667.04 | LP18 | LP18 | circuit breaker 3VA2 IEC frame 160 breaking capacity class M Icu=55kA @ 415V 3-pole, line protection ETU320, LI, In=63A overload protection Ir=25A...63A short-circuit protection Ii=1.5...12 x In clamp connection shunt trip (STL) 220-250V DC, 208-277V AC 2 auxiliary switches HQ 1 trip alarm switch HQ | - | 0 | 0
3VA2163-5HL36-0KL0 |  | 3VA2163-5HL36-0KL0 | 1 | UN | 1 | 10 | C | D | EAR99 | N | 85362010 | 1 | 4042949040118 | 2.64 | KG | 703.12 | 703.12 | LP18 | LP18 | circuit breaker 3VA2 IEC frame 160 breaking capacity class M Icu=55kA @ 415V 3-pole, line protection ETU320, LI, In=63A overload protection Ir=25A...63A short-circuit protection Ii=1.5...12 x In clamp connection shunt trip (STL) 220-250V DC, 208-277V AC 2 auxiliary switches HQ 1 trip alarm switch HQ 1 electrical alarm switch | - | 0 | 0
3VA2163-5HL42-0AA0 |  | 3VA2163-5HL42-0AA0 | 1 | UN | 1 | 5 | B | D | EAR99 | N | 85362010 | 1 | 4042948832745 | 2.769 | KG | 589.1 | 572.1 | LP18 | LP18 | circuit breaker 3VA2 IEC frame 160 breaking capacity class M Icu=55kA @ 415V 4-pole, line protection ETU320, LI, In=63A overload protection Ir=25A...63A short-circuit protection Ii=1.5...12 x In N conductor protection adjustable (OFF, 100%) nut keeper kit | Lista Papel 2020 SI | 0 | 0
3VA2163-5HL46-0AA0 |  | 3VA2163-5HL46-0AA0 | 1 | UN | 1 | 5 | B | D | EAR99 | N | 85362010 | 1 | 4042948832738 | 2.982 | KG | 620.5 | 602.7 | LP18 | LP18 | circuit breaker 3VA2 IEC frame 160 breaking capacity class M Icu=55kA @ 415V 4-pole, line protection ETU320, LI, In=63A overload protection Ir=25A...63A short-circuit protection Ii=1.5...12 x In N conductor protection adjustable (OFF, 100%) clamp connection | Lista Papel 2020 SI | 0 | 0
3VA2163-5HM32-0AA0 |  | 3VA2163-5HM32-0AA0 | 1 | UN | 1 | 5 | B | D | EAR99 | N | 85362010 | 1 | 4042948802366 | 2.164 | KG | 712.3 | 691.9 | LP18 | LP18 | circuit breaker 3VA2 IEC frame 160 breaking capacity class M Icu=55kA @ 415V 3-pole, line protection ETU330, LIG, In=63A overload protection Ir=25A...63A short-circuit protection Ii=1.5...12 x In ground-fault protection Ig=0.25... 1 x In, tg=0.1/0.3s nut keeper kit | Lista Papel 2020 SI | 0 | 0
3VA2163-5HM36-0AA0 |  | 3VA2163-5HM36-0AA0 | 1 | UN | 1 | 5 | B | D | EAR99 | N | 85362010 | 1 | 4042948826140 | 2.3 | KG | 733.6 | 713.2 | LP18 | LP18 | circuit breaker 3VA2 IEC frame 160 breaking capacity class M Icu=55kA @ 415V 3-pole, line protection ETU330, LIG, In=63A overload protection Ir=25A...63A short-circuit protection Ii=1.5...12 x In ground-fault protection Ig=0.25... 1 x In, tg=0.1/0.3s clamp connection | Lista Papel 2020 SI | 0 | 0
3VA2163-5HM42-0AA0 |  | 3VA2163-5HM42-0AA0 | 1 | UN | 1 | 5 | B | D | EAR99 | N | 85362010 | 1 | 4042948804605 | 2.802 | KG | 833 | 809.2 | LP18 | LP18 | circuit breaker 3VA2 IEC frame 160 breaking capacity class M Icu=55kA @ 415V 4-pole, line protection ETU330, LIG, In=63A overload protection Ir=25A...63A short-circuit protection Ii=1.5...12 x In N conductor protection adjustable (OFF, 100%) ground-fault protection Ig=0.25...1 x In= tg=0.1/0.3s nut keeper kit | Lista Papel 2020 SI | 0 | 0
3VA2163-5HM46-0AA0 |  | 3VA2163-5HM46-0AA0 | 1 | UN | 1 | 5 | B | D | EAR99 | N | 85362010 | 1 | 4042948826980 | 3.2 | KG | 867 | 839.8 | LP18 | LP18 | circuit breaker 3VA2 IEC frame 160 breaking capacity class M Icu=55kA @ 415V 4-pole, line protection ETU330, LIG, In=63A overload protection Ir=25A...63A short-circuit protection Ii=1.5...12 x In N conductor protection adjustable (OFF, 100%) ground-fault protection Ig=0.25...1 x In= tg=0.1/0.3s clamp connection | Lista Papel 2020 SI | 0 | 0
3VA2163-5HN32-0AA0 |  | 3VA2163-5HN32-0AA0 | 1 | UN | 1 | 5 | B | D | EAR99 | N | 85362010 | 1 | 4042948802359 | 2.181 | KG | 524.5 | 510 | LP18 | LP18 | circuit breaker 3VA2 IEC frame 160 breaking capacity class M Icu=55kA @ 415V 3-pole, line protection ETU350, LSI, In=63A overload protection Ir=25A...63A short-circuit protection Isd=1.5...10 x Ir, Ii=12 x In nut keeper kit | Lista Papel 2020 SI | 0 | 0
3VA2163-5HN32-0AB0 |  | 3VA2163-5HN32-0AB0 | 1 | UN | 1 | 10 | C | D | EAR99 | N | 85362010 | 1 | 4042949024101 | 2.36 | KG | 615.12 | 615.12 | LP18 | LP18 | circuit breaker 3VA2 IEC frame 160 breaking capacity class M Icu=55kA @ 415V 3-pole, line protection ETU350, LSI, In=63A overload protection Ir=25A...63A short-circuit protection Isd=1.5...10 x Ir, Ii=12 x In nut keeper kit 2 auxiliary switches HP | - | 0 | 0
3VA2163-5HN32-0AC0 |  | 3VA2163-5HN32-0AC0 | 1 | UN | 1 | 10 | C | D | EAR99 | N | 85362010 | 1 | 4042949024743 | 2.34 | KG | 591.36 | 591.36 | LP18 | LP18 | circuit breaker 3VA2 IEC frame 160 breaking capacity class M Icu=55kA @ 415V 3-pole, line protection ETU350, LSI, In=63A overload protection Ir=25A...63A short-circuit protection Isd=1.5...10 x Ir, Ii=12 x In nut keeper kit 2 auxiliary switches HQ | - | 0 | 0
3VA2163-5HN32-0AD0 |  | 3VA2163-5HN32-0AD0 | 1 | UN | 1 | 10 | C | D | EAR99 | N | 85362010 | 1 | 4042949025382 | 2.37 | KG | 615.12 | 615.12 | LP18 | LP18 | circuit breaker 3VA2 IEC frame 160 breaking capacity class M Icu=55kA @ 415V 3-pole, line protection ETU350, LSI, In=63A overload protection Ir=25A...63A short-circuit protection Isd=1.5...10 x Ir, Ii=12 x In nut keeper kit 3 auxiliary switches HQ | - | 0 | 0
3VA2163-5HN32-0AE0 |  | 3VA2163-5HN32-0AE0 | 1 | UN | 1 | 10 | C | D | EAR99 | N | 85362010 | 1 | 4042949026020 | 2.4 | KG | 640.64 | 640.64 | LP18 | LP18 | circuit breaker 3VA2 IEC frame 160 breaking capacity class M Icu=55kA @ 415V 3-pole, line protection ETU350, LSI, In=63A overload protection Ir=25A...63A short-circuit protection Isd=1.5...10 x Ir, Ii=12 x In nut keeper kit 4 auxiliary switches HQ | - | 0 | 0
3VA2163-5HN32-0AF0 |  | 3VA2163-5HN32-0AF0 | 1 | UN | 1 | 10 | C | D | EAR99 | N | 85362010 | 1 | 4042949026662 | 2.34 | KG | 591.36 | 591.36 | LP18 | LP18 | circuit breaker 3VA2 IEC frame 160 breaking capacity class M Icu=55kA @ 415V 3-pole, line protection ETU350, LSI, In=63A overload protection Ir=25A...63A short-circuit protection Isd=1.5...10 x Ir, Ii=12 x In nut keeper kit 1 auxiliary switch HQ 1 trip alarm switch HQ | - | 0 | 0
3VA2163-5HN32-0AG0 |  | 3VA2163-5HN32-0AG0 | 1 | UN | 1 | 10 | C | D | EAR99 | N | 85362010 | 1 | 4042949027300 | 2.36 | KG | 615.12 | 615.12 | LP18 | LP18 | circuit breaker 3VA2 IEC frame 160 breaking capacity class M Icu=55kA @ 415V 3-pole, line protection ETU350, LSI, In=63A overload protection Ir=25A...63A short-circuit protection Isd=1.5...10 x Ir, Ii=12 x In nut keeper kit 1 auxiliary switch HP 1 trip alarm switch HP | - | 0 | 0
3VA2163-5HN32-0AH0 |  | 3VA2163-5HN32-0AH0 | 1 | UN | 1 | 10 | C | D | EAR99 | N | 85362010 | 1 | 4042949027942 | 2.37 | KG | 615.12 | 615.12 | LP18 | LP18 | circuit breaker 3VA2 IEC frame 160 breaking capacity class M Icu=55kA @ 415V 3-pole, line protection ETU350, LSI, In=63A overload protection Ir=25A...63A short-circuit protection Isd=1.5...10 x Ir, Ii=12 x In nut keeper kit 2 auxiliary switches HQ 1 trip alarm switch HQ | - | 0 | 0
3VA2163-5HN32-0AJ0 |  | 3VA2163-5HN32-0AJ0 | 1 | UN | 1 | 10 | C | D | EAR99 | N | 85362010 | 1 | 4042949028581 | 2.4 | KG | 652.96 | 652.96 | LP18 | LP18 | circuit breaker 3VA2 IEC frame 160 breaking capacity class M Icu=55kA @ 415V 3-pole, line protection ETU350, LSI, In=63A overload protection Ir=25A...63A short-circuit protection Isd=1.5...10 x Ir, Ii=12 x In nut keeper kit 2 auxiliary switches HP 1 trip alarm switch HP | - | 0 | 0
3VA2163-5HN32-0BA0 |  | 3VA2163-5HN32-0BA0 | 1 | UN | 1 | 10 | C | D | EAR99 | N | 85362010 | 1 | 4042949020264 | 2.4 | KG | 657.36 | 657.36 | LP18 | LP18 | circuit breaker 3VA2 IEC frame 160 breaking capacity class M Icu=55kA @ 415V 3-pole, line protection ETU350, LSI, In=63A overload protection Ir=25A...63A short-circuit protection Isd=1.5...10 x Ir, Ii=12 x In nut keeper kit undervoltage release (UVR) 24V DC | - | 0 | 0
3VA2163-5HN32-0BC0 |  | 3VA2163-5HN32-0BC0 | 1 | UN | 1 | 10 | C | D | EAR99 | N | 85362010 | 1 | 4042949029229 | 2.46 | KG | 704 | 704 | LP18 | LP18 | circuit breaker 3VA2 IEC frame 160 breaking capacity class M Icu=55kA @ 415V 3-pole, line protection ETU350, LSI, In=63A overload protection Ir=25A...63A short-circuit protection Isd=1.5...10 x Ir, Ii=12 x In nut keeper kit undervoltage release (UVR) 24V DC 2 auxiliary switches HQ | - | 0 | 0
3VA2163-5HN32-0BH0 |  | 3VA2163-5HN32-0BH0 | 1 | UN | 1 | 10 | C | D | EAR99 | N | 85362010 | 1 | 4042949033066 | 2.49 | KG | 727.76 | 727.76 | LP18 | LP18 | circuit breaker 3VA2 IEC frame 160 breaking capacity class M Icu=55kA @ 415V 3-pole, line protection ETU350, LSI, In=63A overload protection Ir=25A...63A short-circuit protection Isd=1.5...10 x Ir, Ii=12 x In nut keeper kit undervoltage release (UVR) 24V DC 2 auxiliary switches HQ 1 trip alarm switch HQ | - | 0 | 0
3VA2163-5HN32-0BL0 |  | 3VA2163-5HN32-0BL0 | 1 | UN | 1 | 10 | C | D | EAR99 | N | 85362010 | 1 | 4042949036906 | 2.52 | KG | 765.6 | 765.6 | LP18 | LP18 | circuit breaker 3VA2 IEC frame 160 breaking capacity class M Icu=55kA @ 415V 3-pole, line protection ETU350, LSI, In=63A overload protection Ir=25A...63A short-circuit protection Isd=1.5...10 x Ir, Ii=12 x In nut keeper kit undervoltage release (UVR) 24V DC 2 auxiliary switches HQ 1 trip alarm switch HQ 1 electrical alarm switch | - | 0 | 0
3VA2163-5HN32-0CA0 |  | 3VA2163-5HN32-0CA0 | 1 | UN | 1 | 10 | C | D | EAR99 | N | 85362010 | 1 | 4042949020905 | 2.4 | KG | 657.36 | 657.36 | LP18 | LP18 | circuit breaker 3VA2 IEC frame 160 breaking capacity class M Icu=55kA @ 415V 3-pole, line protection ETU350, LSI, In=63A overload protection Ir=25A...63A short-circuit protection Isd=1.5...10 x Ir, Ii=12 x In nut keeper kit undervoltage release (UVR) 120-127V AC 50/60Hz | - | 0 | 0
3VA2163-5HN32-0CC0 |  | 3VA2163-5HN32-0CC0 | 1 | UN | 1 | 10 | C | D | EAR99 | N | 85362010 | 1 | 4042949029861 | 2.46 | KG | 704 | 704 | LP18 | LP18 | circuit breaker 3VA2 IEC frame 160 breaking capacity class M Icu=55kA @ 415V 3-pole, line protection ETU350, LSI, In=63A overload protection Ir=25A...63A short-circuit protection Isd=1.5...10 x Ir, Ii=12 x In nut keeper kit undervoltage release (UVR) 120-127V AC 50/60Hz 2 auxiliary switches HQ | - | 0 | 0
3VA2163-5HN32-0CH0 |  | 3VA2163-5HN32-0CH0 | 1 | UN | 1 | 10 | C | D | EAR99 | N | 85362010 | 1 | 4042949033707 | 2.49 | KG | 727.76 | 727.76 | LP18 | LP18 | circuit breaker 3VA2 IEC frame 160 breaking capacity class M Icu=55kA @ 415V 3-pole, line protection ETU350, LSI, In=63A overload protection Ir=25A...63A short-circuit protection Isd=1.5...10 x Ir, Ii=12 x In nut keeper kit undervoltage release (UVR) 120-127V AC 50/60Hz 2 auxiliary switches HQ 1 trip alarm switch HQ | - | 0 | 0
3VA2163-5HN32-0CL0 |  | 3VA2163-5HN32-0CL0 | 1 | UN | 1 | 10 | C | D | EAR99 | N | 85362010 | 1 | 4042949037545 | 2.52 | KG | 765.6 | 765.6 | LP18 | LP18 | circuit breaker 3VA2 IEC frame 160 breaking capacity class M Icu=55kA @ 415V 3-pole, line protection ETU350, LSI, In=63A overload protection Ir=25A...63A short-circuit protection Isd=1.5...10 x Ir, Ii=12 x In nut keeper kit undervoltage release (UVR) 120-127V AC 50/60Hz 2 auxiliary switches HQ 1 trip alarm switch HQ 1 electrical alarm switch | - | 0 | 0
3VA2163-5HN32-0DA0 |  | 3VA2163-5HN32-0DA0 | 1 | UN | 1 | 10 | C | D | EAR99 | N | 85362010 | 1 | 4042949021544 | 2.4 | KG | 657.36 | 657.36 | LP18 | LP18 | circuit breaker 3VA2 IEC frame 160 breaking capacity class M Icu=55kA @ 415V 3-pole, line protection ETU350, LSI, In=63A overload protection Ir=25A...63A short-circuit protection Isd=1.5...10 x Ir, Ii=12 x In nut keeper kit undervoltage release (UVR) 208-230V AC 50/60Hz | - | 0 | 0
3VA2163-5HN32-0DC0 |  | 3VA2163-5HN32-0DC0 | 1 | UN | 1 | 10 | C | D | EAR99 | N | 85362010 | 1 | 4042949030508 | 2.46 | KG | 704 | 704 | LP18 | LP18 | circuit breaker 3VA2 IEC frame 160 breaking capacity class M Icu=55kA @ 415V 3-pole, line protection ETU350, LSI, In=63A overload protection Ir=25A...63A short-circuit protection Isd=1.5...10 x Ir, Ii=12 x In nut keeper kit undervoltage release (UVR) 208-230V AC 50/60Hz 2 auxiliary switches HQ | - | 0 | 0
3VA2163-5HN32-0DH0 |  | 3VA2163-5HN32-0DH0 | 1 | UN | 1 | 10 | C | D | EAR99 | N | 85362010 | 1 | 4042949034346 | 2.49 | KG | 727.76 | 727.76 | LP18 | LP18 | circuit breaker 3VA2 IEC frame 160 breaking capacity class M Icu=55kA @ 415V 3-pole, line protection ETU350, LSI, In=63A overload protection Ir=25A...63A short-circuit protection Isd=1.5...10 x Ir, Ii=12 x In nut keeper kit undervoltage release (UVR) 208-230V AC 50/60Hz 2 auxiliary switches HQ 1 trip alarm switch HQ | - | 0 | 0
3VA2163-5HN32-0DL0 |  | 3VA2163-5HN32-0DL0 | 1 | UN | 1 | 10 | C | D | EAR99 | N | 85362010 | 1 | 4042949038184 | 2.52 | KG | 765.6 | 765.6 | LP18 | LP18 | circuit breaker 3VA2 IEC frame 160 breaking capacity class M Icu=55kA @ 415V 3-pole, line protection ETU350, LSI, In=63A overload protection Ir=25A...63A short-circuit protection Isd=1.5...10 x Ir, Ii=12 x In nut keeper kit undervoltage release (UVR) 208-230V AC 50/60Hz 2 auxiliary switches HQ 1 trip alarm switch HQ 1 electrical alarm switch | - | 0 | 0
3VA2163-5HN32-0HA0 |  | 3VA2163-5HN32-0HA0 | 1 | UN | 1 | 10 | C | D | EAR99 | N | 85362010 | 1 | 4042949022183 | 2.37 | KG | 630.96 | 630.96 | LP18 | LP18 | circuit breaker 3VA2 IEC frame 160 breaking capacity class M Icu=55kA @ 415V 3-pole, line protection ETU350, LSI, In=63A overload protection Ir=25A...63A short-circuit protection Isd=1.5...10 x Ir, Ii=12 x In nut keeper kit shunt trip (STL) 12-30V DC, 24V AC 50/60Hz | - | 0 | 0
3VA2163-5HN32-0HC0 |  | 3VA2163-5HN32-0HC0 | 1 | UN | 1 | 10 | C | D | EAR99 | N | 85362010 | 1 | 4042949031147 | 2.43 | KG | 677.6 | 677.6 | LP18 | LP18 | circuit breaker 3VA2 IEC frame 160 breaking capacity class M Icu=55kA @ 415V 3-pole, line protection ETU350, LSI, In=63A overload protection Ir=25A...63A short-circuit protection Isd=1.5...10 x Ir, Ii=12 x In nut keeper kit shunt trip (STL) 12-30V DC, 24V AC 50/60Hz 2 auxiliary switches HQ | - | 0 | 0
3VA2163-5HN32-0HH0 |  | 3VA2163-5HN32-0HH0 | 1 | UN | 1 | 10 | C | D | EAR99 | N | 85362010 | 1 | 4042949034988 | 2.46 | KG | 703.12 | 703.12 | LP18 | LP18 | circuit breaker 3VA2 IEC frame 160 breaking capacity class M Icu=55kA @ 415V 3-pole, line protection ETU350, LSI, In=63A overload protection Ir=25A...63A short-circuit protection Isd=1.5...10 x Ir, Ii=12 x In nut keeper kit shunt trip (STL) 12-30V DC, 24V AC 50/60Hz 2 auxiliary switches HQ 1 trip alarm switch HQ | - | 0 | 0
3VA2163-5HN32-0HL0 |  | 3VA2163-5HN32-0HL0 | 1 | UN | 1 | 10 | C | D | EAR99 | N | 85362010 | 1 | 4042949038825 | 2.49 | KG | 740.08 | 740.08 | LP18 | LP18 | circuit breaker 3VA2 IEC frame 160 breaking capacity class M Icu=55kA @ 415V 3-pole, line protection ETU350, LSI, In=63A overload protection Ir=25A...63A short-circuit protection Isd=1.5...10 x Ir, Ii=12 x In nut keeper kit shunt trip (STL) 12-30V DC, 24V AC 50/60Hz 2 auxiliary switches HQ 1 trip alarm switch HQ 1 electrical alarm switch | - | 0 | 0
3VA2163-5HN32-0JA0 |  | 3VA2163-5HN32-0JA0 | 1 | UN | 1 | 10 | C | D | EAR99 | N | 85362010 | 1 | 4042949022824 | 2.37 | KG | 630.96 | 630.96 | LP18 | LP18 | circuit breaker 3VA2 IEC frame 160 breaking capacity class M Icu=55kA @ 415V 3-pole, line protection ETU350, LSI, In=63A overload protection Ir=25A...63A short-circuit protection Isd=1.5...10 x Ir, Ii=12 x In nut keeper kit shunt trip (STL) 110-127V DC, AC 50/60Hz | - | 0 | 0
3VA2163-5HN32-0JC0 |  | 3VA2163-5HN32-0JC0 | 1 | UN | 1 | 10 | C | D | EAR99 | N | 85362010 | 1 | 4042949031789 | 2.43 | KG | 677.6 | 677.6 | LP18 | LP18 | circuit breaker 3VA2 IEC frame 160 breaking capacity class M Icu=55kA @ 415V 3-pole, line protection ETU350, LSI, In=63A overload protection Ir=25A...63A short-circuit protection Isd=1.5...10 x Ir, Ii=12 x In nut keeper kit shunt trip (STL) 110-127V DC, AC 50/60Hz 2 auxiliary switches HQ | - | 0 | 0
3VA2163-5HN32-0JH0 |  | 3VA2163-5HN32-0JH0 | 1 | UN | 1 | 10 | C | D | EAR99 | N | 85362010 | 1 | 4042949035626 | 2.46 | KG | 703.12 | 703.12 | LP18 | LP18 | circuit breaker 3VA2 IEC frame 160 breaking capacity class M Icu=55kA @ 415V 3-pole, line protection ETU350, LSI, In=63A overload protection Ir=25A...63A short-circuit protection Isd=1.5...10 x Ir, Ii=12 x In nut keeper kit shunt trip (STL) 110-127V DC, AC 50/60Hz 2 auxiliary switches HQ 1 trip alarm switch HQ | - | 0 | 0
3VA2163-5HN32-0JL0 |  | 3VA2163-5HN32-0JL0 | 1 | UN | 1 | 10 | C | D | EAR99 | N | 85362010 | 1 | 4042949039464 | 2.49 | KG | 740.08 | 740.08 | LP18 | LP18 | circuit breaker 3VA2 IEC frame 160 breaking capacity class M Icu=55kA @ 415V 3-pole, line protection ETU350, LSI, In=63A overload protection Ir=25A...63A short-circuit protection Isd=1.5...10 x Ir, Ii=12 x In nut keeper kit shunt trip (STL) 110-127V DC, AC 50/60Hz 2 auxiliary switches HQ 1 trip alarm switch HQ 1 electrical alarm switch | - | 0 | 0
3VA2163-5HN32-0KA0 |  | 3VA2163-5HN32-0KA0 | 1 | UN | 1 | 10 | C | D | EAR99 | N | 85362010 | 1 | 4042949023463 | 2.37 | KG | 630.96 | 630.96 | LP18 | LP18 | circuit breaker 3VA2 IEC frame 160 breaking capacity class M Icu=55kA @ 415V 3-pole, line protection ETU350, LSI, In=63A overload protection Ir=25A...63A short-circuit protection Isd=1.5...10 x Ir, Ii=12 x In nut keeper kit shunt trip (STL) 220-250V DC, 208-277V AC | - | 0 | 0
3VA2163-5HN32-0KC0 |  | 3VA2163-5HN32-0KC0 | 1 | UN | 1 | 10 | C | D | EAR99 | N | 85362010 | 1 | 4042949032427 | 2.43 | KG | 677.6 | 677.6 | LP18 | LP18 | circuit breaker 3VA2 IEC frame 160 breaking capacity class M Icu=55kA @ 415V 3-pole, line protection ETU350, LSI, In=63A overload protection Ir=25A...63A short-circuit protection Isd=1.5...10 x Ir, Ii=12 x In nut keeper kit shunt trip (STL) 220-250V DC, 208-277V AC 2 auxiliary switches HQ | - | 0 | 0
3VA2163-5HN32-0KH0 |  | 3VA2163-5HN32-0KH0 | 1 | UN | 1 | 10 | C | D | EAR99 | N | 85362010 | 1 | 4042949036265 | 2.46 | KG | 703.12 | 703.12 | LP18 | LP18 | circuit breaker 3VA2 IEC frame 160 breaking capacity class M Icu=55kA @ 415V 3-pole, line protection ETU350, LSI, In=63A overload protection Ir=25A...63A short-circuit protection Isd=1.5...10 x Ir, Ii=12 x In nut keeper kit shunt trip (STL) 220-250V DC, 208-277V AC 2 auxiliary switches HQ 1 trip alarm switch HQ | - | 0 | 0
3VA2163-5HN32-0KL0 |  | 3VA2163-5HN32-0KL0 | 1 | UN | 1 | 10 | C | D | EAR99 | N | 85362010 | 1 | 4042949040101 | 2.49 | KG | 740.08 | 740.08 | LP18 | LP18 | circuit breaker 3VA2 IEC frame 160 breaking capacity class M Icu=55kA @ 415V 3-pole, line protection ETU350, LSI, In=63A overload protection Ir=25A...63A short-circuit protection Isd=1.5...10 x Ir, Ii=12 x In nut keeper kit shunt trip (STL) 220-250V DC, 208-277V AC 2 auxiliary switches HQ 1 trip alarm switch HQ 1 electrical alarm switch | - | 0 | 0
3VA2163-5HN36-0AA0 |  | 3VA2163-5HN36-0AA0 | 1 | UN | 1 | 5 | B | D | EAR99 | N | 85362010 | 1 | 4042948826133 | 2.291 | KG | 547.4 | 532.1 | LP18 | LP18 | circuit breaker 3VA2 IEC frame 160 breaking capacity class M Icu=55kA @ 415V 3-pole, line protection ETU350, LSI, In=63A overload protection Ir=25A...63A short-circuit protection Isd=1.5...10 x Ir, Ii=12 x In clamp connection | Lista Papel 2020 SI | 0 | 0
3VA2163-5HN36-0AB0 |  | 3VA2163-5HN36-0AB0 | 1 | UN | 1 | 10 | C | D | EAR99 | N | 85362010 | 1 | 4042949024095 | 2.51 | KG | 640.64 | 640.64 | LP18 | LP18 | circuit breaker 3VA2 IEC frame 160 breaking capacity class M Icu=55kA @ 415V 3-pole, line protection ETU350, LSI, In=63A overload protection Ir=25A...63A short-circuit protection Isd=1.5...10 x Ir, Ii=12 x In clamp connection 2 auxiliary switches HP | - | 0 | 0
3VA2163-5HN36-0AC0 |  | 3VA2163-5HN36-0AC0 | 1 | UN | 1 | 10 | C | D | EAR99 | N | 85362010 | 1 | 4042949024736 | 2.49 | KG | 615.12 | 615.12 | LP18 | LP18 | circuit breaker 3VA2 IEC frame 160 breaking capacity class M Icu=55kA @ 415V 3-pole, line protection ETU350, LSI, In=63A overload protection Ir=25A...63A short-circuit protection Isd=1.5...10 x Ir, Ii=12 x In clamp connection 2 auxiliary switches HQ | - | 0 | 0
3VA2163-5HN36-0AD0 |  | 3VA2163-5HN36-0AD0 | 1 | UN | 1 | 10 | C | D | EAR99 | N | 85362010 | 1 | 4042949025375 | 2.52 | KG | 640.64 | 640.64 | LP18 | LP18 | circuit breaker 3VA2 IEC frame 160 breaking capacity class M Icu=55kA @ 415V 3-pole, line protection ETU350, LSI, In=63A overload protection Ir=25A...63A short-circuit protection Isd=1.5...10 x Ir, Ii=12 x In clamp connection 3 auxiliary switches HQ | - | 0 | 0
3VA2163-5HN36-0AE0 |  | 3VA2163-5HN36-0AE0 | 1 | UN | 1 | 10 | C | D | EAR99 | N | 85362010 | 1 | 4042949026013 | 2.55 | KG | 665.28 | 665.28 | LP18 | LP18 | circuit breaker 3VA2 IEC frame 160 breaking capacity class M Icu=55kA @ 415V 3-pole, line protection ETU350, LSI, In=63A overload protection Ir=25A...63A short-circuit protection Isd=1.5...10 x Ir, Ii=12 x In clamp connection 4 auxiliary switches HQ | - | 0 | 0
3VA2163-5HN36-0AF0 |  | 3VA2163-5HN36-0AF0 | 1 | UN | 1 | 10 | C | D | EAR99 | N | 85362010 | 1 | 4042949026655 | 2.49 | KG | 615.12 | 615.12 | LP18 | LP18 | circuit breaker 3VA2 IEC frame 160 breaking capacity class M Icu=55kA @ 415V 3-pole, line protection ETU350, LSI, In=63A overload protection Ir=25A...63A short-circuit protection Isd=1.5...10 x Ir, Ii=12 x In clamp connection 1 auxiliary switch HQ 1 trip alarm switch HQ | - | 0 | 0
3VA2163-5HN36-0AG0 |  | 3VA2163-5HN36-0AG0 | 1 | UN | 1 | 10 | C | D | EAR99 | N | 85362010 | 1 | 4042949027294 | 2.51 | KG | 640.64 | 640.64 | LP18 | LP18 | circuit breaker 3VA2 IEC frame 160 breaking capacity class M Icu=55kA @ 415V 3-pole, line protection ETU350, LSI, In=63A overload protection Ir=25A...63A short-circuit protection Isd=1.5...10 x Ir, Ii=12 x In clamp connection 1 auxiliary switch HP 1 trip alarm switch HP | - | 0 | 0
3VA2163-5HN36-0AH0 |  | 3VA2163-5HN36-0AH0 | 1 | UN | 1 | 10 | C | D | EAR99 | N | 85362010 | 1 | 4042949027935 | 2.52 | KG | 640.64 | 640.64 | LP18 | LP18 | circuit breaker 3VA2 IEC frame 160 breaking capacity class M Icu=55kA @ 415V 3-pole, line protection ETU350, LSI, In=63A overload protection Ir=25A...63A short-circuit protection Isd=1.5...10 x Ir, Ii=12 x In clamp connection 2 auxiliary switches HQ 1 trip alarm switch HQ | - | 0 | 0
3VA2163-5HN36-0AJ0 |  | 3VA2163-5HN36-0AJ0 | 1 | UN | 1 | 10 | C | D | EAR99 | N | 85362010 | 1 | 4042949028574 | 2.55 | KG | 676.72 | 676.72 | LP18 | LP18 | circuit breaker 3VA2 IEC frame 160 breaking capacity class M Icu=55kA @ 415V 3-pole, line protection ETU350, LSI, In=63A overload protection Ir=25A...63A short-circuit protection Isd=1.5...10 x Ir, Ii=12 x In clamp connection 2 auxiliary switches HP 1 trip alarm switch HP | - | 0 | 0
3VA2163-5HN36-0BA0 |  | 3VA2163-5HN36-0BA0 | 1 | UN | 1 | 10 | C | D | EAR99 | N | 85362010 | 1 | 4042949020257 | 2.55 | KG | 680.24 | 680.24 | LP18 | LP18 | circuit breaker 3VA2 IEC frame 160 breaking capacity class M Icu=55kA @ 415V 3-pole, line protection ETU350, LSI, In=63A overload protection Ir=25A...63A short-circuit protection Isd=1.5...10 x Ir, Ii=12 x In clamp connection undervoltage release (UVR) 24V DC | - | 0 | 0
3VA2163-5HN36-0BC0 |  | 3VA2163-5HN36-0BC0 | 1 | UN | 1 | 10 | C | D | EAR99 | N | 85362010 | 1 | 4042949029212 | 2.61 | KG | 727.76 | 727.76 | LP18 | LP18 | circuit breaker 3VA2 IEC frame 160 breaking capacity class M Icu=55kA @ 415V 3-pole, line protection ETU350, LSI, In=63A overload protection Ir=25A...63A short-circuit protection Isd=1.5...10 x Ir, Ii=12 x In clamp connection undervoltage release (UVR) 24V DC 2 auxiliary switches HQ | - | 0 | 0
3VA2163-5HN36-0BH0 |  | 3VA2163-5HN36-0BH0 | 1 | UN | 1 | 10 | C | D | EAR99 | N | 85362010 | 1 | 4042949033059 | 2.64 | KG | 752.4 | 752.4 | LP18 | LP18 | circuit breaker 3VA2 IEC frame 160 breaking capacity class M Icu=55kA @ 415V 3-pole, line protection ETU350, LSI, In=63A overload protection Ir=25A...63A short-circuit protection Isd=1.5...10 x Ir, Ii=12 x In clamp connection undervoltage release (UVR) 24V DC 2 auxiliary switches HQ 1 trip alarm switch HQ | - | 0 | 0
3VA2163-5HN36-0BL0 |  | 3VA2163-5HN36-0BL0 | 1 | UN | 1 | 10 | C | D | EAR99 | N | 85362010 | 1 | 4042949036890 | 2.67 | KG | 787.6 | 787.6 | LP18 | LP18 | circuit breaker 3VA2 IEC frame 160 breaking capacity class M Icu=55kA @ 415V 3-pole, line protection ETU350, LSI, In=63A overload protection Ir=25A...63A short-circuit protection Isd=1.5...10 x Ir, Ii=12 x In clamp connection undervoltage release (UVR) 24V DC 2 auxiliary switches HQ 1 trip alarm switch HQ 1 electrical alarm switch | - | 0 | 0
3VA2163-5HN36-0CA0 |  | 3VA2163-5HN36-0CA0 | 1 | UN | 1 | 10 | C | D | EAR99 | N | 85362010 | 1 | 4042949020899 | 2.55 | KG | 680.24 | 680.24 | LP18 | LP18 | circuit breaker 3VA2 IEC frame 160 breaking capacity class M Icu=55kA @ 415V 3-pole, line protection ETU350, LSI, In=63A overload protection Ir=25A...63A short-circuit protection Isd=1.5...10 x Ir, Ii=12 x In clamp connection undervoltage release (UVR) 120-127V AC 50/60Hz | - | 0 | 0
3VA2163-5HN36-0CC0 |  | 3VA2163-5HN36-0CC0 | 1 | UN | 1 | 10 | C | D | EAR99 | N | 85362010 | 1 | 4042949029854 | 2.61 | KG | 727.76 | 727.76 | LP18 | LP18 | circuit breaker 3VA2 IEC frame 160 breaking capacity class M Icu=55kA @ 415V 3-pole, line protection ETU350, LSI, In=63A overload protection Ir=25A...63A short-circuit protection Isd=1.5...10 x Ir, Ii=12 x In clamp connection undervoltage release (UVR) 120-127V AC 50/60Hz 2 auxiliary switches HQ | - | 0 | 0
3VA2163-5HN36-0CH0 |  | 3VA2163-5HN36-0CH0 | 1 | UN | 1 | 10 | C | D | EAR99 | N | 85362010 | 1 | 4042949033691 | 2.64 | KG | 752.4 | 752.4 | LP18 | LP18 | circuit breaker 3VA2 IEC frame 160 breaking capacity class M Icu=55kA @ 415V 3-pole, line protection ETU350, LSI, In=63A overload protection Ir=25A...63A short-circuit protection Isd=1.5...10 x Ir, Ii=12 x In clamp connection undervoltage release (UVR) 120-127V AC 50/60Hz 2 auxiliary switches HQ 1 trip alarm switch HQ | - | 0 | 0
3VA2163-5HN36-0CL0 |  | 3VA2163-5HN36-0CL0 | 1 | UN | 1 | 10 | C | D | EAR99 | N | 85362010 | 1 | 4042949037538 | 2.67 | KG | 787.6 | 787.6 | LP18 | LP18 | circuit breaker 3VA2 IEC frame 160 breaking capacity class M Icu=55kA @ 415V 3-pole, line protection ETU350, LSI, In=63A overload protection Ir=25A...63A short-circuit protection Isd=1.5...10 x Ir, Ii=12 x In clamp connection undervoltage release (UVR) 120-127V AC 50/60Hz 2 auxiliary switches HQ 1 trip alarm switch HQ 1 electrical alarm switch | - | 0 | 0
3VA2163-5HN36-0DA0 |  | 3VA2163-5HN36-0DA0 | 1 | UN | 1 | 10 | C | D | EAR99 | N | 85362010 | 1 | 4042949021537 | 2.55 | KG | 680.24 | 680.24 | LP18 | LP18 | circuit breaker 3VA2 IEC frame 160 breaking capacity class M Icu=55kA @ 415V 3-pole, line protection ETU350, LSI, In=63A overload protection Ir=25A...63A short-circuit protection Isd=1.5...10 x Ir, Ii=12 x In clamp connection undervoltage release (UVR) 208-230V AC 50/60Hz | - | 0 | 0
3VA2163-5HN36-0DC0 |  | 3VA2163-5HN36-0DC0 | 1 | UN | 1 | 10 | C | D | EAR99 | N | 85362010 | 1 | 4042949030492 | 2.61 | KG | 727.76 | 727.76 | LP18 | LP18 | circuit breaker 3VA2 IEC frame 160 breaking capacity class M Icu=55kA @ 415V 3-pole, line protection ETU350, LSI, In=63A overload protection Ir=25A...63A short-circuit protection Isd=1.5...10 x Ir, Ii=12 x In clamp connection undervoltage release (UVR) 208-230V AC 50/60Hz 2 auxiliary switches HQ | - | 0 | 0
3VA2163-5HN36-0DH0 |  | 3VA2163-5HN36-0DH0 | 1 | UN | 1 | 10 | C | D | EAR99 | N | 85362010 | 1 | 4042949034339 | 2.64 | KG | 752.4 | 752.4 | LP18 | LP18 | circuit breaker 3VA2 IEC frame 160 breaking capacity class M Icu=55kA @ 415V 3-pole, line protection ETU350, LSI, In=63A overload protection Ir=25A...63A short-circuit protection Isd=1.5...10 x Ir, Ii=12 x In clamp connection undervoltage release (UVR) 208-230V AC 50/60Hz 2 auxiliary switches HQ 1 trip alarm switch HQ | - | 0 | 0
3VA2163-5HN36-0DL0 |  | 3VA2163-5HN36-0DL0 | 1 | UN | 1 | 10 | C | D | EAR99 | N | 85362010 | 1 | 4042949038177 | 2.67 | KG | 787.6 | 787.6 | LP18 | LP18 | circuit breaker 3VA2 IEC frame 160 breaking capacity class M Icu=55kA @ 415V 3-pole, line protection ETU350, LSI, In=63A overload protection Ir=25A...63A short-circuit protection Isd=1.5...10 x Ir, Ii=12 x In clamp connection undervoltage release (UVR) 208-230V AC 50/60Hz 2 auxiliary switches HQ 1 trip alarm switch HQ 1 electrical alarm switch | - | 0 | 0
3VA2163-5HN36-0HA0 |  | 3VA2163-5HN36-0HA0 | 1 | UN | 1 | 10 | C | D | EAR99 | N | 85362010 | 1 | 4042949022176 | 2.52 | KG | 654.72 | 654.72 | LP18 | LP18 | circuit breaker 3VA2 IEC frame 160 breaking capacity class M Icu=55kA @ 415V 3-pole, line protection ETU350, LSI, In=63A overload protection Ir=25A...63A short-circuit protection Isd=1.5...10 x Ir, Ii=12 x In clamp connection shunt trip (STL) 12-30V DC, 24V AC 50/60Hz | - | 0 | 0
3VA2163-5HN36-0HC0 |  | 3VA2163-5HN36-0HC0 | 1 | UN | 1 | 10 | C | D | EAR99 | N | 85362010 | 1 | 4042949031130 | 2.58 | KG | 703.12 | 703.12 | LP18 | LP18 | circuit breaker 3VA2 IEC frame 160 breaking capacity class M Icu=55kA @ 415V 3-pole, line protection ETU350, LSI, In=63A overload protection Ir=25A...63A short-circuit protection Isd=1.5...10 x Ir, Ii=12 x In clamp connection shunt trip (STL) 12-30V DC, 24V AC 50/60Hz 2 auxiliary switches HQ | - | 0 | 0
3VA2163-5HN36-0HH0 |  | 3VA2163-5HN36-0HH0 | 1 | UN | 1 | 10 | C | D | EAR99 | N | 85362010 | 1 | 4042949034971 | 2.61 | KG | 726.88 | 726.88 | LP18 | LP18 | circuit breaker 3VA2 IEC frame 160 breaking capacity class M Icu=55kA @ 415V 3-pole, line protection ETU350, LSI, In=63A overload protection Ir=25A...63A short-circuit protection Isd=1.5...10 x Ir, Ii=12 x In clamp connection shunt trip (STL) 12-30V DC, 24V AC 50/60Hz 2 auxiliary switches HQ 1 trip alarm switch HQ | - | 0 | 0
3VA2163-5HN36-0HL0 |  | 3VA2163-5HN36-0HL0 | 1 | UN | 1 | 10 | C | D | EAR99 | N | 85362010 | 1 | 4042949038818 | 2.64 | KG | 763.84 | 763.84 | LP18 | LP18 | circuit breaker 3VA2 IEC frame 160 breaking capacity class M Icu=55kA @ 415V 3-pole, line protection ETU350, LSI, In=63A overload protection Ir=25A...63A short-circuit protection Isd=1.5...10 x Ir, Ii=12 x In clamp connection shunt trip (STL) 12-30V DC, 24V AC 50/60Hz 2 auxiliary switches HQ 1 trip alarm switch HQ 1 electrical alarm switch | - | 0 | 0
3VA2163-5HN36-0JA0 |  | 3VA2163-5HN36-0JA0 | 1 | UN | 1 | 10 | C | D | EAR99 | N | 85362010 | 1 | 4042949022817 | 2.52 | KG | 654.72 | 654.72 | LP18 | LP18 | circuit breaker 3VA2 IEC frame 160 breaking capacity class M Icu=55kA @ 415V 3-pole, line protection ETU350, LSI, In=63A overload protection Ir=25A...63A short-circuit protection Isd=1.5...10 x Ir, Ii=12 x In clamp connection shunt trip (STL) 110-127V DC, AC 50/60Hz | - | 0 | 0
3VA2163-5HN36-0JC0 |  | 3VA2163-5HN36-0JC0 | 1 | UN | 1 | 10 | C | D | EAR99 | N | 85362010 | 1 | 4042949031772 | 2.58 | KG | 703.12 | 703.12 | LP18 | LP18 | circuit breaker 3VA2 IEC frame 160 breaking capacity class M Icu=55kA @ 415V 3-pole, line protection ETU350, LSI, In=63A overload protection Ir=25A...63A short-circuit protection Isd=1.5...10 x Ir, Ii=12 x In clamp connection shunt trip (STL) 110-127V DC, AC 50/60Hz 2 auxiliary switches HQ | - | 0 | 0
3VA2163-5HN36-0JH0 |  | 3VA2163-5HN36-0JH0 | 1 | UN | 1 | 10 | C | D | EAR99 | N | 85362010 | 1 | 4042949035619 | 2.61 | KG | 726.88 | 726.88 | LP18 | LP18 | circuit breaker 3VA2 IEC frame 160 breaking capacity class M Icu=55kA @ 415V 3-pole, line protection ETU350, LSI, In=63A overload protection Ir=25A...63A short-circuit protection Isd=1.5...10 x Ir, Ii=12 x In clamp connection shunt trip (STL) 110-127V DC, AC 50/60Hz 2 auxiliary switches HQ 1 trip alarm switch HQ | - | 0 | 0
3VA2163-5HN36-0JL0 |  | 3VA2163-5HN36-0JL0 | 1 | UN | 1 | 10 | C | D | EAR99 | N | 85362010 | 1 | 4042949039457 | 2.64 | KG | 763.84 | 763.84 | LP18 | LP18 | circuit breaker 3VA2 IEC frame 160 breaking capacity class M Icu=55kA @ 415V 3-pole, line protection ETU350, LSI, In=63A overload protection Ir=25A...63A short-circuit protection Isd=1.5...10 x Ir, Ii=12 x In clamp connection shunt trip (STL) 110-127V DC, AC 50/60Hz 2 auxiliary switches HQ 1 trip alarm switch HQ 1 electrical alarm switch | - | 0 | 0
3VA2163-5HN36-0KA0 |  | 3VA2163-5HN36-0KA0 | 1 | UN | 1 | 10 | C | D | EAR99 | N | 85362010 | 1 | 4042949023456 | 2.52 | KG | 654.72 | 654.72 | LP18 | LP18 | circuit breaker 3VA2 IEC frame 160 breaking capacity class M Icu=55kA @ 415V 3-pole, line protection ETU350, LSI, In=63A overload protection Ir=25A...63A short-circuit protection Isd=1.5...10 x Ir, Ii=12 x In clamp connection shunt trip (STL) 220-250V DC, 208-277V AC | - | 0 | 0
3VA2163-5HN36-0KC0 |  | 3VA2163-5HN36-0KC0 | 1 | UN | 1 | 10 | C | D | EAR99 | N | 85362010 | 1 | 4042949032410 | 2.58 | KG | 703.12 | 703.12 | LP18 | LP18 | circuit breaker 3VA2 IEC frame 160 breaking capacity class M Icu=55kA @ 415V 3-pole, line protection ETU350, LSI, In=63A overload protection Ir=25A...63A short-circuit protection Isd=1.5...10 x Ir, Ii=12 x In clamp connection shunt trip (STL) 220-250V DC, 208-277V AC 2 auxiliary switches HQ | - | 0 | 0
3VA2163-5HN36-0KH0 |  | 3VA2163-5HN36-0KH0 | 1 | UN | 1 | 10 | C | D | EAR99 | N | 85362010 | 1 | 4042949036258 | 2.61 | KG | 726.88 | 726.88 | LP18 | LP18 | circuit breaker 3VA2 IEC frame 160 breaking capacity class M Icu=55kA @ 415V 3-pole, line protection ETU350, LSI, In=63A overload protection Ir=25A...63A short-circuit protection Isd=1.5...10 x Ir, Ii=12 x In clamp connection shunt trip (STL) 220-250V DC, 208-277V AC 2 auxiliary switches HQ 1 trip alarm switch HQ | - | 0 | 0
3VA2163-5HN36-0KL0 |  | 3VA2163-5HN36-0KL0 | 1 | UN | 1 | 10 | C | D | EAR99 | N | 85362010 | 1 | 4042949040095 | 2.64 | KG | 763.84 | 763.84 | LP18 | LP18 | circuit breaker 3VA2 IEC frame 160 breaking capacity class M Icu=55kA @ 415V 3-pole, line protection ETU350, LSI, In=63A overload protection Ir=25A...63A short-circuit protection Isd=1.5...10 x Ir, Ii=12 x In clamp connection shunt trip (STL) 220-250V DC, 208-277V AC 2 auxiliary switches HQ 1 trip alarm switch HQ 1 electrical alarm switch | - | 0 | 0
3VA2163-5HN42-0AA0 |  | 3VA2163-5HN42-0AA0 | 1 | UN | 1 | 5 | B | D | EAR99 | N | 85362010 | 1 | 4042948804599 | 2.778 | KG | 646 | 628.2 | LP18 | LP18 | circuit breaker 3VA2 IEC frame 160 breaking capacity class M Icu=55kA @ 415V 4-pole, line protection ETU350, LSI, In=63A overload protection Ir=25A...63A short-circuit protection Isd=1.5...10 x Ir, Ii=12 x In N conductor protection adjustable (OFF, 100%) nut keeper kit | Lista Papel 2020 SI | 0 | 0
3VA2163-5HN46-0AA0 |  | 3VA2163-5HN46-0AA0 | 1 | UN | 1 | 5 | B | D | EAR99 | N | 85362010 | 1 | 4042948826973 | 3.2 | KG | 677.5 | 658.8 | LP18 | LP18 | circuit breaker 3VA2 IEC frame 160 breaking capacity class M Icu=55kA @ 415V 4-pole, line protection ETU350, LSI, In=63A overload protection Ir=25A...63A short-circuit protection Isd=1.5...10 x Ir, Ii=12 x In N conductor protection adjustable (OFF, 100%) clamp connection | Lista Papel 2020 SI | 0 | 0
3VA2163-5JP32-0AA0 |  | 3VA2163-5JP32-0AA0 | 1 | UN | 1 | 5 | B | D | EAR99 | N | 85362010 | 1 | 4042948802373 | 2.175 | KG | 935 | 909.5 | LP18 | LP18 | circuit breaker 3VA2 IEC frame 160 breaking capacity class M Icu=55kA @ 415V 3-pole, line protection ETU550, LSI, In=63A overload protection Ir=25A...63A short-circuit protection Isd=0.6..10x In, Ii=1.5..12x In N conductor protection optionally with external current transformer, up to 160% nut keeper kit | Lista Papel 2020 SI | 0 | 0
3VA2163-5JP32-0AB0 |  | 3VA2163-5JP32-0AB0 | 1 | UN | 1 | 10 | C | D | EAR99 | N | 85362010 | 1 | 4042949024088 | 2.37 | KG | 1047.2 | 1047.2 | LP18 | LP18 | circuit breaker 3VA2 IEC frame 160 breaking capacity class M Icu=55kA @ 415V 3-pole, line protection ETU550, LSI, In=63A overload protection Ir=25A...63A short-circuit protection Isd=0.6..10x In, Ii=1.5..12x In N conductor protection optionally with external current transformer nut keeper kit 2 auxiliary switches HP | - | 0 | 0
3VA2163-5JP32-0AC0 |  | 3VA2163-5JP32-0AC0 | 1 | UN | 1 | 10 | C | D | EAR99 | N | 85362010 | 1 | 4042949024729 | 2.35 | KG | 1020.8 | 1020.8 | LP18 | LP18 | circuit breaker 3VA2 IEC frame 160 breaking capacity class M Icu=55kA @ 415V 3-pole, line protection ETU550, LSI, In=63A overload protection Ir=25A...63A short-circuit protection Isd=0.6..10x In, Ii=1.5..12x In N conductor protection optionally with external current transformer nut keeper kit 2 auxiliary switches HQ | - | 0 | 0
3VA2163-5JP32-0AD0 |  | 3VA2163-5JP32-0AD0 | 1 | UN | 1 | 10 | C | D | EAR99 | N | 85362010 | 1 | 4042949025368 | 2.38 | KG | 1038.4 | 1038.4 | LP18 | LP18 | circuit breaker 3VA2 IEC frame 160 breaking capacity class M Icu=55kA @ 415V 3-pole, line protection ETU550, LSI, In=63A overload protection Ir=25A...63A short-circuit protection Isd=0.6..10x In, Ii=1.5..12x In N conductor protection optionally with external current transformer nut keeper kit 3 auxiliary switches HQ | - | 0 | 0
3VA2163-5JP32-0AE0 |  | 3VA2163-5JP32-0AE0 | 1 | UN | 1 | 10 | C | D | EAR99 | N | 85362010 | 1 | 4042949026006 | 2.41 | KG | 1064.8 | 1064.8 | LP18 | LP18 | circuit breaker 3VA2 IEC frame 160 breaking capacity class M Icu=55kA @ 415V 3-pole, line protection ETU550, LSI, In=63A overload protection Ir=25A...63A short-circuit protection Isd=0.6..10x In, Ii=1.5..12x In N conductor protection optionally with external current transformer nut keeper kit 4 auxiliary switches HQ | - | 0 | 0
3VA2163-5JP32-0AF0 |  | 3VA2163-5JP32-0AF0 | 1 | UN | 1 | 10 | C | D | EAR99 | N | 85362010 | 1 | 4042949026648 | 2.35 | KG | 1020.8 | 1020.8 | LP18 | LP18 | circuit breaker 3VA2 IEC frame 160 breaking capacity class M Icu=55kA @ 415V 3-pole, line protection ETU550, LSI, In=63A overload protection Ir=25A...63A short-circuit protection Isd=0.6..10x In, Ii=1.5..12x In N conductor protection optionally with external current transformer nut keeper kit 1 auxiliary switch HQ 1 trip alarm switch HQ | - | 0 | 0
3VA2163-5JP32-0AG0 |  | 3VA2163-5JP32-0AG0 | 1 | UN | 1 | 10 | C | D | EAR99 | N | 85362010 | 1 | 4042949027287 | 2.37 | KG | 1047.2 | 1047.2 | LP18 | LP18 | circuit breaker 3VA2 IEC frame 160 breaking capacity class M Icu=55kA @ 415V 3-pole, line protection ETU550, LSI, In=63A overload protection Ir=25A...63A short-circuit protection Isd=0.6..10x In, Ii=1.5..12x In N conductor protection optionally with external current transformer nut keeper kit 1 auxiliary switch HP 1 trip alarm switch HP | - | 0 | 0
3VA2163-5JP32-0AH0 |  | 3VA2163-5JP32-0AH0 | 1 | UN | 1 | 10 | C | D | EAR99 | N | 85362010 | 1 | 4042949027928 | 2.38 | KG | 1038.4 | 1038.4 | LP18 | LP18 | circuit breaker 3VA2 IEC frame 160 breaking capacity class M Icu=55kA @ 415V 3-pole, line protection ETU550, LSI, In=63A overload protection Ir=25A...63A short-circuit protection Isd=0.6..10x In, Ii=1.5..12x In N conductor protection optionally with external current transformer nut keeper kit 2 auxiliary switches HQ 1 trip alarm switch HQ | - | 0 | 0
3VA2163-5JP32-0AJ0 |  | 3VA2163-5JP32-0AJ0 | 1 | UN | 1 | 10 | C | D | EAR99 | N | 85362010 | 1 | 4042949028567 | 2.41 | KG | 1073.6 | 1073.6 | LP18 | LP18 | circuit breaker 3VA2 IEC frame 160 breaking capacity class M Icu=55kA @ 415V 3-pole, line protection ETU550, LSI, In=63A overload protection Ir=25A...63A short-circuit protection Isd=0.6..10x In, Ii=1.5..12x In N conductor protection optionally with external current transformer nut keeper kit 2 auxiliary switches HP 1 trip alarm switch HP | - | 0 | 0
3VA2163-5JP32-0BA0 |  | 3VA2163-5JP32-0BA0 | 1 | UN | 1 | 10 | C | D | EAR99 | N | 85362010 | 1 | 4042949020240 | 2.41 | KG | 1073.6 | 1073.6 | LP18 | LP18 | circuit breaker 3VA2 IEC frame 160 breaking capacity class M Icu=55kA @ 415V 3-pole, line protection ETU550, LSI, In=63A overload protection Ir=25A...63A short-circuit protection Isd=0.6..10x In, Ii=1.5..12x In N conductor protection optionally with external current transformer nut keeper kit undervoltage release (UVR) 24V DC | - | 0 | 0
3VA2163-5JP32-0BC0 |  | 3VA2163-5JP32-0BC0 | 1 | UN | 1 | 10 | C | D | EAR99 | N | 85362010 | 1 | 4042949029205 | 2.47 | KG | 1126.4 | 1126.4 | LP18 | LP18 | circuit breaker 3VA2 IEC frame 160 breaking capacity class M Icu=55kA @ 415V 3-pole, line protection ETU550, LSI, In=63A overload protection Ir=25A...63A short-circuit protection Isd=0.6..10x In, Ii=1.5..12x In N conductor protection optionally with external current transformer nut keeper kit undervoltage release (UVR) 24V DC 2 auxiliary switches HQ | - | 0 | 0
3VA2163-5JP32-0BH0 |  | 3VA2163-5JP32-0BH0 | 1 | UN | 1 | 10 | C | D | EAR99 | N | 85362010 | 1 | 4042949033042 | 2.5 | KG | 1144 | 1144 | LP18 | LP18 | circuit breaker 3VA2 IEC frame 160 breaking capacity class M Icu=55kA @ 415V 3-pole, line protection ETU550, LSI, In=63A overload protection Ir=25A...63A short-circuit protection Isd=0.6..10x In, Ii=1.5..12x In N conductor protection optionally with external current transformer nut keeper kit undervoltage release (UVR) 24V DC 2 auxiliary switches HQ 1 trip alarm switch HQ | - | 0 | 0
3VA2163-5JP32-0BL0 |  | 3VA2163-5JP32-0BL0 | 1 | UN | 1 | 10 | C | D | EAR99 | N | 85362010 | 1 | 4042949036883 | 2.53 | KG | 1179.2 | 1179.2 | LP18 | LP18 | circuit breaker 3VA2 IEC frame 160 breaking capacity class M Icu=55kA @ 415V 3-pole, line protection ETU550, LSI, In=63A overload protection Ir=25A...63A short-circuit protection Isd=0.6..10x In, Ii=1.5..12x In N conductor protection optionally with external current transformer nut keeper kit undervoltage release (UVR) 24V DC 2 auxiliary switches HQ 1 trip alarm switch HQ 1 electrical alarm switch | - | 0 | 0
3VA2163-5JP32-0CA0 |  | 3VA2163-5JP32-0CA0 | 1 | UN | 1 | 10 | C | D | EAR99 | N | 85362010 | 1 | 4042949020882 | 2.41 | KG | 1073.6 | 1073.6 | LP18 | LP18 | circuit breaker 3VA2 IEC frame 160 breaking capacity class M Icu=55kA @ 415V 3-pole, line protection ETU550, LSI, In=63A overload protection Ir=25A...63A short-circuit protection Isd=0.6..10x In, Ii=1.5..12x In N conductor protection optionally with external current transformer nut keeper kit undervoltage release (UVR) 120-127V AC 50/60Hz | - | 0 | 0
3VA2163-5JP32-0CC0 |  | 3VA2163-5JP32-0CC0 | 1 | UN | 1 | 10 | C | D | EAR99 | N | 85362010 | 1 | 4042949029847 | 2.47 | KG | 1126.4 | 1126.4 | LP18 | LP18 | circuit breaker 3VA2 IEC frame 160 breaking capacity class M Icu=55kA @ 415V 3-pole, line protection ETU550, LSI, In=63A overload protection Ir=25A...63A short-circuit protection Isd=0.6..10x In, Ii=1.5..12x In N conductor protection optionally with external current transformer nut keeper kit undervoltage release (UVR) 120-127V AC 50/60Hz 2 auxiliary switches HQ | - | 0 | 0
3VA2163-5JP32-0CH0 |  | 3VA2163-5JP32-0CH0 | 1 | UN | 1 | 10 | C | D | EAR99 | N | 85362010 | 1 | 4042949033684 | 2.5 | KG | 1144 | 1144 | LP18 | LP18 | circuit breaker 3VA2 IEC frame 160 breaking capacity class M Icu=55kA @ 415V 3-pole, line protection ETU550, LSI, In=63A overload protection Ir=25A...63A short-circuit protection Isd=0.6..10x In, Ii=1.5..12x In N conductor protection optionally with external current transformer nut keeper kit undervoltage release (UVR) 120-127V AC 50/60Hz 2 auxiliary switches HQ 1 trip alarm switch HQ | - | 0 | 0
3VA2163-5JP32-0CL0 |  | 3VA2163-5JP32-0CL0 | 1 | UN | 1 | 10 | C | D | EAR99 | N | 85362010 | 1 | 4042949037521 | 2.53 | KG | 1179.2 | 1179.2 | LP18 | LP18 | circuit breaker 3VA2 IEC frame 160 breaking capacity class M Icu=55kA @ 415V 3-pole, line protection ETU550, LSI, In=63A overload protection Ir=25A...63A short-circuit protection Isd=0.6..10x In, Ii=1.5..12x In N conductor protection optionally with external current transformer nut keeper kit undervoltage release (UVR) 120-127V AC 50/60Hz 2 auxiliary switches HQ 1 trip alarm switch HQ 1 electrical alarm switch | - | 0 | 0
3VA2163-5JP32-0DA0 |  | 3VA2163-5JP32-0DA0 | 1 | UN | 1 | 10 | C | D | EAR99 | N | 85362010 | 1 | 4042949021520 | 2.41 | KG | 1073.6 | 1073.6 | LP18 | LP18 | circuit breaker 3VA2 IEC frame 160 breaking capacity class M Icu=55kA @ 415V 3-pole, line protection ETU550, LSI, In=63A overload protection Ir=25A...63A short-circuit protection Isd=0.6..10x In, Ii=1.5..12x In N conductor protection optionally with external current transformer nut keeper kit undervoltage release (UVR) 208-230V AC 50/60Hz | - | 0 | 0
3VA2163-5JP32-0DC0 |  | 3VA2163-5JP32-0DC0 | 1 | UN | 1 | 10 | C | D | EAR99 | N | 85362010 | 1 | 4042949030485 | 2.47 | KG | 1126.4 | 1126.4 | LP18 | LP18 | circuit breaker 3VA2 IEC frame 160 breaking capacity class M Icu=55kA @ 415V 3-pole, line protection ETU550, LSI, In=63A overload protection Ir=25A...63A short-circuit protection Isd=0.6..10x In, Ii=1.5..12x In N conductor protection optionally with external current transformer nut keeper kit undervoltage release (UVR) 208-230V AC 50/60Hz 2 auxiliary switches HQ | - | 0 | 0
3VA2163-5JP32-0DH0 |  | 3VA2163-5JP32-0DH0 | 1 | UN | 1 | 10 | C | D | EAR99 | N | 85362010 | 1 | 4042949034322 | 2.5 | KG | 1144 | 1144 | LP18 | LP18 | circuit breaker 3VA2 IEC frame 160 breaking capacity class M Icu=55kA @ 415V 3-pole, line protection ETU550, LSI, In=63A overload protection Ir=25A...63A short-circuit protection Isd=0.6..10x In, Ii=1.5..12x In N conductor protection optionally with external current transformer nut keeper kit undervoltage release (UVR) 208-230V AC 50/60Hz 2 auxiliary switches HQ 1 trip alarm switch HQ | - | 0 | 0
3VA2163-5JP32-0DL0 |  | 3VA2163-5JP32-0DL0 | 1 | UN | 1 | 10 | C | D | EAR99 | N | 85362010 | 1 | 4042949038160 | 2.53 | KG | 1179.2 | 1179.2 | LP18 | LP18 | circuit breaker 3VA2 IEC frame 160 breaking capacity class M Icu=55kA @ 415V 3-pole, line protection ETU550, LSI, In=63A overload protection Ir=25A...63A short-circuit protection Isd=0.6..10x In, Ii=1.5..12x In N conductor protection optionally with external current transformer nut keeper kit undervoltage release (UVR) 208-230V AC 50/60Hz 2 auxiliary switches HQ 1 trip alarm switch HQ 1 electrical alarm switch | - | 0 | 0
3VA2163-5JP32-0HA0 |  | 3VA2163-5JP32-0HA0 | 1 | UN | 1 | 10 | C | D | EAR99 | N | 85362010 | 1 | 4042949022169 | 2.41 | KG | 1056 | 1056 | LP18 | LP18 | circuit breaker 3VA2 IEC frame 160 breaking capacity class M Icu=55kA @ 415V 3-pole, line protection ETU550, LSI, In=63A overload protection Ir=25A...63A short-circuit protection Isd=0.6..10x In, Ii=1.5..12x In N conductor protection optionally with external current transformer nut keeper kit shunt trip (STL) 12-30V DC; 24V AC 50/60Hz | - | 0 | 0
3VA2163-5JP32-0HC0 |  | 3VA2163-5JP32-0HC0 | 1 | UN | 1 | 10 | C | D | EAR99 | N | 85362010 | 1 | 4042949031123 | 2.44 | KG | 1108.8 | 1108.8 | LP18 | LP18 | circuit breaker 3VA2 IEC frame 160 breaking capacity class M Icu=55kA @ 415V 3-pole, line protection ETU550, LSI, In=63A overload protection Ir=25A...63A short-circuit protection Isd=0.6..10x In, Ii=1.5..12x In N conductor protection optionally with external current transformer nut keeper kit shunt trip (STL) 12-30V DC; 24V AC 50/60Hz 2 auxiliary switches HQ | - | 0 | 0
3VA2163-5JP32-0HH0 |  | 3VA2163-5JP32-0HH0 | 1 | UN | 1 | 10 | C | D | EAR99 | N | 85362010 | 1 | 4042949034964 | 2.47 | KG | 1126.4 | 1126.4 | LP18 | LP18 | circuit breaker 3VA2 IEC frame 160 breaking capacity class M Icu=55kA @ 415V 3-pole, line protection ETU550, LSI, In=63A overload protection Ir=25A...63A short-circuit protection Isd=0.6..10x In, Ii=1.5..12x In N conductor protection optionally with external current transformer nut keeper kit shunt trip (STL) 12-30V DC; 24V AC 50/60Hz 2 auxiliary switches HQ 1 trip alarm switch HQ | - | 0 | 0
3VA2163-5JP32-0HL0 |  | 3VA2163-5JP32-0HL0 | 1 | UN | 1 | 10 | C | D | EAR99 | N | 85362010 | 1 | 4042949038801 | 2.5 | KG | 1161.6 | 1161.6 | LP18 | LP18 | circuit breaker 3VA2 IEC frame 160 breaking capacity class M Icu=55kA @ 415V 3-pole, line protection ETU550, LSI, In=63A overload protection Ir=25A...63A short-circuit protection Isd=0.6..10x In, Ii=1.5..12x In N conductor protection optionally with external current transformer nut keeper kit shunt trip (STL) 12-30V DC; 24V AC 50/60Hz 2 auxiliary switches HQ 1 trip alarm switch HQ 1 electrical alarm switch | - | 0 | 0
3VA2163-5JP32-0JA0 |  | 3VA2163-5JP32-0JA0 | 1 | UN | 1 | 10 | C | D | EAR99 | N | 85362010 | 1 | 4042949022800 | 2.41 | KG | 1056 | 1056 | LP18 | LP18 | circuit breaker 3VA2 IEC frame 160 breaking capacity class M Icu=55kA @ 415V 3-pole, line protection ETU550, LSI, In=63A overload protection Ir=25A...63A short-circuit protection Isd=0.6..10x In, Ii=1.5..12x In N conductor protection optionally with external current transformer nut keeper kit shunt trip (STL) 110-127V DC, AC 50/60Hz | - | 0 | 0
3VA2163-5JP32-0JC0 |  | 3VA2163-5JP32-0JC0 | 1 | UN | 1 | 10 | C | D | EAR99 | N | 85362010 | 1 | 4042949031765 | 2.44 | KG | 1108.8 | 1108.8 | LP18 | LP18 | circuit breaker 3VA2 IEC frame 160 breaking capacity class M Icu=55kA @ 415V 3-pole, line protection ETU550, LSI, In=63A overload protection Ir=25A...63A short-circuit protection Isd=0.6..10x In, Ii=1.5..12x In N conductor protection optionally with external current transformer nut keeper kit shunt trip (STL) 110-127V DC, AC 50/60Hz 2 auxiliary switches HQ | - | 0 | 0
3VA2163-5JP32-0JH0 |  | 3VA2163-5JP32-0JH0 | 1 | UN | 1 | 10 | C | D | EAR99 | N | 85362010 | 1 | 4042949035602 | 2.47 | KG | 1126.4 | 1126.4 | LP18 | LP18 | circuit breaker 3VA2 IEC frame 160 breaking capacity class M Icu=55kA @ 415V 3-pole, line protection ETU550, LSI, In=63A overload protection Ir=25A...63A short-circuit protection Isd=0.6..10x In, Ii=1.5..12x In N conductor protection optionally with external current transformer nut keeper kit shunt trip (STL) 110-127V DC, AC 50/60Hz 2 auxiliary switches HQ 1 trip alarm switch HQ | - | 0 | 0
3VA2163-5JP32-0JL0 |  | 3VA2163-5JP32-0JL0 | 1 | UN | 1 | 10 | C | D | EAR99 | N | 85362010 | 1 | 4042949039440 | 2.5 | KG | 1161.6 | 1161.6 | LP18 | LP18 | circuit breaker 3VA2 IEC frame 160 breaking capacity class M Icu=55kA @ 415V 3-pole, line protection ETU550, LSI, In=63A overload protection Ir=25A...63A short-circuit protection Isd=0.6..10x In, Ii=1.5..12x In N conductor protection optionally with external current transformer nut keeper kit shunt trip (STL) 110-127V DC, AC 50/60Hz 2 auxiliary switches HQ 1 trip alarm switch HQ 1 electrical alarm switch | - | 0 | 0
3VA2163-5JP32-0KA0 |  | 3VA2163-5JP32-0KA0 | 1 | UN | 1 | 10 | C | D | EAR99 | N | 85362010 | 1 | 4042949023449 | 2.41 | KG | 1056 | 1056 | LP18 | LP18 | circuit breaker 3VA2 IEC frame 160 breaking capacity class M Icu=55kA @ 415V 3-pole, line protection ETU550, LSI, In=63A overload protection Ir=25A...63A short-circuit protection Isd=0.6..10x In, Ii=1.5..12x In N conductor protection optionally with external current transformer nut keeper kit shunt trip (STL) 220-250V DC; 208-277V AC | - | 0 | 0
3VA2163-5JP32-0KC0 |  | 3VA2163-5JP32-0KC0 | 1 | UN | 1 | 10 | C | D | EAR99 | N | 85362010 | 1 | 4042949032403 | 2.44 | KG | 1108.8 | 1108.8 | LP18 | LP18 | circuit breaker 3VA2 IEC frame 160 breaking capacity class M Icu=55kA @ 415V 3-pole, line protection ETU550, LSI, In=63A overload protection Ir=25A...63A short-circuit protection Isd=0.6..10x In, Ii=1.5..12x In N conductor protection optionally with external current transformer nut keeper kit shunt trip (STL) 220-250V DC; 208-277V AC 2 auxiliary switches HQ | - | 0 | 0
3VA2163-5JP32-0KH0 |  | 3VA2163-5JP32-0KH0 | 1 | UN | 1 | 10 | C | D | EAR99 | N | 85362010 | 1 | 4042949036241 | 2.47 | KG | 1126.4 | 1126.4 | LP18 | LP18 | circuit breaker 3VA2 IEC frame 160 breaking capacity class M Icu=55kA @ 415V 3-pole, line protection ETU550, LSI, In=63A overload protection Ir=25A...63A short-circuit protection Isd=0.6..10x In, Ii=1.5..12x In N conductor protection optionally with external current transformer nut keeper kit shunt trip (STL) 220-250V DC; 208-277V AC 2 auxiliary switches HQ 1 trip alarm switch HQ | - | 0 | 0
3VA2163-5JP32-0KL0 |  | 3VA2163-5JP32-0KL0 | 1 | UN | 1 | 10 | C | D | EAR99 | N | 85362010 | 1 | 4042949040088 | 2.5 | KG | 1161.6 | 1161.6 | LP18 | LP18 | circuit breaker 3VA2 IEC frame 160 breaking capacity class M Icu=55kA @ 415V 3-pole, line protection ETU550, LSI, In=63A overload protection Ir=25A...63A short-circuit protection Isd=0.6..10x In, Ii=1.5..12x In N conductor protection optionally with external current transformer nut keeper kit shunt trip (STL) 220-250V DC; 208-277V AC 2 auxiliary switches HQ 1 trip alarm switch HQ 1 electrical alarm switch | - | 0 | 0
3VA2163-5JP36-0AA0 |  | 3VA2163-5JP36-0AA0 | 1 | UN | 1 | 5 | B | D | EAR99 | N | 85362010 | 1 | 4042948826157 | 2.301 | KG | 960.5 | 935 | LP18 | LP18 | circuit breaker 3VA2 IEC frame 160 breaking capacity class M Icu=55kA @ 415V 3-pole, line protection ETU550, LSI, In=63A overload protection Ir=25A...63A short-circuit protection Isd=0.6..10x In, Ii=1.5..12x In N conductor protection optionally with external current transformer, up to 160% clamp connection | Lista Papel 2020 SI | 0 | 0
3VA2163-5JP42-0AA0 |  | 3VA2163-5JP42-0AA0 | 1 | UN | 1 | 5 | B | D | EAR99 | N | 85362010 | 1 | 4042948804612 | 3.2 | KG | 1062.5 | 1028.5 | LP18 | LP18 | circuit breaker 3VA2 IEC frame 160 breaking capacity class M Icu=55kA @ 415V 4-pole, line protection ETU550, LSI, In=63A overload protection Ir=25A...63A short-circuit protection Isd=0.6..10x In, Ii=1.5..12x In N conductor protection adjustable (OFF, up to 160%) nut keeper kit | Lista Papel 2020 SI | 0 | 0
3VA2163-5JP46-0AA0 |  | 3VA2163-5JP46-0AA0 | 1 | UN | 1 | 5 | B | D | EAR99 | N | 85362010 | 1 | 4042948826997 | 3.2 | KG | 1088 | 1054 | LP18 | LP18 | circuit breaker 3VA2 IEC frame 160 breaking capacity class M Icu=55kA @ 415V 4-pole, line protection ETU550, LSI, In=63A overload protection Ir=25A...63A short-circuit protection Isd=0.6..10x In, Ii=1.5..12x In N conductor protection adjustable (OFF, up to 160%) clamp connection | Lista Papel 2020 SI | 0 | 0
3VA2163-5JQ32-0AA0 |  | 3VA2163-5JQ32-0AA0 | 1 | UN | 1 | 5 | B | D | EAR99 | N | 85362010 | 1 | 4042948802380 | 2.165 | KG | 1173 | 1139 | LP18 | LP18 | circuit breaker 3VA2 IEC frame 160 breaking capacity class M Icu=55kA @ 415V 3-pole, line protection ETU560, LSIG, In=63A overload protection Ir=25A...63A short-circuit protection Isd=0.6..10x In, Ii=1.5..12x In N conductor protection optionally with external current transformer, up to 160% gr.-fault prot., can be sw. off Ig=0.25...1 x In, tg=0.05-0.8s nut keeper kit | Lista Papel 2020 SI | 0 | 0
3VA2163-5JQ32-0AB0 |  | 3VA2163-5JQ32-0AB0 | 1 | UN | 1 | 10 | C | D | EAR99 | N | 85362010 | 1 | 4042949024071 | 2.37 | KG | 1293.6 | 1293.6 | LP18 | LP18 | circuit breaker 3VA2 IEC frame 160 breaking capacity class M Icu=55kA @ 415V 3-pole, line protection ETU560, LSIG, In=63A overload protection Ir=25A...63A short-circuit protection Isd=0.6..10x In, Ii=1.5..12x In N conductor protection optionally with external current transformer gr.-fault prot., can be sw. off Ig=0.25...1 x In, tg=0.05-0.8s nut keeper kit 2 auxiliary switches HP | - | 0 | 0
3VA2163-5JQ32-0AC0 |  | 3VA2163-5JQ32-0AC0 | 1 | UN | 1 | 10 | C | D | EAR99 | N | 85362010 | 1 | 4042949024712 | 2.35 | KG | 1276 | 1276 | LP18 | LP18 | circuit breaker 3VA2 IEC frame 160 breaking capacity class M Icu=55kA @ 415V 3-pole, line protection ETU560, LSIG, In=63A overload protection Ir=25A...63A short-circuit protection Isd=0.6..10x In, Ii=1.5..12x In N conductor protection optionally with external current transformer gr.-fault prot., can be sw. off Ig=0.25...1 x In, tg=0.05-0.8s nut keeper kit 2 auxiliary switches HQ | - | 0 | 0
3VA2163-5JQ32-0AD0 |  | 3VA2163-5JQ32-0AD0 | 1 | UN | 1 | 10 | C | D | EAR99 | N | 85362010 | 1 | 4042949025351 | 2.38 | KG | 1293.6 | 1293.6 | LP18 | LP18 | circuit breaker 3VA2 IEC frame 160 breaking capacity class M Icu=55kA @ 415V 3-pole, line protection ETU560, LSIG, In=63A overload protection Ir=25A...63A short-circuit protection Isd=0.6..10x In, Ii=1.5..12x In N conductor protection optionally with external current transformer gr.-fault prot., can be sw. off Ig=0.25...1 x In, tg=0.05-0.8s nut keeper kit 3 auxiliary switches HQ | - | 0 | 0
3VA2163-5JQ32-0AE0 |  | 3VA2163-5JQ32-0AE0 | 1 | UN | 1 | 10 | C | D | EAR99 | N | 85362010 | 1 | 4042949025993 | 2.41 | KG | 1311.2 | 1311.2 | LP18 | LP18 | circuit breaker 3VA2 IEC frame 160 breaking capacity class M Icu=55kA @ 415V 3-pole, line protection ETU560, LSIG, In=63A overload protection Ir=25A...63A short-circuit protection Isd=0.6..10x In, Ii=1.5..12x In N conductor protection optionally with external current transformer gr.-fault prot., can be sw. off Ig=0.25...1 x In, tg=0.05-0.8s nut keeper kit 4 auxiliary switches HQ | - | 0 | 0
3VA2163-5JQ32-0AF0 |  | 3VA2163-5JQ32-0AF0 | 1 | UN | 1 | 10 | C | D | EAR99 | N | 85362010 | 1 | 4042949026631 | 2.35 | KG | 1276 | 1276 | LP18 | LP18 | circuit breaker 3VA2 IEC frame 160 breaking capacity class M Icu=55kA @ 415V 3-pole, line protection ETU560, LSIG, In=63A overload protection Ir=25A...63A short-circuit protection Isd=0.6..10x In, Ii=1.5..12x In N conductor protection optionally with external current transformer gr.-fault prot., can be sw. off Ig=0.25...1 x In, tg=0.05-0.8s nut keeper kit 1 auxiliary switch HQ 1 trip alarm switch HQ | - | 0 | 0
3VA2163-5JQ32-0AG0 |  | 3VA2163-5JQ32-0AG0 | 1 | UN | 1 | 10 | C | D | EAR99 | N | 85362010 | 1 | 4042949027270 | 2.37 | KG | 1293.6 | 1293.6 | LP18 | LP18 | circuit breaker 3VA2 IEC frame 160 breaking capacity class M Icu=55kA @ 415V 3-pole, line protection ETU560, LSIG, In=63A overload protection Ir=25A...63A short-circuit protection Isd=0.6..10x In, Ii=1.5..12x In N conductor protection optionally with external current transformer gr.-fault prot., can be sw. off Ig=0.25...1 x In, tg=0.05-0.8s nut keeper kit 1 auxiliary switch HP 1 trip alarm switch HP | - | 0 | 0
3VA2163-5JQ32-0AH0 |  | 3VA2163-5JQ32-0AH0 | 1 | UN | 1 | 10 | C | D | EAR99 | N | 85362010 | 1 | 4042949027911 | 2.38 | KG | 1293.6 | 1293.6 | LP18 | LP18 | circuit breaker 3VA2 IEC frame 160 breaking capacity class M Icu=55kA @ 415V 3-pole, line protection ETU560, LSIG, In=63A overload protection Ir=25A...63A short-circuit protection Isd=0.6..10x In, Ii=1.5..12x In N conductor protection optionally with external current transformer gr.-fault prot., can be sw. off Ig=0.25...1 x In, tg=0.05-0.8s nut keeper kit 2 auxiliary switches HQ 1 trip alarm switch HQ | - | 0 | 0
3VA2163-5JQ32-0AJ0 |  | 3VA2163-5JQ32-0AJ0 | 1 | UN | 1 | 10 | C | D | EAR99 | N | 85362010 | 1 | 4042949028550 | 2.41 | KG | 1328.8 | 1328.8 | LP18 | LP18 | circuit breaker 3VA2 IEC frame 160 breaking capacity class M Icu=55kA @ 415V 3-pole, line protection ETU560, LSIG, In=63A overload protection Ir=25A...63A short-circuit protection Isd=0.6..10x In, Ii=1.5..12x In N conductor protection optionally with external current transformer gr.-fault prot., can be sw. off Ig=0.25...1 x In, tg=0.05-0.8s nut keeper kit 2 auxiliary switches HP 1 trip alarm switch HP | - | 0 | 0
3VA2163-5JQ32-0BA0 |  | 3VA2163-5JQ32-0BA0 | 1 | UN | 1 | 10 | C | D | EAR99 | N | 85362010 | 1 | 4042949020233 | 2.41 | KG | 1328.8 | 1328.8 | LP18 | LP18 | circuit breaker 3VA2 IEC frame 160 breaking capacity class M Icu=55kA @ 415V 3-pole, line protection ETU560, LSIG, In=63A overload protection Ir=25A...63A short-circuit protection Isd=0.6..10x In, Ii=1.5..12x In N conductor protection optionally with external current transformer gr.-fault prot., can be sw. off Ig=0.25...1 x In, tg=0.05-0.8s nut keeper kit undervoltage release (UVR) 24V DC | - | 0 | 0
3VA2163-5JQ32-0BC0 |  | 3VA2163-5JQ32-0BC0 | 1 | UN | 1 | 10 | C | D | EAR99 | N | 85362010 | 1 | 4042949029199 | 2.47 | KG | 1372.8 | 1372.8 | LP18 | LP18 | circuit breaker 3VA2 IEC frame 160 breaking capacity class M Icu=55kA @ 415V 3-pole, line protection ETU560, LSIG, In=63A overload protection Ir=25A...63A short-circuit protection Isd=0.6..10x In, Ii=1.5..12x In N conductor protection optionally with external current transformer gr.-fault prot., can be sw. off Ig=0.25...1 x In, tg=0.05-0.8s nut keeper kit undervoltage release (UVR) 24V DC 2 auxiliary switches HQ | - | 0 | 0
3VA2163-5JQ32-0BH0 |  | 3VA2163-5JQ32-0BH0 | 1 | UN | 1 | 10 | C | D | EAR99 | N | 85362010 | 1 | 4042949033035 | 2.5 | KG | 1399.2 | 1399.2 | LP18 | LP18 | circuit breaker 3VA2 IEC frame 160 breaking capacity class M Icu=55kA @ 415V 3-pole, line protection ETU560, LSIG, In=63A overload protection Ir=25A...63A short-circuit protection Isd=0.6..10x In, Ii=1.5..12x In N conductor protection optionally with external current transformer gr.-fault prot., can be sw. off Ig=0.25...1 x In, tg=0.05-0.8s nut keeper kit undervoltage release (UVR) 24V DC 2 auxiliary switches HQ 1 trip alarm switch HQ | - | 0 | 0
3VA2163-5JQ32-0BL0 |  | 3VA2163-5JQ32-0BL0 | 1 | UN | 1 | 10 | C | D | EAR99 | N | 85362010 | 1 | 4042949036876 | 2.53 | KG | 1443.2 | 1443.2 | LP18 | LP18 | circuit breaker 3VA2 IEC frame 160 breaking capacity class M Icu=55kA @ 415V 3-pole, line protection ETU560, LSIG, In=63A overload protection Ir=25A...63A short-circuit protection Isd=0.6..10x In, Ii=1.5..12x In N conductor protection, opt. w. external current transformer gr.-fault prot., can be sw. off Ig=0.25...1 x In= tg=0.05-0.8s nut keeper kit undervoltage release (UVR) 24V DC 2 auxiliary switches HQ 1 trip alarm switch HQ 1 electrical alarm switch | - | 0 | 0
3VA2163-5JQ32-0CA0 |  | 3VA2163-5JQ32-0CA0 | 1 | UN | 1 | 10 | C | D | EAR99 | N | 85362010 | 1 | 4042949020875 | 2.41 | KG | 1328.8 | 1328.8 | LP18 | LP18 | circuit breaker 3VA2 IEC frame 160 breaking capacity class M Icu=55kA @ 415V 3-pole, line protection ETU560, LSIG, In=63A overload protection Ir=25A...63A short-circuit protection Isd=0.6..10x In, Ii=1.5..12x In N conductor protection optionally with external current transformer gr.-fault prot., can be sw. off Ig=0.25...1 x In, tg=0.05-0.8s nut keeper kit undervoltage release (UVR) 120-127V AC 50/60Hz | - | 0 | 0
3VA2163-5JQ32-0CC0 |  | 3VA2163-5JQ32-0CC0 | 1 | UN | 1 | 10 | C | D | EAR99 | N | 85362010 | 1 | 4042949029830 | 2.47 | KG | 1372.8 | 1372.8 | LP18 | LP18 | circuit breaker 3VA2 IEC frame 160 breaking capacity class M Icu=55kA @ 415V 3-pole, line protection ETU560, LSIG, In=63A overload protection Ir=25A...63A short-circuit protection Isd=0.6..10x In, Ii=1.5..12x In N conductor protection optionally with external current transformer gr.-fault prot., can be sw. off Ig=0.25...1 x In, tg=0.05-0.8s nut keeper kit undervoltage release (UVR) 120-127V AC 50/60Hz 2 auxiliary switches HQ | - | 0 | 0
3VA2163-5JQ32-0CH0 |  | 3VA2163-5JQ32-0CH0 | 1 | UN | 1 | 10 | C | D | EAR99 | N | 85362010 | 1 | 4042949033677 | 2.5 | KG | 1399.2 | 1399.2 | LP18 | LP18 | circuit breaker 3VA2 IEC frame 160 breaking capacity class M Icu=55kA @ 415V 3-pole, line protection ETU560, LSIG, In=63A overload protection Ir=25A...63A short-circuit protection Isd=0.6..10x In, Ii=1.5..12x In N conductor protection optionally with external current transformer gr.-fault prot., can be sw. off Ig=0.25...1 x In, tg=0.05-0.8s nut keeper kit undervoltage release (UVR) 120-127V AC 50/60Hz 2 auxiliary switches HQ 1 trip alarm switch HQ | - | 0 | 0
3VA2163-5JQ32-0CL0 |  | 3VA2163-5JQ32-0CL0 | 1 | UN | 1 | 10 | C | D | EAR99 | N | 85362010 | 1 | 4042949037514 | 2.53 | KG | 1443.2 | 1443.2 | LP18 | LP18 | circuit breaker 3VA2 IEC frame 160 breaking capacity class M Icu=55kA @ 415V 3-pole, line protection ETU560, LSIG, In=63A overload protection Ir=25A...63A short-circuit protection Isd=0.6..10x In, Ii=1.5..12x In N conductor protection, opt. w. external current transformer gr.-fault prot., can be sw. off Ig=0.25...1 x In= tg=0.05-0.8s nut keeper kit undervoltage release (UVR) 120-127V AC 50/60Hz 2 auxiliary switches HQ 1 trip alarm switch HQ 1 electrical alarm switch | - | 0 | 0
3VA2163-5JQ32-0DA0 |  | 3VA2163-5JQ32-0DA0 | 1 | UN | 1 | 10 | C | D | EAR99 | N | 85362010 | 1 | 4042949021513 | 2.41 | KG | 1328.8 | 1328.8 | LP18 | LP18 | circuit breaker 3VA2 IEC frame 160 breaking capacity class M Icu=55kA @ 415V 3-pole, line protection ETU560, LSIG, In=63A overload protection Ir=25A...63A short-circuit protection Isd=0.6..10x In, Ii=1.5..12x In N conductor protection optionally with external current transformer gr.-fault prot., can be sw. off Ig=0.25...1 x In, tg=0.05-0.8s nut keeper kit undervoltage release (UVR) 208-230V AC 50/60Hz | - | 0 | 0
3VA2163-5JQ32-0DC0 |  | 3VA2163-5JQ32-0DC0 | 1 | UN | 1 | 10 | C | D | EAR99 | N | 85362010 | 1 | 4042949030478 | 2.47 | KG | 1372.8 | 1372.8 | LP18 | LP18 | circuit breaker 3VA2 IEC frame 160 breaking capacity class M Icu=55kA @ 415V 3-pole, line protection ETU560, LSIG, In=63A overload protection Ir=25A...63A short-circuit protection Isd=0.6..10x In, Ii=1.5..12x In N conductor protection optionally with external current transformer gr.-fault prot., can be sw. off Ig=0.25...1 x In, tg=0.05-0.8s nut keeper kit undervoltage release (UVR) 208-230V AC 50/60Hz 2 auxiliary switches HQ | - | 0 | 0
3VA2163-5JQ32-0DH0 |  | 3VA2163-5JQ32-0DH0 | 1 | UN | 1 | 10 | C | D | EAR99 | N | 85362010 | 1 | 4042949034315 | 2.5 | KG | 1399.2 | 1399.2 | LP18 | LP18 | circuit breaker 3VA2 IEC frame 160 breaking capacity class M Icu=55kA @ 415V 3-pole, line protection ETU560, LSIG, In=63A overload protection Ir=25A...63A short-circuit protection Isd=0.6..10x In, Ii=1.5..12x In N conductor protection optionally with external current transformer gr.-fault prot., can be sw. off Ig=0.25...1 x In, tg=0.05-0.8s nut keeper kit undervoltage release (UVR) 208-230V AC 50/60Hz 2 auxiliary switches HQ 1 trip alarm switch HQ | - | 0 | 0
3VA2163-5JQ32-0DL0 |  | 3VA2163-5JQ32-0DL0 | 1 | UN | 1 | 10 | C | D | EAR99 | N | 85362010 | 1 | 4042949038153 | 2.53 | KG | 1443.2 | 1443.2 | LP18 | LP18 | circuit breaker 3VA2 IEC frame 160 breaking capacity class M Icu=55kA @ 415V 3-pole, line protection ETU560, LSIG, In=63A overload protection Ir=25A...63A short-circuit protection Isd=0.6..10x In, Ii=1.5..12x In N conductor protection, opt. w. external current transformer gr.-fault prot., can be sw. off Ig=0.25...1 x In= tg=0.05-0.8s nut keeper kit undervoltage release (UVR) 208-230V AC 50/60Hz 2 auxiliary switches HQ 1 trip alarm switch HQ 1 electrical alarm switch | - | 0 | 0
3VA2163-5JQ32-0HA0 |  | 3VA2163-5JQ32-0HA0 | 1 | UN | 1 | 10 | C | D | EAR99 | N | 85362010 | 1 | 4042949022152 | 2.41 | KG | 1302.4 | 1302.4 | LP18 | LP18 | circuit breaker 3VA2 IEC frame 160 breaking capacity class M Icu=55kA @ 415V 3-pole, line protection ETU560, LSIG, In=63A overload protection Ir=25A...63A short-circuit protection Isd=0.6..10x In, Ii=1.5..12x In N conductor protection optionally with external current transformer gr.-fault prot., can be sw. off Ig=0.25...1 x In, tg=0.05-0.8s nut keeper kit shunt trip (STL) 12-30V DC; 24V AC 50/60Hz | - | 0 | 0
3VA2163-5JQ32-0HC0 |  | 3VA2163-5JQ32-0HC0 | 1 | UN | 1 | 10 | C | D | EAR99 | N | 85362010 | 1 | 4042949031116 | 2.44 | KG | 1346.4 | 1346.4 | LP18 | LP18 | circuit breaker 3VA2 IEC frame 160 breaking capacity class M Icu=55kA @ 415V 3-pole, line protection ETU560, LSIG, In=63A overload protection Ir=25A...63A short-circuit protection Isd=0.6..10x In, Ii=1.5..12x In N conductor protection optionally with external current transformer gr.-fault prot., can be sw. off Ig=0.25...1 x In, tg=0.05-0.8s nut keeper kit shunt trip (STL) 12-30V DC; 24V AC 50/60Hz 2 auxiliary switches HQ | - | 0 | 0
3VA2163-5JQ32-0HH0 |  | 3VA2163-5JQ32-0HH0 | 1 | UN | 1 | 10 | C | D | EAR99 | N | 85362010 | 1 | 4042949034957 | 2.47 | KG | 1372.8 | 1372.8 | LP18 | LP18 | circuit breaker 3VA2 IEC frame 160 breaking capacity class M Icu=55kA @ 415V 3-pole, line protection ETU560, LSIG, In=63A overload protection Ir=25A...63A short-circuit protection Isd=0.6..10x In, Ii=1.5..12x In N conductor protection optionally with external current transformer gr.-fault prot., can be sw. off Ig=0.25...1 x In, tg=0.05-0.8s nut keeper kit shunt trip (STL) 12-30V DC; 24V AC 50/60Hz 2 auxiliary switches HQ 1 trip alarm switch HQ | - | 0 | 0
3VA2163-5JQ32-0HL0 |  | 3VA2163-5JQ32-0HL0 | 1 | UN | 1 | 10 | C | D | EAR99 | N | 85362010 | 1 | 4042949038795 | 2.5 | KG | 1416.8 | 1416.8 | LP18 | LP18 | circuit breaker 3VA2 IEC frame 160 breaking capacity class M Icu=55kA @ 415V 3-pole, line protection ETU560, LSIG, In=63A overload protection Ir=25A...63A short-circuit protection Isd=0.6..10x In, Ii=1.5..12x In N conductor protection, opt. w. external current transformer gr.-fault prot., can be sw. off Ig=0.25...1 x In= tg=0.05-0.8s nut keeper kit shunt trip (STL) 12-30V DC; 24V AC 50/60Hz 2 auxiliary switches HQ 1 trip alarm switch HQ 1 electrical alarm switch | - | 0 | 0
3VA2163-5JQ32-0JA0 |  | 3VA2163-5JQ32-0JA0 | 1 | UN | 1 | 10 | C | D | EAR99 | N | 85362010 | 1 | 4042949022794 | 2.41 | KG | 1302.4 | 1302.4 | LP18 | LP18 | circuit breaker 3VA2 IEC frame 160 breaking capacity class M Icu=55kA @ 415V 3-pole, line protection ETU560, LSIG, In=63A overload protection Ir=25A...63A short-circuit protection Isd=0.6..10x In, Ii=1.5..12x In N conductor protection optionally with external current transformer gr.-fault prot., can be sw. off Ig=0.25...1 x In, tg=0.05-0.8s nut keeper kit shunt trip (STL) 110-127V DC, AC 50/60Hz | - | 0 | 0
3VA2163-5JQ32-0JC0 |  | 3VA2163-5JQ32-0JC0 | 1 | UN | 1 | 10 | C | D | EAR99 | N | 85362010 | 1 | 4042949031758 | 2.44 | KG | 1346.4 | 1346.4 | LP18 | LP18 | circuit breaker 3VA2 IEC frame 160 breaking capacity class M Icu=55kA @ 415V 3-pole, line protection ETU560, LSIG, In=63A overload protection Ir=25A...63A short-circuit protection Isd=0.6..10x In, Ii=1.5..12x In N conductor protection optionally with external current transformer gr.-fault prot., can be sw. off Ig=0.25...1 x In, tg=0.05-0.8s nut keeper kit shunt trip (STL) 110-127V DC, AC 50/60Hz 2 auxiliary switches HQ | - | 0 | 0
3VA2163-5JQ32-0JH0 |  | 3VA2163-5JQ32-0JH0 | 1 | UN | 1 | 10 | C | D | EAR99 | N | 85362010 | 1 | 4042949035596 | 2.47 | KG | 1372.8 | 1372.8 | LP18 | LP18 | circuit breaker 3VA2 IEC frame 160 breaking capacity class M Icu=55kA @ 415V 3-pole, line protection ETU560, LSIG, In=63A overload protection Ir=25A...63A short-circuit protection Isd=0.6..10x In, Ii=1.5..12x In N conductor protection optionally with external current transformer gr.-fault prot., can be sw. off Ig=0.25...1 x In, tg=0.05-0.8s nut keeper kit shunt trip (STL) 110-127V DC, AC 50/60Hz 2 auxiliary switches HQ 1 trip alarm switch HQ | - | 0 | 0
3VA2163-5JQ32-0JL0 |  | 3VA2163-5JQ32-0JL0 | 1 | UN | 1 | 10 | C | D | EAR99 | N | 85362010 | 1 | 4042949039433 | 2.5 | KG | 1416.8 | 1416.8 | LP18 | LP18 | circuit breaker 3VA2 IEC frame 160 breaking capacity class M Icu=55kA @ 415V 3-pole, line protection ETU560, LSIG, In=63A overload protection Ir=25A...63A short-circuit protection Isd=0.6..10x In, Ii=1.5..12x In N conductor protection, opt. w. external current transformer gr.-fault prot., can be sw. off Ig=0.25...1 x In= tg=0.05-0.8s nut keeper kit shunt trip (STL) 110-127V DC, AC 50/60Hz 2 auxiliary switches HQ 1 trip alarm switch HQ 1 electrical alarm switch | - | 0 | 0
3VA2163-5JQ32-0KA0 |  | 3VA2163-5JQ32-0KA0 | 1 | UN | 1 | 10 | C | D | EAR99 | N | 85362010 | 1 | 4042949023432 | 2.41 | KG | 1302.4 | 1302.4 | LP18 | LP18 | circuit breaker 3VA2 IEC frame 160 breaking capacity class M Icu=55kA @ 415V 3-pole, line protection ETU560, LSIG, In=63A overload protection Ir=25A...63A short-circuit protection Isd=0.6..10x In, Ii=1.5..12x In N conductor protection optionally with external current transformer gr.-fault prot., can be sw. off Ig=0.25...1 x In, tg=0.05-0.8s nut keeper kit shunt trip (STL) 220-250V DC; 208-277V AC | - | 0 | 0
3VA2163-5JQ32-0KC0 |  | 3VA2163-5JQ32-0KC0 | 1 | UN | 1 | 10 | C | D | EAR99 | N | 85362010 | 1 | 4042949032397 | 2.44 | KG | 1346.4 | 1346.4 | LP18 | LP18 | circuit breaker 3VA2 IEC frame 160 breaking capacity class M Icu=55kA @ 415V 3-pole, line protection ETU560, LSIG, In=63A overload protection Ir=25A...63A short-circuit protection Isd=0.6..10x In, Ii=1.5..12x In N conductor protection optionally with external current transformer gr.-fault prot., can be sw. off Ig=0.25...1 x In, tg=0.05-0.8s nut keeper kit shunt trip (STL) 220-250V DC; 208-277V AC 2 auxiliary switches HQ | - | 0 | 0
3VA2163-5JQ32-0KH0 |  | 3VA2163-5JQ32-0KH0 | 1 | UN | 1 | 10 | C | D | EAR99 | N | 85362010 | 1 | 4042949036234 | 2.47 | KG | 1372.8 | 1372.8 | LP18 | LP18 | circuit breaker 3VA2 IEC frame 160 breaking capacity class M Icu=55kA @ 415V 3-pole, line protection ETU560, LSIG, In=63A overload protection Ir=25A...63A short-circuit protection Isd=0.6..10x In, Ii=1.5..12x In N conductor protection optionally with external current transformer gr.-fault prot., can be sw. off Ig=0.25...1 x In, tg=0.05-0.8s nut keeper kit shunt trip (STL) 220-250V DC; 208-277V AC 2 auxiliary switches HQ 1 trip alarm switch HQ | - | 0 | 0
3VA2163-5JQ32-0KL0 |  | 3VA2163-5JQ32-0KL0 | 1 | UN | 1 | 10 | C | D | EAR99 | N | 85362010 | 1 | 4042949040071 | 2.5 | KG | 1416.8 | 1416.8 | LP18 | LP18 | circuit breaker 3VA2 IEC frame 160 breaking capacity class M Icu=55kA @ 415V 3-pole, line protection ETU560, LSIG, In=63A overload protection Ir=25A...63A short-circuit protection Isd=0.6..10x In, Ii=1.5..12x In N conductor protection, opt. w. external current transformer gr.-fault prot., can be sw. off Ig=0.25...1 x In= tg=0.05-0.8s nut keeper kit shunt trip (STL) 220-250V DC; 208-277V AC 2 auxiliary switches HQ 1 trip alarm switch HQ 1 electrical alarm switch | - | 0 | 0
3VA2163-5JQ36-0AA0 |  | 3VA2163-5JQ36-0AA0 | 1 | UN | 1 | 5 | B | D | EAR99 | N | 85362010 | 1 | 4042948826164 | 2.5 | KG | 1198.5 | 1164.5 | LP18 | LP18 | circuit breaker 3VA2 IEC frame 160 breaking capacity class M Icu=55kA @ 415V 3-pole, line protection ETU560, LSIG, In=63A overload protection Ir=25A...63A short-circuit protection Isd=0.6..10x In, Ii=1.5..12x In N conductor protection optionally with external current transformer, up to 160% gr.-fault prot., can be sw. off Ig=0.25...1 x In, tg=0.05-0.8s clamp connection | Lista Papel 2020 SI | 0 | 0
3VA2163-5JQ42-0AA0 |  | 3VA2163-5JQ42-0AA0 | 1 | UN | 1 | 5 | B | D | EAR99 | N | 85362010 | 1 | 4042948804629 | 2.806 | KG | 1300.5 | 1266.5 | LP18 | LP18 | circuit breaker 3VA2 IEC frame 160 breaking capacity class M Icu=55kA @ 415V 4-pole, line protection ETU560, LSIG, In=63A overload protection Ir=25A...63A short-circuit protection Isd=0.6..10x In, Ii=1.5..12x In N conductor protection adjustable (OFF, up to 160%) gr.-fault prot., can be sw. off Ig=0.25...1 x In= tg=0.05-0.8s nut keeper kit | Lista Papel 2020 SI | 0 | 0
3VA2163-5JQ46-0AA0 |  | 3VA2163-5JQ46-0AA0 | 1 | UN | 1 | 5 | B | D | EAR99 | N | 85362010 | 1 | 4042948827000 | 2.961 | KG | 1326 | 1292 | LP18 | LP18 | circuit breaker 3VA2 IEC frame 160 breaking capacity class M Icu=55kA @ 415V 4-pole, line protection ETU560, LSIG, In=63A overload protection Ir=25A...63A short-circuit protection Isd=0.6..10x In, Ii=1.5..12x In N conductor protection adjustable (OFF, up to 160%) gr.-fault prot., can be sw. off Ig=0.25...1 x In= tg=0.05-0.8s clamp connection | Lista Papel 2020 SI | 0 | 0
3VA2163-5KP32-0AA0 |  | 3VA2163-5KP32-0AA0 | 1 | UN | 1 | 5 | B | D | EAR99 | N | 85362010 | 1 | 4042948802397 | 2.227 | KG | 1130.5 | 1096.5 | LP18 | LP18 | circuit breaker 3VA2 IEC frame 160 breaking capacity class M Icu=55kA @ 415V 3-pole, line protection ETU850, LSI, In=63A overload protection Ir=25A...63A short-circuit protection Isd=0.6..10x In, Ii=1.5..12x In N conductor protection optionally with external current transformer, up to 160% nut keeper kit | Lista Papel 2020 SI | 0 | 0
3VA2163-5KP32-0AB0 |  | 3VA2163-5KP32-0AB0 | 1 | UN | 1 | 10 | C | D | EAR99 | N | 85362010 | 1 | 4042949024064 | 2.38 | KG | 1258.4 | 1258.4 | LP18 | LP18 | circuit breaker 3VA2 IEC frame 160 breaking capacity class M Icu=55kA @ 415V 3-pole, line protection ETU850, LSI, In=63A overload protection Ir=25A...63A short-circuit protection Isd=0.6..10x In, Ii=1.5..12x In N conductor protection optionally with external current transformer nut keeper kit 2 auxiliary switches HP | - | 0 | 0
3VA2163-5KP32-0AC0 |  | 3VA2163-5KP32-0AC0 | 1 | UN | 1 | 10 | C | D | EAR99 | N | 85362010 | 1 | 4042949024705 | 2.36 | KG | 1223.2 | 1223.2 | LP18 | LP18 | circuit breaker 3VA2 IEC frame 160 breaking capacity class M Icu=55kA @ 415V 3-pole, line protection ETU850, LSI, In=63A overload protection Ir=25A...63A short-circuit protection Isd=0.6..10x In, Ii=1.5..12x In N conductor protection optionally with external current transformer nut keeper kit 2 auxiliary switches HQ | - | 0 | 0
3VA2163-5KP32-0AD0 |  | 3VA2163-5KP32-0AD0 | 1 | UN | 1 | 10 | C | D | EAR99 | N | 85362010 | 1 | 4042949025344 | 2.39 | KG | 1258.4 | 1258.4 | LP18 | LP18 | circuit breaker 3VA2 IEC frame 160 breaking capacity class M Icu=55kA @ 415V 3-pole, line protection ETU850, LSI, In=63A overload protection Ir=25A...63A short-circuit protection Isd=0.6..10x In, Ii=1.5..12x In N conductor protection optionally with external current transformer nut keeper kit 3 auxiliary switches HQ | - | 0 | 0
3VA2163-5KP32-0AE0 |  | 3VA2163-5KP32-0AE0 | 1 | UN | 1 | 10 | C | D | EAR99 | N | 85362010 | 1 | 4042949025986 | 2.42 | KG | 1276 | 1276 | LP18 | LP18 | circuit breaker 3VA2 IEC frame 160 breaking capacity class M Icu=55kA @ 415V 3-pole, line protection ETU850, LSI, In=63A overload protection Ir=25A...63A short-circuit protection Isd=0.6..10x In, Ii=1.5..12x In N conductor protection optionally with external current transformer nut keeper kit 4 auxiliary switches HQ | - | 0 | 0
3VA2163-5KP32-0AF0 |  | 3VA2163-5KP32-0AF0 | 1 | UN | 1 | 10 | C | D | EAR99 | N | 85362010 | 1 | 4042949026624 | 2.36 | KG | 1223.2 | 1223.2 | LP18 | LP18 | circuit breaker 3VA2 IEC frame 160 breaking capacity class M Icu=55kA @ 415V 3-pole, line protection ETU850, LSI, In=63A overload protection Ir=25A...63A short-circuit protection Isd=0.6..10x In, Ii=1.5..12x In N conductor protection optionally with external current transformer nut keeper kit 1 auxiliary switch HQ 1 trip alarm switch HQ | - | 0 | 0
3VA2163-5KP32-0AG0 |  | 3VA2163-5KP32-0AG0 | 1 | UN | 1 | 10 | C | D | EAR99 | N | 85362010 | 1 | 4042949027263 | 2.38 | KG | 1258.4 | 1258.4 | LP18 | LP18 | circuit breaker 3VA2 IEC frame 160 breaking capacity class M Icu=55kA @ 415V 3-pole, line protection ETU850, LSI, In=63A overload protection Ir=25A...63A short-circuit protection Isd=0.6..10x In, Ii=1.5..12x In N conductor protection optionally with external current transformer nut keeper kit 1 auxiliary switch HP 1 trip alarm switch HP | - | 0 | 0
3VA2163-5KP32-0AH0 |  | 3VA2163-5KP32-0AH0 | 1 | UN | 1 | 10 | C | D | EAR99 | N | 85362010 | 1 | 4042949027904 | 2.39 | KG | 1258.4 | 1258.4 | LP18 | LP18 | circuit breaker 3VA2 IEC frame 160 breaking capacity class M Icu=55kA @ 415V 3-pole, line protection ETU850, LSI, In=63A overload protection Ir=25A...63A short-circuit protection Isd=0.6..10x In, Ii=1.5..12x In N conductor protection optionally with external current transformer nut keeper kit 2 auxiliary switches HQ 1 trip alarm switch HQ | - | 0 | 0
3VA2163-5KP32-0AJ0 |  | 3VA2163-5KP32-0AJ0 | 1 | UN | 1 | 10 | C | D | EAR99 | N | 85362010 | 1 | 4042949028543 | 2.42 | KG | 1293.6 | 1293.6 | LP18 | LP18 | circuit breaker 3VA2 IEC frame 160 breaking capacity class M Icu=55kA @ 415V 3-pole, line protection ETU850, LSI, In=63A overload protection Ir=25A...63A short-circuit protection Isd=0.6..10x In, Ii=1.5..12x In N conductor protection optionally with external current transformer nut keeper kit 2 auxiliary switches HP 1 trip alarm switch HP | - | 0 | 0
3VA2163-5KP32-0BA0 |  | 3VA2163-5KP32-0BA0 | 1 | UN | 1 | 10 | C | D | EAR99 | N | 85362010 | 1 | 4042949020226 | 2.42 | KG | 1293.6 | 1293.6 | LP18 | LP18 | circuit breaker 3VA2 IEC frame 160 breaking capacity class M Icu=55kA @ 415V 3-pole, line protection ETU850, LSI, In=63A overload protection Ir=25A...63A short-circuit protection Isd=0.6..10x In, Ii=1.5..12x In N conductor protection optionally with external current transformer nut keeper kit undervoltage release (UVR) 24V DC | - | 0 | 0
3VA2163-5KP32-0BC0 |  | 3VA2163-5KP32-0BC0 | 1 | UN | 1 | 10 | C | D | EAR99 | N | 85362010 | 1 | 4042949029182 | 2.48 | KG | 1337.6 | 1337.6 | LP18 | LP18 | circuit breaker 3VA2 IEC frame 160 breaking capacity class M Icu=55kA @ 415V 3-pole, line protection ETU850, LSI, In=63A overload protection Ir=25A...63A short-circuit protection Isd=0.6..10x In, Ii=1.5..12x In N conductor protection optionally with external current transformer nut keeper kit undervoltage release (UVR) 24V DC 2 auxiliary switches HQ | - | 0 | 0
3VA2163-5KP32-0BH0 |  | 3VA2163-5KP32-0BH0 | 1 | UN | 1 | 10 | C | D | EAR99 | N | 85362010 | 1 | 4042949033028 | 2.51 | KG | 1355.2 | 1355.2 | LP18 | LP18 | circuit breaker 3VA2 IEC frame 160 breaking capacity class M Icu=55kA @ 415V 3-pole, line protection ETU850, LSI, In=63A overload protection Ir=25A...63A short-circuit protection Isd=0.6..10x In, Ii=1.5..12x In N conductor protection optionally with external current transformer nut keeper kit undervoltage release (UVR) 24V DC 2 auxiliary switches HQ 1 trip alarm switch HQ | - | 0 | 0
3VA2163-5KP32-0BL0 |  | 3VA2163-5KP32-0BL0 | 1 | UN | 1 | 10 | C | D | EAR99 | N | 85362010 | 1 | 4042949036869 | 2.54 | KG | 1399.2 | 1399.2 | LP18 | LP18 | circuit breaker 3VA2 IEC frame 160 breaking capacity class M Icu=55kA @ 415V 3-pole, line protection ETU850, LSI, In=63A overload protection Ir=25A...63A short-circuit protection Isd=0.6..10x In, Ii=1.5..12x In N conductor protection optionally with external current transformer nut keeper kit undervoltage release (UVR) 24V DC 2 auxiliary switches HQ 1 trip alarm switch HQ 1 electrical alarm switch | - | 0 | 0
3VA2163-5KP32-0CA0 |  | 3VA2163-5KP32-0CA0 | 1 | UN | 1 | 10 | C | D | EAR99 | N | 85362010 | 1 | 4042949020868 | 2.42 | KG | 1293.6 | 1293.6 | LP18 | LP18 | circuit breaker 3VA2 IEC frame 160 breaking capacity class M Icu=55kA @ 415V 3-pole, line protection ETU850, LSI, In=63A overload protection Ir=25A...63A short-circuit protection Isd=0.6..10x In, Ii=1.5..12x In N conductor protection optionally with external current transformer nut keeper kit undervoltage release (UVR) 120-127V AC 50/60Hz | - | 0 | 0
3VA2163-5KP32-0CC0 |  | 3VA2163-5KP32-0CC0 | 1 | UN | 1 | 10 | C | D | EAR99 | N | 85362010 | 1 | 4042949029823 | 2.48 | KG | 1337.6 | 1337.6 | LP18 | LP18 | circuit breaker 3VA2 IEC frame 160 breaking capacity class M Icu=55kA @ 415V 3-pole, line protection ETU850, LSI, In=63A overload protection Ir=25A...63A short-circuit protection Isd=0.6..10x In, Ii=1.5..12x In N conductor protection optionally with external current transformer nut keeper kit undervoltage release (UVR) 120-127V AC 50/60Hz 2 auxiliary switches HQ | - | 0 | 0
3VA2163-5KP32-0CH0 |  | 3VA2163-5KP32-0CH0 | 1 | UN | 1 | 10 | C | D | EAR99 | N | 85362010 | 1 | 4042949033660 | 2.51 | KG | 1355.2 | 1355.2 | LP18 | LP18 | circuit breaker 3VA2 IEC frame 160 breaking capacity class M Icu=55kA @ 415V 3-pole, line protection ETU850, LSI, In=63A overload protection Ir=25A...63A short-circuit protection Isd=0.6..10x In, Ii=1.5..12x In N conductor protection optionally with external current transformer nut keeper kit undervoltage release (UVR) 120-127V AC 50/60Hz 2 auxiliary switches HQ 1 trip alarm switch HQ | - | 0 | 0
3VA2163-5KP32-0CL0 |  | 3VA2163-5KP32-0CL0 | 1 | UN | 1 | 10 | C | D | EAR99 | N | 85362010 | 1 | 4042949037507 | 2.54 | KG | 1399.2 | 1399.2 | LP18 | LP18 | circuit breaker 3VA2 IEC frame 160 breaking capacity class M Icu=55kA @ 415V 3-pole, line protection ETU850, LSI, In=63A overload protection Ir=25A...63A short-circuit protection Isd=0.6..10x In, Ii=1.5..12x In N conductor protection optionally with external current transformer nut keeper kit undervoltage release (UVR) 120-127V AC 50/60Hz 2 auxiliary switches HQ 1 trip alarm switch HQ 1 electrical alarm switch | - | 0 | 0
3VA2163-5KP32-0DA0 |  | 3VA2163-5KP32-0DA0 | 1 | UN | 1 | 10 | C | D | EAR99 | N | 85362010 | 1 | 4042949021506 | 2.42 | KG | 1293.6 | 1293.6 | LP18 | LP18 | circuit breaker 3VA2 IEC frame 160 breaking capacity class M Icu=55kA @ 415V 3-pole, line protection ETU850, LSI, In=63A overload protection Ir=25A...63A short-circuit protection Isd=0.6..10x In, Ii=1.5..12x In N conductor protection optionally with external current transformer nut keeper kit undervoltage release (UVR) 208-230V AC 50/60Hz | - | 0 | 0
3VA2163-5KP32-0DC0 |  | 3VA2163-5KP32-0DC0 | 1 | UN | 1 | 10 | C | D | EAR99 | N | 85362010 | 1 | 4042949030461 | 2.48 | KG | 1337.6 | 1337.6 | LP18 | LP18 | circuit breaker 3VA2 IEC frame 160 breaking capacity class M Icu=55kA @ 415V 3-pole, line protection ETU850, LSI, In=63A overload protection Ir=25A...63A short-circuit protection Isd=0.6..10x In, Ii=1.5..12x In N conductor protection optionally with external current transformer nut keeper kit undervoltage release (UVR) 208-230V AC 50/60Hz 2 auxiliary switches HQ | - | 0 | 0
3VA2163-5KP32-0DH0 |  | 3VA2163-5KP32-0DH0 | 1 | UN | 1 | 10 | C | D | EAR99 | N | 85362010 | 1 | 4042949034308 | 2.51 | KG | 1355.2 | 1355.2 | LP18 | LP18 | circuit breaker 3VA2 IEC frame 160 breaking capacity class M Icu=55kA @ 415V 3-pole, line protection ETU850, LSI, In=63A overload protection Ir=25A...63A short-circuit protection Isd=0.6..10x In, Ii=1.5..12x In N conductor protection optionally with external current transformer nut keeper kit undervoltage release (UVR) 208-230V AC 50/60Hz 2 auxiliary switches HQ 1 trip alarm switch HQ | - | 0 | 0
3VA2163-5KP32-0DL0 |  | 3VA2163-5KP32-0DL0 | 1 | UN | 1 | 10 | C | D | EAR99 | N | 85362010 | 1 | 4042949038146 | 2.54 | KG | 1399.2 | 1399.2 | LP18 | LP18 | circuit breaker 3VA2 IEC frame 160 breaking capacity class M Icu=55kA @ 415V 3-pole, line protection ETU850, LSI, In=63A overload protection Ir=25A...63A short-circuit protection Isd=0.6..10x In, Ii=1.5..12x In N conductor protection optionally with external current transformer nut keeper kit undervoltage release (UVR) 208-230V AC 50/60Hz 2 auxiliary switches HQ 1 trip alarm switch HQ 1 electrical alarm switch | - | 0 | 0
3VA2163-5KP32-0HA0 |  | 3VA2163-5KP32-0HA0 | 1 | UN | 1 | 10 | C | D | EAR99 | N | 85362010 | 1 | 4042949022145 | 2.39 | KG | 1267.2 | 1267.2 | LP18 | LP18 | circuit breaker 3VA2 IEC frame 160 breaking capacity class M Icu=55kA @ 415V 3-pole, line protection ETU850, LSI, In=63A overload protection Ir=25A...63A short-circuit protection Isd=0.6..10x In, Ii=1.5..12x In N conductor protection optionally with external current transformer nut keeper kit shunt trip (STL) 12-30V DC; 24V AC 50/60Hz | - | 0 | 0
3VA2163-5KP32-0HC0 |  | 3VA2163-5KP32-0HC0 | 1 | UN | 1 | 10 | C | D | EAR99 | N | 85362010 | 1 | 4042949031109 | 2.45 | KG | 1311.2 | 1311.2 | LP18 | LP18 | circuit breaker 3VA2 IEC frame 160 breaking capacity class M Icu=55kA @ 415V 3-pole, line protection ETU850, LSI, In=63A overload protection Ir=25A...63A short-circuit protection Isd=0.6..10x In, Ii=1.5..12x In N conductor protection optionally with external current transformer nut keeper kit shunt trip (STL) 12-30V DC; 24V AC 50/60Hz 2 auxiliary switches HQ | - | 0 | 0
3VA2163-5KP32-0HH0 |  | 3VA2163-5KP32-0HH0 | 1 | UN | 1 | 10 | C | D | EAR99 | N | 85362010 | 1 | 4042949034940 | 2.48 | KG | 1337.6 | 1337.6 | LP18 | LP18 | circuit breaker 3VA2 IEC frame 160 breaking capacity class M Icu=55kA @ 415V 3-pole, line protection ETU850, LSI, In=63A overload protection Ir=25A...63A short-circuit protection Isd=0.6..10x In, Ii=1.5..12x In N conductor protection optionally with external current transformer nut keeper kit shunt trip (STL) 12-30V DC; 24V AC 50/60Hz 2 auxiliary switches HQ 1 trip alarm switch HQ | - | 0 | 0
3VA2163-5KP32-0HL0 |  | 3VA2163-5KP32-0HL0 | 1 | UN | 1 | 10 | C | D | EAR99 | N | 85362010 | 1 | 4042949038788 | 2.51 | KG | 1364 | 1364 | LP18 | LP18 | circuit breaker 3VA2 IEC frame 160 breaking capacity class M Icu=55kA @ 415V 3-pole, line protection ETU850, LSI, In=63A overload protection Ir=25A...63A short-circuit protection Isd=0.6..10x In, Ii=1.5..12x In N conductor protection optionally with external current transformer nut keeper kit shunt trip (STL) 12-30V DC; 24V AC 50/60Hz 2 auxiliary switches HQ 1 trip alarm switch HQ 1 electrical alarm switch | - | 0 | 0
3VA2163-5KP32-0JA0 |  | 3VA2163-5KP32-0JA0 | 1 | UN | 1 | 10 | C | D | EAR99 | N | 85362010 | 1 | 4042949022787 | 2.39 | KG | 1267.2 | 1267.2 | LP18 | LP18 | circuit breaker 3VA2 IEC frame 160 breaking capacity class M Icu=55kA @ 415V 3-pole, line protection ETU850, LSI, In=63A overload protection Ir=25A...63A short-circuit protection Isd=0.6..10x In, Ii=1.5..12x In N conductor protection optionally with external current transformer nut keeper kit shunt trip (STL) 110-127V DC, AC 50/60Hz | - | 0 | 0
3VA2163-5KP32-0JC0 |  | 3VA2163-5KP32-0JC0 | 1 | UN | 1 | 10 | C | D | EAR99 | N | 85362010 | 1 | 4042949031741 | 2.45 | KG | 1311.2 | 1311.2 | LP18 | LP18 | circuit breaker 3VA2 IEC frame 160 breaking capacity class M Icu=55kA @ 415V 3-pole, line protection ETU850, LSI, In=63A overload protection Ir=25A...63A short-circuit protection Isd=0.6..10x In, Ii=1.5..12x In N conductor protection optionally with external current transformer nut keeper kit shunt trip (STL) 110-127V DC, AC 50/60Hz 2 auxiliary switches HQ | - | 0 | 0
3VA2163-5KP32-0JH0 |  | 3VA2163-5KP32-0JH0 | 1 | UN | 1 | 10 | C | D | EAR99 | N | 85362010 | 1 | 4042949035589 | 2.48 | KG | 1337.6 | 1337.6 | LP18 | LP18 | circuit breaker 3VA2 IEC frame 160 breaking capacity class M Icu=55kA @ 415V 3-pole, line protection ETU850, LSI, In=63A overload protection Ir=25A...63A short-circuit protection Isd=0.6..10x In, Ii=1.5..12x In N conductor protection optionally with external current transformer nut keeper kit shunt trip (STL) 110-127V DC, AC 50/60Hz 2 auxiliary switches HQ 1 trip alarm switch HQ | - | 0 | 0
3VA2163-5KP32-0JL0 |  | 3VA2163-5KP32-0JL0 | 1 | UN | 1 | 10 | C | D | EAR99 | N | 85362010 | 1 | 4042949039426 | 2.51 | KG | 1364 | 1364 | LP18 | LP18 | circuit breaker 3VA2 IEC frame 160 breaking capacity class M Icu=55kA @ 415V 3-pole, line protection ETU850, LSI, In=63A overload protection Ir=25A...63A short-circuit protection Isd=0.6..10x In, Ii=1.5..12x In N conductor protection optionally with external current transformer nut keeper kit shunt trip (STL) 110-127V DC, AC 50/60Hz 2 auxiliary switches HQ 1 trip alarm switch HQ 1 electrical alarm switch | - | 0 | 0
3VA2163-5KP32-0KA0 |  | 3VA2163-5KP32-0KA0 | 1 | UN | 1 | 10 | C | D | EAR99 | N | 85362010 | 1 | 4042949023425 | 2.39 | KG | 1267.2 | 1267.2 | LP18 | LP18 | circuit breaker 3VA2 IEC frame 160 breaking capacity class M Icu=55kA @ 415V 3-pole, line protection ETU850, LSI, In=63A overload protection Ir=25A...63A short-circuit protection Isd=0.6..10x In, Ii=1.5..12x In N conductor protection optionally with external current transformer nut keeper kit shunt trip (STL) 220-250V DC; 208-277V AC | - | 0 | 0
3VA2163-5KP32-0KC0 |  | 3VA2163-5KP32-0KC0 | 1 | UN | 1 | 10 | C | D | EAR99 | N | 85362010 | 1 | 4042949032380 | 2.45 | KG | 1311.2 | 1311.2 | LP18 | LP18 | circuit breaker 3VA2 IEC frame 160 breaking capacity class M Icu=55kA @ 415V 3-pole, line protection ETU850, LSI, In=63A overload protection Ir=25A...63A short-circuit protection Isd=0.6..10x In, Ii=1.5..12x In N conductor protection optionally with external current transformer nut keeper kit shunt trip (STL) 220-250V DC; 208-277V AC 2 auxiliary switches HQ | - | 0 | 0
3VA2163-5KP32-0KH0 |  | 3VA2163-5KP32-0KH0 | 1 | UN | 1 | 10 | C | D | EAR99 | N | 85362010 | 1 | 4042949036227 | 2.48 | KG | 1337.6 | 1337.6 | LP18 | LP18 | circuit breaker 3VA2 IEC frame 160 breaking capacity class M Icu=55kA @ 415V 3-pole, line protection ETU850, LSI, In=63A overload protection Ir=25A...63A short-circuit protection Isd=0.6..10x In, Ii=1.5..12x In N conductor protection optionally with external current transformer nut keeper kit shunt trip (STL) 220-250V DC; 208-277V AC 2 auxiliary switches HQ 1 trip alarm switch HQ | - | 0 | 0
3VA2163-5KP32-0KL0 |  | 3VA2163-5KP32-0KL0 | 1 | UN | 1 | 10 | C | D | EAR99 | N | 85362010 | 1 | 4042949040064 | 2.51 | KG | 1364 | 1364 | LP18 | LP18 | circuit breaker 3VA2 IEC frame 160 breaking capacity class M Icu=55kA @ 415V 3-pole, line protection ETU850, LSI, In=63A overload protection Ir=25A...63A short-circuit protection Isd=0.6..10x In, Ii=1.5..12x In N conductor protection optionally with external current transformer nut keeper kit shunt trip (STL) 220-250V DC; 208-277V AC 2 auxiliary switches HQ 1 trip alarm switch HQ 1 electrical alarm switch | - | 0 | 0
3VA2163-5KP36-0AA0 |  | 3VA2163-5KP36-0AA0 | 1 | UN | 1 | 5 | B | D | EAR99 | N | 85362010 | 1 | 4042948826171 | 2.5 | KG | 1147.5 | 1113.5 | LP18 | LP18 | circuit breaker 3VA2 IEC frame 160 breaking capacity class M Icu=55kA @ 415V 3-pole, line protection ETU850, LSI, In=63A overload protection Ir=25A...63A short-circuit protection Isd=0.6..10x In, Ii=1.5..12x In N conductor protection optionally with external current transformer, up to 160% clamp connection | Lista Papel 2020 SI | 0 | 0
3VA2163-5KP42-0AA0 |  | 3VA2163-5KP42-0AA0 | 1 | UN | 1 | 5 | B | D | EAR99 | N | 85362010 | 1 | 4042948804636 | 3.2 | KG | 1266.5 | 1232.5 | LP18 | LP18 | circuit breaker 3VA2 IEC frame 160 breaking capacity class M Icu=55kA @ 415V 4-pole, line protection ETU850, LSI, In=63A overload protection Ir=25A...63A short-circuit protection Isd=0.6..10x In, Ii=1.5..12x In N conductor protection adjustable (OFF, up to 160%) nut keeper kit | Lista Papel 2020 SI | 0 | 0
3VA2163-5KP46-0AA0 |  | 3VA2163-5KP46-0AA0 | 1 | UN | 1 | 5 | B | D | EAR99 | N | 85362010 | 1 | 4042948827017 | 3.145 | KG | 1292 | 1258 | LP18 | LP18 | circuit breaker 3VA2 IEC frame 160 breaking capacity class M Icu=55kA @ 415V 4-pole, line protection ETU850, LSI, In=63A overload protection Ir=25A...63A short-circuit protection Isd=0.6..10x In, Ii=1.5..12x In N conductor protection adjustable (OFF, up to 160%) clamp connection | Lista Papel 2020 SI | 0 | 0
3VA2163-5KQ32-0AA0 |  | 3VA2163-5KQ32-0AA0 | 1 | UN | 1 | 5 | B | D | EAR99 | N | 85362010 | 1 | 4042948802403 | 2.5 | KG | 1275 | 1241 | LP18 | LP18 | circuit breaker 3VA2 IEC frame 160 breaking capacity class M Icu=55kA @ 415V 3-pole, line protection ETU860, LSIG, In=63A overload protection Ir=25A...63A short-circuit protection Isd=0.6..10x In, Ii=1.5..12x In N conductor protection optionally with external current transformer, up to 160% gr.-fault prot., can be sw. off Ig=0.25...1 x In, tg=0.05-0.8s nut keeper kit | Lista Papel 2020 SI | 0 | 0
3VA2163-5KQ36-0AA0 |  | 3VA2163-5KQ36-0AA0 | 1 | UN | 1 | 5 | B | D | EAR99 | N | 85362010 | 1 | 4042948826188 | 2.5 | KG | 1300.5 | 1266.5 | LP18 | LP18 | circuit breaker 3VA2 IEC frame 160 breaking capacity class M Icu=55kA @ 415V 3-pole, line protection ETU860, LSIG, In=63A overload protection Ir=25A...63A short-circuit protection Isd=0.6..10x In, Ii=1.5..12x In N conductor protection optionally with external current transformer, up to 160% gr.-fault prot., can be sw. off Ig=0.25...1 x In, tg=0.05-0.8s clamp connection | Lista Papel 2020 SI | 0 | 0
3VA2163-5KQ42-0AA0 |  | 3VA2163-5KQ42-0AA0 | 1 | UN | 1 | 5 | B | D | EAR99 | N | 85362010 | 1 | 4042948804643 | 3.2 | KG | 1394 | 1351.5 | LP18 | LP18 | circuit breaker 3VA2 IEC frame 160 breaking capacity class M Icu=55kA @ 415V 4-pole, line protection ETU860, LSIG, In=63A overload protection Ir=25A...63A short-circuit protection Isd=0.6..10x In, Ii=1.5..12x In N conductor protection adjustable (OFF, up to 160%) gr.-fault prot., can be sw. off Ig=0.25...1 x In= tg=0.05-0.8s nut keeper kit | Lista Papel 2020 SI | 0 | 0
3VA2163-5KQ46-0AA0 |  | 3VA2163-5KQ46-0AA0 | 1 | UN | 1 | 5 | B | D | EAR99 | N | 85362010 | 1 | 4042948827024 | 3.2 | KG | 1436.5 | 1394 | LP18 | LP18 | circuit breaker 3VA2 IEC frame 160 breaking capacity class M Icu=55kA @ 415V 4-pole, line protection ETU860, LSIG, In=63A overload protection Ir=25A...63A short-circuit protection Isd=0.6..10x In, Ii=1.5..12x In N conductor protection adjustable (OFF, up to 160%) gr.-fault prot., can be sw. off Ig=0.25...1 x In= tg=0.05-0.8s clamp connection | Lista Papel 2020 SI | 0 | 0
3VA2163-5MN32-0AA0 |  | 3VA2163-5MN32-0AA0 | 1 | UN | 1 | 5 | B | D | EAR99 | N | 85362010 | 1 | 4042948830826 | 2.158 | KG | 528.88 | 528.88 | LP18 | LP18 | circuit breaker 3VA2 IEC frame 160 breaking capacity class M Icu=55kA @ 415V 3-pole, motor protection ETU350M, LSI, In=63A overload protection Ir=25A...63A short-circuit protection Isd=3...15 x Ir, Ii=15 x In nut keeper kit | - | 0 | 0
3VA2163-5MN32-0AB0 |  | 3VA2163-5MN32-0AB0 | 1 | UN | 1 | 10 | C | D | EAR99 | N | 85362010 | 1 | 4042949106777 | 2.284 | KG | 601.04 | 601.04 | LP18 | LP18 | circuit breaker 3VA2 IEC frame 160 breaking capacity class M Icu=55kA @ 415V 3-pole, motor protection ETU350M, LSI, In=63A overload protection Ir=25A...63A short-circuit protection Isd=3...15 x Ir, Ii=15 x In nut keeper kit 2 auxiliary switches HP | - | 0 | 0
3VA2163-5MN32-0AC0 |  | 3VA2163-5MN32-0AC0 | 1 | UN | 1 | 10 | C | D | EAR99 | N | 85362010 | 1 | 4042949106951 | 2.284 | KG | 579.04 | 579.04 | LP18 | LP18 | circuit breaker 3VA2 IEC frame 160 breaking capacity class M Icu=55kA @ 415V 3-pole, motor protection ETU350M, LSI, In=63A overload protection Ir=25A...63A short-circuit protection Isd=3...15 x Ir, Ii=15 x In nut keeper kit 2 auxiliary switches HQ | - | 0 | 0
3VA2163-5MN32-0AD0 |  | 3VA2163-5MN32-0AD0 | 1 | UN | 1 | 10 | C | D | EAR99 | N | 85362010 | 1 | 4042949107132 | 2.284 | KG | 601.04 | 601.04 | LP18 | LP18 | circuit breaker 3VA2 IEC frame 160 breaking capacity class M Icu=55kA @ 415V 3-pole, motor protection ETU350M, LSI, In=63A overload protection Ir=25A...63A short-circuit protection Isd=3...15 x Ir, Ii=15 x In nut keeper kit 3 auxiliary switches HQ | - | 0 | 0
3VA2163-5MN32-0AE0 |  | 3VA2163-5MN32-0AE0 | 1 | UN | 1 | 10 | C | D | EAR99 | N | 85362010 | 1 | 4042949107316 | 2.284 | KG | 625.68 | 625.68 | LP18 | LP18 | circuit breaker 3VA2 IEC frame 160 breaking capacity class M Icu=55kA @ 415V 3-pole, motor protection ETU350M, LSI, In=63A overload protection Ir=25A...63A short-circuit protection Isd=3...15 x Ir, Ii=15 x In nut keeper kit 4 auxiliary switches HQ | - | 0 | 0
3VA2163-5MN32-0AF0 |  | 3VA2163-5MN32-0AF0 | 1 | UN | 1 | 10 | C | D | EAR99 | N | 85362010 | 1 | 4042949107491 | 2.284 | KG | 579.04 | 579.04 | LP18 | LP18 | circuit breaker 3VA2 IEC frame 160 breaking capacity class M Icu=55kA @ 415V 3-pole, motor protection ETU350M, LSI, In=63A overload protection Ir=25A...63A short-circuit protection Isd=3...15 x Ir, Ii=15 x In nut keeper kit 1 auxiliary switch HQ 1 trip alarm switch HQ | - | 0 | 0
3VA2163-5MN32-0AG0 |  | 3VA2163-5MN32-0AG0 | 1 | UN | 1 | 10 | C | D | EAR99 | N | 85362010 | 1 | 4042949107675 | 2.284 | KG | 601.04 | 601.04 | LP18 | LP18 | circuit breaker 3VA2 IEC frame 160 breaking capacity class M Icu=55kA @ 415V 3-pole, motor protection ETU350M, LSI, In=63A overload protection Ir=25A...63A short-circuit protection Isd=3...15 x Ir, Ii=15 x In nut keeper kit 1 auxiliary switch HP 1 trip alarm switch HP | - | 0 | 0
3VA2163-5MN32-0AH0 |  | 3VA2163-5MN32-0AH0 | 1 | UN | 1 | 10 | C | D | EAR99 | N | 85362010 | 1 | 4042949107859 | 2.284 | KG | 601.04 | 601.04 | LP18 | LP18 | circuit breaker 3VA2 IEC frame 160 breaking capacity class M Icu=55kA @ 415V 3-pole, motor protection ETU350M, LSI, In=63A overload protection Ir=25A...63A short-circuit protection Isd=3...15 x Ir, Ii=15 x In nut keeper kit 2 auxiliary switches HQ 1 trip alarm switch HQ | - | 0 | 0
3VA2163-5MN32-0AJ0 |  | 3VA2163-5MN32-0AJ0 | 1 | UN | 1 | 10 | C | D | EAR99 | N | 85362010 | 1 | 4042949108030 | 2.284 | KG | 638 | 638 | LP18 | LP18 | circuit breaker 3VA2 IEC frame 160 breaking capacity class M Icu=55kA @ 415V 3-pole, motor protection ETU350M, LSI, In=63A overload protection Ir=25A...63A short-circuit protection Isd=3...15 x Ir, Ii=15 x In nut keeper kit 2 auxiliary switches HP 1 trip alarm switch HP | - | 0 | 0
3VA2163-5MN32-0BA0 |  | 3VA2163-5MN32-0BA0 | 1 | UN | 1 | 10 | C | D | EAR99 | N | 85362010 | 1 | 4042949105695 | 2.284 | KG | 641.52 | 641.52 | LP18 | LP18 | circuit breaker 3VA2 IEC frame 160 breaking capacity class M Icu=55kA @ 415V 3-pole, motor protection ETU350M, LSI, In=63A overload protection Ir=25A...63A short-circuit protection Isd=3...15 x Ir, Ii=15 x In nut keeper kit undervoltage release (UVR) 24V DC | - | 0 | 0
3VA2163-5MN32-0BC0 |  | 3VA2163-5MN32-0BC0 | 1 | UN | 1 | 10 | C | D | EAR99 | N | 85362010 | 1 | 4042949108214 | 2.284 | KG | 689.92 | 689.92 | LP18 | LP18 | circuit breaker 3VA2 IEC frame 160 breaking capacity class M Icu=55kA @ 415V 3-pole, motor protection ETU350M, LSI, In=63A overload protection Ir=25A...63A short-circuit protection Isd=3...15 x Ir, Ii=15 x In nut keeper kit undervoltage release (UVR) 24V DC | - | 0 | 0
3VA2163-5MN32-0BH0 |  | 3VA2163-5MN32-0BH0 | 1 | UN | 1 | 10 | C | D | EAR99 | N | 85362010 | 1 | 4042949109297 | 2.284 | KG | 714.56 | 714.56 | LP18 | LP18 | circuit breaker 3VA2 IEC frame 160 breaking capacity class M Icu=55kA @ 415V 3-pole, motor protection ETU350M, LSI, In=63A overload protection Ir=25A...63A short-circuit protection Isd=3...15 x Ir, Ii=15 x In nut keeper kit undervoltage release (UVR) 24V DC 2 auxiliary switches HQ 1 trip alarm switch HQ | - | 0 | 0
3VA2163-5MN32-0BL0 |  | 3VA2163-5MN32-0BL0 | 1 | UN | 1 | 10 | C | D | EAR99 | N | 85362010 | 1 | 4042949110378 | 2.284 | KG | 750.64 | 750.64 | LP18 | LP18 | circuit breaker 3VA2 IEC frame 160 breaking capacity class M Icu=55kA @ 415V 3-pole, motor protection ETU350M, LSI, In=63A overload protection Ir=25A...63A short-circuit protection Isd=3...15 x Ir, Ii=15 x In nut keeper kit undervoltage release (UVR) 24V DC 2 auxiliary switches HQ 1 trip alarm switch HQ 1 electrical alarm switch | - | 0 | 0
3VA2163-5MN32-0CA0 |  | 3VA2163-5MN32-0CA0 | 1 | UN | 1 | 10 | C | D | EAR99 | N | 85362010 | 1 | 4042949105879 | 2.284 | KG | 641.52 | 641.52 | LP18 | LP18 | circuit breaker 3VA2 IEC frame 160 breaking capacity class M Icu=55kA @ 415V 3-pole, motor protection ETU350M, LSI, In=63A overload protection Ir=25A...63A short-circuit protection Isd=3...15 x Ir, Ii=15 x In nut keeper kit undervoltage release (UVR) 120-127V AC 50/60Hz | - | 0 | 0
3VA2163-5MN32-0CC0 |  | 3VA2163-5MN32-0CC0 | 1 | UN | 1 | 10 | C | D | EAR99 | N | 85362010 | 1 | 4042949108399 | 2.284 | KG | 689.92 | 689.92 | LP18 | LP18 | circuit breaker 3VA2 IEC frame 160 breaking capacity class M Icu=55kA @ 415V 3-pole, motor protection ETU350M, LSI, In=63A overload protection Ir=25A...63A short-circuit protection Isd=3...15 x Ir, Ii=15 x In nut keeper kit undervoltage release (UVR) 120-127V AC 50/60Hz 2 auxiliary switches HQ | - | 0 | 0
3VA2163-5MN32-0CH0 |  | 3VA2163-5MN32-0CH0 | 1 | UN | 1 | 10 | C | D | EAR99 | N | 85362010 | 1 | 4042949109471 | 2.284 | KG | 714.56 | 714.56 | LP18 | LP18 | circuit breaker 3VA2 IEC frame 160 breaking capacity class M Icu=55kA @ 415V 3-pole, motor protection ETU350M, LSI, In=63A overload protection Ir=25A...63A short-circuit protection Isd=3...15 x Ir, Ii=15 x In nut keeper kit undervoltage release (UVR) 120-127V AC 50/60Hz 2 auxiliary switches HQ 1 trip alarm switch HQ | - | 0 | 0
3VA2163-5MN32-0CL0 |  | 3VA2163-5MN32-0CL0 | 1 | UN | 1 | 10 | C | D | EAR99 | N | 85362010 | 1 | 4042949110552 | 2.284 | KG | 750.64 | 750.64 | LP18 | LP18 | circuit breaker 3VA2 IEC frame 160 breaking capacity class M Icu=55kA @ 415V 3-pole, motor protection ETU350M, LSI, In=63A overload protection Ir=25A...63A short-circuit protection Isd=3...15 x Ir, Ii=15 x In nut keeper kit undervoltage release (UVR) 120-127V AC 50/60Hz 2 auxiliary switches HQ 1 trip alarm switch HQ 1 electrical alarm switch | - | 0 | 0
3VA2163-5MN32-0DA0 |  | 3VA2163-5MN32-0DA0 | 1 | UN | 1 | 10 | C | D | EAR99 | N | 85362010 | 1 | 4042949106050 | 2.284 | KG | 641.52 | 641.52 | LP18 | LP18 | circuit breaker 3VA2 IEC frame 160 breaking capacity class M Icu=55kA @ 415V 3-pole, motor protection ETU350M, LSI, In=63A overload protection Ir=25A...63A short-circuit protection Isd=3...15 x Ir, Ii=15 x In nut keeper kit undervoltage release (UVR) 208-230V AC 50/60Hz | - | 0 | 0
3VA2163-5MN32-0DC0 |  | 3VA2163-5MN32-0DC0 | 1 | UN | 1 | 10 | C | D | EAR99 | N | 85362010 | 1 | 4042949108573 | 2.284 | KG | 689.92 | 689.92 | LP18 | LP18 | circuit breaker 3VA2 IEC frame 160 breaking capacity class M Icu=55kA @ 415V 3-pole, motor protection ETU350M, LSI, In=63A overload protection Ir=25A...63A short-circuit protection Isd=3...15 x Ir, Ii=15 x In nut keeper kit undervoltage release (UVR) 208-230V AC 50/60Hz 2 auxiliary switches HQ | - | 0 | 0
3VA2163-5MN32-0DH0 |  | 3VA2163-5MN32-0DH0 | 1 | UN | 1 | 10 | C | D | EAR99 | N | 85362010 | 1 | 4042949109655 | 2.284 | KG | 714.56 | 714.56 | LP18 | LP18 | circuit breaker 3VA2 IEC frame 160 breaking capacity class M Icu=55kA @ 415V 3-pole, motor protection ETU350M, LSI, In=63A overload protection Ir=25A...63A short-circuit protection Isd=3...15 x Ir, Ii=15 x In nut keeper kit undervoltage release (UVR) 208-230V AC 50/60Hz 2 auxiliary switches HQ 1 trip alarm switch HQ | - | 0 | 0
3VA2163-5MN32-0DL0 |  | 3VA2163-5MN32-0DL0 | 1 | UN | 1 | 10 | C | D | EAR99 | N | 85362010 | 1 | 4042949110736 | 2.284 | KG | 750.64 | 750.64 | LP18 | LP18 | circuit breaker 3VA2 IEC frame 160 breaking capacity class M Icu=55kA @ 415V 3-pole, motor protection ETU350M, LSI, In=63A overload protection Ir=25A...63A short-circuit protection Isd=3...15 x Ir, Ii=15 x In nut keeper kit undervoltage release (UVR) 208-230V AC 50/60Hz 2 auxiliary switches HQ 1 trip alarm switch HQ 1 electrical alarm switch | - | 0 | 0
3VA2163-5MN32-0HA0 |  | 3VA2163-5MN32-0HA0 | 1 | UN | 1 | 10 | C | D | EAR99 | N | 85362010 | 1 | 4042949106234 | 2.284 | KG | 615.12 | 615.12 | LP18 | LP18 | circuit breaker 3VA2 IEC frame 160 breaking capacity class M Icu=55kA @ 415V 3-pole, motor protection ETU350M, LSI, In=63A overload protection Ir=25A...63A short-circuit protection Isd=3...15 x Ir, Ii=15 x In nut keeper kit shunt trip (STL) 12-30V DC, 24V AC 50/60Hz | - | 0 | 0
3VA2163-5MN32-0HC0 |  | 3VA2163-5MN32-0HC0 | 1 | UN | 1 | 10 | C | D | EAR99 | N | 85362010 | 1 | 4042949108757 | 2.284 | KG | 664.4 | 664.4 | LP18 | LP18 | circuit breaker 3VA2 IEC frame 160 breaking capacity class M Icu=55kA @ 415V 3-pole, motor protection ETU350M, LSI, In=63A overload protection Ir=25A...63A short-circuit protection Isd=3...15 x Ir, Ii=15 x In nut keeper kit shunt trip (STL) 12-30V DC, 24V AC 50/60Hz 2 auxiliary switches HQ | - | 0 | 0
3VA2163-5MN32-0HH0 |  | 3VA2163-5MN32-0HH0 | 1 | UN | 1 | 10 | C | D | EAR99 | N | 85362010 | 1 | 4042949109839 | 2.284 | KG | 688.16 | 688.16 | LP18 | LP18 | circuit breaker 3VA2 IEC frame 160 breaking capacity class M Icu=55kA @ 415V 3-pole, motor protection ETU350M, LSI, In=63A overload protection Ir=25A...63A short-circuit protection Isd=3...15 x Ir, Ii=15 x In nut keeper kit shunt trip (STL) 12-30V DC, 24V AC 50/60Hz 2 auxiliary switches HQ 1 trip alarm switch HQ | - | 0 | 0
3VA2163-5MN32-0HL0 |  | 3VA2163-5MN32-0HL0 | 1 | UN | 1 | 10 | C | D | EAR99 | N | 85362010 | 1 | 4042949110910 | 2.284 | KG | 724.24 | 724.24 | LP18 | LP18 | circuit breaker 3VA2 IEC frame 160 breaking capacity class M Icu=55kA @ 415V 3-pole, motor protection ETU350M, LSI, In=63A overload protection Ir=25A...63A short-circuit protection Isd=3...15 x Ir, Ii=15 x In nut keeper kit shunt trip (STL) 12-30V DC, 24V AC 50/60Hz 2 auxiliary switches HQ 1 trip alarm switch HQ 1 electrical alarm switch | - | 0 | 0
3VA2163-5MN32-0JA0 |  | 3VA2163-5MN32-0JA0 | 1 | UN | 1 | 10 | C | D | EAR99 | N | 85362010 | 1 | 4042949106418 | 2.284 | KG | 615.12 | 615.12 | LP18 | LP18 | circuit breaker 3VA2 IEC frame 160 breaking capacity class M Icu=55kA @ 415V 3-pole, motor protection ETU350M, LSI, In=63A overload protection Ir=25A...63A short-circuit protection Isd=3...15 x Ir, Ii=15 x In nut keeper kit shunt trip (STL) 110-127V DC, AC 50/60Hz | - | 0 | 0
3VA2163-5MN32-0JC0 |  | 3VA2163-5MN32-0JC0 | 1 | UN | 1 | 10 | C | D | EAR99 | N | 85362010 | 1 | 4042949108931 | 2.284 | KG | 664.4 | 664.4 | LP18 | LP18 | circuit breaker 3VA2 IEC frame 160 breaking capacity class M Icu=55kA @ 415V 3-pole, motor protection ETU350M, LSI, In=63A overload protection Ir=25A...63A short-circuit protection Isd=3...15 x Ir, Ii=15 x In nut keeper kit shunt trip (STL) 110-127V DC, AC 50/60Hz 2 auxiliary switches HQ | - | 0 | 0
3VA2163-5MN32-0JH0 |  | 3VA2163-5MN32-0JH0 | 1 | UN | 1 | 10 | C | D | EAR99 | N | 85362010 | 1 | 4042949110019 | 2.284 | KG | 688.16 | 688.16 | LP18 | LP18 | circuit breaker 3VA2 IEC frame 160 breaking capacity class M Icu=55kA @ 415V 3-pole, motor protection ETU350M, LSI, In=63A overload protection Ir=25A...63A short-circuit protection Isd=3...15 x Ir, Ii=15 x In nut keeper kit shunt trip (STL) 110-127V DC, AC 50/60Hz 2 auxiliary switches HQ 1 trip alarm switch HQ | - | 0 | 0
3VA2163-5MN32-0JL0 |  | 3VA2163-5MN32-0JL0 | 1 | UN | 1 | 10 | C | D | EAR99 | N | 85362010 | 1 | 4042949111092 | 2.284 | KG | 724.24 | 724.24 | LP18 | LP18 | circuit breaker 3VA2 IEC frame 160 breaking capacity class M Icu=55kA @ 415V 3-pole, motor protection ETU350M, LSI, In=63A overload protection Ir=25A...63A short-circuit protection Isd=3...15 x Ir, Ii=15 x In nut keeper kit shunt trip (STL) 110-127V DC, AC 50/60Hz 2 auxiliary switches HQ 1 trip alarm switch HQ 1 electrical alarm switch | - | 0 | 0
3VA2163-5MN32-0KA0 |  | 3VA2163-5MN32-0KA0 | 1 | UN | 1 | 10 | C | D | EAR99 | N | 85362010 | 1 | 4042949106593 | 2.284 | KG | 615.12 | 615.12 | LP18 | LP18 | circuit breaker 3VA2 IEC frame 160 breaking capacity class M Icu=55kA @ 415V 3-pole, motor protection ETU350M, LSI, In=63A overload protection Ir=25A...63A short-circuit protection Isd=3...15 x Ir, Ii=15 x In nut keeper kit shunt trip (STL) 220-250V DC, 208-277V AC | - | 0 | 0
3VA2163-5MN32-0KC0 |  | 3VA2163-5MN32-0KC0 | 1 | UN | 1 | 10 | C | D | EAR99 | N | 85362010 | 1 | 4042949109112 | 2.284 | KG | 664.4 | 664.4 | LP18 | LP18 | circuit breaker 3VA2 IEC frame 160 breaking capacity class M Icu=55kA @ 415V 3-pole, motor protection ETU350M, LSI, In=63A overload protection Ir=25A...63A short-circuit protection Isd=3...15 x Ir, Ii=15 x In nut keeper kit shunt trip (STL) 220-250V DC, 208-277V AC 2 auxiliary switches HQ | - | 0 | 0
3VA2163-5MN32-0KH0 |  | 3VA2163-5MN32-0KH0 | 1 | UN | 1 | 10 | C | D | EAR99 | N | 85362010 | 1 | 4042949110194 | 2.284 | KG | 688.16 | 688.16 | LP18 | LP18 | circuit breaker 3VA2 IEC frame 160 breaking capacity class M Icu=55kA @ 415V 3-pole, motor protection ETU350M, LSI, In=63A overload protection Ir=25A...63A short-circuit protection Isd=3...15 x Ir, Ii=15 x In nut keeper kit shunt trip (STL) 220-250V DC, 208-277V AC 2 auxiliary switches HQ 1 trip alarm switch HQ | - | 0 | 0
3VA2163-5MN32-0KL0 |  | 3VA2163-5MN32-0KL0 | 1 | UN | 1 | 10 | C | D | EAR99 | N | 85362010 | 1 | 4042949111276 | 2.284 | KG | 724.24 | 724.24 | LP18 | LP18 | circuit breaker 3VA2 IEC frame 160 breaking capacity class M Icu=55kA @ 415V 3-pole, motor protection ETU350M, LSI, In=63A overload protection Ir=25A...63A short-circuit protection Isd=3...15 x Ir, Ii=15 x In nut keeper kit shunt trip (STL) 220-250V DC, 208-277V AC 2 auxiliary switches HQ 1 trip alarm switch HQ 1 electrical alarm switch | - | 0 | 0
3VA2163-5MN36-0AA0 |  | 3VA2163-5MN36-0AA0 | 1 | UN | 1 | 5 | B | D | EAR99 | N | 85362010 | 1 | 4042948830819 | 2.5 | KG | 554.4 | 554.4 | LP18 | LP18 | circuit breaker 3VA2 IEC frame 160 breaking capacity class M Icu=55kA @ 415V 3-pole, motor protection ETU350M, LSI, In=63A overload protection Ir=25A...63A short-circuit protection Isd=3...15 x Ir, Ii=15 x In clamp connection | - | 0 | 0
3VA2163-5MN36-0AB0 |  | 3VA2163-5MN36-0AB0 | 1 | UN | 1 | 10 | C | D | EAR99 | N | 85362010 | 1 | 4042949106760 | 2.43 | KG | 626.56 | 626.56 | LP18 | LP18 | circuit breaker 3VA2 IEC frame 160 breaking capacity class M Icu=55kA @ 415V 3-pole, motor protection ETU350M, LSI, In=63A overload protection Ir=25A...63A short-circuit protection Isd=3...15 x Ir, Ii=15 x In clamp connection 2 auxiliary switches HP | - | 0 | 0
3VA2163-5MN36-0AC0 |  | 3VA2163-5MN36-0AC0 | 1 | UN | 1 | 10 | C | D | EAR99 | N | 85362010 | 1 | 4042949106944 | 2.43 | KG | 602.8 | 602.8 | LP18 | LP18 | circuit breaker 3VA2 IEC frame 160 breaking capacity class M Icu=55kA @ 415V 3-pole, motor protection ETU350M, LSI, In=63A overload protection Ir=25A...63A short-circuit protection Isd=3...15 x Ir, Ii=15 x In clamp connection 2 auxiliary switches HQ | - | 0 | 0
3VA2163-5MN36-0AD0 |  | 3VA2163-5MN36-0AD0 | 1 | UN | 1 | 10 | C | D | EAR99 | N | 85362010 | 1 | 4042949107125 | 2.43 | KG | 626.56 | 626.56 | LP18 | LP18 | circuit breaker 3VA2 IEC frame 160 breaking capacity class M Icu=55kA @ 415V 3-pole, motor protection ETU350M, LSI, In=63A overload protection Ir=25A...63A short-circuit protection Isd=3...15 x Ir, Ii=15 x In clamp connection 3 auxiliary switches HQ | - | 0 | 0
3VA2163-5MN36-0AE0 |  | 3VA2163-5MN36-0AE0 | 1 | UN | 1 | 10 | C | D | EAR99 | N | 85362010 | 1 | 4042949107309 | 2.43 | KG | 649.44 | 649.44 | LP18 | LP18 | circuit breaker 3VA2 IEC frame 160 breaking capacity class M Icu=55kA @ 415V 3-pole, motor protection ETU350M, LSI, In=63A overload protection Ir=25A...63A short-circuit protection Isd=3...15 x Ir, Ii=15 x In clamp connection 4 auxiliary switches HQ | - | 0 | 0
3VA2163-5MN36-0AF0 |  | 3VA2163-5MN36-0AF0 | 1 | UN | 1 | 10 | C | D | EAR99 | N | 85362010 | 1 | 4042949107484 | 2.43 | KG | 602.8 | 602.8 | LP18 | LP18 | circuit breaker 3VA2 IEC frame 160 breaking capacity class M Icu=55kA @ 415V 3-pole, motor protection ETU350M, LSI, In=63A overload protection Ir=25A...63A short-circuit protection Isd=3...15 x Ir, Ii=15 x In clamp connection 1 auxiliary switch HQ 1 trip alarm switch HQ | - | 0 | 0
3VA2163-5MN36-0AG0 |  | 3VA2163-5MN36-0AG0 | 1 | UN | 1 | 10 | C | D | EAR99 | N | 85362010 | 1 | 4042949107668 | 2.43 | KG | 626.56 | 626.56 | LP18 | LP18 | circuit breaker 3VA2 IEC frame 160 breaking capacity class M Icu=55kA @ 415V 3-pole, motor protection ETU350M, LSI, In=63A overload protection Ir=25A...63A short-circuit protection Isd=3...15 x Ir, Ii=15 x In clamp connection 1 auxiliary switch HP 1 trip alarm switch HP | - | 0 | 0
3VA2163-5MN36-0AH0 |  | 3VA2163-5MN36-0AH0 | 1 | UN | 1 | 10 | C | D | EAR99 | N | 85362010 | 1 | 4042949107842 | 2.43 | KG | 626.56 | 626.56 | LP18 | LP18 | circuit breaker 3VA2 IEC frame 160 breaking capacity class M Icu=55kA @ 415V 3-pole, motor protection ETU350M, LSI, In=63A overload protection Ir=25A...63A short-circuit protection Isd=3...15 x Ir, Ii=15 x In clamp connection 2 auxiliary switches HQ 1 trip alarm switch HQ | - | 0 | 0
3VA2163-5MN36-0AJ0 |  | 3VA2163-5MN36-0AJ0 | 1 | UN | 1 | 10 | C | D | EAR99 | N | 85362010 | 1 | 4042949108023 | 2.43 | KG | 663.52 | 663.52 | LP18 | LP18 | circuit breaker 3VA2 IEC frame 160 breaking capacity class M Icu=55kA @ 415V 3-pole, motor protection ETU350M, LSI, In=63A overload protection Ir=25A...63A short-circuit protection Isd=3...15 x Ir, Ii=15 x In clamp connection 2 auxiliary switches HP 1 trip alarm switch HP | - | 0 | 0
3VA2163-5MN36-0BA0 |  | 3VA2163-5MN36-0BA0 | 1 | UN | 1 | 10 | C | D | EAR99 | N | 85362010 | 1 | 4042949105688 | 2.43 | KG | 666.16 | 666.16 | LP18 | LP18 | circuit breaker 3VA2 IEC frame 160 breaking capacity class M Icu=55kA @ 415V 3-pole, motor protection ETU350M, LSI, In=63A overload protection Ir=25A...63A short-circuit protection Isd=3...15 x Ir, Ii=15 x In clamp connection undervoltage release (UVR) 24V DC | - | 0 | 0
3VA2163-5MN36-0BC0 |  | 3VA2163-5MN36-0BC0 | 1 | UN | 1 | 10 | C | D | EAR99 | N | 85362010 | 1 | 4042949108207 | 2.43 | KG | 715.44 | 715.44 | LP18 | LP18 | circuit breaker 3VA2 IEC frame 160 breaking capacity class M Icu=55kA @ 415V 3-pole, motor protection ETU350M, LSI, In=63A overload protection Ir=25A...63A short-circuit protection Isd=3...15 x Ir, Ii=15 x In clamp connection undervoltage release (UVR) 24V DC | - | 0 | 0
3VA2163-5MN36-0BH0 |  | 3VA2163-5MN36-0BH0 | 1 | UN | 1 | 10 | C | D | EAR99 | N | 85362010 | 1 | 4042949109280 | 2.43 | KG | 740.08 | 740.08 | LP18 | LP18 | circuit breaker 3VA2 IEC frame 160 breaking capacity class M Icu=55kA @ 415V 3-pole, motor protection ETU350M, LSI, In=63A overload protection Ir=25A...63A short-circuit protection Isd=3...15 x Ir, Ii=15 x In clamp connection undervoltage release (UVR) 24V DC 2 auxiliary switches HQ 1 trip alarm switch HQ | - | 0 | 0
3VA2163-5MN36-0BL0 |  | 3VA2163-5MN36-0BL0 | 1 | UN | 1 | 10 | C | D | EAR99 | N | 85362010 | 1 | 4042949110361 | 2.43 | KG | 776.16 | 776.16 | LP18 | LP18 | circuit breaker 3VA2 IEC frame 160 breaking capacity class M Icu=55kA @ 415V 3-pole, motor protection ETU350M, LSI, In=63A overload protection Ir=25A...63A short-circuit protection Isd=3...15 x Ir, Ii=15 x In clamp connection undervoltage release (UVR) 24V DC 2 auxiliary switches HQ 1 trip alarm switch HQ 1 electrical alarm switch | - | 0 | 0
3VA2163-5MN36-0CA0 |  | 3VA2163-5MN36-0CA0 | 1 | UN | 1 | 10 | C | D | EAR99 | N | 85362010 | 1 | 4042949105862 | 2.43 | KG | 666.16 | 666.16 | LP18 | LP18 | circuit breaker 3VA2 IEC frame 160 breaking capacity class M Icu=55kA @ 415V 3-pole, motor protection ETU350M, LSI, In=63A overload protection Ir=25A...63A short-circuit protection Isd=3...15 x Ir, Ii=15 x In clamp connection undervoltage release (UVR) 120-127V AC 50/60Hz | - | 0 | 0
3VA2163-5MN36-0CC0 |  | 3VA2163-5MN36-0CC0 | 1 | UN | 1 | 10 | C | D | EAR99 | N | 85362010 | 1 | 4042949108382 | 2.43 | KG | 715.44 | 715.44 | LP18 | LP18 | circuit breaker 3VA2 IEC frame 160 breaking capacity class M Icu=55kA @ 415V 3-pole, motor protection ETU350M, LSI, In=63A overload protection Ir=25A...63A short-circuit protection Isd=3...15 x Ir, Ii=15 x In clamp connection undervoltage release (UVR) 120-127V AC 50/60Hz 2 auxiliary switches HQ | - | 0 | 0
3VA2163-5MN36-0CH0 |  | 3VA2163-5MN36-0CH0 | 1 | UN | 1 | 10 | C | D | EAR99 | N | 85362010 | 1 | 4042949109464 | 2.43 | KG | 740.08 | 740.08 | LP18 | LP18 | circuit breaker 3VA2 IEC frame 160 breaking capacity class M Icu=55kA @ 415V 3-pole, motor protection ETU350M, LSI, In=63A overload protection Ir=25A...63A short-circuit protection Isd=3...15 x Ir, Ii=15 x In clamp connection undervoltage release (UVR) 120-127V AC 50/60Hz 2 auxiliary switches HQ 1 trip alarm switch HQ | - | 0 | 0
3VA2163-5MN36-0CL0 |  | 3VA2163-5MN36-0CL0 | 1 | UN | 1 | 10 | C | D | EAR99 | N | 85362010 | 1 | 4042949110545 | 2.43 | KG | 776.16 | 776.16 | LP18 | LP18 | circuit breaker 3VA2 IEC frame 160 breaking capacity class M Icu=55kA @ 415V 3-pole, motor protection ETU350M, LSI, In=63A overload protection Ir=25A...63A short-circuit protection Isd=3...15 x Ir, Ii=15 x In clamp connection undervoltage release (UVR) 120-127V AC 50/60Hz 2 auxiliary switches HQ 1 trip alarm switch HQ 1 electrical alarm switch | - | 0 | 0
3VA2163-5MN36-0DA0 |  | 3VA2163-5MN36-0DA0 | 1 | UN | 1 | 10 | C | D | EAR99 | N | 85362010 | 1 | 4042949106043 | 2.43 | KG | 666.16 | 666.16 | LP18 | LP18 | circuit breaker 3VA2 IEC frame 160 breaking capacity class M Icu=55kA @ 415V 3-pole, motor protection ETU350M, LSI, In=63A overload protection Ir=25A...63A short-circuit protection Isd=3...15 x Ir, Ii=15 x In clamp connection undervoltage release (UVR) 208-230V AC 50/60Hz | - | 0 | 0
3VA2163-5MN36-0DC0 |  | 3VA2163-5MN36-0DC0 | 1 | UN | 1 | 10 | C | D | EAR99 | N | 85362010 | 1 | 4042949108566 | 2.43 | KG | 715.44 | 715.44 | LP18 | LP18 | circuit breaker 3VA2 IEC frame 160 breaking capacity class M Icu=55kA @ 415V 3-pole, motor protection ETU350M, LSI, In=63A overload protection Ir=25A...63A short-circuit protection Isd=3...15 x Ir, Ii=15 x In clamp connection undervoltage release (UVR) 208-230V AC 50/60Hz 2 auxiliary switches HQ | - | 0 | 0
3VA2163-5MN36-0DH0 |  | 3VA2163-5MN36-0DH0 | 1 | UN | 1 | 10 | C | D | EAR99 | N | 85362010 | 1 | 4042949109648 | 2.43 | KG | 740.08 | 740.08 | LP18 | LP18 | circuit breaker 3VA2 IEC frame 160 breaking capacity class M Icu=55kA @ 415V 3-pole, motor protection ETU350M, LSI, In=63A overload protection Ir=25A...63A short-circuit protection Isd=3...15 x Ir, Ii=15 x In clamp connection undervoltage release (UVR) 208-230V AC 50/60Hz 2 auxiliary switches HQ 1 trip alarm switch HQ | - | 0 | 0
3VA2163-5MN36-0DL0 |  | 3VA2163-5MN36-0DL0 | 1 | UN | 1 | 10 | C | D | EAR99 | N | 85362010 | 1 | 4042949110729 | 2.43 | KG | 776.16 | 776.16 | LP18 | LP18 | circuit breaker 3VA2 IEC frame 160 breaking capacity class M Icu=55kA @ 415V 3-pole, motor protection ETU350M, LSI, In=63A overload protection Ir=25A...63A short-circuit protection Isd=3...15 x Ir, Ii=15 x In clamp connection undervoltage release (UVR) 208-230V AC 50/60Hz 2 auxiliary switches HQ 1 trip alarm switch HQ 1 electrical alarm switch | - | 0 | 0
3VA2163-5MN36-0HA0 |  | 3VA2163-5MN36-0HA0 | 1 | UN | 1 | 10 | C | D | EAR99 | N | 85362010 | 1 | 4042949106227 | 2.43 | KG | 640.64 | 640.64 | LP18 | LP18 | circuit breaker 3VA2 IEC frame 160 breaking capacity class M Icu=55kA @ 415V 3-pole, motor protection ETU350M, LSI, In=63A overload protection Ir=25A...63A short-circuit protection Isd=3...15 x Ir, Ii=15 x In clamp connection shunt trip (STL) 12-30V DC, 24V AC 50/60Hz | - | 0 | 0
3VA2163-5MN36-0HC0 |  | 3VA2163-5MN36-0HC0 | 1 | UN | 1 | 10 | C | D | EAR99 | N | 85362010 | 1 | 4042949108740 | 2.43 | KG | 689.04 | 689.04 | LP18 | LP18 | circuit breaker 3VA2 IEC frame 160 breaking capacity class M Icu=55kA @ 415V 3-pole, motor protection ETU350M, LSI, In=63A overload protection Ir=25A...63A short-circuit protection Isd=3...15 x Ir, Ii=15 x In clamp connection shunt trip (STL) 12-30V DC, 24V AC 50/60Hz 2 auxiliary switches HQ | - | 0 | 0
3VA2163-5MN36-0HH0 |  | 3VA2163-5MN36-0HH0 | 1 | UN | 1 | 10 | C | D | EAR99 | N | 85362010 | 1 | 4042949109822 | 2.43 | KG | 713.68 | 713.68 | LP18 | LP18 | circuit breaker 3VA2 IEC frame 160 breaking capacity class M Icu=55kA @ 415V 3-pole, motor protection ETU350M, LSI, In=63A overload protection Ir=25A...63A short-circuit protection Isd=3...15 x Ir, Ii=15 x In clamp connection shunt trip (STL) 12-30V DC, 24V AC 50/60Hz 2 auxiliary switches HQ 1 trip alarm switch HQ | - | 0 | 0
3VA2163-5MN36-0HL0 |  | 3VA2163-5MN36-0HL0 | 1 | UN | 1 | 10 | C | D | EAR99 | N | 85362010 | 1 | 4042949110903 | 2.43 | KG | 749.76 | 749.76 | LP18 | LP18 | circuit breaker 3VA2 IEC frame 160 breaking capacity class M Icu=55kA @ 415V 3-pole, motor protection ETU350M, LSI, In=63A overload protection Ir=25A...63A short-circuit protection Isd=3...15 x Ir, Ii=15 x In clamp connection shunt trip (STL) 12-30V DC, 24V AC 50/60Hz 2 auxiliary switches HQ 1 trip alarm switch HQ 1 electrical alarm switch | - | 0 | 0
3VA2163-5MN36-0JA0 |  | 3VA2163-5MN36-0JA0 | 1 | UN | 1 | 10 | C | D | EAR99 | N | 85362010 | 1 | 4042949106401 | 2.43 | KG | 640.64 | 640.64 | LP18 | LP18 | circuit breaker 3VA2 IEC frame 160 breaking capacity class M Icu=55kA @ 415V 3-pole, motor protection ETU350M, LSI, In=63A overload protection Ir=25A...63A short-circuit protection Isd=3...15 x Ir, Ii=15 x In clamp connection shunt trip (STL) 110-127V DC, AC 50/60Hz | - | 0 | 0
3VA2163-5MN36-0JC0 |  | 3VA2163-5MN36-0JC0 | 1 | UN | 1 | 10 | C | D | EAR99 | N | 85362010 | 1 | 4042949108924 | 2.43 | KG | 689.04 | 689.04 | LP18 | LP18 | circuit breaker 3VA2 IEC frame 160 breaking capacity class M Icu=55kA @ 415V 3-pole, motor protection ETU350M, LSI, In=63A overload protection Ir=25A...63A short-circuit protection Isd=3...15 x Ir, Ii=15 x In clamp connection shunt trip (STL) 110-127V DC, AC 50/60Hz 2 auxiliary switches HQ | - | 0 | 0
3VA2163-5MN36-0JH0 |  | 3VA2163-5MN36-0JH0 | 1 | UN | 1 | 10 | C | D | EAR99 | N | 85362010 | 1 | 4042949110002 | 2.43 | KG | 713.68 | 713.68 | LP18 | LP18 | circuit breaker 3VA2 IEC frame 160 breaking capacity class M Icu=55kA @ 415V 3-pole, motor protection ETU350M, LSI, In=63A overload protection Ir=25A...63A short-circuit protection Isd=3...15 x Ir, Ii=15 x In clamp connection shunt trip (STL) 110-127V DC, AC 50/60Hz 2 auxiliary switches HQ 1 trip alarm switch HQ | - | 0 | 0
3VA2163-5MN36-0JL0 |  | 3VA2163-5MN36-0JL0 | 1 | UN | 1 | 10 | C | D | EAR99 | N | 85362010 | 1 | 4042949111085 | 2.43 | KG | 749.76 | 749.76 | LP18 | LP18 | circuit breaker 3VA2 IEC frame 160 breaking capacity class M Icu=55kA @ 415V 3-pole, motor protection ETU350M, LSI, In=63A overload protection Ir=25A...63A short-circuit protection Isd=3...15 x Ir, Ii=15 x In clamp connection shunt trip (STL) 110-127V DC, AC 50/60Hz 2 auxiliary switches HQ 1 trip alarm switch HQ 1 electrical alarm switch | - | 0 | 0
3VA2163-5MN36-0KA0 |  | 3VA2163-5MN36-0KA0 | 1 | UN | 1 | 10 | C | D | EAR99 | N | 85362010 | 1 | 4042949106586 | 2.43 | KG | 640.64 | 640.64 | LP18 | LP18 | circuit breaker 3VA2 IEC frame 160 breaking capacity class M Icu=55kA @ 415V 3-pole, motor protection ETU350M, LSI, In=63A overload protection Ir=25A...63A short-circuit protection Isd=3...15 x Ir, Ii=15 x In clamp connection shunt trip (STL) 220-250V DC, 208-277V AC | - | 0 | 0
3VA2163-5MN36-0KC0 |  | 3VA2163-5MN36-0KC0 | 1 | UN | 1 | 10 | C | D | EAR99 | N | 85362010 | 1 | 4042949109105 | 2.43 | KG | 689.04 | 689.04 | LP18 | LP18 | circuit breaker 3VA2 IEC frame 160 breaking capacity class M Icu=55kA @ 415V 3-pole, motor protection ETU350M, LSI, In=63A overload protection Ir=25A...63A short-circuit protection Isd=3...15 x Ir, Ii=15 x In clamp connection shunt trip (STL) 220-250V DC, 208-277V AC 2 auxiliary switches HQ | - | 0 | 0
3VA2163-5MN36-0KH0 |  | 3VA2163-5MN36-0KH0 | 1 | UN | 1 | 10 | C | D | EAR99 | N | 85362010 | 1 | 4042949110187 | 2.43 | KG | 713.68 | 713.68 | LP18 | LP18 | circuit breaker 3VA2 IEC frame 160 breaking capacity class M Icu=55kA @ 415V 3-pole, motor protection ETU350M, LSI, In=63A overload protection Ir=25A...63A short-circuit protection Isd=3...15 x Ir, Ii=15 x In clamp connection shunt trip (STL) 220-250V DC, 208-277V AC 2 auxiliary switches HQ 1 trip alarm switch HQ | - | 0 | 0
3VA2163-5MN36-0KL0 |  | 3VA2163-5MN36-0KL0 | 1 | UN | 1 | 10 | C | D | EAR99 | N | 85362010 | 1 | 4042949111269 | 2.43 | KG | 749.76 | 749.76 | LP18 | LP18 | circuit breaker 3VA2 IEC frame 160 breaking capacity class M Icu=55kA @ 415V 3-pole, motor protection ETU350M, LSI, In=63A overload protection Ir=25A...63A short-circuit protection Isd=3...15 x Ir, Ii=15 x In clamp connection shunt trip (STL) 220-250V DC, 208-277V AC 2 auxiliary switches HQ 1 trip alarm switch HQ 1 electrical alarm switch | - | 0 | 0
3VA2163-5MP32-0AA0 |  | 3VA2163-5MP32-0AA0 | 1 | UN | 1 | 5 | B | D | EAR99 | N | 85362090 | 1 | 4042948903827 | 2.13 | KG | 722.48 | 722.48 | LP18 | LP18 | CIRCUIT BREAKER 3VA2 IEC FRAME 160 BREAKING CAPACITY CLASS M ICU=55KA @ 415 V 3-POLE, MOTOR PROTECTION ETU550M, LSI, In=63A OVERLOAD PROTECTION IR=25,2A ...63A SHORT CIRCUIT PROTECTION ISD=1,2... 15X IN,II=3...15X IN BUSBAR CONNECTION | - | 0 | 0
3VA2163-5MP36-0AA0 |  | 3VA2163-5MP36-0AA0 | 1 | UN | 1 | 5 | B | D | EAR99 | N | 85362090 | 1 | 4042948903810 | 2.13 | KG | 748 | 748 | LP18 | LP18 | CIRCUIT BREAKER 3VA2 IEC FRAME 160 BREAKING CAPACITY CLASS M ICU=55KA @ 415 V 3-POLE, MOTOR PROTECTION ETU550M, LSI, In=63A OVERLOAD PROTECTION IR=25,2A ...63A SHORT CIRCUIT PROTECTION ISD=1,2... 15X IN,II=3...15X IN CABLE CONNECTION | - | 0 | 0
3VA2163-5MQ32-0AA0 |  | 3VA2163-5MQ32-0AA0 | 1 | UN | 1 | 5 | B | D | EAR99 | N | 85362010 | 1 | 4042948830802 | 2.218 | KG | 1020.8 | 1020.8 | LP18 | LP18 | circuit breaker 3VA2 IEC frame 160 breaking capacity class M Icu=55kA @ 415V 3-pole, motor protection ETU860M, LSIG, In=63A overload protection Ir=25A...63A short-circuit protection Isd=1.2..15x In, Ii=3..15x In gr.-fault prot., can be sw. off Ig=0.25...1 x In, tg=0.05-0.8s nut keeper kit | - | 0 | 0
3VA2163-5MQ32-0AB0 |  | 3VA2163-5MQ32-0AB0 | 1 | UN | 1 | 10 | C | D | EAR99 | N | 85362010 | 1 | 4042949323150 | 2.366 | KG | 1082.4 | 1082.4 | LP18 | LP18 | circuit breaker 3VA2 IEC frame 160 breaking capacity class M Icu=55kA @ 415V 3-pole, motor protection ETU860M, LSIG, In=63A overload protection Ir=25A...63A short-circuit protection Isd=1.2..15x In, Ii=3..15x In gr.-fault prot., can be sw. off Ig=0.25...1 x In, tg=0.05-0.8s 2 auxiliary switches HP | - | 0 | 0
3VA2163-5MQ32-0AH0 |  | 3VA2163-5MQ32-0AH0 | 1 | UN | 1 | 10 | C | D | EAR99 | N | 85362090 | 1 | 4042949322474 | 2.366 | KG | 1082.4 | 1082.4 | LP18 | LP18 | circuit breaker 3VA2 IEC frame 160 breaking capacity class M Icu=55kA @ 415V 3-pole, motor protection ETU860M, LSIG, In=63A overload protection Ir=25A...63A short-circuit protection Isd=1.2..15x In, Ii=3..15x In gr.-fault prot., can be sw. off Ig=0.25...1 x In, tg=0.05-0.8s nut keeper kit 2 auxiliary switches HQ 1 trip alarm switch HQ | - | 0 | 0
3VA2163-5MQ36-0AA0 |  | 3VA2163-5MQ36-0AA0 | 1 | UN | 1 | 5 | B | D | EAR99 | N | 85362010 | 1 | 4042948830796 | 2.359 | KG | 1038.4 | 1038.4 | LP18 | LP18 | circuit breaker 3VA2 IEC frame 160 breaking capacity class M Icu=55kA @ 415V 3-pole, motor protection ETU860M, LSIG, In=63A overload protection Ir=25A...63A short-circuit protection Isd=1.2..15x In, Ii=3..15x In gr.-fault prot., can be sw. off Ig=0.25...1 x In, tg=0.05-0.8s clamp connection | - | 0 | 0
3VA2163-6HK32-0AA0 |  | 3VA2163-6HK32-0AA0 | 1 | UN | 1 | 5 | B | D | EAR99 | N | 85362010 | 1 | 4042948802410 | 2.5 | KG | 536.8 | 536.8 | LP18 | LP18 | circuit breaker 3VA2 IEC frame 160 breaking capacity class H Icu=85kA @ 415V 3-pole, line protection ETU340, ELISA LI, In=63A overload protection Ir=25A...63A short-circuit protection Ii=15 x In nut keeper kit | - | 0 | 0
3VA2163-6HK36-0AA0 |  | 3VA2163-6HK36-0AA0 | 1 | UN | 1 | 5 | B | D | EAR99 | N | 85362010 | 1 | 4042948826195 | 2.5 | KG | 561.44 | 561.44 | LP18 | LP18 | circuit breaker 3VA2 IEC frame 160 breaking capacity class H Icu=85kA @ 415V 3-pole, line protection ETU340, ELISA LI, In=63A overload protection Ir=25A...63A short-circuit protection Ii=15 x In clamp connection | - | 0 | 0
3VA2163-6HK42-0AA0 |  | 3VA2163-6HK42-0AA0 | 1 | UN | 1 | 5 | B | D | EAR99 | N | 85362010 | 1 | 4042948804650 | 3.2 | KG | 683.76 | 683.76 | LP18 | LP18 | circuit breaker 3VA2 IEC frame 160 breaking capacity class H Icu=85kA @ 415V 4-pole, line protection ETU340, ELISA LI, In=63A overload protection Ir=25A...63A short-circuit protection Ii=15 x In N conductor protection adjustable (OFF, 100%) nut keeper kit | - | 0 | 0
3VA2163-6HK46-0AA0 |  | 3VA2163-6HK46-0AA0 | 1 | UN | 1 | 5 | B | D | EAR99 | N | 85362010 | 1 | 4042948827031 | 3.2 | KG | 715.44 | 715.44 | LP18 | LP18 | circuit breaker 3VA2 IEC frame 160 breaking capacity class H Icu=85kA @ 415V 4-pole, line protection ETU340, ELISA LI, In=63A overload protection Ir=25A...63A short-circuit protection Ii=15 x In N conductor protection adjustable (OFF, 100%) clamp connection | - | 0 | 0
3VA2163-6HL32-0AA0 |  | 3VA2163-6HL32-0AA0 | 1 | UN | 1 | 5 | B | D | EAR99 | N | 85362010 | 1 | 4042948832721 | 2.179 | KG | 518.5 | 504.1 | LP18 | LP18 | circuit breaker 3VA2 IEC frame 160 breaking capacity class H Icu=85kA @ 415V 3-pole, line protection ETU320, LI, In=63A overload protection Ir=25A...63A short-circuit protection Ii=1.5...12 x In nut keeper kit | Lista Papel 2020 SI | 0 | 0
3VA2163-6HL32-0AB0 |  | 3VA2163-6HL32-0AB0 | 1 | UN | 1 | 10 | C | D | EAR99 | N | 85362010 | 1 | 4042949024057 | 2.36 | KG | 609.84 | 609.84 | LP18 | LP18 | circuit breaker 3VA2 IEC frame 160 breaking capacity class H Icu=85kA @ 415V 3-pole, line protection ETU320, LI, In=63A overload protection Ir=25A...63A short-circuit protection Ii=1.5...12 x In nut keeper kit 2 auxiliary switches HP | - | 0 | 0
3VA2163-6HL32-0AC0 |  | 3VA2163-6HL32-0AC0 | 1 | UN | 1 | 10 | C | D | EAR99 | N | 85362010 | 1 | 4042949024699 | 2.34 | KG | 586.08 | 586.08 | LP18 | LP18 | circuit breaker 3VA2 IEC frame 160 breaking capacity class H Icu=85kA @ 415V 3-pole, line protection ETU320, LI, In=63A overload protection Ir=25A...63A short-circuit protection Ii=1.5...12 x In nut keeper kit 2 auxiliary switches HQ | - | 0 | 0
3VA2163-6HL32-0AD0 |  | 3VA2163-6HL32-0AD0 | 1 | UN | 1 | 10 | C | D | EAR99 | N | 85362010 | 1 | 4042949025337 | 2.37 | KG | 609.84 | 609.84 | LP18 | LP18 | circuit breaker 3VA2 IEC frame 160 breaking capacity class H Icu=85kA @ 415V 3-pole, line protection ETU320, LI, In=63A overload protection Ir=25A...63A short-circuit protection Ii=1.5...12 x In nut keeper kit 3 auxiliary switches HQ | - | 0 | 0
3VA2163-6HL32-0AE0 |  | 3VA2163-6HL32-0AE0 | 1 | UN | 1 | 10 | C | D | EAR99 | N | 85362010 | 1 | 4042949025979 | 2.4 | KG | 634.48 | 634.48 | LP18 | LP18 | circuit breaker 3VA2 IEC frame 160 breaking capacity class H Icu=85kA @ 415V 3-pole, line protection ETU320, LI, In=63A overload protection Ir=25A...63A short-circuit protection Ii=1.5...12 x In nut keeper kit 4 auxiliary switches HQ | - | 0 | 0
3VA2163-6HL32-0AF0 |  | 3VA2163-6HL32-0AF0 | 1 | UN | 1 | 10 | C | D | EAR99 | N | 85362010 | 1 | 4042949026617 | 2.34 | KG | 586.08 | 586.08 | LP18 | LP18 | circuit breaker 3VA2 IEC frame 160 breaking capacity class H Icu=85kA @ 415V 3-pole, line protection ETU320, LI, In=63A overload protection Ir=25A...63A short-circuit protection Ii=1.5...12 x In nut keeper kit 1 auxiliary switch HQ 1 trip alarm switch HQ | - | 0 | 0
3VA2163-6HL32-0AG0 |  | 3VA2163-6HL32-0AG0 | 1 | UN | 1 | 10 | C | D | EAR99 | N | 85362010 | 1 | 4042949027256 | 2.36 | KG | 609.84 | 609.84 | LP18 | LP18 | circuit breaker 3VA2 IEC frame 160 breaking capacity class H Icu=85kA @ 415V 3-pole, line protection ETU320, LI, In=63A overload protection Ir=25A...63A short-circuit protection Ii=1.5...12 x In nut keeper kit 1 auxiliary switch HP 1 trip alarm switch HP | - | 0 | 0
3VA2163-6HL32-0AH0 |  | 3VA2163-6HL32-0AH0 | 1 | UN | 1 | 10 | C | D | EAR99 | N | 85362010 | 1 | 4042949027898 | 2.37 | KG | 609.84 | 609.84 | LP18 | LP18 | circuit breaker 3VA2 IEC frame 160 breaking capacity class H Icu=85kA @ 415V 3-pole, line protection ETU320, LI, In=63A overload protection Ir=25A...63A short-circuit protection Ii=1.5...12 x In nut keeper kit 2 auxiliary switches HQ 1 trip alarm switch HQ | - | 0 | 0
3VA2163-6HL32-0AJ0 |  | 3VA2163-6HL32-0AJ0 | 1 | UN | 1 | 10 | C | D | EAR99 | N | 85362010 | 1 | 4042949028536 | 2.4 | KG | 645.92 | 645.92 | LP18 | LP18 | circuit breaker 3VA2 IEC frame 160 breaking capacity class H Icu=85kA @ 415V 3-pole, line protection ETU320, LI, In=63A overload protection Ir=25A...63A short-circuit protection Ii=1.5...12 x In nut keeper kit 2 auxiliary switches HP 1 trip alarm switch HP | - | 0 | 0
3VA2163-6HL32-0BA0 |  | 3VA2163-6HL32-0BA0 | 1 | UN | 1 | 10 | C | D | EAR99 | N | 85362010 | 1 | 4042949020219 | 2.4 | KG | 648.56 | 648.56 | LP18 | LP18 | circuit breaker 3VA2 IEC frame 160 breaking capacity class H Icu=85kA @ 415V 3-pole, line protection ETU320, LI, In=63A overload protection Ir=25A...63A short-circuit protection Ii=1.5...12 x In nut keeper kit undervoltage release (UVR) 24V DC | - | 0 | 0
3VA2163-6HL32-0BC0 |  | 3VA2163-6HL32-0BC0 | 1 | UN | 1 | 10 | C | D | EAR99 | N | 85362010 | 1 | 4042949029175 | 2.46 | KG | 697.84 | 697.84 | LP18 | LP18 | circuit breaker 3VA2 IEC frame 160 breaking capacity class H Icu=85kA @ 415V 3-pole, line protection ETU320, LI, In=63A overload protection Ir=25A...63A short-circuit protection Ii=1.5...12 x In nut keeper kit undervoltage release (UVR) 24V DC 2 auxiliary switches HQ | - | 0 | 0
3VA2163-6HL32-0BH0 |  | 3VA2163-6HL32-0BH0 | 1 | UN | 1 | 10 | C | D | EAR99 | N | 85362010 | 1 | 4042949033011 | 2.49 | KG | 721.6 | 721.6 | LP18 | LP18 | circuit breaker 3VA2 IEC frame 160 breaking capacity class H Icu=85kA @ 415V 3-pole, line protection ETU320, LI, In=63A overload protection Ir=25A...63A short-circuit protection Ii=1.5...12 x In nut keeper kit undervoltage release (UVR) 24V DC 2 auxiliary switches HQ 1 trip alarm switch HQ | - | 0 | 0
3VA2163-6HL32-0BL0 |  | 3VA2163-6HL32-0BL0 | 1 | UN | 1 | 10 | C | D | EAR99 | N | 85362010 | 1 | 4042949036852 | 2.52 | KG | 756.8 | 756.8 | LP18 | LP18 | circuit breaker 3VA2 IEC frame 160 breaking capacity class H Icu=85kA @ 415V 3-pole, line protection ETU320, LI, In=63A overload protection Ir=25A...63A short-circuit protection Ii=1.5...12 x In nut keeper kit undervoltage release (UVR) 24V DC 2 auxiliary switches HQ 1 trip alarm switch HQ 1 electrical alarm switch | - | 0 | 0
3VA2163-6HL32-0CA0 |  | 3VA2163-6HL32-0CA0 | 1 | UN | 1 | 10 | C | D | EAR99 | N | 85362010 | 1 | 4042949020851 | 2.4 | KG | 648.56 | 648.56 | LP18 | LP18 | circuit breaker 3VA2 IEC frame 160 breaking capacity class H Icu=85kA @ 415V 3-pole, line protection ETU320, LI, In=63A overload protection Ir=25A...63A short-circuit protection Ii=1.5...12 x In nut keeper kit undervoltage release (UVR) 120-127V AC 50/60Hz | - | 0 | 0
3VA2163-6HL32-0CC0 |  | 3VA2163-6HL32-0CC0 | 1 | UN | 1 | 10 | C | D | EAR99 | N | 85362010 | 1 | 4042949029816 | 2.46 | KG | 697.84 | 697.84 | LP18 | LP18 | circuit breaker 3VA2 IEC frame 160 breaking capacity class H Icu=85kA @ 415V 3-pole, line protection ETU320, LI, In=63A overload protection Ir=25A...63A short-circuit protection Ii=1.5...12 x In nut keeper kit undervoltage release (UVR) 120-127V AC 50/60Hz 2 auxiliary switches HQ | - | 0 | 0
3VA2163-6HL32-0CH0 |  | 3VA2163-6HL32-0CH0 | 1 | UN | 1 | 10 | C | D | EAR99 | N | 85362010 | 1 | 4042949033653 | 2.49 | KG | 721.6 | 721.6 | LP18 | LP18 | circuit breaker 3VA2 IEC frame 160 breaking capacity class H Icu=85kA @ 415V 3-pole, line protection ETU320, LI, In=63A overload protection Ir=25A...63A short-circuit protection Ii=1.5...12 x In nut keeper kit undervoltage release (UVR) 120-127V AC 50/60Hz 2 auxiliary switches HQ 1 trip alarm switch HQ | - | 0 | 0
3VA2163-6HL32-0CL0 |  | 3VA2163-6HL32-0CL0 | 1 | UN | 1 | 10 | C | D | EAR99 | N | 85362010 | 1 | 4042949037491 | 2.52 | KG | 756.8 | 756.8 | LP18 | LP18 | circuit breaker 3VA2 IEC frame 160 breaking capacity class H Icu=85kA @ 415V 3-pole, line protection ETU320, LI, In=63A overload protection Ir=25A...63A short-circuit protection Ii=1.5...12 x In nut keeper kit undervoltage release (UVR) 120-127V AC 50/60Hz 2 auxiliary switches HQ 1 trip alarm switch HQ 1 electrical alarm switch | - | 0 | 0
3VA2163-6HL32-0DA0 |  | 3VA2163-6HL32-0DA0 | 1 | UN | 1 | 10 | C | D | EAR99 | N | 85362010 | 1 | 4042949021490 | 2.4 | KG | 648.56 | 648.56 | LP18 | LP18 | circuit breaker 3VA2 IEC frame 160 breaking capacity class H Icu=85kA @ 415V 3-pole, line protection ETU320, LI, In=63A overload protection Ir=25A...63A short-circuit protection Ii=1.5...12 x In nut keeper kit undervoltage release (UVR) 208-230V AC 50/60Hz | - | 0 | 0
3VA2163-6HL32-0DC0 |  | 3VA2163-6HL32-0DC0 | 1 | UN | 1 | 10 | C | D | EAR99 | N | 85362010 | 1 | 4042949030454 | 2.46 | KG | 697.84 | 697.84 | LP18 | LP18 | circuit breaker 3VA2 IEC frame 160 breaking capacity class H Icu=85kA @ 415V 3-pole, line protection ETU320, LI, In=63A overload protection Ir=25A...63A short-circuit protection Ii=1.5...12 x In nut keeper kit undervoltage release (UVR) 208-230V AC 50/60Hz 2 auxiliary switches HQ | - | 0 | 0
3VA2163-6HL32-0DH0 |  | 3VA2163-6HL32-0DH0 | 1 | UN | 1 | 10 | C | D | EAR99 | N | 85362010 | 1 | 4042949034292 | 2.49 | KG | 721.6 | 721.6 | LP18 | LP18 | circuit breaker 3VA2 IEC frame 160 breaking capacity class H Icu=85kA @ 415V 3-pole, line protection ETU320, LI, In=63A overload protection Ir=25A...63A short-circuit protection Ii=1.5...12 x In nut keeper kit undervoltage release (UVR) 208-230V AC 50/60Hz 2 auxiliary switches HQ 1 trip alarm switch HQ | - | 0 | 0
3VA2163-6HL32-0DL0 |  | 3VA2163-6HL32-0DL0 | 1 | UN | 1 | 10 | C | D | EAR99 | N | 85362010 | 1 | 4042949038139 | 2.52 | KG | 756.8 | 756.8 | LP18 | LP18 | circuit breaker 3VA2 IEC frame 160 breaking capacity class H Icu=85kA @ 415V 3-pole, line protection ETU320, LI, In=63A overload protection Ir=25A...63A short-circuit protection Ii=1.5...12 x In nut keeper kit undervoltage release (UVR) 208-230V AC 50/60Hz 2 auxiliary switches HQ 1 trip alarm switch HQ 1 electrical alarm switch | - | 0 | 0
3VA2163-6HL32-0HA0 |  | 3VA2163-6HL32-0HA0 | 1 | UN | 1 | 10 | C | D | EAR99 | N | 85362010 | 1 | 4042949022138 | 2.37 | KG | 624.8 | 624.8 | LP18 | LP18 | circuit breaker 3VA2 IEC frame 160 breaking capacity class H Icu=85kA @ 415V 3-pole, line protection ETU320, LI, In=63A overload protection Ir=25A...63A short-circuit protection Ii=1.5...12 x In nut keeper kit shunt trip (STL) 12-30V DC, 24V AC 50/60Hz | - | 0 | 0
3VA2163-6HL32-0HC0 |  | 3VA2163-6HL32-0HC0 | 1 | UN | 1 | 10 | C | D | EAR99 | N | 85362010 | 1 | 4042949031093 | 2.43 | KG | 672.32 | 672.32 | LP18 | LP18 | circuit breaker 3VA2 IEC frame 160 breaking capacity class H Icu=85kA @ 415V 3-pole, line protection ETU320, LI, In=63A overload protection Ir=25A...63A short-circuit protection Ii=1.5...12 x In nut keeper kit shunt trip (STL) 12-30V DC, 24V AC 50/60Hz 2 auxiliary switches HQ | - | 0 | 0
3VA2163-6HL32-0HH0 |  | 3VA2163-6HL32-0HH0 | 1 | UN | 1 | 10 | C | D | EAR99 | N | 85362010 | 1 | 4042949034933 | 2.46 | KG | 696.96 | 696.96 | LP18 | LP18 | circuit breaker 3VA2 IEC frame 160 breaking capacity class H Icu=85kA @ 415V 3-pole, line protection ETU320, LI, In=63A overload protection Ir=25A...63A short-circuit protection Ii=1.5...12 x In nut keeper kit shunt trip (STL) 12-30V DC, 24V AC 50/60Hz 2 auxiliary switches HQ 1 trip alarm switch HQ | - | 0 | 0
3VA2163-6HL32-0HL0 |  | 3VA2163-6HL32-0HL0 | 1 | UN | 1 | 10 | C | D | EAR99 | N | 85362010 | 1 | 4042949038771 | 2.49 | KG | 731.28 | 731.28 | LP18 | LP18 | circuit breaker 3VA2 IEC frame 160 breaking capacity class H Icu=85kA @ 415V 3-pole, line protection ETU320, LI, In=63A overload protection Ir=25A...63A short-circuit protection Ii=1.5...12 x In nut keeper kit shunt trip (STL) 12-30V DC, 24V AC 50/60Hz 2 auxiliary switches HQ 1 trip alarm switch HQ 1 electrical alarm switch | - | 0 | 0
3VA2163-6HL32-0JA0 |  | 3VA2163-6HL32-0JA0 | 1 | UN | 1 | 10 | C | D | EAR99 | N | 85362010 | 1 | 4042949022770 | 2.37 | KG | 624.8 | 624.8 | LP18 | LP18 | circuit breaker 3VA2 IEC frame 160 breaking capacity class H Icu=85kA @ 415V 3-pole, line protection ETU320, LI, In=63A overload protection Ir=25A...63A short-circuit protection Ii=1.5...12 x In nut keeper kit shunt trip (STL) 110-127V DC, AC 50/60Hz | - | 0 | 0
3VA2163-6HL32-0JC0 |  | 3VA2163-6HL32-0JC0 | 1 | UN | 1 | 10 | C | D | EAR99 | N | 85362010 | 1 | 4042949031734 | 2.43 | KG | 672.32 | 672.32 | LP18 | LP18 | circuit breaker 3VA2 IEC frame 160 breaking capacity class H Icu=85kA @ 415V 3-pole, line protection ETU320, LI, In=63A overload protection Ir=25A...63A short-circuit protection Ii=1.5...12 x In nut keeper kit shunt trip (STL) 110-127V DC, AC 50/60Hz 2 auxiliary switches HQ | - | 0 | 0
3VA2163-6HL32-0JH0 |  | 3VA2163-6HL32-0JH0 | 1 | UN | 1 | 10 | C | D | EAR99 | N | 85362010 | 1 | 4042949035572 | 2.46 | KG | 696.96 | 696.96 | LP18 | LP18 | circuit breaker 3VA2 IEC frame 160 breaking capacity class H Icu=85kA @ 415V 3-pole, line protection ETU320, LI, In=63A overload protection Ir=25A...63A short-circuit protection Ii=1.5...12 x In nut keeper kit shunt trip (STL) 110-127V DC, AC 50/60Hz 2 auxiliary switches HQ 1 trip alarm switch HQ | - | 0 | 0
3VA2163-6HL32-0JL0 |  | 3VA2163-6HL32-0JL0 | 1 | UN | 1 | 10 | C | D | EAR99 | N | 85362010 | 1 | 4042949039419 | 2.49 | KG | 731.28 | 731.28 | LP18 | LP18 | circuit breaker 3VA2 IEC frame 160 breaking capacity class H Icu=85kA @ 415V 3-pole, line protection ETU320, LI, In=63A overload protection Ir=25A...63A short-circuit protection Ii=1.5...12 x In nut keeper kit shunt trip (STL) 110-127V DC, AC 50/60Hz 2 auxiliary switches HQ 1 trip alarm switch HQ 1 electrical alarm switch | - | 0 | 0
3VA2163-6HL32-0KA0 |  | 3VA2163-6HL32-0KA0 | 1 | UN | 1 | 10 | C | D | EAR99 | N | 85362010 | 1 | 4042949023418 | 2.37 | KG | 624.8 | 624.8 | LP18 | LP18 | circuit breaker 3VA2 IEC frame 160 breaking capacity class H Icu=85kA @ 415V 3-pole, line protection ETU320, LI, In=63A overload protection Ir=25A...63A short-circuit protection Ii=1.5...12 x In nut keeper kit shunt trip (STL) 220-250V DC, 208-277V AC | - | 0 | 0
3VA2163-6HL32-0KC0 |  | 3VA2163-6HL32-0KC0 | 1 | UN | 1 | 10 | C | D | EAR99 | N | 85362010 | 1 | 4042949032373 | 2.43 | KG | 672.32 | 672.32 | LP18 | LP18 | circuit breaker 3VA2 IEC frame 160 breaking capacity class H Icu=85kA @ 415V 3-pole, line protection ETU320, LI, In=63A overload protection Ir=25A...63A short-circuit protection Ii=1.5...12 x In nut keeper kit shunt trip (STL) 220-250V DC, 208-277V AC 2 auxiliary switches HQ | - | 0 | 0
3VA2163-6HL32-0KH0 |  | 3VA2163-6HL32-0KH0 | 1 | UN | 1 | 10 | C | D | EAR99 | N | 85362010 | 1 | 4042949036210 | 2.46 | KG | 696.96 | 696.96 | LP18 | LP18 | circuit breaker 3VA2 IEC frame 160 breaking capacity class H Icu=85kA @ 415V 3-pole, line protection ETU320, LI, In=63A overload protection Ir=25A...63A short-circuit protection Ii=1.5...12 x In nut keeper kit shunt trip (STL) 220-250V DC, 208-277V AC 2 auxiliary switches HQ 1 trip alarm switch HQ | - | 0 | 0
3VA2163-6HL32-0KL0 |  | 3VA2163-6HL32-0KL0 | 1 | UN | 1 | 10 | C | D | EAR99 | N | 85362010 | 1 | 4042949040057 | 2.49 | KG | 731.28 | 731.28 | LP18 | LP18 | circuit breaker 3VA2 IEC frame 160 breaking capacity class H Icu=85kA @ 415V 3-pole, line protection ETU320, LI, In=63A overload protection Ir=25A...63A short-circuit protection Ii=1.5...12 x In nut keeper kit shunt trip (STL) 220-250V DC, 208-277V AC 2 auxiliary switches HQ 1 trip alarm switch HQ 1 electrical alarm switch | - | 0 | 0
3VA2163-6HL36-0AA0 |  | 3VA2163-6HL36-0AA0 | 1 | UN | 1 | 5 | B | D | EAR99 | N | 85362010 | 1 | 4042948832714 | 2.5 | KG | 541.5 | 526.2 | LP18 | LP18 | circuit breaker 3VA2 IEC frame 160 breaking capacity class H Icu=85kA @ 415V 3-pole, line protection ETU320, LI, In=63A overload protection Ir=25A...63A short-circuit protection Ii=1.5...12 x In clamp connection | Lista Papel 2020 SI | 0 | 0
3VA2163-6HL36-0AB0 |  | 3VA2163-6HL36-0AB0 | 1 | UN | 1 | 10 | C | D | EAR99 | N | 85362010 | 1 | 4042949024040 | 2.51 | KG | 633.6 | 633.6 | LP18 | LP18 | circuit breaker 3VA2 IEC frame 160 breaking capacity class H Icu=85kA @ 415V 3-pole, line protection ETU320, LI, In=63A overload protection Ir=25A...63A short-circuit protection Ii=1.5...12 x In clamp connection 2 auxiliary switches HP | - | 0 | 0
3VA2163-6HL36-0AC0 |  | 3VA2163-6HL36-0AC0 | 1 | UN | 1 | 10 | C | D | EAR99 | N | 85362010 | 1 | 4042949024682 | 2.49 | KG | 608.08 | 608.08 | LP18 | LP18 | circuit breaker 3VA2 IEC frame 160 breaking capacity class H Icu=85kA @ 415V 3-pole, line protection ETU320, LI, In=63A overload protection Ir=25A...63A short-circuit protection Ii=1.5...12 x In clamp connection 2 auxiliary switches HQ | - | 0 | 0
3VA2163-6HL36-0AD0 |  | 3VA2163-6HL36-0AD0 | 1 | UN | 1 | 10 | C | D | EAR99 | N | 85362010 | 1 | 4042949025320 | 2.52 | KG | 633.6 | 633.6 | LP18 | LP18 | circuit breaker 3VA2 IEC frame 160 breaking capacity class H Icu=85kA @ 415V 3-pole, line protection ETU320, LI, In=63A overload protection Ir=25A...63A short-circuit protection Ii=1.5...12 x In clamp connection 3 auxiliary switches HQ | - | 0 | 0
3VA2163-6HL36-0AE0 |  | 3VA2163-6HL36-0AE0 | 1 | UN | 1 | 10 | C | D | EAR99 | N | 85362010 | 1 | 4042949025962 | 2.55 | KG | 659.12 | 659.12 | LP18 | LP18 | circuit breaker 3VA2 IEC frame 160 breaking capacity class H Icu=85kA @ 415V 3-pole, line protection ETU320, LI, In=63A overload protection Ir=25A...63A short-circuit protection Ii=1.5...12 x In clamp connection 4 auxiliary switches HQ | - | 0 | 0
3VA2163-6HL36-0AF0 |  | 3VA2163-6HL36-0AF0 | 1 | UN | 1 | 10 | C | D | EAR99 | N | 85362010 | 1 | 4042949026600 | 2.49 | KG | 608.08 | 608.08 | LP18 | LP18 | circuit breaker 3VA2 IEC frame 160 breaking capacity class H Icu=85kA @ 415V 3-pole, line protection ETU320, LI, In=63A overload protection Ir=25A...63A short-circuit protection Ii=1.5...12 x In clamp connection 1 auxiliary switch HQ 1 trip alarm switch HQ | - | 0 | 0
3VA2163-6HL36-0AG0 |  | 3VA2163-6HL36-0AG0 | 1 | UN | 1 | 10 | C | D | EAR99 | N | 85362010 | 1 | 4042949027249 | 2.51 | KG | 633.6 | 633.6 | LP18 | LP18 | circuit breaker 3VA2 IEC frame 160 breaking capacity class H Icu=85kA @ 415V 3-pole, line protection ETU320, LI, In=63A overload protection Ir=25A...63A short-circuit protection Ii=1.5...12 x In clamp connection 1 auxiliary switch HP 1 trip alarm switch HP | - | 0 | 0
3VA2163-6HL36-0AH0 |  | 3VA2163-6HL36-0AH0 | 1 | UN | 1 | 10 | C | D | EAR99 | N | 85362010 | 1 | 4042949027881 | 2.52 | KG | 633.6 | 633.6 | LP18 | LP18 | circuit breaker 3VA2 IEC frame 160 breaking capacity class H Icu=85kA @ 415V 3-pole, line protection ETU320, LI, In=63A overload protection Ir=25A...63A short-circuit protection Ii=1.5...12 x In clamp connection 2 auxiliary switches HQ 1 trip alarm switch HQ | - | 0 | 0
3VA2163-6HL36-0AJ0 |  | 3VA2163-6HL36-0AJ0 | 1 | UN | 1 | 10 | C | D | EAR99 | N | 85362010 | 1 | 4042949028529 | 2.55 | KG | 669.68 | 669.68 | LP18 | LP18 | circuit breaker 3VA2 IEC frame 160 breaking capacity class H Icu=85kA @ 415V 3-pole, line protection ETU320, LI, In=63A overload protection Ir=25A...63A short-circuit protection Ii=1.5...12 x In clamp connection 2 auxiliary switches HP 1 trip alarm switch HP | - | 0 | 0
3VA2163-6HL36-0BA0 |  | 3VA2163-6HL36-0BA0 | 1 | UN | 1 | 10 | C | D | EAR99 | N | 85362010 | 1 | 4042949020202 | 2.55 | KG | 673.2 | 673.2 | LP18 | LP18 | circuit breaker 3VA2 IEC frame 160 breaking capacity class H Icu=85kA @ 415V 3-pole, line protection ETU320, LI, In=63A overload protection Ir=25A...63A short-circuit protection Ii=1.5...12 x In clamp connection undervoltage release (UVR) 24V DC | - | 0 | 0
3VA2163-6HL36-0BC0 |  | 3VA2163-6HL36-0BC0 | 1 | UN | 1 | 10 | C | D | EAR99 | N | 85362010 | 1 | 4042949029168 | 2.61 | KG | 720.72 | 720.72 | LP18 | LP18 | circuit breaker 3VA2 IEC frame 160 breaking capacity class H Icu=85kA @ 415V 3-pole, line protection ETU320, LI, In=63A overload protection Ir=25A...63A short-circuit protection Ii=1.5...12 x In clamp connection undervoltage release (UVR) 24V DC 2 auxiliary switches HQ | - | 0 | 0
3VA2163-6HL36-0BH0 |  | 3VA2163-6HL36-0BH0 | 1 | UN | 1 | 10 | C | D | EAR99 | N | 85362010 | 1 | 4042949033004 | 2.64 | KG | 746.24 | 746.24 | LP18 | LP18 | circuit breaker 3VA2 IEC frame 160 breaking capacity class H Icu=85kA @ 415V 3-pole, line protection ETU320, LI, In=63A overload protection Ir=25A...63A short-circuit protection Ii=1.5...12 x In clamp connection undervoltage release (UVR) 24V DC 2 auxiliary switches HQ 1 trip alarm switch HQ | - | 0 | 0
3VA2163-6HL36-0BL0 |  | 3VA2163-6HL36-0BL0 | 1 | UN | 1 | 10 | C | D | EAR99 | N | 85362010 | 1 | 4042949036845 | 2.67 | KG | 781.44 | 781.44 | LP18 | LP18 | circuit breaker 3VA2 IEC frame 160 breaking capacity class H Icu=85kA @ 415V 3-pole, line protection ETU320, LI, In=63A overload protection Ir=25A...63A short-circuit protection Ii=1.5...12 x In clamp connection undervoltage release (UVR) 24V DC 2 auxiliary switches HQ 1 trip alarm switch HQ 1 electrical alarm switch | - | 0 | 0
3VA2163-6HL36-0CA0 |  | 3VA2163-6HL36-0CA0 | 1 | UN | 1 | 10 | C | D | EAR99 | N | 85362010 | 1 | 4042949020844 | 2.55 | KG | 673.2 | 673.2 | LP18 | LP18 | circuit breaker 3VA2 IEC frame 160 breaking capacity class H Icu=85kA @ 415V 3-pole, line protection ETU320, LI, In=63A overload protection Ir=25A...63A short-circuit protection Ii=1.5...12 x In clamp connection undervoltage release (UVR) 120-127V AC 50/60Hz | - | 0 | 0
3VA2163-6HL36-0CC0 |  | 3VA2163-6HL36-0CC0 | 1 | UN | 1 | 10 | C | D | EAR99 | N | 85362010 | 1 | 4042949029809 | 2.61 | KG | 720.72 | 720.72 | LP18 | LP18 | circuit breaker 3VA2 IEC frame 160 breaking capacity class H Icu=85kA @ 415V 3-pole, line protection ETU320, LI, In=63A overload protection Ir=25A...63A short-circuit protection Ii=1.5...12 x In clamp connection undervoltage release (UVR) 120-127V AC 50/60Hz 2 auxiliary switches HQ | - | 0 | 0
3VA2163-6HL36-0CH0 |  | 3VA2163-6HL36-0CH0 | 1 | UN | 1 | 10 | C | D | EAR99 | N | 85362010 | 1 | 4042949033646 | 2.64 | KG | 746.24 | 746.24 | LP18 | LP18 | circuit breaker 3VA2 IEC frame 160 breaking capacity class H Icu=85kA @ 415V 3-pole, line protection ETU320, LI, In=63A overload protection Ir=25A...63A short-circuit protection Ii=1.5...12 x In clamp connection undervoltage release (UVR) 120-127V AC 50/60Hz 2 auxiliary switches HQ 1 trip alarm switch HQ | - | 0 | 0
3VA2163-6HL36-0CL0 |  | 3VA2163-6HL36-0CL0 | 1 | UN | 1 | 10 | C | D | EAR99 | N | 85362010 | 1 | 4042949037484 | 2.67 | KG | 781.44 | 781.44 | LP18 | LP18 | circuit breaker 3VA2 IEC frame 160 breaking capacity class H Icu=85kA @ 415V 3-pole, line protection ETU320, LI, In=63A overload protection Ir=25A...63A short-circuit protection Ii=1.5...12 x In clamp connection undervoltage release (UVR) 120-127V AC 50/60Hz 2 auxiliary switches HQ 1 trip alarm switch HQ 1 electrical alarm switch | - | 0 | 0
3VA2163-6HL36-0DA0 |  | 3VA2163-6HL36-0DA0 | 1 | UN | 1 | 10 | C | D | EAR99 | N | 85362010 | 1 | 4042949021483 | 2.55 | KG | 673.2 | 673.2 | LP18 | LP18 | circuit breaker 3VA2 IEC frame 160 breaking capacity class H Icu=85kA @ 415V 3-pole, line protection ETU320, LI, In=63A overload protection Ir=25A...63A short-circuit protection Ii=1.5...12 x In clamp connection undervoltage release (UVR) 208-230V AC 50/60Hz | - | 0 | 0
3VA2163-6HL36-0DC0 |  | 3VA2163-6HL36-0DC0 | 1 | UN | 1 | 10 | C | D | EAR99 | N | 85362010 | 1 | 4042949030447 | 2.61 | KG | 720.72 | 720.72 | LP18 | LP18 | circuit breaker 3VA2 IEC frame 160 breaking capacity class H Icu=85kA @ 415V 3-pole, line protection ETU320, LI, In=63A overload protection Ir=25A...63A short-circuit protection Ii=1.5...12 x In clamp connection undervoltage release (UVR) 208-230V AC 50/60Hz 2 auxiliary switches HQ | - | 0 | 0
3VA2163-6HL36-0DH0 |  | 3VA2163-6HL36-0DH0 | 1 | UN | 1 | 10 | C | D | EAR99 | N | 85362010 | 1 | 4042949034285 | 2.64 | KG | 746.24 | 746.24 | LP18 | LP18 | circuit breaker 3VA2 IEC frame 160 breaking capacity class H Icu=85kA @ 415V 3-pole, line protection ETU320, LI, In=63A overload protection Ir=25A...63A short-circuit protection Ii=1.5...12 x In clamp connection undervoltage release (UVR) 208-230V AC 50/60Hz 2 auxiliary switches HQ 1 trip alarm switch HQ | - | 0 | 0
3VA2163-6HL36-0DL0 |  | 3VA2163-6HL36-0DL0 | 1 | UN | 1 | 10 | C | D | EAR99 | N | 85362010 | 1 | 4042949038122 | 2.67 | KG | 781.44 | 781.44 | LP18 | LP18 | circuit breaker 3VA2 IEC frame 160 breaking capacity class H Icu=85kA @ 415V 3-pole, line protection ETU320, LI, In=63A overload protection Ir=25A...63A short-circuit protection Ii=1.5...12 x In clamp connection undervoltage release (UVR) 208-230V AC 50/60Hz 2 auxiliary switches HQ 1 trip alarm switch HQ 1 electrical alarm switch | - | 0 | 0
3VA2163-6HL36-0HA0 |  | 3VA2163-6HL36-0HA0 | 1 | UN | 1 | 10 | C | D | EAR99 | N | 85362010 | 1 | 4042949022121 | 2.52 | KG | 646.8 | 646.8 | LP18 | LP18 | circuit breaker 3VA2 IEC frame 160 breaking capacity class H Icu=85kA @ 415V 3-pole, line protection ETU320, LI, In=63A overload protection Ir=25A...63A short-circuit protection Ii=1.5...12 x In clamp connection shunt trip (STL) 12-30V DC, 24V AC 50/60Hz | - | 0 | 0
3VA2163-6HL36-0HC0 |  | 3VA2163-6HL36-0HC0 | 1 | UN | 1 | 10 | C | D | EAR99 | N | 85362010 | 1 | 4042949031086 | 2.58 | KG | 696.08 | 696.08 | LP18 | LP18 | circuit breaker 3VA2 IEC frame 160 breaking capacity class H Icu=85kA @ 415V 3-pole, line protection ETU320, LI, In=63A overload protection Ir=25A...63A short-circuit protection Ii=1.5...12 x In clamp connection shunt trip (STL) 12-30V DC, 24V AC 50/60Hz 2 auxiliary switches HQ | - | 0 | 0
3VA2163-6HL36-0HH0 |  | 3VA2163-6HL36-0HH0 | 1 | UN | 1 | 10 | C | D | EAR99 | N | 85362010 | 1 | 4042949034926 | 2.61 | KG | 719.84 | 719.84 | LP18 | LP18 | circuit breaker 3VA2 IEC frame 160 breaking capacity class H Icu=85kA @ 415V 3-pole, line protection ETU320, LI, In=63A overload protection Ir=25A...63A short-circuit protection Ii=1.5...12 x In clamp connection shunt trip (STL) 12-30V DC, 24V AC 50/60Hz 2 auxiliary switches HQ 1 trip alarm switch HQ | - | 0 | 0
3VA2163-6HL36-0HL0 |  | 3VA2163-6HL36-0HL0 | 1 | UN | 1 | 10 | C | D | EAR99 | N | 85362010 | 1 | 4042949038764 | 2.64 | KG | 755.04 | 755.04 | LP18 | LP18 | circuit breaker 3VA2 IEC frame 160 breaking capacity class H Icu=85kA @ 415V 3-pole, line protection ETU320, LI, In=63A overload protection Ir=25A...63A short-circuit protection Ii=1.5...12 x In clamp connection shunt trip (STL) 12-30V DC, 24V AC 50/60Hz 2 auxiliary switches HQ 1 trip alarm switch HQ 1 electrical alarm switch | - | 0 | 0
3VA2163-6HL36-0JA0 |  | 3VA2163-6HL36-0JA0 | 1 | UN | 1 | 10 | C | D | EAR99 | N | 85362010 | 1 | 4042949022763 | 2.52 | KG | 646.8 | 646.8 | LP18 | LP18 | circuit breaker 3VA2 IEC frame 160 breaking capacity class H Icu=85kA @ 415V 3-pole, line protection ETU320, LI, In=63A overload protection Ir=25A...63A short-circuit protection Ii=1.5...12 x In clamp connection shunt trip (STL) 110-127V DC, AC 50/60Hz | - | 0 | 0
3VA2163-6HL36-0JC0 |  | 3VA2163-6HL36-0JC0 | 1 | UN | 1 | 10 | C | D | EAR99 | N | 85362010 | 1 | 4042949031727 | 2.58 | KG | 696.08 | 696.08 | LP18 | LP18 | circuit breaker 3VA2 IEC frame 160 breaking capacity class H Icu=85kA @ 415V 3-pole, line protection ETU320, LI, In=63A overload protection Ir=25A...63A short-circuit protection Ii=1.5...12 x In clamp connection shunt trip (STL) 110-127V DC, AC 50/60Hz 2 auxiliary switches HQ | - | 0 | 0
3VA2163-6HL36-0JH0 |  | 3VA2163-6HL36-0JH0 | 1 | UN | 1 | 10 | C | D | EAR99 | N | 85362010 | 1 | 4042949035565 | 2.61 | KG | 719.84 | 719.84 | LP18 | LP18 | circuit breaker 3VA2 IEC frame 160 breaking capacity class H Icu=85kA @ 415V 3-pole, line protection ETU320, LI, In=63A overload protection Ir=25A...63A short-circuit protection Ii=1.5...12 x In clamp connection shunt trip (STL) 110-127V DC, AC 50/60Hz 2 auxiliary switches HQ 1 trip alarm switch HQ | - | 0 | 0
3VA2163-6HL36-0JL0 |  | 3VA2163-6HL36-0JL0 | 1 | UN | 1 | 10 | C | D | EAR99 | N | 85362010 | 1 | 4042949039402 | 2.64 | KG | 755.04 | 755.04 | LP18 | LP18 | circuit breaker 3VA2 IEC frame 160 breaking capacity class H Icu=85kA @ 415V 3-pole, line protection ETU320, LI, In=63A overload protection Ir=25A...63A short-circuit protection Ii=1.5...12 x In clamp connection shunt trip (STL) 110-127V DC, AC 50/60Hz 2 auxiliary switches HQ 1 trip alarm switch HQ 1 electrical alarm switch | - | 0 | 0
3VA2163-6HL36-0KA0 |  | 3VA2163-6HL36-0KA0 | 1 | UN | 1 | 10 | C | D | EAR99 | N | 85362010 | 1 | 4042949023401 | 2.52 | KG | 646.8 | 646.8 | LP18 | LP18 | circuit breaker 3VA2 IEC frame 160 breaking capacity class H Icu=85kA @ 415V 3-pole, line protection ETU320, LI, In=63A overload protection Ir=25A...63A short-circuit protection Ii=1.5...12 x In clamp connection shunt trip (STL) 220-250V DC, 208-277V AC | - | 0 | 0
3VA2163-6HL36-0KC0 |  | 3VA2163-6HL36-0KC0 | 1 | UN | 1 | 10 | C | D | EAR99 | N | 85362010 | 1 | 4042949032366 | 2.58 | KG | 696.08 | 696.08 | LP18 | LP18 | circuit breaker 3VA2 IEC frame 160 breaking capacity class H Icu=85kA @ 415V 3-pole, line protection ETU320, LI, In=63A overload protection Ir=25A...63A short-circuit protection Ii=1.5...12 x In clamp connection shunt trip (STL) 220-250V DC, 208-277V AC 2 auxiliary switches HQ | - | 0 | 0
3VA2163-6HL36-0KH0 |  | 3VA2163-6HL36-0KH0 | 1 | UN | 1 | 10 | C | D | EAR99 | N | 85362010 | 1 | 4042949036203 | 2.61 | KG | 719.84 | 719.84 | LP18 | LP18 | circuit breaker 3VA2 IEC frame 160 breaking capacity class H Icu=85kA @ 415V 3-pole, line protection ETU320, LI, In=63A overload protection Ir=25A...63A short-circuit protection Ii=1.5...12 x In clamp connection shunt trip (STL) 220-250V DC, 208-277V AC 2 auxiliary switches HQ 1 trip alarm switch HQ | - | 0 | 0
3VA2163-6HL36-0KL0 |  | 3VA2163-6HL36-0KL0 | 1 | UN | 1 | 10 | C | D | EAR99 | N | 85362010 | 1 | 4042949040040 | 2.64 | KG | 755.04 | 755.04 | LP18 | LP18 | circuit breaker 3VA2 IEC frame 160 breaking capacity class H Icu=85kA @ 415V 3-pole, line protection ETU320, LI, In=63A overload protection Ir=25A...63A short-circuit protection Ii=1.5...12 x In clamp connection shunt trip (STL) 220-250V DC, 208-277V AC 2 auxiliary switches HQ 1 trip alarm switch HQ 1 electrical alarm switch | - | 0 | 0
3VA2163-6HL42-0AA0 |  | 3VA2163-6HL42-0AA0 | 1 | UN | 1 | 5 | B | D | EAR99 | N | 85362010 | 1 | 4042948832707 | 2.769 | KG | 658.8 | 640.1 | LP18 | LP18 | circuit breaker 3VA2 IEC frame 160 breaking capacity class H Icu=85kA @ 415V 4-pole, line protection ETU320, LI, In=63A overload protection Ir=25A...63A short-circuit protection Ii=1.5...12 x In N conductor protection adjustable (OFF, 100%) nut keeper kit | Lista Papel 2020 SI | 0 | 0
3VA2163-6HL46-0AA0 |  | 3VA2163-6HL46-0AA0 | 1 | UN | 1 | 5 | B | D | EAR99 | N | 85362010 | 1 | 4042948832691 | 3.2 | KG | 691.1 | 671.5 | LP18 | LP18 | circuit breaker 3VA2 IEC frame 160 breaking capacity class H Icu=85kA @ 415V 4-pole, line protection ETU320, LI, In=63A overload protection Ir=25A...63A short-circuit protection Ii=1.5...12 x In N conductor protection adjustable (OFF, 100%) clamp connection | Lista Papel 2020 SI | 0 | 0
3VA2163-6HM32-0AA0 |  | 3VA2163-6HM32-0AA0 | 1 | UN | 1 | 5 | B | D | EAR99 | N | 85362010 | 1 | 4042948802434 | 2.5 | KG | 761.6 | 740.4 | LP18 | LP18 | circuit breaker 3VA2 IEC frame 160 breaking capacity class H Icu=85kA @ 415V 3-pole, line protection ETU330, LIG, In=63A overload protection Ir=25A...63A short-circuit protection Ii=1.5...12 x In ground-fault protection Ig=0.25... 1 x In, tg=0.1/0.3s nut keeper kit | Lista Papel 2020 SI | 0 | 0
3VA2163-6HM36-0AA0 |  | 3VA2163-6HM36-0AA0 | 1 | UN | 1 | 5 | B | D | EAR99 | N | 85362010 | 1 | 4042948826218 | 2.5 | KG | 784.6 | 762.5 | LP18 | LP18 | circuit breaker 3VA2 IEC frame 160 breaking capacity class H Icu=85kA @ 415V 3-pole, line protection ETU330, LIG, In=63A overload protection Ir=25A...63A short-circuit protection Ii=1.5...12 x In ground-fault protection Ig=0.25... 1 x In, tg=0.1/0.3s clamp connection | Lista Papel 2020 SI | 0 | 0
3VA2163-6HM42-0AA0 |  | 3VA2163-6HM42-0AA0 | 1 | UN | 1 | 5 | B | D | EAR99 | N | 85362010 | 1 | 4042948804674 | 3.2 | KG | 909.5 | 884 | LP18 | LP18 | circuit breaker 3VA2 IEC frame 160 breaking capacity class H Icu=85kA @ 415V 4-pole, line protection ETU330, LIG, In=63A overload protection Ir=25A...63A short-circuit protection Ii=1.5...12 x In N conductor protection adjustable (OFF, 100%) ground-fault protection Ig=0.25...1 x In= tg=0.1/0.3s nut keeper kit | Lista Papel 2020 SI | 0 | 0
3VA2163-6HM46-0AA0 |  | 3VA2163-6HM46-0AA0 | 1 | UN | 1 | 5 | B | D | EAR99 | N | 85362010 | 1 | 4042948827055 | 3.2 | KG | 935 | 909.5 | LP18 | LP18 | circuit breaker 3VA2 IEC frame 160 breaking capacity class H Icu=85kA @ 415V 4-pole, line protection ETU330, LIG, In=63A overload protection Ir=25A...63A short-circuit protection Ii=1.5...12 x In N conductor protection adjustable (OFF, 100%) ground-fault protection Ig=0.25...1 x In= tg=0.1/0.3s clamp connection | Lista Papel 2020 SI | 0 | 0
3VA2163-6HN32-0AA0 |  | 3VA2163-6HN32-0AA0 | 1 | UN | 1 | 5 | B | D | EAR99 | N | 85362010 | 1 | 4042948802427 | 2.5 | KG | 576.3 | 560.2 | LP18 | LP18 | circuit breaker 3VA2 IEC frame 160 breaking capacity class H Icu=85kA @ 415V 3-pole, line protection ETU350, LSI, In=63A overload protection Ir=25A...63A short-circuit protection Isd=1.5...10 x Ir, Ii=12 x In nut keeper kit | Lista Papel 2020 SI | 0 | 0
3VA2163-6HN32-0AB0 |  | 3VA2163-6HN32-0AB0 | 1 | UN | 1 | 10 | C | D | EAR99 | N | 85362010 | 1 | 4042949024033 | 2.36 | KG | 668.8 | 668.8 | LP18 | LP18 | circuit breaker 3VA2 IEC frame 160 breaking capacity class H Icu=85kA @ 415V 3-pole, line protection ETU350, LSI, In=63A overload protection Ir=25A...63A short-circuit protection Isd=1.5...10 x Ir, Ii=12 x In nut keeper kit 2 auxiliary switches HP | - | 0 | 0
3VA2163-6HN32-0AC0 |  | 3VA2163-6HN32-0AC0 | 1 | UN | 1 | 10 | C | D | EAR99 | N | 85362010 | 1 | 4042949024675 | 2.34 | KG | 644.16 | 644.16 | LP18 | LP18 | circuit breaker 3VA2 IEC frame 160 breaking capacity class H Icu=85kA @ 415V 3-pole, line protection ETU350, LSI, In=63A overload protection Ir=25A...63A short-circuit protection Isd=1.5...10 x Ir, Ii=12 x In nut keeper kit 2 auxiliary switches HQ | - | 0 | 0
3VA2163-6HN32-0AD0 |  | 3VA2163-6HN32-0AD0 | 1 | UN | 1 | 10 | C | D | EAR99 | N | 85362010 | 1 | 4042949025313 | 2.37 | KG | 668.8 | 668.8 | LP18 | LP18 | circuit breaker 3VA2 IEC frame 160 breaking capacity class H Icu=85kA @ 415V 3-pole, line protection ETU350, LSI, In=63A overload protection Ir=25A...63A short-circuit protection Isd=1.5...10 x Ir, Ii=12 x In nut keeper kit 3 auxiliary switches HQ | - | 0 | 0
3VA2163-6HN32-0AE0 |  | 3VA2163-6HN32-0AE0 | 1 | UN | 1 | 10 | C | D | EAR99 | N | 85362010 | 1 | 4042949025955 | 2.4 | KG | 693.44 | 693.44 | LP18 | LP18 | circuit breaker 3VA2 IEC frame 160 breaking capacity class H Icu=85kA @ 415V 3-pole, line protection ETU350, LSI, In=63A overload protection Ir=25A...63A short-circuit protection Isd=1.5...10 x Ir, Ii=12 x In nut keeper kit 4 auxiliary switches HQ | - | 0 | 0
3VA2163-6HN32-0AF0 |  | 3VA2163-6HN32-0AF0 | 1 | UN | 1 | 10 | C | D | EAR99 | N | 85362010 | 1 | 4042949026594 | 2.34 | KG | 644.16 | 644.16 | LP18 | LP18 | circuit breaker 3VA2 IEC frame 160 breaking capacity class H Icu=85kA @ 415V 3-pole, line protection ETU350, LSI, In=63A overload protection Ir=25A...63A short-circuit protection Isd=1.5...10 x Ir, Ii=12 x In nut keeper kit 1 auxiliary switch HQ 1 trip alarm switch HQ | - | 0 | 0
3VA2163-6HN32-0AG0 |  | 3VA2163-6HN32-0AG0 | 1 | UN | 1 | 10 | C | D | EAR99 | N | 85362010 | 1 | 4042949027232 | 2.36 | KG | 668.8 | 668.8 | LP18 | LP18 | circuit breaker 3VA2 IEC frame 160 breaking capacity class H Icu=85kA @ 415V 3-pole, line protection ETU350, LSI, In=63A overload protection Ir=25A...63A short-circuit protection Isd=1.5...10 x Ir, Ii=12 x In nut keeper kit 1 auxiliary switch HP 1 trip alarm switch HP | - | 0 | 0
3VA2163-6HN32-0AH0 |  | 3VA2163-6HN32-0AH0 | 1 | UN | 1 | 10 | C | D | EAR99 | N | 85362010 | 1 | 4042949027874 | 2.37 | KG | 668.8 | 668.8 | LP18 | LP18 | circuit breaker 3VA2 IEC frame 160 breaking capacity class H Icu=85kA @ 415V 3-pole, line protection ETU350, LSI, In=63A overload protection Ir=25A...63A short-circuit protection Isd=1.5...10 x Ir, Ii=12 x In nut keeper kit 2 auxiliary switches HQ 1 trip alarm switch HQ | - | 0 | 0
3VA2163-6HN32-0AJ0 |  | 3VA2163-6HN32-0AJ0 | 1 | UN | 1 | 10 | C | D | EAR99 | N | 85362010 | 1 | 4042949028512 | 2.4 | KG | 705.76 | 705.76 | LP18 | LP18 | circuit breaker 3VA2 IEC frame 160 breaking capacity class H Icu=85kA @ 415V 3-pole, line protection ETU350, LSI, In=63A overload protection Ir=25A...63A short-circuit protection Isd=1.5...10 x Ir, Ii=12 x In nut keeper kit 2 auxiliary switches HP 1 trip alarm switch HP | - | 0 | 0
3VA2163-6HN32-0BA0 |  | 3VA2163-6HN32-0BA0 | 1 | UN | 1 | 10 | C | D | EAR99 | N | 85362010 | 1 | 4042949020196 | 2.4 | KG | 709.28 | 709.28 | LP18 | LP18 | circuit breaker 3VA2 IEC frame 160 breaking capacity class H Icu=85kA @ 415V 3-pole, line protection ETU350, LSI, In=63A overload protection Ir=25A...63A short-circuit protection Isd=1.5...10 x Ir, Ii=12 x In nut keeper kit undervoltage release (UVR) 24V DC | - | 0 | 0
3VA2163-6HN32-0BC0 |  | 3VA2163-6HN32-0BC0 | 1 | UN | 1 | 10 | C | D | EAR99 | N | 85362010 | 1 | 4042949029151 | 2.46 | KG | 755.92 | 755.92 | LP18 | LP18 | circuit breaker 3VA2 IEC frame 160 breaking capacity class H Icu=85kA @ 415V 3-pole, line protection ETU350, LSI, In=63A overload protection Ir=25A...63A short-circuit protection Isd=1.5...10 x Ir, Ii=12 x In nut keeper kit undervoltage release (UVR) 24V DC 2 auxiliary switches HQ | - | 0 | 0
3VA2163-6HN32-0BH0 |  | 3VA2163-6HN32-0BH0 | 1 | UN | 1 | 10 | C | D | EAR99 | N | 85362010 | 1 | 4042949032991 | 2.49 | KG | 781.44 | 781.44 | LP18 | LP18 | circuit breaker 3VA2 IEC frame 160 breaking capacity class H Icu=85kA @ 415V 3-pole, line protection ETU350, LSI, In=63A overload protection Ir=25A...63A short-circuit protection Isd=1.5...10 x Ir, Ii=12 x In nut keeper kit undervoltage release (UVR) 24V DC 2 auxiliary switches HQ 1 trip alarm switch HQ | - | 0 | 0
3VA2163-6HN32-0BL0 |  | 3VA2163-6HN32-0BL0 | 1 | UN | 1 | 10 | C | D | EAR99 | N | 85362010 | 1 | 4042949036838 | 2.52 | KG | 818.4 | 818.4 | LP18 | LP18 | circuit breaker 3VA2 IEC frame 160 breaking capacity class H Icu=85kA @ 415V 3-pole, line protection ETU350, LSI, In=63A overload protection Ir=25A...63A short-circuit protection Isd=1.5...10 x Ir, Ii=12 x In nut keeper kit undervoltage release (UVR) 24V DC 2 auxiliary switches HQ 1 trip alarm switch HQ 1 electrical alarm switch | - | 0 | 0
3VA2163-6HN32-0CA0 |  | 3VA2163-6HN32-0CA0 | 1 | UN | 1 | 10 | C | D | EAR99 | N | 85362010 | 1 | 4042949020837 | 2.4 | KG | 709.28 | 709.28 | LP18 | LP18 | circuit breaker 3VA2 IEC frame 160 breaking capacity class H Icu=85kA @ 415V 3-pole, line protection ETU350, LSI, In=63A overload protection Ir=25A...63A short-circuit protection Isd=1.5...10 x Ir, Ii=12 x In nut keeper kit undervoltage release (UVR) 120-127V AC 50/60Hz | - | 0 | 0
3VA2163-6HN32-0CC0 |  | 3VA2163-6HN32-0CC0 | 1 | UN | 1 | 10 | C | D | EAR99 | N | 85362010 | 1 | 4042949029793 | 2.46 | KG | 755.92 | 755.92 | LP18 | LP18 | circuit breaker 3VA2 IEC frame 160 breaking capacity class H Icu=85kA @ 415V 3-pole, line protection ETU350, LSI, In=63A overload protection Ir=25A...63A short-circuit protection Isd=1.5...10 x Ir, Ii=12 x In nut keeper kit undervoltage release (UVR) 120-127V AC 50/60Hz 2 auxiliary switches HQ | - | 0 | 0
3VA2163-6HN32-0CH0 |  | 3VA2163-6HN32-0CH0 | 1 | UN | 1 | 10 | C | D | EAR99 | N | 85362010 | 1 | 4042949033639 | 2.49 | KG | 781.44 | 781.44 | LP18 | LP18 | circuit breaker 3VA2 IEC frame 160 breaking capacity class H Icu=85kA @ 415V 3-pole, line protection ETU350, LSI, In=63A overload protection Ir=25A...63A short-circuit protection Isd=1.5...10 x Ir, Ii=12 x In nut keeper kit undervoltage release (UVR) 120-127V AC 50/60Hz 2 auxiliary switches HQ 1 trip alarm switch HQ | - | 0 | 0
3VA2163-6HN32-0CL0 |  | 3VA2163-6HN32-0CL0 | 1 | UN | 1 | 10 | C | D | EAR99 | N | 85362010 | 1 | 4042949037477 | 2.52 | KG | 818.4 | 818.4 | LP18 | LP18 | circuit breaker 3VA2 IEC frame 160 breaking capacity class H Icu=85kA @ 415V 3-pole, line protection ETU350, LSI, In=63A overload protection Ir=25A...63A short-circuit protection Isd=1.5...10 x Ir, Ii=12 x In nut keeper kit undervoltage release (UVR) 120-127V AC 50/60Hz 2 auxiliary switches HQ 1 trip alarm switch HQ 1 electrical alarm switch | - | 0 | 0
3VA2163-6HN32-0DA0 |  | 3VA2163-6HN32-0DA0 | 1 | UN | 1 | 10 | C | D | EAR99 | N | 85362010 | 1 | 4042949021476 | 2.4 | KG | 709.28 | 709.28 | LP18 | LP18 | circuit breaker 3VA2 IEC frame 160 breaking capacity class H Icu=85kA @ 415V 3-pole, line protection ETU350, LSI, In=63A overload protection Ir=25A...63A short-circuit protection Isd=1.5...10 x Ir, Ii=12 x In nut keeper kit undervoltage release (UVR) 208-230V AC 50/60Hz | - | 0 | 0
3VA2163-6HN32-0DC0 |  | 3VA2163-6HN32-0DC0 | 1 | UN | 1 | 10 | C | D | EAR99 | N | 85362010 | 1 | 4042949030430 | 2.46 | KG | 755.92 | 755.92 | LP18 | LP18 | circuit breaker 3VA2 IEC frame 160 breaking capacity class H Icu=85kA @ 415V 3-pole, line protection ETU350, LSI, In=63A overload protection Ir=25A...63A short-circuit protection Isd=1.5...10 x Ir, Ii=12 x In nut keeper kit undervoltage release (UVR) 208-230V AC 50/60Hz 2 auxiliary switches HQ | - | 0 | 0
3VA2163-6HN32-0DH0 |  | 3VA2163-6HN32-0DH0 | 1 | UN | 1 | 10 | C | D | EAR99 | N | 85362010 | 1 | 4042949034278 | 2.49 | KG | 781.44 | 781.44 | LP18 | LP18 | circuit breaker 3VA2 IEC frame 160 breaking capacity class H Icu=85kA @ 415V 3-pole, line protection ETU350, LSI, In=63A overload protection Ir=25A...63A short-circuit protection Isd=1.5...10 x Ir, Ii=12 x In nut keeper kit undervoltage release (UVR) 208-230V AC 50/60Hz 2 auxiliary switches HQ 1 trip alarm switch HQ | - | 0 | 0
3VA2163-6HN32-0DL0 |  | 3VA2163-6HN32-0DL0 | 1 | UN | 1 | 10 | C | D | EAR99 | N | 85362010 | 1 | 4042949038115 | 2.52 | KG | 818.4 | 818.4 | LP18 | LP18 | circuit breaker 3VA2 IEC frame 160 breaking capacity class H Icu=85kA @ 415V 3-pole, line protection ETU350, LSI, In=63A overload protection Ir=25A...63A short-circuit protection Isd=1.5...10 x Ir, Ii=12 x In nut keeper kit undervoltage release (UVR) 208-230V AC 50/60Hz 2 auxiliary switches HQ 1 trip alarm switch HQ 1 electrical alarm switch | - | 0 | 0
3VA2163-6HN32-0HA0 |  | 3VA2163-6HN32-0HA0 | 1 | UN | 1 | 10 | C | D | EAR99 | N | 85362010 | 1 | 4042949022114 | 2.37 | KG | 683.76 | 683.76 | LP18 | LP18 | circuit breaker 3VA2 IEC frame 160 breaking capacity class H Icu=85kA @ 415V 3-pole, line protection ETU350, LSI, In=63A overload protection Ir=25A...63A short-circuit protection Isd=1.5...10 x Ir, Ii=12 x In nut keeper kit shunt trip (STL) 12-30V DC, 24V AC 50/60Hz | - | 0 | 0
3VA2163-6HN32-0HC0 |  | 3VA2163-6HN32-0HC0 | 1 | UN | 1 | 10 | C | D | EAR99 | N | 85362010 | 1 | 4042949031079 | 2.43 | KG | 730.4 | 730.4 | LP18 | LP18 | circuit breaker 3VA2 IEC frame 160 breaking capacity class H Icu=85kA @ 415V 3-pole, line protection ETU350, LSI, In=63A overload protection Ir=25A...63A short-circuit protection Isd=1.5...10 x Ir, Ii=12 x In nut keeper kit shunt trip (STL) 12-30V DC, 24V AC 50/60Hz 2 auxiliary switches HQ | - | 0 | 0
3VA2163-6HN32-0HH0 |  | 3VA2163-6HN32-0HH0 | 1 | UN | 1 | 10 | C | D | EAR99 | N | 85362010 | 1 | 4042949034919 | 2.46 | KG | 755.04 | 755.04 | LP18 | LP18 | circuit breaker 3VA2 IEC frame 160 breaking capacity class H Icu=85kA @ 415V 3-pole, line protection ETU350, LSI, In=63A overload protection Ir=25A...63A short-circuit protection Isd=1.5...10 x Ir, Ii=12 x In nut keeper kit shunt trip (STL) 12-30V DC, 24V AC 50/60Hz 2 auxiliary switches HQ 1 trip alarm switch HQ | - | 0 | 0
3VA2163-6HN32-0HL0 |  | 3VA2163-6HN32-0HL0 | 1 | UN | 1 | 10 | C | D | EAR99 | N | 85362010 | 1 | 4042949038757 | 2.49 | KG | 792 | 792 | LP18 | LP18 | circuit breaker 3VA2 IEC frame 160 breaking capacity class H Icu=85kA @ 415V 3-pole, line protection ETU350, LSI, In=63A overload protection Ir=25A...63A short-circuit protection Isd=1.5...10 x Ir, Ii=12 x In nut keeper kit shunt trip (STL) 12-30V DC, 24V AC 50/60Hz 2 auxiliary switches HQ 1 trip alarm switch HQ 1 electrical alarm switch | - | 0 | 0
3VA2163-6HN32-0JA0 |  | 3VA2163-6HN32-0JA0 | 1 | UN | 1 | 10 | C | D | EAR99 | N | 85362010 | 1 | 4042949022756 | 2.37 | KG | 683.76 | 683.76 | LP18 | LP18 | circuit breaker 3VA2 IEC frame 160 breaking capacity class H Icu=85kA @ 415V 3-pole, line protection ETU350, LSI, In=63A overload protection Ir=25A...63A short-circuit protection Isd=1.5...10 x Ir, Ii=12 x In nut keeper kit shunt trip (STL) 110-127V DC, AC 50/60Hz | - | 0 | 0
3VA2163-6HN32-0JC0 |  | 3VA2163-6HN32-0JC0 | 1 | UN | 1 | 10 | C | D | EAR99 | N | 85362010 | 1 | 4042949031710 | 2.43 | KG | 730.4 | 730.4 | LP18 | LP18 | circuit breaker 3VA2 IEC frame 160 breaking capacity class H Icu=85kA @ 415V 3-pole, line protection ETU350, LSI, In=63A overload protection Ir=25A...63A short-circuit protection Isd=1.5...10 x Ir, Ii=12 x In nut keeper kit shunt trip (STL) 110-127V DC, AC 50/60Hz 2 auxiliary switches HQ | - | 0 | 0
3VA2163-6HN32-0JH0 |  | 3VA2163-6HN32-0JH0 | 1 | UN | 1 | 10 | C | D | EAR99 | N | 85362010 | 1 | 4042949035558 | 2.46 | KG | 755.04 | 755.04 | LP18 | LP18 | circuit breaker 3VA2 IEC frame 160 breaking capacity class H Icu=85kA @ 415V 3-pole, line protection ETU350, LSI, In=63A overload protection Ir=25A...63A short-circuit protection Isd=1.5...10 x Ir, Ii=12 x In nut keeper kit shunt trip (STL) 110-127V DC, AC 50/60Hz 2 auxiliary switches HQ 1 trip alarm switch HQ | - | 0 | 0
3VA2163-6HN32-0JL0 |  | 3VA2163-6HN32-0JL0 | 1 | UN | 1 | 10 | C | D | EAR99 | N | 85362010 | 1 | 4042949039396 | 2.49 | KG | 792 | 792 | LP18 | LP18 | circuit breaker 3VA2 IEC frame 160 breaking capacity class H Icu=85kA @ 415V 3-pole, line protection ETU350, LSI, In=63A overload protection Ir=25A...63A short-circuit protection Isd=1.5...10 x Ir, Ii=12 x In nut keeper kit shunt trip (STL) 110-127V DC, AC 50/60Hz 2 auxiliary switches HQ 1 trip alarm switch HQ 1 electrical alarm switch | - | 0 | 0
3VA2163-6HN32-0KA0 |  | 3VA2163-6HN32-0KA0 | 1 | UN | 1 | 10 | C | D | EAR99 | N | 85362010 | 1 | 4042949023395 | 2.37 | KG | 683.76 | 683.76 | LP18 | LP18 | circuit breaker 3VA2 IEC frame 160 breaking capacity class H Icu=85kA @ 415V 3-pole, line protection ETU350, LSI, In=63A overload protection Ir=25A...63A short-circuit protection Isd=1.5...10 x Ir, Ii=12 x In nut keeper kit shunt trip (STL) 220-250V DC, 208-277V AC | - | 0 | 0
3VA2163-6HN32-0KC0 |  | 3VA2163-6HN32-0KC0 | 1 | UN | 1 | 10 | C | D | EAR99 | N | 85362010 | 1 | 4042949032359 | 2.43 | KG | 730.4 | 730.4 | LP18 | LP18 | circuit breaker 3VA2 IEC frame 160 breaking capacity class H Icu=85kA @ 415V 3-pole, line protection ETU350, LSI, In=63A overload protection Ir=25A...63A short-circuit protection Isd=1.5...10 x Ir, Ii=12 x In nut keeper kit shunt trip (STL) 220-250V DC, 208-277V AC 2 auxiliary switches HQ | - | 0 | 0
3VA2163-6HN32-0KH0 |  | 3VA2163-6HN32-0KH0 | 1 | UN | 1 | 10 | C | D | EAR99 | N | 85362010 | 1 | 4042949036197 | 2.46 | KG | 755.04 | 755.04 | LP18 | LP18 | circuit breaker 3VA2 IEC frame 160 breaking capacity class H Icu=85kA @ 415V 3-pole, line protection ETU350, LSI, In=63A overload protection Ir=25A...63A short-circuit protection Isd=1.5...10 x Ir, Ii=12 x In nut keeper kit shunt trip (STL) 220-250V DC, 208-277V AC 2 auxiliary switches HQ 1 trip alarm switch HQ | - | 0 | 0
3VA2163-6HN32-0KL0 |  | 3VA2163-6HN32-0KL0 | 1 | UN | 1 | 10 | C | D | EAR99 | N | 85362010 | 1 | 4042949040033 | 2.49 | KG | 792 | 792 | LP18 | LP18 | circuit breaker 3VA2 IEC frame 160 breaking capacity class H Icu=85kA @ 415V 3-pole, line protection ETU350, LSI, In=63A overload protection Ir=25A...63A short-circuit protection Isd=1.5...10 x Ir, Ii=12 x In nut keeper kit shunt trip (STL) 220-250V DC, 208-277V AC 2 auxiliary switches HQ 1 trip alarm switch HQ 1 electrical alarm switch | - | 0 | 0
3VA2163-6HN36-0AA0 |  | 3VA2163-6HN36-0AA0 | 1 | UN | 1 | 5 | B | D | EAR99 | N | 85362010 | 1 | 4042948826201 | 2.291 | KG | 600.1 | 583.1 | LP18 | LP18 | circuit breaker 3VA2 IEC frame 160 breaking capacity class H Icu=85kA @ 415V 3-pole, line protection ETU350, LSI, In=63A overload protection Ir=25A...63A short-circuit protection Isd=1.5...10 x Ir, Ii=12 x In clamp connection | Lista Papel 2020 SI | 0 | 0
3VA2163-6HN36-0AB0 |  | 3VA2163-6HN36-0AB0 | 1 | UN | 1 | 10 | C | D | EAR99 | N | 85362010 | 1 | 4042949024026 | 2.51 | KG | 693.44 | 693.44 | LP18 | LP18 | circuit breaker 3VA2 IEC frame 160 breaking capacity class H Icu=85kA @ 415V 3-pole, line protection ETU350, LSI, In=63A overload protection Ir=25A...63A short-circuit protection Isd=1.5...10 x Ir, Ii=12 x In clamp connection 2 auxiliary switches HP | - | 0 | 0
3VA2163-6HN36-0AC0 |  | 3VA2163-6HN36-0AC0 | 1 | UN | 1 | 10 | C | D | EAR99 | N | 85362010 | 1 | 4042949024668 | 2.49 | KG | 668.8 | 668.8 | LP18 | LP18 | circuit breaker 3VA2 IEC frame 160 breaking capacity class H Icu=85kA @ 415V 3-pole, line protection ETU350, LSI, In=63A overload protection Ir=25A...63A short-circuit protection Isd=1.5...10 x Ir, Ii=12 x In clamp connection 2 auxiliary switches HQ | - | 0 | 0
3VA2163-6HN36-0AD0 |  | 3VA2163-6HN36-0AD0 | 1 | UN | 1 | 10 | C | D | EAR99 | N | 85362010 | 1 | 4042949025306 | 2.52 | KG | 693.44 | 693.44 | LP18 | LP18 | circuit breaker 3VA2 IEC frame 160 breaking capacity class H Icu=85kA @ 415V 3-pole, line protection ETU350, LSI, In=63A overload protection Ir=25A...63A short-circuit protection Isd=1.5...10 x Ir, Ii=12 x In clamp connection 3 auxiliary switches HQ | - | 0 | 0
3VA2163-6HN36-0AE0 |  | 3VA2163-6HN36-0AE0 | 1 | UN | 1 | 10 | C | D | EAR99 | N | 85362010 | 1 | 4042949025948 | 2.55 | KG | 718.08 | 718.08 | LP18 | LP18 | circuit breaker 3VA2 IEC frame 160 breaking capacity class H Icu=85kA @ 415V 3-pole, line protection ETU350, LSI, In=63A overload protection Ir=25A...63A short-circuit protection Isd=1.5...10 x Ir, Ii=12 x In clamp connection 4 auxiliary switches HQ | - | 0 | 0
3VA2163-6HN36-0AF0 |  | 3VA2163-6HN36-0AF0 | 1 | UN | 1 | 10 | C | D | EAR99 | N | 85362010 | 1 | 4042949026587 | 2.49 | KG | 668.8 | 668.8 | LP18 | LP18 | circuit breaker 3VA2 IEC frame 160 breaking capacity class H Icu=85kA @ 415V 3-pole, line protection ETU350, LSI, In=63A overload protection Ir=25A...63A short-circuit protection Isd=1.5...10 x Ir, Ii=12 x In clamp connection 1 auxiliary switch HQ 1 trip alarm switch HQ | - | 0 | 0
3VA2163-6HN36-0AG0 |  | 3VA2163-6HN36-0AG0 | 1 | UN | 1 | 10 | C | D | EAR99 | N | 85362010 | 1 | 4042949027225 | 2.51 | KG | 693.44 | 693.44 | LP18 | LP18 | circuit breaker 3VA2 IEC frame 160 breaking capacity class H Icu=85kA @ 415V 3-pole, line protection ETU350, LSI, In=63A overload protection Ir=25A...63A short-circuit protection Isd=1.5...10 x Ir, Ii=12 x In clamp connection 1 auxiliary switch HP 1 trip alarm switch HP | - | 0 | 0
3VA2163-6HN36-0AH0 |  | 3VA2163-6HN36-0AH0 | 1 | UN | 1 | 10 | C | D | EAR99 | N | 85362010 | 1 | 4042949027867 | 2.52 | KG | 693.44 | 693.44 | LP18 | LP18 | circuit breaker 3VA2 IEC frame 160 breaking capacity class H Icu=85kA @ 415V 3-pole, line protection ETU350, LSI, In=63A overload protection Ir=25A...63A short-circuit protection Isd=1.5...10 x Ir, Ii=12 x In clamp connection 2 auxiliary switches HQ 1 trip alarm switch HQ | - | 0 | 0
3VA2163-6HN36-0AJ0 |  | 3VA2163-6HN36-0AJ0 | 1 | UN | 1 | 10 | C | D | EAR99 | N | 85362010 | 1 | 4042949028505 | 2.55 | KG | 729.52 | 729.52 | LP18 | LP18 | circuit breaker 3VA2 IEC frame 160 breaking capacity class H Icu=85kA @ 415V 3-pole, line protection ETU350, LSI, In=63A overload protection Ir=25A...63A short-circuit protection Isd=1.5...10 x Ir, Ii=12 x In clamp connection 2 auxiliary switches HP 1 trip alarm switch HP | - | 0 | 0
3VA2163-6HN36-0BA0 |  | 3VA2163-6HN36-0BA0 | 1 | UN | 1 | 10 | C | D | EAR99 | N | 85362010 | 1 | 4042949020189 | 2.55 | KG | 732.16 | 732.16 | LP18 | LP18 | circuit breaker 3VA2 IEC frame 160 breaking capacity class H Icu=85kA @ 415V 3-pole, line protection ETU350, LSI, In=63A overload protection Ir=25A...63A short-circuit protection Isd=1.5...10 x Ir, Ii=12 x In clamp connection undervoltage release (UVR) 24V DC | - | 0 | 0
3VA2163-6HN36-0BC0 |  | 3VA2163-6HN36-0BC0 | 1 | UN | 1 | 10 | C | D | EAR99 | N | 85362010 | 1 | 4042949029144 | 2.61 | KG | 781.44 | 781.44 | LP18 | LP18 | circuit breaker 3VA2 IEC frame 160 breaking capacity class H Icu=85kA @ 415V 3-pole, line protection ETU350, LSI, In=63A overload protection Ir=25A...63A short-circuit protection Isd=1.5...10 x Ir, Ii=12 x In clamp connection undervoltage release (UVR) 24V DC 2 auxiliary switches HQ | - | 0 | 0
3VA2163-6HN36-0BH0 |  | 3VA2163-6HN36-0BH0 | 1 | UN | 1 | 10 | C | D | EAR99 | N | 85362010 | 1 | 4042949032984 | 2.64 | KG | 806.08 | 806.08 | LP18 | LP18 | circuit breaker 3VA2 IEC frame 160 breaking capacity class H Icu=85kA @ 415V 3-pole, line protection ETU350, LSI, In=63A overload protection Ir=25A...63A short-circuit protection Isd=1.5...10 x Ir, Ii=12 x In clamp connection undervoltage release (UVR) 24V DC 2 auxiliary switches HQ 1 trip alarm switch HQ | - | 0 | 0
3VA2163-6HN36-0BL0 |  | 3VA2163-6HN36-0BL0 | 1 | UN | 1 | 10 | C | D | EAR99 | N | 85362010 | 1 | 4042949036821 | 2.67 | KG | 841.28 | 841.28 | LP18 | LP18 | circuit breaker 3VA2 IEC frame 160 breaking capacity class H Icu=85kA @ 415V 3-pole, line protection ETU350, LSI, In=63A overload protection Ir=25A...63A short-circuit protection Isd=1.5...10 x Ir, Ii=12 x In clamp connection undervoltage release (UVR) 24V DC 2 auxiliary switches HQ 1 trip alarm switch HQ 1 electrical alarm switch | - | 0 | 0
3VA2163-6HN36-0CA0 |  | 3VA2163-6HN36-0CA0 | 1 | UN | 1 | 10 | C | D | EAR99 | N | 85362010 | 1 | 4042949020820 | 2.55 | KG | 732.16 | 732.16 | LP18 | LP18 | circuit breaker 3VA2 IEC frame 160 breaking capacity class H Icu=85kA @ 415V 3-pole, line protection ETU350, LSI, In=63A overload protection Ir=25A...63A short-circuit protection Isd=1.5...10 x Ir, Ii=12 x In clamp connection undervoltage release (UVR) 120-127V AC 50/60Hz | - | 0 | 0
3VA2163-6HN36-0CC0 |  | 3VA2163-6HN36-0CC0 | 1 | UN | 1 | 10 | C | D | EAR99 | N | 85362010 | 1 | 4042949029786 | 2.61 | KG | 781.44 | 781.44 | LP18 | LP18 | circuit breaker 3VA2 IEC frame 160 breaking capacity class H Icu=85kA @ 415V 3-pole, line protection ETU350, LSI, In=63A overload protection Ir=25A...63A short-circuit protection Isd=1.5...10 x Ir, Ii=12 x In clamp connection undervoltage release (UVR) 120-127V AC 50/60Hz 2 auxiliary switches HQ | - | 0 | 0
3VA2163-6HN36-0CH0 |  | 3VA2163-6HN36-0CH0 | 1 | UN | 1 | 10 | C | D | EAR99 | N | 85362010 | 1 | 4042949033622 | 2.64 | KG | 806.08 | 806.08 | LP18 | LP18 | circuit breaker 3VA2 IEC frame 160 breaking capacity class H Icu=85kA @ 415V 3-pole, line protection ETU350, LSI, In=63A overload protection Ir=25A...63A short-circuit protection Isd=1.5...10 x Ir, Ii=12 x In clamp connection undervoltage release (UVR) 120-127V AC 50/60Hz 2 auxiliary switches HQ 1 trip alarm switch HQ | - | 0 | 0
3VA2163-6HN36-0CL0 |  | 3VA2163-6HN36-0CL0 | 1 | UN | 1 | 10 | C | D | EAR99 | N | 85362010 | 1 | 4042949037460 | 2.67 | KG | 841.28 | 841.28 | LP18 | LP18 | circuit breaker 3VA2 IEC frame 160 breaking capacity class H Icu=85kA @ 415V 3-pole, line protection ETU350, LSI, In=63A overload protection Ir=25A...63A short-circuit protection Isd=1.5...10 x Ir, Ii=12 x In clamp connection undervoltage release (UVR) 120-127V AC 50/60Hz 2 auxiliary switches HQ 1 trip alarm switch HQ 1 electrical alarm switch | - | 0 | 0
3VA2163-6HN36-0DA0 |  | 3VA2163-6HN36-0DA0 | 1 | UN | 1 | 10 | C | D | EAR99 | N | 85362010 | 1 | 4042949021469 | 2.55 | KG | 732.16 | 732.16 | LP18 | LP18 | circuit breaker 3VA2 IEC frame 160 breaking capacity class H Icu=85kA @ 415V 3-pole, line protection ETU350, LSI, In=63A overload protection Ir=25A...63A short-circuit protection Isd=1.5...10 x Ir, Ii=12 x In clamp connection undervoltage release (UVR) 208-230V AC 50/60Hz | - | 0 | 0
3VA2163-6HN36-0DC0 |  | 3VA2163-6HN36-0DC0 | 1 | UN | 1 | 10 | C | D | EAR99 | N | 85362010 | 1 | 4042949030423 | 2.61 | KG | 781.44 | 781.44 | LP18 | LP18 | circuit breaker 3VA2 IEC frame 160 breaking capacity class H Icu=85kA @ 415V 3-pole, line protection ETU350, LSI, In=63A overload protection Ir=25A...63A short-circuit protection Isd=1.5...10 x Ir, Ii=12 x In clamp connection undervoltage release (UVR) 208-230V AC 50/60Hz 2 auxiliary switches HQ | - | 0 | 0
3VA2163-6HN36-0DH0 |  | 3VA2163-6HN36-0DH0 | 1 | UN | 1 | 10 | C | D | EAR99 | N | 85362010 | 1 | 4042949034261 | 2.64 | KG | 806.08 | 806.08 | LP18 | LP18 | circuit breaker 3VA2 IEC frame 160 breaking capacity class H Icu=85kA @ 415V 3-pole, line protection ETU350, LSI, In=63A overload protection Ir=25A...63A short-circuit protection Isd=1.5...10 x Ir, Ii=12 x In clamp connection undervoltage release (UVR) 208-230V AC 50/60Hz 2 auxiliary switches HQ 1 trip alarm switch HQ | - | 0 | 0
3VA2163-6HN36-0DL0 |  | 3VA2163-6HN36-0DL0 | 1 | UN | 1 | 10 | C | D | EAR99 | N | 85362010 | 1 | 4042949038108 | 2.67 | KG | 841.28 | 841.28 | LP18 | LP18 | circuit breaker 3VA2 IEC frame 160 breaking capacity class H Icu=85kA @ 415V 3-pole, line protection ETU350, LSI, In=63A overload protection Ir=25A...63A short-circuit protection Isd=1.5...10 x Ir, Ii=12 x In clamp connection undervoltage release (UVR) 208-230V AC 50/60Hz 2 auxiliary switches HQ 1 trip alarm switch HQ 1 electrical alarm switch | - | 0 | 0
3VA2163-6HN36-0HA0 |  | 3VA2163-6HN36-0HA0 | 1 | UN | 1 | 10 | C | D | EAR99 | N | 85362010 | 1 | 4042949022107 | 2.52 | KG | 708.4 | 708.4 | LP18 | LP18 | circuit breaker 3VA2 IEC frame 160 breaking capacity class H Icu=85kA @ 415V 3-pole, line protection ETU350, LSI, In=63A overload protection Ir=25A...63A short-circuit protection Isd=1.5...10 x Ir, Ii=12 x In clamp connection shunt trip (STL) 12-30V DC, 24V AC 50/60Hz | - | 0 | 0
3VA2163-6HN36-0HC0 |  | 3VA2163-6HN36-0HC0 | 1 | UN | 1 | 10 | C | D | EAR99 | N | 85362010 | 1 | 4042949031062 | 2.58 | KG | 755.04 | 755.04 | LP18 | LP18 | circuit breaker 3VA2 IEC frame 160 breaking capacity class H Icu=85kA @ 415V 3-pole, line protection ETU350, LSI, In=63A overload protection Ir=25A...63A short-circuit protection Isd=1.5...10 x Ir, Ii=12 x In clamp connection shunt trip (STL) 12-30V DC, 24V AC 50/60Hz 2 auxiliary switches HQ | - | 0 | 0
3VA2163-6HN36-0HH0 |  | 3VA2163-6HN36-0HH0 | 1 | UN | 1 | 10 | C | D | EAR99 | N | 85362010 | 1 | 4042949034902 | 2.61 | KG | 780.56 | 780.56 | LP18 | LP18 | circuit breaker 3VA2 IEC frame 160 breaking capacity class H Icu=85kA @ 415V 3-pole, line protection ETU350, LSI, In=63A overload protection Ir=25A...63A short-circuit protection Isd=1.5...10 x Ir, Ii=12 x In clamp connection shunt trip (STL) 12-30V DC, 24V AC 50/60Hz 2 auxiliary switches HQ 1 trip alarm switch HQ | - | 0 | 0
3VA2163-6HN36-0HL0 |  | 3VA2163-6HN36-0HL0 | 1 | UN | 1 | 10 | C | D | EAR99 | N | 85362010 | 1 | 4042949038740 | 2.64 | KG | 815.76 | 815.76 | LP18 | LP18 | circuit breaker 3VA2 IEC frame 160 breaking capacity class H Icu=85kA @ 415V 3-pole, line protection ETU350, LSI, In=63A overload protection Ir=25A...63A short-circuit protection Isd=1.5...10 x Ir, Ii=12 x In clamp connection shunt trip (STL) 12-30V DC, 24V AC 50/60Hz 2 auxiliary switches HQ 1 trip alarm switch HQ 1 electrical alarm switch | - | 0 | 0
3VA2163-6HN36-0JA0 |  | 3VA2163-6HN36-0JA0 | 1 | UN | 1 | 10 | C | D | EAR99 | N | 85362010 | 1 | 4042949022749 | 2.52 | KG | 708.4 | 708.4 | LP18 | LP18 | circuit breaker 3VA2 IEC frame 160 breaking capacity class H Icu=85kA @ 415V 3-pole, line protection ETU350, LSI, In=63A overload protection Ir=25A...63A short-circuit protection Isd=1.5...10 x Ir, Ii=12 x In clamp connection shunt trip (STL) 110-127V DC, AC 50/60Hz | - | 0 | 0
3VA2163-6HN36-0JC0 |  | 3VA2163-6HN36-0JC0 | 1 | UN | 1 | 10 | C | D | EAR99 | N | 85362010 | 1 | 4042949031703 | 2.58 | KG | 755.04 | 755.04 | LP18 | LP18 | circuit breaker 3VA2 IEC frame 160 breaking capacity class H Icu=85kA @ 415V 3-pole, line protection ETU350, LSI, In=63A overload protection Ir=25A...63A short-circuit protection Isd=1.5...10 x Ir, Ii=12 x In clamp connection shunt trip (STL) 110-127V DC, AC 50/60Hz 2 auxiliary switches HQ | - | 0 | 0
3VA2163-6HN36-0JH0 |  | 3VA2163-6HN36-0JH0 | 1 | UN | 1 | 10 | C | D | EAR99 | N | 85362010 | 1 | 4042949035541 | 2.61 | KG | 780.56 | 780.56 | LP18 | LP18 | circuit breaker 3VA2 IEC frame 160 breaking capacity class H Icu=85kA @ 415V 3-pole, line protection ETU350, LSI, In=63A overload protection Ir=25A...63A short-circuit protection Isd=1.5...10 x Ir, Ii=12 x In clamp connection shunt trip (STL) 110-127V DC, AC 50/60Hz 2 auxiliary switches HQ 1 trip alarm switch HQ | - | 0 | 0
3VA2163-6HN36-0JL0 |  | 3VA2163-6HN36-0JL0 | 1 | UN | 1 | 10 | C | D | EAR99 | N | 85362010 | 1 | 4042949039389 | 2.64 | KG | 815.76 | 815.76 | LP18 | LP18 | circuit breaker 3VA2 IEC frame 160 breaking capacity class H Icu=85kA @ 415V 3-pole, line protection ETU350, LSI, In=63A overload protection Ir=25A...63A short-circuit protection Isd=1.5...10 x Ir, Ii=12 x In clamp connection shunt trip (STL) 110-127V DC, AC 50/60Hz 2 auxiliary switches HQ 1 trip alarm switch HQ 1 electrical alarm switch | - | 0 | 0
3VA2163-6HN36-0KA0 |  | 3VA2163-6HN36-0KA0 | 1 | UN | 1 | 10 | C | D | EAR99 | N | 85362010 | 1 | 4042949023388 | 2.52 | KG | 708.4 | 708.4 | LP18 | LP18 | circuit breaker 3VA2 IEC frame 160 breaking capacity class H Icu=85kA @ 415V 3-pole, line protection ETU350, LSI, In=63A overload protection Ir=25A...63A short-circuit protection Isd=1.5...10 x Ir, Ii=12 x In clamp connection shunt trip (STL) 220-250V DC, 208-277V AC | - | 0 | 0
3VA2163-6HN36-0KC0 |  | 3VA2163-6HN36-0KC0 | 1 | UN | 1 | 10 | C | D | EAR99 | N | 85362010 | 1 | 4042949032342 | 2.58 | KG | 755.04 | 755.04 | LP18 | LP18 | circuit breaker 3VA2 IEC frame 160 breaking capacity class H Icu=85kA @ 415V 3-pole, line protection ETU350, LSI, In=63A overload protection Ir=25A...63A short-circuit protection Isd=1.5...10 x Ir, Ii=12 x In clamp connection shunt trip (STL) 220-250V DC, 208-277V AC 2 auxiliary switches HQ | - | 0 | 0
3VA2163-6HN36-0KH0 |  | 3VA2163-6HN36-0KH0 | 1 | UN | 1 | 10 | C | D | EAR99 | N | 85362010 | 1 | 4042949036180 | 2.61 | KG | 780.56 | 780.56 | LP18 | LP18 | circuit breaker 3VA2 IEC frame 160 breaking capacity class H Icu=85kA @ 415V 3-pole, line protection ETU350, LSI, In=63A overload protection Ir=25A...63A short-circuit protection Isd=1.5...10 x Ir, Ii=12 x In clamp connection shunt trip (STL) 220-250V DC, 208-277V AC 2 auxiliary switches HQ 1 trip alarm switch HQ | - | 0 | 0
3VA2163-6HN36-0KL0 |  | 3VA2163-6HN36-0KL0 | 1 | UN | 1 | 10 | C | D | EAR99 | N | 85362010 | 1 | 4042949040026 | 2.64 | KG | 815.76 | 815.76 | LP18 | LP18 | circuit breaker 3VA2 IEC frame 160 breaking capacity class H Icu=85kA @ 415V 3-pole, line protection ETU350, LSI, In=63A overload protection Ir=25A...63A short-circuit protection Isd=1.5...10 x Ir, Ii=12 x In clamp connection shunt trip (STL) 220-250V DC, 208-277V AC 2 auxiliary switches HQ 1 trip alarm switch HQ 1 electrical alarm switch | - | 0 | 0
3VA2163-6HN42-0AA0 |  | 3VA2163-6HN42-0AA0 | 1 | UN | 1 | 5 | B | D | EAR99 | N | 85362010 | 1 | 4042948804667 | 2.93 | KG | 718.3 | 697.9 | LP18 | LP18 | circuit breaker 3VA2 IEC frame 160 breaking capacity class H Icu=85kA @ 415V 4-pole, line protection ETU350, LSI, In=63A overload protection Ir=25A...63A short-circuit protection Isd=1.5...10 x Ir, Ii=12 x In N conductor protection adjustable (OFF, 100%) nut keeper kit | Lista Papel 2020 SI | 0 | 0
3VA2163-6HN46-0AA0 |  | 3VA2163-6HN46-0AA0 | 1 | UN | 1 | 5 | B | D | EAR99 | N | 85362010 | 1 | 4042948827048 | 2.981 | KG | 749.7 | 728.5 | LP18 | LP18 | circuit breaker 3VA2 IEC frame 160 breaking capacity class H Icu=85kA @ 415V 4-pole, line protection ETU350, LSI, In=63A overload protection Ir=25A...63A short-circuit protection Isd=1.5...10 x Ir, Ii=12 x In N conductor protection adjustable (OFF, 100%) clamp connection | Lista Papel 2020 SI | 0 | 0
3VA2163-6JP32-0AA0 |  | 3VA2163-6JP32-0AA0 | 1 | UN | 1 | 5 | B | D | EAR99 | N | 85362010 | 1 | 4042948802441 | 2.5 | KG | 986 | 960.5 | LP18 | LP18 | circuit breaker 3VA2 IEC frame 160 breaking capacity class H Icu=85kA @ 415V 3-pole, line protection ETU550, LSI, In=63A overload protection Ir=25A...63A short-circuit protection Isd=0.6..10x In, Ii=1.5..12x In N conductor protection optionally with external current transformer, up to 160% nut keeper kit | Lista Papel 2020 SI | 0 | 0
3VA2163-6JP36-0AA0 |  | 3VA2163-6JP36-0AA0 | 1 | UN | 1 | 5 | B | D | EAR99 | N | 85362010 | 1 | 4042948826225 | 2.5 | KG | 1011.5 | 986 | LP18 | LP18 | circuit breaker 3VA2 IEC frame 160 breaking capacity class H Icu=85kA @ 415V 3-pole, line protection ETU550, LSI, In=63A overload protection Ir=25A...63A short-circuit protection Isd=0.6..10x In, Ii=1.5..12x In N conductor protection optionally with external current transformer, up to 160% clamp connection | Lista Papel 2020 SI | 0 | 0
3VA2163-6JP42-0AA0 |  | 3VA2163-6JP42-0AA0 | 1 | UN | 1 | 5 | B | D | EAR99 | N | 85362010 | 1 | 4042948804681 | 2.803 | KG | 1122 | 1088 | LP18 | LP18 | circuit breaker 3VA2 IEC frame 160 breaking capacity class H Icu=85kA @ 415V 4-pole, line protection ETU550, LSI, In=63A overload protection Ir=25A...63A short-circuit protection Isd=0.6..10x In, Ii=1.5..12x In N conductor protection adjustable (OFF, up to 160%) nut keeper kit | Lista Papel 2020 SI | 0 | 0
3VA2163-6JP46-0AA0 |  | 3VA2163-6JP46-0AA0 | 1 | UN | 1 | 5 | B | D | EAR99 | N | 85362010 | 1 | 4042948827062 | 3.2 | KG | 1147.5 | 1113.5 | LP18 | LP18 | circuit breaker 3VA2 IEC frame 160 breaking capacity class H Icu=85kA @ 415V 4-pole, line protection ETU550, LSI, In=63A overload protection Ir=25A...63A short-circuit protection Isd=0.6..10x In, Ii=1.5..12x In N conductor protection adjustable (OFF, up to 160%) clamp connection | Lista Papel 2020 SI | 0 | 0
3VA2163-6JQ32-0AA0 |  | 3VA2163-6JQ32-0AA0 | 1 | UN | 1 | 5 | B | D | EAR99 | N | 85362010 | 1 | 4042948802458 | 2.168 | KG | 1241 | 1207 | LP18 | LP18 | circuit breaker 3VA2 IEC frame 160 breaking capacity class H Icu=85kA @ 415V 3-pole, line protection ETU560, LSIG, In=63A overload protection Ir=25A...63A short-circuit protection Isd=0.6..10x In, Ii=1.5..12x In N conductor protection optionally with external current transformer, up to 160% gr.-fault prot., can be sw. off Ig=0.25...1 x In, tg=0.05-0.8s nut keeper kit | Lista Papel 2020 SI | 0 | 0
3VA2163-6JQ36-0AA0 |  | 3VA2163-6JQ36-0AA0 | 1 | UN | 1 | 5 | B | D | EAR99 | N | 85362010 | 1 | 4042948826232 | 2.5 | KG | 1258 | 1224 | LP18 | LP18 | circuit breaker 3VA2 IEC frame 160 breaking capacity class H Icu=85kA @ 415V 3-pole, line protection ETU560, LSIG, In=63A overload protection Ir=25A...63A short-circuit protection Isd=0.6..10x In, Ii=1.5..12x In N conductor protection optionally with external current transformer, up to 160% gr.-fault prot., can be sw. off Ig=0.25...1 x In, tg=0.05-0.8s clamp connection | Lista Papel 2020 SI | 0 | 0
3VA2163-6JQ42-0AA0 |  | 3VA2163-6JQ42-0AA0 | 1 | UN | 1 | 5 | B | D | EAR99 | N | 85362010 | 1 | 4042948804698 | 2.812 | KG | 1377 | 1334.5 | LP18 | LP18 | circuit breaker 3VA2 IEC frame 160 breaking capacity class H Icu=85kA @ 415V 4-pole, line protection ETU560, LSIG, In=63A overload protection Ir=25A...63A short-circuit protection Isd=0.6..10x In, Ii=1.5..12x In N conductor protection adjustable (OFF, up to 160%) gr.-fault prot., can be sw. off Ig=0.25...1 x In= tg=0.05-0.8s nut keeper kit | Lista Papel 2020 SI | 0 | 0
3VA2163-6JQ46-0AA0 |  | 3VA2163-6JQ46-0AA0 | 1 | UN | 1 | 5 | B | D | EAR99 | N | 85362010 | 1 | 4042948827079 | 3.2 | KG | 1402.5 | 1360 | LP18 | LP18 | circuit breaker 3VA2 IEC frame 160 breaking capacity class H Icu=85kA @ 415V 4-pole, line protection ETU560, LSIG, In=63A overload protection Ir=25A...63A short-circuit protection Isd=0.6..10x In, Ii=1.5..12x In N conductor protection adjustable (OFF, up to 160%) gr.-fault prot., can be sw. off Ig=0.25...1 x In= tg=0.05-0.8s clamp connection | Lista Papel 2020 SI | 0 | 0
3VA2163-6KP32-0AA0 |  | 3VA2163-6KP32-0AA0 | 1 | UN | 1 | 5 | B | D | EAR99 | N | 85362010 | 1 | 4042948802465 | 2.225 | KG | 1181.5 | 1147.5 | LP18 | LP18 | circuit breaker 3VA2 IEC frame 160 breaking capacity class H Icu=85kA @ 415V 3-pole, line protection ETU850, LSI, In=63A overload protection Ir=25A...63A short-circuit protection Isd=0.6..10x In, Ii=1.5..12x In N conductor protection optionally with external current transformer, up to 160% nut keeper kit | Lista Papel 2020 SI | 0 | 0
3VA2163-6KP36-0AA0 |  | 3VA2163-6KP36-0AA0 | 1 | UN | 1 | 5 | B | D | EAR99 | N | 85362010 | 1 | 4042948826249 | 2.5 | KG | 1215.5 | 1181.5 | LP18 | LP18 | circuit breaker 3VA2 IEC frame 160 breaking capacity class H Icu=85kA @ 415V 3-pole, line protection ETU850, LSI, In=63A overload protection Ir=25A...63A short-circuit protection Isd=0.6..10x In, Ii=1.5..12x In N conductor protection optionally with external current transformer, up to 160% clamp connection | Lista Papel 2020 SI | 0 | 0
3VA2163-6KP42-0AA0 |  | 3VA2163-6KP42-0AA0 | 1 | UN | 1 | 5 | B | D | EAR99 | N | 85362010 | 1 | 4042948804704 | 2.811 | KG | 1326 | 1292 | LP18 | LP18 | circuit breaker 3VA2 IEC frame 160 breaking capacity class H Icu=85kA @ 415V 4-pole, line protection ETU850, LSI, In=63A overload protection Ir=25A...63A short-circuit protection Isd=0.6..10x In, Ii=1.5..12x In N conductor protection adjustable (OFF, up to 160%) nut keeper kit | Lista Papel 2020 SI | 0 | 0
3VA2163-6KP46-0AA0 |  | 3VA2163-6KP46-0AA0 | 1 | UN | 1 | 5 | B | D | EAR99 | N | 85362010 | 1 | 4042948827086 | 3.2 | KG | 1368.5 | 1326 | LP18 | LP18 | circuit breaker 3VA2 IEC frame 160 breaking capacity class H Icu=85kA @ 415V 4-pole, line protection ETU850, LSI, In=63A overload protection Ir=25A...63A short-circuit protection Isd=0.6..10x In, Ii=1.5..12x In N conductor protection adjustable (OFF, up to 160%) clamp connection | Lista Papel 2020 SI | 0 | 0
3VA2163-6KQ32-0AA0 |  | 3VA2163-6KQ32-0AA0 | 1 | UN | 1 | 5 | B | D | EAR99 | N | 85362010 | 1 | 4042948802472 | 2.5 | KG | 1326 | 1292 | LP18 | LP18 | circuit breaker 3VA2 IEC frame 160 breaking capacity class H Icu=85kA @ 415V 3-pole, line protection ETU860, LSIG, In=63A overload protection Ir=25A...63A short-circuit protection Isd=0.6..10x In, Ii=1.5..12x In N conductor protection optionally with external current transformer, up to 160% gr.-fault prot., can be sw. off Ig=0.25...1 x In, tg=0.05-0.8s nut keeper kit | Lista Papel 2020 SI | 0 | 0
3VA2163-6KQ36-0AA0 |  | 3VA2163-6KQ36-0AA0 | 1 | UN | 1 | 5 | B | D | EAR99 | N | 85362010 | 1 | 4042948826256 | 2.354 | KG | 1351.5 | 1317.5 | LP18 | LP18 | circuit breaker 3VA2 IEC frame 160 breaking capacity class H Icu=85kA @ 415V 3-pole, line protection ETU860, LSIG, In=63A overload protection Ir=25A...63A short-circuit protection Isd=0.6..10x In, Ii=1.5..12x In N conductor protection optionally with external current transformer, up to 160% gr.-fault prot., can be sw. off Ig=0.25...1 x In, tg=0.05-0.8s clamp connection | Lista Papel 2020 SI | 0 | 0
3VA2163-6KQ42-0AA0 |  | 3VA2163-6KQ42-0AA0 | 1 | UN | 1 | 5 | B | D | EAR99 | N | 85362010 | 1 | 4042948804711 | 2.95 | KG | 1462 | 1419.5 | LP18 | LP18 | circuit breaker 3VA2 IEC frame 160 breaking capacity class H Icu=85kA @ 415V 4-pole, line protection ETU860, LSIG, In=63A overload protection Ir=25A...63A short-circuit protection Isd=0.6..10x In, Ii=1.5..12x In N conductor protection adjustable (OFF, up to 160%) gr.-fault prot., can be sw. off Ig=0.25...1 x In= tg=0.05-0.8s nut keeper kit | Lista Papel 2020 SI | 0 | 0
3VA2163-6KQ46-0AA0 |  | 3VA2163-6KQ46-0AA0 | 1 | UN | 1 | 5 | B | D | EAR99 | N | 85362010 | 1 | 4042948827093 | 3.2 | KG | 1496 | 1453.5 | LP18 | LP18 | circuit breaker 3VA2 IEC frame 160 breaking capacity class H Icu=85kA @ 415V 4-pole, line protection ETU860, LSIG, In=63A overload protection Ir=25A...63A short-circuit protection Isd=0.6..10x In, Ii=1.5..12x In N conductor protection adjustable (OFF, up to 160%) gr.-fault prot., can be sw. off Ig=0.25...1 x In= tg=0.05-0.8s clamp connection | Lista Papel 2020 SI | 0 | 0
3VA2163-7HK32-0AA0 |  | 3VA2163-7HK32-0AA0 | 1 | UN | 1 | 5 | B | D | EAR99 | N | 85362010 | 1 | 4042948802489 | 2.5 | KG | 572 | 572 | LP18 | LP18 | circuit breaker 3VA2 IEC frame 160 breaking capacity class C Icu=110kA @ 415V 3-pole, line protection ETU340, ELISA LI, In=63A overload protection Ir=25A...63A short-circuit protection Ii=15 x In nut keeper kit | - | 0 | 0
3VA2163-7HK36-0AA0 |  | 3VA2163-7HK36-0AA0 | 1 | UN | 1 | 5 | B | D | EAR99 | N | 85362010 | 1 | 4042948826263 | 2.5 | KG | 597.52 | 597.52 | LP18 | LP18 | circuit breaker 3VA2 IEC frame 160 breaking capacity class C Icu=110kA @ 415V 3-pole, line protection ETU340, ELISA LI, In=63A overload protection Ir=25A...63A short-circuit protection Ii=15 x In clamp connection | - | 0 | 0
3VA2163-7HK42-0AA0 |  | 3VA2163-7HK42-0AA0 | 1 | UN | 1 | 5 | B | D | EAR99 | N | 85362010 | 1 | 4042948804728 | 3.2 | KG | 730.4 | 730.4 | LP18 | LP18 | circuit breaker 3VA2 IEC frame 160 breaking capacity class C Icu=110kA @ 415V 4-pole, line protection ETU340, ELISA LI, In=63A overload protection Ir=25A...63A short-circuit protection Ii=15 x In N conductor protection adjustable (OFF, 100%) nut keeper kit | - | 0 | 0
3VA2163-7HK46-0AA0 |  | 3VA2163-7HK46-0AA0 | 1 | UN | 1 | 5 | B | D | EAR99 | N | 85362010 | 1 | 4042948827109 | 3.2 | KG | 763.84 | 763.84 | LP18 | LP18 | circuit breaker 3VA2 IEC frame 160 breaking capacity class C Icu=110kA @ 415V 4-pole, line protection ETU340, ELISA LI, In=63A overload protection Ir=25A...63A short-circuit protection Ii=15 x In N conductor protection adjustable (OFF, 100%) clamp connection | - | 0 | 0
3VA2163-7HL32-0AA0 |  | 3VA2163-7HL32-0AA0 | 1 | UN | 1 | 5 | B | D | EAR99 | N | 85362010 | 1 | 4042948832684 | 2.176 | KG | 552.5 | 537.2 | LP18 | LP18 | circuit breaker 3VA2 IEC frame 160 breaking capacity class C Icu=110kA @ 415V 3-pole, line protection ETU320, LI, In=63A overload protection Ir=25A...63A short-circuit protection Ii=1.5...12 x In nut keeper kit | Lista Papel 2020 SI | 0 | 0
3VA2163-7HL36-0AA0 |  | 3VA2163-7HL36-0AA0 | 1 | UN | 1 | 5 | B | D | EAR99 | N | 85362010 | 1 | 4042948832677 | 2.289 | KG | 577.2 | 561 | LP18 | LP18 | circuit breaker 3VA2 IEC frame 160 breaking capacity class C Icu=110kA @ 415V 3-pole, line protection ETU320, LI, In=63A overload protection Ir=25A...63A short-circuit protection Ii=1.5...12 x In clamp connection | Lista Papel 2020 SI | 0 | 0
3VA2163-7HL42-0AA0 |  | 3VA2163-7HL42-0AA0 | 1 | UN | 1 | 5 | B | D | EAR99 | N | 85362010 | 1 | 4042948832660 | 3.2 | KG | 705.5 | 686 | LP18 | LP18 | circuit breaker 3VA2 IEC frame 160 breaking capacity class C Icu=110kA @ 415V 4-pole, line protection ETU320, LI, In=63A overload protection Ir=25A...63A short-circuit protection Ii=1.5...12 x In N conductor protection adjustable (OFF, 100%) nut keeper kit | Lista Papel 2020 SI | 0 | 0
3VA2163-7HL46-0AA0 |  | 3VA2163-7HL46-0AA0 | 1 | UN | 1 | 5 | B | D | EAR99 | N | 85362010 | 1 | 4042948832653 | 3.2 | KG | 739.5 | 718.3 | LP18 | LP18 | circuit breaker 3VA2 IEC frame 160 breaking capacity class C Icu=110kA @ 415V 4-pole, line protection ETU320, LI, In=63A overload protection Ir=25A...63A short-circuit protection Ii=1.5...12 x In N conductor protection adjustable (OFF, 100%) clamp connection | Lista Papel 2020 SI | 0 | 0
3VA2163-7HM32-0AA0 |  | 3VA2163-7HM32-0AA0 | 1 | UN | 1 | 5 | B | D | EAR99 | N | 85362010 | 1 | 4042948802502 | 2.5 | KG | 798.2 | 776.1 | LP18 | LP18 | circuit breaker 3VA2 IEC frame 160 breaking capacity class C Icu=110kA @ 415V 3-pole, line protection ETU330, LIG, In=63A overload protection Ir=25A...63A short-circuit protection Ii=1.5...12 x In ground-fault protection Ig=0.25... 1 x In, tg=0.1/0.3s nut keeper kit | Lista Papel 2020 SI | 0 | 0
3VA2163-7HM36-0AA0 |  | 3VA2163-7HM36-0AA0 | 1 | UN | 1 | 5 | B | D | EAR99 | N | 85362010 | 1 | 4042948826287 | 2.5 | KG | 821.1 | 798.2 | LP18 | LP18 | circuit breaker 3VA2 IEC frame 160 breaking capacity class C Icu=110kA @ 415V 3-pole, line protection ETU330, LIG, In=63A overload protection Ir=25A...63A short-circuit protection Ii=1.5...12 x In ground-fault protection Ig=0.25... 1 x In, tg=0.1/0.3s clamp connection | Lista Papel 2020 SI | 0 | 0
3VA2163-7HM42-0AA0 |  | 3VA2163-7HM42-0AA0 | 1 | UN | 1 | 5 | B | D | EAR99 | N | 85362010 | 1 | 4042948804742 | 3.2 | KG | 952 | 926.5 | LP18 | LP18 | circuit breaker 3VA2 IEC frame 160 breaking capacity class C Icu=110kA @ 415V 4-pole, line protection ETU330, LIG, In=63A overload protection Ir=25A...63A short-circuit protection Ii=1.5...12 x In N conductor protection adjustable (OFF, 100%) ground-fault protection Ig=0.25...1 x In= tg=0.1/0.3s nut keeper kit | Lista Papel 2020 SI | 0 | 0
3VA2163-7HM46-0AA0 |  | 3VA2163-7HM46-0AA0 | 1 | UN | 1 | 5 | B | D | EAR99 | N | 85362010 | 1 | 4042948827123 | 3.2 | KG | 986 | 960.5 | LP18 | LP18 | circuit breaker 3VA2 IEC frame 160 breaking capacity class C Icu=110kA @ 415V 4-pole, line protection ETU330, LIG, In=63A overload protection Ir=25A...63A short-circuit protection Ii=1.5...12 x In N conductor protection adjustable (OFF, 100%) ground-fault protection Ig=0.25...1 x In= tg=0.1/0.3s clamp connection | Lista Papel 2020 SI | 0 | 0
3VA2163-7HN32-0AA0 |  | 3VA2163-7HN32-0AA0 | 1 | UN | 1 | 5 | B | D | EAR99 | N | 85362010 | 1 | 4042948802496 | 2.159 | KG | 612 | 595 | LP18 | LP18 | circuit breaker 3VA2 IEC frame 160 breaking capacity class C Icu=110kA @ 415V 3-pole, line protection ETU350, LSI, In=63A overload protection Ir=25A...63A short-circuit protection Isd=1.5...10 x Ir, Ii=12 x In nut keeper kit | Lista Papel 2020 SI | 0 | 0
3VA2163-7HN32-0AB0 |  | 3VA2163-7HN32-0AB0 | 1 | UN | 1 | 10 | C | D | EAR99 | N | 85362010 | 1 | 4042949024019 | 2.36 | KG | 705.76 | 705.76 | LP18 | LP18 | circuit breaker 3VA2 IEC frame 160 breaking capacity class C Icu=110kA @ 415V 3-pole, line protection ETU350, LSI, In=63A overload protection Ir=25A...63A short-circuit protection Isd=1.5...10 x Ir, Ii=12 x In nut keeper kit 2 auxiliary switches HP | - | 0 | 0
3VA2163-7HN32-0AC0 |  | 3VA2163-7HN32-0AC0 | 1 | UN | 1 | 10 | C | D | EAR99 | N | 85362010 | 1 | 4042949024651 | 2.34 | KG | 681.12 | 681.12 | LP18 | LP18 | circuit breaker 3VA2 IEC frame 160 breaking capacity class C Icu=110kA @ 415V 3-pole, line protection ETU350, LSI, In=63A overload protection Ir=25A...63A short-circuit protection Isd=1.5...10 x Ir, Ii=12 x In nut keeper kit 2 auxiliary switches HQ | - | 0 | 0
3VA2163-7HN32-0AD0 |  | 3VA2163-7HN32-0AD0 | 1 | UN | 1 | 10 | C | D | EAR99 | N | 85362010 | 1 | 4042949025290 | 2.37 | KG | 705.76 | 705.76 | LP18 | LP18 | circuit breaker 3VA2 IEC frame 160 breaking capacity class C Icu=110kA @ 415V 3-pole, line protection ETU350, LSI, In=63A overload protection Ir=25A...63A short-circuit protection Isd=1.5...10 x Ir, Ii=12 x In nut keeper kit 3 auxiliary switches HQ | - | 0 | 0
3VA2163-7HN32-0AE0 |  | 3VA2163-7HN32-0AE0 | 1 | UN | 1 | 10 | C | D | EAR99 | N | 85362010 | 1 | 4042949025931 | 2.4 | KG | 729.52 | 729.52 | LP18 | LP18 | circuit breaker 3VA2 IEC frame 160 breaking capacity class C Icu=110kA @ 415V 3-pole, line protection ETU350, LSI, In=63A overload protection Ir=25A...63A short-circuit protection Isd=1.5...10 x Ir, Ii=12 x In nut keeper kit 4 auxiliary switches HQ | - | 0 | 0
3VA2163-7HN32-0AF0 |  | 3VA2163-7HN32-0AF0 | 1 | UN | 1 | 10 | C | D | EAR99 | N | 85362010 | 1 | 4042949026570 | 2.34 | KG | 681.12 | 681.12 | LP18 | LP18 | circuit breaker 3VA2 IEC frame 160 breaking capacity class C Icu=110kA @ 415V 3-pole, line protection ETU350, LSI, In=63A overload protection Ir=25A...63A short-circuit protection Isd=1.5...10 x Ir, Ii=12 x In nut keeper kit 1 auxiliary switch HQ 1 trip alarm switch HQ | - | 0 | 0
3VA2163-7HN32-0AG0 |  | 3VA2163-7HN32-0AG0 | 1 | UN | 1 | 10 | C | D | EAR99 | N | 85362010 | 1 | 4042949027218 | 2.36 | KG | 705.76 | 705.76 | LP18 | LP18 | circuit breaker 3VA2 IEC frame 160 breaking capacity class C Icu=110kA @ 415V 3-pole, line protection ETU350, LSI, In=63A overload protection Ir=25A...63A short-circuit protection Isd=1.5...10 x Ir, Ii=12 x In nut keeper kit 1 auxiliary switch HP 1 trip alarm switch HP | - | 0 | 0
3VA2163-7HN32-0AH0 |  | 3VA2163-7HN32-0AH0 | 1 | UN | 1 | 10 | C | D | EAR99 | N | 85362010 | 1 | 4042949027850 | 2.37 | KG | 705.76 | 705.76 | LP18 | LP18 | circuit breaker 3VA2 IEC frame 160 breaking capacity class C Icu=110kA @ 415V 3-pole, line protection ETU350, LSI, In=63A overload protection Ir=25A...63A short-circuit protection Isd=1.5...10 x Ir, Ii=12 x In nut keeper kit 2 auxiliary switches HQ 1 trip alarm switch HQ | - | 0 | 0
3VA2163-7HN32-0AJ0 |  | 3VA2163-7HN32-0AJ0 | 1 | UN | 1 | 10 | C | D | EAR99 | N | 85362010 | 1 | 4042949028499 | 2.4 | KG | 743.6 | 743.6 | LP18 | LP18 | circuit breaker 3VA2 IEC frame 160 breaking capacity class C Icu=110kA @ 415V 3-pole, line protection ETU350, LSI, In=63A overload protection Ir=25A...63A short-circuit protection Isd=1.5...10 x Ir, Ii=12 x In nut keeper kit 2 auxiliary switches HP 1 trip alarm switch HP | - | 0 | 0
3VA2163-7HN32-0BA0 |  | 3VA2163-7HN32-0BA0 | 1 | UN | 1 | 10 | C | D | EAR99 | N | 85362010 | 1 | 4042949020172 | 2.4 | KG | 746.24 | 746.24 | LP18 | LP18 | circuit breaker 3VA2 IEC frame 160 breaking capacity class C Icu=110kA @ 415V 3-pole, line protection ETU350, LSI, In=63A overload protection Ir=25A...63A short-circuit protection Isd=1.5...10 x Ir, Ii=12 x In nut keeper kit undervoltage release (UVR) 24V DC | - | 0 | 0
3VA2163-7HN32-0BC0 |  | 3VA2163-7HN32-0BC0 | 1 | UN | 1 | 10 | C | D | EAR99 | N | 85362010 | 1 | 4042949029137 | 2.46 | KG | 794.64 | 794.64 | LP18 | LP18 | circuit breaker 3VA2 IEC frame 160 breaking capacity class C Icu=110kA @ 415V 3-pole, line protection ETU350, LSI, In=63A overload protection Ir=25A...63A short-circuit protection Isd=1.5...10 x Ir, Ii=12 x In nut keeper kit undervoltage release (UVR) 24V DC 2 auxiliary switches HQ | - | 0 | 0
3VA2163-7HN32-0BH0 |  | 3VA2163-7HN32-0BH0 | 1 | UN | 1 | 10 | C | D | EAR99 | N | 85362010 | 1 | 4042949032977 | 2.49 | KG | 819.28 | 819.28 | LP18 | LP18 | circuit breaker 3VA2 IEC frame 160 breaking capacity class C Icu=110kA @ 415V 3-pole, line protection ETU350, LSI, In=63A overload protection Ir=25A...63A short-circuit protection Isd=1.5...10 x Ir, Ii=12 x In nut keeper kit undervoltage release (UVR) 24V DC 2 auxiliary switches HQ 1 trip alarm switch HQ | - | 0 | 0
3VA2163-7HN32-0BL0 |  | 3VA2163-7HN32-0BL0 | 1 | UN | 1 | 10 | C | D | EAR99 | N | 85362010 | 1 | 4042949036814 | 2.52 | KG | 853.6 | 853.6 | LP18 | LP18 | circuit breaker 3VA2 IEC frame 160 breaking capacity class C Icu=110kA @ 415V 3-pole, line protection ETU350, LSI, In=63A overload protection Ir=25A...63A short-circuit protection Isd=1.5...10 x Ir, Ii=12 x In nut keeper kit undervoltage release (UVR) 24V DC 2 auxiliary switches HQ 1 trip alarm switch HQ 1 electrical alarm switch | - | 0 | 0
3VA2163-7HN32-0CA0 |  | 3VA2163-7HN32-0CA0 | 1 | UN | 1 | 10 | C | D | EAR99 | N | 85362010 | 1 | 4042949020813 | 2.4 | KG | 746.24 | 746.24 | LP18 | LP18 | circuit breaker 3VA2 IEC frame 160 breaking capacity class C Icu=110kA @ 415V 3-pole, line protection ETU350, LSI, In=63A overload protection Ir=25A...63A short-circuit protection Isd=1.5...10 x Ir, Ii=12 x In nut keeper kit undervoltage release (UVR) 120-127V AC 50/60Hz | - | 0 | 0
3VA2163-7HN32-0CC0 |  | 3VA2163-7HN32-0CC0 | 1 | UN | 1 | 10 | C | D | EAR99 | N | 85362010 | 1 | 4042949029779 | 2.46 | KG | 794.64 | 794.64 | LP18 | LP18 | circuit breaker 3VA2 IEC frame 160 breaking capacity class C Icu=110kA @ 415V 3-pole, line protection ETU350, LSI, In=63A overload protection Ir=25A...63A short-circuit protection Isd=1.5...10 x Ir, Ii=12 x In nut keeper kit undervoltage release (UVR) 120-127V AC 50/60Hz 2 auxiliary switches HQ | - | 0 | 0
3VA2163-7HN32-0CH0 |  | 3VA2163-7HN32-0CH0 | 1 | UN | 1 | 10 | C | D | EAR99 | N | 85362010 | 1 | 4042949033615 | 2.49 | KG | 819.28 | 819.28 | LP18 | LP18 | circuit breaker 3VA2 IEC frame 160 breaking capacity class C Icu=110kA @ 415V 3-pole, line protection ETU350, LSI, In=63A overload protection Ir=25A...63A short-circuit protection Isd=1.5...10 x Ir, Ii=12 x In nut keeper kit undervoltage release (UVR) 120-127V AC 50/60Hz 2 auxiliary switches HQ 1 trip alarm switch HQ | - | 0 | 0
3VA2163-7HN32-0CL0 |  | 3VA2163-7HN32-0CL0 | 1 | UN | 1 | 10 | C | D | EAR99 | N | 85362010 | 1 | 4042949037453 | 2.52 | KG | 853.6 | 853.6 | LP18 | LP18 | circuit breaker 3VA2 IEC frame 160 breaking capacity class C Icu=110kA @ 415V 3-pole, line protection ETU350, LSI, In=63A overload protection Ir=25A...63A short-circuit protection Isd=1.5...10 x Ir, Ii=12 x In nut keeper kit undervoltage release (UVR) 120-127V AC 50/60Hz 2 auxiliary switches HQ 1 trip alarm switch HQ 1 electrical alarm switch | - | 0 | 0
3VA2163-7HN32-0DA0 |  | 3VA2163-7HN32-0DA0 | 1 | UN | 1 | 10 | C | D | EAR99 | N | 85362010 | 1 | 4042949021452 | 2.4 | KG | 746.24 | 746.24 | LP18 | LP18 | circuit breaker 3VA2 IEC frame 160 breaking capacity class C Icu=110kA @ 415V 3-pole, line protection ETU350, LSI, In=63A overload protection Ir=25A...63A short-circuit protection Isd=1.5...10 x Ir, Ii=12 x In nut keeper kit undervoltage release (UVR) 208-230V AC 50/60Hz | - | 0 | 0
3VA2163-7HN32-0DC0 |  | 3VA2163-7HN32-0DC0 | 1 | UN | 1 | 10 | C | D | EAR99 | N | 85362010 | 1 | 4042949030416 | 2.46 | KG | 794.64 | 794.64 | LP18 | LP18 | circuit breaker 3VA2 IEC frame 160 breaking capacity class C Icu=110kA @ 415V 3-pole, line protection ETU350, LSI, In=63A overload protection Ir=25A...63A short-circuit protection Isd=1.5...10 x Ir, Ii=12 x In nut keeper kit undervoltage release (UVR) 208-230V AC 50/60Hz 2 auxiliary switches HQ | - | 0 | 0
3VA2163-7HN32-0DH0 |  | 3VA2163-7HN32-0DH0 | 1 | UN | 1 | 10 | C | D | EAR99 | N | 85362010 | 1 | 4042949034254 | 2.49 | KG | 819.28 | 819.28 | LP18 | LP18 | circuit breaker 3VA2 IEC frame 160 breaking capacity class C Icu=110kA @ 415V 3-pole, line protection ETU350, LSI, In=63A overload protection Ir=25A...63A short-circuit protection Isd=1.5...10 x Ir, Ii=12 x In nut keeper kit undervoltage release (UVR) 208-230V AC 50/60Hz 2 auxiliary switches HQ 1 trip alarm switch HQ | - | 0 | 0
3VA2163-7HN32-0DL0 |  | 3VA2163-7HN32-0DL0 | 1 | UN | 1 | 10 | C | D | EAR99 | N | 85362010 | 1 | 4042949038092 | 2.52 | KG | 853.6 | 853.6 | LP18 | LP18 | circuit breaker 3VA2 IEC frame 160 breaking capacity class C Icu=110kA @ 415V 3-pole, line protection ETU350, LSI, In=63A overload protection Ir=25A...63A short-circuit protection Isd=1.5...10 x Ir, Ii=12 x In nut keeper kit undervoltage release (UVR) 208-230V AC 50/60Hz 2 auxiliary switches HQ 1 trip alarm switch HQ 1 electrical alarm switch | - | 0 | 0
3VA2163-7HN32-0HA0 |  | 3VA2163-7HN32-0HA0 | 1 | UN | 1 | 10 | C | D | EAR99 | N | 85362010 | 1 | 4042949022091 | 2.37 | KG | 719.84 | 719.84 | LP18 | LP18 | circuit breaker 3VA2 IEC frame 160 breaking capacity class C Icu=110kA @ 415V 3-pole, line protection ETU350, LSI, In=63A overload protection Ir=25A...63A short-circuit protection Isd=1.5...10 x Ir, Ii=12 x In nut keeper kit shunt trip (STL) 12-30V DC, 24V AC 50/60Hz | - | 0 | 0
3VA2163-7HN32-0HC0 |  | 3VA2163-7HN32-0HC0 | 1 | UN | 1 | 10 | C | D | EAR99 | N | 85362010 | 1 | 4042949031055 | 2.43 | KG | 769.12 | 769.12 | LP18 | LP18 | circuit breaker 3VA2 IEC frame 160 breaking capacity class C Icu=110kA @ 415V 3-pole, line protection ETU350, LSI, In=63A overload protection Ir=25A...63A short-circuit protection Isd=1.5...10 x Ir, Ii=12 x In nut keeper kit shunt trip (STL) 12-30V DC, 24V AC 50/60Hz 2 auxiliary switches HQ | - | 0 | 0
3VA2163-7HN32-0HH0 |  | 3VA2163-7HN32-0HH0 | 1 | UN | 1 | 10 | C | D | EAR99 | N | 85362010 | 1 | 4042949034896 | 2.46 | KG | 792.88 | 792.88 | LP18 | LP18 | circuit breaker 3VA2 IEC frame 160 breaking capacity class C Icu=110kA @ 415V 3-pole, line protection ETU350, LSI, In=63A overload protection Ir=25A...63A short-circuit protection Isd=1.5...10 x Ir, Ii=12 x In nut keeper kit shunt trip (STL) 12-30V DC, 24V AC 50/60Hz 2 auxiliary switches HQ 1 trip alarm switch HQ | - | 0 | 0
3VA2163-7HN32-0HL0 |  | 3VA2163-7HN32-0HL0 | 1 | UN | 1 | 10 | C | D | EAR99 | N | 85362010 | 1 | 4042949038733 | 2.49 | KG | 828.96 | 828.96 | LP18 | LP18 | circuit breaker 3VA2 IEC frame 160 breaking capacity class C Icu=110kA @ 415V 3-pole, line protection ETU350, LSI, In=63A overload protection Ir=25A...63A short-circuit protection Isd=1.5...10 x Ir, Ii=12 x In nut keeper kit shunt trip (STL) 12-30V DC, 24V AC 50/60Hz 2 auxiliary switches HQ 1 trip alarm switch HQ 1 electrical alarm switch | - | 0 | 0
3VA2163-7HN32-0JA0 |  | 3VA2163-7HN32-0JA0 | 1 | UN | 1 | 10 | C | D | EAR99 | N | 85362010 | 1 | 4042949022732 | 2.37 | KG | 719.84 | 719.84 | LP18 | LP18 | circuit breaker 3VA2 IEC frame 160 breaking capacity class C Icu=110kA @ 415V 3-pole, line protection ETU350, LSI, In=63A overload protection Ir=25A...63A short-circuit protection Isd=1.5...10 x Ir, Ii=12 x In nut keeper kit shunt trip (STL) 110-127V DC, AC 50/60Hz | - | 0 | 0
3VA2163-7HN32-0JC0 |  | 3VA2163-7HN32-0JC0 | 1 | UN | 1 | 10 | C | D | EAR99 | N | 85362010 | 1 | 4042949031697 | 2.43 | KG | 769.12 | 769.12 | LP18 | LP18 | circuit breaker 3VA2 IEC frame 160 breaking capacity class C Icu=110kA @ 415V 3-pole, line protection ETU350, LSI, In=63A overload protection Ir=25A...63A short-circuit protection Isd=1.5...10 x Ir, Ii=12 x In nut keeper kit shunt trip (STL) 110-127V DC, AC 50/60Hz 2 auxiliary switches HQ | - | 0 | 0
3VA2163-7HN32-0JH0 |  | 3VA2163-7HN32-0JH0 | 1 | UN | 1 | 10 | C | D | EAR99 | N | 85362010 | 1 | 4042949035534 | 2.46 | KG | 792.88 | 792.88 | LP18 | LP18 | circuit breaker 3VA2 IEC frame 160 breaking capacity class C Icu=110kA @ 415V 3-pole, line protection ETU350, LSI, In=63A overload protection Ir=25A...63A short-circuit protection Isd=1.5...10 x Ir, Ii=12 x In nut keeper kit shunt trip (STL) 110-127V DC, AC 50/60Hz 2 auxiliary switches HQ 1 trip alarm switch HQ | - | 0 | 0
3VA2163-7HN32-0JL0 |  | 3VA2163-7HN32-0JL0 | 1 | UN | 1 | 10 | C | D | EAR99 | N | 85362010 | 1 | 4042949039372 | 2.49 | KG | 828.96 | 828.96 | LP18 | LP18 | circuit breaker 3VA2 IEC frame 160 breaking capacity class C Icu=110kA @ 415V 3-pole, line protection ETU350, LSI, In=63A overload protection Ir=25A...63A short-circuit protection Isd=1.5...10 x Ir, Ii=12 x In nut keeper kit shunt trip (STL) 110-127V DC, AC 50/60Hz 2 auxiliary switches HQ 1 trip alarm switch HQ 1 electrical alarm switch | - | 0 | 0
3VA2163-7HN32-0KA0 |  | 3VA2163-7HN32-0KA0 | 1 | UN | 1 | 10 | C | D | EAR99 | N | 85362010 | 1 | 4042949023371 | 2.37 | KG | 719.84 | 719.84 | LP18 | LP18 | circuit breaker 3VA2 IEC frame 160 breaking capacity class C Icu=110kA @ 415V 3-pole, line protection ETU350, LSI, In=63A overload protection Ir=25A...63A short-circuit protection Isd=1.5...10 x Ir, Ii=12 x In nut keeper kit shunt trip (STL) 220-250V DC, 208-277V AC | - | 0 | 0
3VA2163-7HN32-0KC0 |  | 3VA2163-7HN32-0KC0 | 1 | UN | 1 | 10 | C | D | EAR99 | N | 85362010 | 1 | 4042949032335 | 2.43 | KG | 769.12 | 769.12 | LP18 | LP18 | circuit breaker 3VA2 IEC frame 160 breaking capacity class C Icu=110kA @ 415V 3-pole, line protection ETU350, LSI, In=63A overload protection Ir=25A...63A short-circuit protection Isd=1.5...10 x Ir, Ii=12 x In nut keeper kit shunt trip (STL) 220-250V DC, 208-277V AC 2 auxiliary switches HQ | - | 0 | 0
3VA2163-7HN32-0KH0 |  | 3VA2163-7HN32-0KH0 | 1 | UN | 1 | 10 | C | D | EAR99 | N | 85362010 | 1 | 4042949036173 | 2.46 | KG | 792.88 | 792.88 | LP18 | LP18 | circuit breaker 3VA2 IEC frame 160 breaking capacity class C Icu=110kA @ 415V 3-pole, line protection ETU350, LSI, In=63A overload protection Ir=25A...63A short-circuit protection Isd=1.5...10 x Ir, Ii=12 x In nut keeper kit shunt trip (STL) 220-250V DC, 208-277V AC 2 auxiliary switches HQ 1 trip alarm switch HQ | - | 0 | 0
3VA2163-7HN32-0KL0 |  | 3VA2163-7HN32-0KL0 | 1 | UN | 1 | 10 | C | D | EAR99 | N | 85362010 | 1 | 4042949040019 | 2.49 | KG | 828.96 | 828.96 | LP18 | LP18 | circuit breaker 3VA2 IEC frame 160 breaking capacity class C Icu=110kA @ 415V 3-pole, line protection ETU350, LSI, In=63A overload protection Ir=25A...63A short-circuit protection Isd=1.5...10 x Ir, Ii=12 x In nut keeper kit shunt trip (STL) 220-250V DC, 208-277V AC 2 auxiliary switches HQ 1 trip alarm switch HQ 1 electrical alarm switch | - | 0 | 0
3VA2163-7HN36-0AA0 |  | 3VA2163-7HN36-0AA0 | 1 | UN | 1 | 5 | B | D | EAR99 | N | 85362010 | 1 | 4042948826270 | 2.295 | KG | 636.7 | 618.8 | LP18 | LP18 | circuit breaker 3VA2 IEC frame 160 breaking capacity class C Icu=110kA @ 415V 3-pole, line protection ETU350, LSI, In=63A overload protection Ir=25A...63A short-circuit protection Isd=1.5...10 x Ir, Ii=12 x In clamp connection | Lista Papel 2020 SI | 0 | 0
3VA2163-7HN42-0AA0 |  | 3VA2163-7HN42-0AA0 | 1 | UN | 1 | 5 | B | D | EAR99 | N | 85362010 | 1 | 4042948804735 | 3.2 | KG | 765 | 743.8 | LP18 | LP18 | circuit breaker 3VA2 IEC frame 160 breaking capacity class C Icu=110kA @ 415V 4-pole, line protection ETU350, LSI, In=63A overload protection Ir=25A...63A short-circuit protection Isd=1.5...10 x Ir, Ii=12 x In N conductor protection adjustable (OFF, 100%) nut keeper kit | Lista Papel 2020 SI | 0 | 0
3VA2163-7HN46-0AA0 |  | 3VA2163-7HN46-0AA0 | 1 | UN | 1 | 5 | B | D | EAR99 | N | 85362010 | 1 | 4042948827116 | 3.2 | KG | 796.5 | 774.4 | LP18 | LP18 | circuit breaker 3VA2 IEC frame 160 breaking capacity class C Icu=110kA @ 415V 4-pole, line protection ETU350, LSI, In=63A overload protection Ir=25A...63A short-circuit protection Isd=1.5...10 x Ir, Ii=12 x In N conductor protection adjustable (OFF, 100%) clamp connection | Lista Papel 2020 SI | 0 | 0
3VA2163-7JP32-0AA0 |  | 3VA2163-7JP32-0AA0 | 1 | UN | 1 | 5 | B | D | EAR99 | N | 85362010 | 1 | 4042948802519 | 2.5 | KG | 1020 | 994.5 | LP18 | LP18 | circuit breaker 3VA2 IEC frame 160 breaking capacity class C Icu=110kA @ 415V 3-pole, line protection ETU550, LSI, In=63A overload protection Ir=25A...63A short-circuit protection Isd=0.6..10x In, Ii=1.5..12x In N conductor protection optionally with external current transformer, up to 160% nut keeper kit | Lista Papel 2020 SI | 0 | 0
3VA2163-7JP36-0AA0 |  | 3VA2163-7JP36-0AA0 | 1 | UN | 1 | 5 | B | D | EAR99 | N | 85362010 | 1 | 4042948826294 | 2.5 | KG | 1045.5 | 1020 | LP18 | LP18 | circuit breaker 3VA2 IEC frame 160 breaking capacity class C Icu=110kA @ 415V 3-pole, line protection ETU550, LSI, In=63A overload protection Ir=25A...63A short-circuit protection Isd=0.6..10x In, Ii=1.5..12x In N conductor protection optionally with external current transformer, up to 160% clamp connection | Lista Papel 2020 SI | 0 | 0
3VA2163-7JP42-0AA0 |  | 3VA2163-7JP42-0AA0 | 1 | UN | 1 | 5 | B | D | EAR99 | N | 85362010 | 1 | 4042948804759 | 3.2 | KG | 1156 | 1122 | LP18 | LP18 | circuit breaker 3VA2 IEC frame 160 breaking capacity class C Icu=110kA @ 415V 4-pole, line protection ETU550, LSI, In=63A overload protection Ir=25A...63A short-circuit protection Isd=0.6..10x In, Ii=1.5..12x In N conductor protection adjustable (OFF, up to 160%) nut keeper kit | Lista Papel 2020 SI | 0 | 0
3VA2163-7JP46-0AA0 |  | 3VA2163-7JP46-0AA0 | 1 | UN | 1 | 5 | B | D | EAR99 | N | 85362010 | 1 | 4042948827130 | 3.2 | KG | 1198.5 | 1164.5 | LP18 | LP18 | circuit breaker 3VA2 IEC frame 160 breaking capacity class C Icu=110kA @ 415V 4-pole, line protection ETU550, LSI, In=63A overload protection Ir=25A...63A short-circuit protection Isd=0.6..10x In, Ii=1.5..12x In N conductor protection adjustable (OFF, up to 160%) clamp connection | Lista Papel 2020 SI | 0 | 0
3VA2163-7JQ32-0AA0 |  | 3VA2163-7JQ32-0AA0 | 1 | UN | 1 | 5 | B | D | EAR99 | N | 85362010 | 1 | 4042948802526 | 2.175 | KG | 1266.5 | 1232.5 | LP18 | LP18 | circuit breaker 3VA2 IEC frame 160 breaking capacity class C Icu=110kA @ 415V 3-pole, line protection ETU560, LSIG, In=63A overload protection Ir=25A...63A short-circuit protection Isd=0.6..10x In, Ii=1.5..12x In N conductor protection optionally with external current transformer, up to 160% gr.-fault prot., can be sw. off Ig=0.25...1 x In, tg=0.05-0.8s nut keeper kit | Lista Papel 2020 SI | 0 | 0
3VA2163-7JQ36-0AA0 |  | 3VA2163-7JQ36-0AA0 | 1 | UN | 1 | 5 | B | D | EAR99 | N | 85362010 | 1 | 4042948826300 | 2.5 | KG | 1292 | 1258 | LP18 | LP18 | circuit breaker 3VA2 IEC frame 160 breaking capacity class C Icu=110kA @ 415V 3-pole, line protection ETU560, LSIG, In=63A overload protection Ir=25A...63A short-circuit protection Isd=0.6..10x In, Ii=1.5..12x In N conductor protection optionally with external current transformer, up to 160% gr.-fault prot., can be sw. off Ig=0.25...1 x In, tg=0.05-0.8s clamp connection | Lista Papel 2020 SI | 0 | 0
3VA2163-7JQ42-0AA0 |  | 3VA2163-7JQ42-0AA0 | 1 | UN | 1 | 5 | B | D | EAR99 | N | 85362010 | 1 | 4042948804766 | 3.2 | KG | 1411 | 1368.5 | LP18 | LP18 | circuit breaker 3VA2 IEC frame 160 breaking capacity class C Icu=110kA @ 415V 4-pole, line protection ETU560, LSIG, In=63A overload protection Ir=25A...63A short-circuit protection Isd=0.6..10x In, Ii=1.5..12x In N conductor protection adjustable (OFF, up to 160%) gr.-fault prot., can be sw. off Ig=0.25...1 x In= tg=0.05-0.8s nut keeper kit | Lista Papel 2020 SI | 0 | 0
3VA2163-7JQ46-0AA0 |  | 3VA2163-7JQ46-0AA0 | 1 | UN | 1 | 5 | B | D | EAR99 | N | 85362010 | 1 | 4042948827147 | 3.2 | KG | 1445 | 1402.5 | LP18 | LP18 | circuit breaker 3VA2 IEC frame 160 breaking capacity class C Icu=110kA @ 415V 4-pole, line protection ETU560, LSIG, In=63A overload protection Ir=25A...63A short-circuit protection Isd=0.6..10x In, Ii=1.5..12x In N conductor protection adjustable (OFF, up to 160%) gr.-fault prot., can be sw. off Ig=0.25...1 x In= tg=0.05-0.8s clamp connection | Lista Papel 2020 SI | 0 | 0
3VA2163-7KP32-0AA0 |  | 3VA2163-7KP32-0AA0 | 1 | UN | 1 | 5 | B | D | EAR99 | N | 85362010 | 1 | 4042948802533 | 2.23 | KG | 1224 | 1190 | LP18 | LP18 | circuit breaker 3VA2 IEC frame 160 breaking capacity class C Icu=110kA @ 415V 3-pole, line protection ETU850, LSI, In=63A overload protection Ir=25A...63A short-circuit protection Isd=0.6..10x In, Ii=1.5..12x In N conductor protection optionally with external current transformer, up to 160% nut keeper kit | Lista Papel 2020 SI | 0 | 0
3VA2163-7KP36-0AA0 |  | 3VA2163-7KP36-0AA0 | 1 | UN | 1 | 5 | B | D | EAR99 | N | 85362010 | 1 | 4042948826317 | 2.5 | KG | 1258 | 1224 | LP18 | LP18 | circuit breaker 3VA2 IEC frame 160 breaking capacity class C Icu=110kA @ 415V 3-pole, line protection ETU850, LSI, In=63A overload protection Ir=25A...63A short-circuit protection Isd=0.6..10x In, Ii=1.5..12x In N conductor protection optionally with external current transformer, up to 160% clamp connection | Lista Papel 2020 SI | 0 | 0
3VA2163-7KP42-0AA0 |  | 3VA2163-7KP42-0AA0 | 1 | UN | 1 | 5 | B | D | EAR99 | N | 85362010 | 1 | 4042948804773 | 3.2 | KG | 1377 | 1334.5 | LP18 | LP18 | circuit breaker 3VA2 IEC frame 160 breaking capacity class C Icu=110kA @ 415V 4-pole, line protection ETU850, LSI, In=63A overload protection Ir=25A...63A short-circuit protection Isd=0.6..10x In, Ii=1.5..12x In N conductor protection adjustable (OFF, up to 160%) nut keeper kit | Lista Papel 2020 SI | 0 | 0
3VA2163-7KP46-0AA0 |  | 3VA2163-7KP46-0AA0 | 1 | UN | 1 | 5 | B | D | EAR99 | N | 85362010 | 1 | 4042948827154 | 3.2 | KG | 1402.5 | 1360 | LP18 | LP18 | circuit breaker 3VA2 IEC frame 160 breaking capacity class C Icu=110kA @ 415V 4-pole, line protection ETU850, LSI, In=63A overload protection Ir=25A...63A short-circuit protection Isd=0.6..10x In, Ii=1.5..12x In N conductor protection adjustable (OFF, up to 160%) clamp connection | Lista Papel 2020 SI | 0 | 0
3VA2163-7KQ32-0AA0 |  | 3VA2163-7KQ32-0AA0 | 1 | UN | 1 | 5 | B | D | EAR99 | N | 85362010 | 1 | 4042948802540 | 2.5 | KG | 1368.5 | 1326 | LP18 | LP18 | circuit breaker 3VA2 IEC frame 160 breaking capacity class C Icu=110kA @ 415V 3-pole, line protection ETU860, LSIG, In=63A overload protection Ir=25A...63A short-circuit protection Isd=0.6..10x In, Ii=1.5..12x In N conductor protection optionally with external current transformer, up to 160% gr.-fault prot., can be sw. off Ig=0.25...1 x In, tg=0.05-0.8s nut keeper kit | Lista Papel 2020 SI | 0 | 0
3VA2163-7KQ36-0AA0 |  | 3VA2163-7KQ36-0AA0 | 1 | UN | 1 | 5 | B | D | EAR99 | N | 85362010 | 1 | 4042948826324 | 2.5 | KG | 1385.5 | 1343 | LP18 | LP18 | circuit breaker 3VA2 IEC frame 160 breaking capacity class C Icu=110kA @ 415V 3-pole, line protection ETU860, LSIG, In=63A overload protection Ir=25A...63A short-circuit protection Isd=0.6..10x In, Ii=1.5..12x In N conductor protection optionally with external current transformer, up to 160% gr.-fault prot., can be sw. off Ig=0.25...1 x In, tg=0.05-0.8s clamp connection | Lista Papel 2020 SI | 0 | 0
3VA2163-7KQ42-0AA0 |  | 3VA2163-7KQ42-0AA0 | 1 | UN | 1 | 5 | B | D | EAR99 | N | 85362010 | 1 | 4042948804780 | 3.2 | KG | 1513 | 1470.5 | LP18 | LP18 | circuit breaker 3VA2 IEC frame 160 breaking capacity class C Icu=110kA @ 415V 4-pole, line protection ETU860, LSIG, In=63A overload protection Ir=25A...63A short-circuit protection Isd=0.6..10x In, Ii=1.5..12x In N conductor protection adjustable (OFF, up to 160%) gr.-fault prot., can be sw. off Ig=0.25...1 x In= tg=0.05-0.8s nut keeper kit | Lista Papel 2020 SI | 0 | 0
3VA2163-7KQ46-0AA0 |  | 3VA2163-7KQ46-0AA0 | 1 | UN | 1 | 5 | B | D | EAR99 | N | 85362010 | 1 | 4042948827161 | 3.2 | KG | 1547 | 1504.5 | LP18 | LP18 | circuit breaker 3VA2 IEC frame 160 breaking capacity class C Icu=110kA @ 415V 4-pole, line protection ETU860, LSIG, In=63A overload protection Ir=25A...63A short-circuit protection Isd=0.6..10x In, Ii=1.5..12x In N conductor protection adjustable (OFF, up to 160%) gr.-fault prot., can be sw. off Ig=0.25...1 x In= tg=0.05-0.8s clamp connection | Lista Papel 2020 SI | 0 | 0
3VA2163-7MN32-0AA0 |  | 3VA2163-7MN32-0AA0 | 1 | UN | 1 | 5 | B | D | EAR99 | N | 85362010 | 1 | 4042948830789 | 2.151 | KG | 616.88 | 616.88 | LP18 | LP18 | circuit breaker 3VA2 IEC frame 160 breaking capacity class C Icu=110kA @ 415V 3-pole, motor protection ETU350M, LSI, In=63A overload protection Ir=25A...63A short-circuit protection Isd=3...15 x Ir, Ii=15 x In nut keeper kit | - | 0 | 0
3VA2163-7MN32-0AB0 |  | 3VA2163-7MN32-0AB0 | 1 | UN | 1 | 10 | C | D | EAR99 | N | 85362010 | 1 | 4042949106753 | 2.284 | KG | 689.04 | 689.04 | LP18 | LP18 | circuit breaker 3VA2 IEC frame 160 breaking capacity class C Icu=110kA @ 415V 3-pole, motor protection ETU350M, LSI, In=63A overload protection Ir=25A...63A short-circuit protection Isd=3...15 x Ir, Ii=15 x In nut keeper kit 2 auxiliary switches HP | - | 0 | 0
3VA2163-7MN32-0AC0 |  | 3VA2163-7MN32-0AC0 | 1 | UN | 1 | 10 | C | D | EAR99 | N | 85362010 | 1 | 4042949106937 | 2.284 | KG | 665.28 | 665.28 | LP18 | LP18 | circuit breaker 3VA2 IEC frame 160 breaking capacity class C Icu=110kA @ 415V 3-pole, motor protection ETU350M, LSI, In=63A overload protection Ir=25A...63A short-circuit protection Isd=3...15 x Ir, Ii=15 x In nut keeper kit 2 auxiliary switches HQ | - | 0 | 0
3VA2163-7MN32-0AD0 |  | 3VA2163-7MN32-0AD0 | 1 | UN | 1 | 10 | C | D | EAR99 | N | 85362010 | 1 | 4042949107118 | 2.284 | KG | 689.04 | 689.04 | LP18 | LP18 | circuit breaker 3VA2 IEC frame 160 breaking capacity class C Icu=110kA @ 415V 3-pole, motor protection ETU350M, LSI, In=63A overload protection Ir=25A...63A short-circuit protection Isd=3...15 x Ir, Ii=15 x In nut keeper kit 3 auxiliary switches HQ | - | 0 | 0
3VA2163-7MN32-0AE0 |  | 3VA2163-7MN32-0AE0 | 1 | UN | 1 | 10 | C | D | EAR99 | N | 85362010 | 1 | 4042949107293 | 2.284 | KG | 713.68 | 713.68 | LP18 | LP18 | circuit breaker 3VA2 IEC frame 160 breaking capacity class C Icu=110kA @ 415V 3-pole, motor protection ETU350M, LSI, In=63A overload protection Ir=25A...63A short-circuit protection Isd=3...15 x Ir, Ii=15 x In nut keeper kit 4 auxiliary switches HQ | - | 0 | 0
3VA2163-7MN32-0AF0 |  | 3VA2163-7MN32-0AF0 | 1 | UN | 1 | 10 | C | D | EAR99 | N | 85362010 | 1 | 4042949107477 | 2.284 | KG | 665.28 | 665.28 | LP18 | LP18 | circuit breaker 3VA2 IEC frame 160 breaking capacity class C Icu=110kA @ 415V 3-pole, motor protection ETU350M, LSI, In=63A overload protection Ir=25A...63A short-circuit protection Isd=3...15 x Ir, Ii=15 x In nut keeper kit 1 auxiliary switch HQ 1 trip alarm switch HQ | - | 0 | 0
3VA2163-7MN32-0AG0 |  | 3VA2163-7MN32-0AG0 | 1 | UN | 1 | 10 | C | D | EAR99 | N | 85362010 | 1 | 4042949107651 | 2.284 | KG | 689.04 | 689.04 | LP18 | LP18 | circuit breaker 3VA2 IEC frame 160 breaking capacity class C Icu=110kA @ 415V 3-pole, motor protection ETU350M, LSI, In=63A overload protection Ir=25A...63A short-circuit protection Isd=3...15 x Ir, Ii=15 x In nut keeper kit 1 auxiliary switch HP 1 trip alarm switch HP | - | 0 | 0
3VA2163-7MN32-0AH0 |  | 3VA2163-7MN32-0AH0 | 1 | UN | 1 | 10 | C | D | EAR99 | N | 85362010 | 1 | 4042949107835 | 2.284 | KG | 689.04 | 689.04 | LP18 | LP18 | circuit breaker 3VA2 IEC frame 160 breaking capacity class C Icu=110kA @ 415V 3-pole, motor protection ETU350M, LSI, In=63A overload protection Ir=25A...63A short-circuit protection Isd=3...15 x Ir, Ii=15 x In nut keeper kit 2 auxiliary switches HQ 1 trip alarm switch HQ | - | 0 | 0
3VA2163-7MN32-0AJ0 |  | 3VA2163-7MN32-0AJ0 | 1 | UN | 1 | 10 | C | D | EAR99 | N | 85362010 | 1 | 4042949108016 | 2.284 | KG | 725.12 | 725.12 | LP18 | LP18 | circuit breaker 3VA2 IEC frame 160 breaking capacity class C Icu=110kA @ 415V 3-pole, motor protection ETU350M, LSI, In=63A overload protection Ir=25A...63A short-circuit protection Isd=3...15 x Ir, Ii=15 x In nut keeper kit 2 auxiliary switches HP 1 trip alarm switch HP | - | 0 | 0
3VA2163-7MN32-0BA0 |  | 3VA2163-7MN32-0BA0 | 1 | UN | 1 | 10 | C | D | EAR99 | N | 85362010 | 1 | 4042949105671 | 2.284 | KG | 727.76 | 727.76 | LP18 | LP18 | circuit breaker 3VA2 IEC frame 160 breaking capacity class C Icu=110kA @ 415V 3-pole, motor protection ETU350M, LSI, In=63A overload protection Ir=25A...63A short-circuit protection Isd=3...15 x Ir, Ii=15 x In nut keeper kit undervoltage release (UVR) 24V DC | - | 0 | 0
3VA2163-7MN32-0BC0 |  | 3VA2163-7MN32-0BC0 | 1 | UN | 1 | 10 | C | D | EAR99 | N | 85362010 | 1 | 4042949108191 | 2.284 | KG | 777.92 | 777.92 | LP18 | LP18 | circuit breaker 3VA2 IEC frame 160 breaking capacity class C Icu=110kA @ 415V 3-pole, motor protection ETU350M, LSI, In=63A overload protection Ir=25A...63A short-circuit protection Isd=3...15 x Ir, Ii=15 x In nut keeper kit undervoltage release (UVR) 24V DC | - | 0 | 0
3VA2163-7MN32-0BH0 |  | 3VA2163-7MN32-0BH0 | 1 | UN | 1 | 10 | C | D | EAR99 | N | 85362010 | 1 | 4042949109273 | 2.284 | KG | 801.68 | 801.68 | LP18 | LP18 | circuit breaker 3VA2 IEC frame 160 breaking capacity class C Icu=110kA @ 415V 3-pole, motor protection ETU350M, LSI, In=63A overload protection Ir=25A...63A short-circuit protection Isd=3...15 x Ir, Ii=15 x In nut keeper kit undervoltage release (UVR) 24V DC 2 auxiliary switches HQ 1 trip alarm switch HQ | - | 0 | 0
3VA2163-7MN32-0BL0 |  | 3VA2163-7MN32-0BL0 | 1 | UN | 1 | 10 | C | D | EAR99 | N | 85362010 | 1 | 4042949110354 | 2.284 | KG | 837.76 | 837.76 | LP18 | LP18 | circuit breaker 3VA2 IEC frame 160 breaking capacity class C Icu=110kA @ 415V 3-pole, motor protection ETU350M, LSI, In=63A overload protection Ir=25A...63A short-circuit protection Isd=3...15 x Ir, Ii=15 x In nut keeper kit undervoltage release (UVR) 24V DC 2 auxiliary switches HQ 1 trip alarm switch HQ 1 electrical alarm switch | - | 0 | 0
3VA2163-7MN32-0CA0 |  | 3VA2163-7MN32-0CA0 | 1 | UN | 1 | 10 | C | D | EAR99 | N | 85362010 | 1 | 4042949105855 | 2.284 | KG | 727.76 | 727.76 | LP18 | LP18 | circuit breaker 3VA2 IEC frame 160 breaking capacity class C Icu=110kA @ 415V 3-pole, motor protection ETU350M, LSI, In=63A overload protection Ir=25A...63A short-circuit protection Isd=3...15 x Ir, Ii=15 x In nut keeper kit undervoltage release (UVR) 120-127V AC 50/60Hz | - | 0 | 0
3VA2163-7MN32-0CC0 |  | 3VA2163-7MN32-0CC0 | 1 | UN | 1 | 10 | C | D | EAR99 | N | 85362010 | 1 | 4042949108375 | 2.284 | KG | 777.92 | 777.92 | LP18 | LP18 | circuit breaker 3VA2 IEC frame 160 breaking capacity class C Icu=110kA @ 415V 3-pole, motor protection ETU350M, LSI, In=63A overload protection Ir=25A...63A short-circuit protection Isd=3...15 x Ir, Ii=15 x In nut keeper kit undervoltage release (UVR) 120-127V AC 50/60Hz 2 auxiliary switches HQ | - | 0 | 0
3VA2163-7MN32-0CH0 |  | 3VA2163-7MN32-0CH0 | 1 | UN | 1 | 10 | C | D | EAR99 | N | 85362010 | 1 | 4042949109457 | 2.284 | KG | 801.68 | 801.68 | LP18 | LP18 | circuit breaker 3VA2 IEC frame 160 breaking capacity class C Icu=110kA @ 415V 3-pole, motor protection ETU350M, LSI, In=63A overload protection Ir=25A...63A short-circuit protection Isd=3...15 x Ir, Ii=15 x In nut keeper kit undervoltage release (UVR) 120-127V AC 50/60Hz 2 auxiliary switches HQ 1 trip alarm switch HQ | - | 0 | 0
3VA2163-7MN32-0CL0 |  | 3VA2163-7MN32-0CL0 | 1 | UN | 1 | 10 | C | D | EAR99 | N | 85362010 | 1 | 4042949110538 | 2.284 | KG | 837.76 | 837.76 | LP18 | LP18 | circuit breaker 3VA2 IEC frame 160 breaking capacity class C Icu=110kA @ 415V 3-pole, motor protection ETU350M, LSI, In=63A overload protection Ir=25A...63A short-circuit protection Isd=3...15 x Ir, Ii=15 x In nut keeper kit undervoltage release (UVR) 120-127V AC 50/60Hz 2 auxiliary switches HQ 1 trip alarm switch HQ 1 electrical alarm switch | - | 0 | 0
3VA2163-7MN32-0DA0 |  | 3VA2163-7MN32-0DA0 | 1 | UN | 1 | 10 | C | D | EAR99 | N | 85362010 | 1 | 4042949106036 | 2.284 | KG | 727.76 | 727.76 | LP18 | LP18 | circuit breaker 3VA2 IEC frame 160 breaking capacity class C Icu=110kA @ 415V 3-pole, motor protection ETU350M, LSI, In=63A overload protection Ir=25A...63A short-circuit protection Isd=3...15 x Ir, Ii=15 x In nut keeper kit undervoltage release (UVR) 208-230V AC 50/60Hz | - | 0 | 0
3VA2163-7MN32-0DC0 |  | 3VA2163-7MN32-0DC0 | 1 | UN | 1 | 10 | C | D | EAR99 | N | 85362010 | 1 | 4042949108559 | 2.284 | KG | 777.92 | 777.92 | LP18 | LP18 | circuit breaker 3VA2 IEC frame 160 breaking capacity class C Icu=110kA @ 415V 3-pole, motor protection ETU350M, LSI, In=63A overload protection Ir=25A...63A short-circuit protection Isd=3...15 x Ir, Ii=15 x In nut keeper kit undervoltage release (UVR) 208-230V AC 50/60Hz 2 auxiliary switches HQ | - | 0 | 0
3VA2163-7MN32-0DH0 |  | 3VA2163-7MN32-0DH0 | 1 | UN | 1 | 10 | C | D | EAR99 | N | 85362010 | 1 | 4042949109631 | 2.284 | KG | 801.68 | 801.68 | LP18 | LP18 | circuit breaker 3VA2 IEC frame 160 breaking capacity class C Icu=110kA @ 415V 3-pole, motor protection ETU350M, LSI, In=63A overload protection Ir=25A...63A short-circuit protection Isd=3...15 x Ir, Ii=15 x In nut keeper kit undervoltage release (UVR) 208-230V AC 50/60Hz 2 auxiliary switches HQ 1 trip alarm switch HQ | - | 0 | 0
3VA2163-7MN32-0DL0 |  | 3VA2163-7MN32-0DL0 | 1 | UN | 1 | 10 | C | D | EAR99 | N | 85362010 | 1 | 4042949110712 | 2.284 | KG | 837.76 | 837.76 | LP18 | LP18 | circuit breaker 3VA2 IEC frame 160 breaking capacity class C Icu=110kA @ 415V 3-pole, motor protection ETU350M, LSI, In=63A overload protection Ir=25A...63A short-circuit protection Isd=3...15 x Ir, Ii=15 x In nut keeper kit undervoltage release (UVR) 208-230V AC 50/60Hz 2 auxiliary switches HQ 1 trip alarm switch HQ 1 electrical alarm switch | - | 0 | 0
3VA2163-7MN32-0HA0 |  | 3VA2163-7MN32-0HA0 | 1 | UN | 1 | 10 | C | D | EAR99 | N | 85362010 | 1 | 4042949106210 | 2.284 | KG | 703.12 | 703.12 | LP18 | LP18 | circuit breaker 3VA2 IEC frame 160 breaking capacity class C Icu=110kA @ 415V 3-pole, motor protection ETU350M, LSI, In=63A overload protection Ir=25A...63A short-circuit protection Isd=3...15 x Ir, Ii=15 x In nut keeper kit shunt trip (STL) 12-30V DC, 24V AC 50/60Hz | - | 0 | 0
3VA2163-7MN32-0HC0 |  | 3VA2163-7MN32-0HC0 | 1 | UN | 1 | 10 | C | D | EAR99 | N | 85362010 | 1 | 4042949108733 | 2.284 | KG | 751.52 | 751.52 | LP18 | LP18 | circuit breaker 3VA2 IEC frame 160 breaking capacity class C Icu=110kA @ 415V 3-pole, motor protection ETU350M, LSI, In=63A overload protection Ir=25A...63A short-circuit protection Isd=3...15 x Ir, Ii=15 x In nut keeper kit shunt trip (STL) 12-30V DC, 24V AC 50/60Hz 2 auxiliary switches HQ | - | 0 | 0
3VA2163-7MN32-0HH0 |  | 3VA2163-7MN32-0HH0 | 1 | UN | 1 | 10 | C | D | EAR99 | N | 85362010 | 1 | 4042949109815 | 2.284 | KG | 776.16 | 776.16 | LP18 | LP18 | circuit breaker 3VA2 IEC frame 160 breaking capacity class C Icu=110kA @ 415V 3-pole, motor protection ETU350M, LSI, In=63A overload protection Ir=25A...63A short-circuit protection Isd=3...15 x Ir, Ii=15 x In nut keeper kit shunt trip (STL) 12-30V DC, 24V AC 50/60Hz 2 auxiliary switches HQ 1 trip alarm switch HQ | - | 0 | 0
3VA2163-7MN32-0HL0 |  | 3VA2163-7MN32-0HL0 | 1 | UN | 1 | 10 | C | D | EAR99 | N | 85362010 | 1 | 4042949110897 | 2.284 | KG | 811.36 | 811.36 | LP18 | LP18 | circuit breaker 3VA2 IEC frame 160 breaking capacity class C Icu=110kA @ 415V 3-pole, motor protection ETU350M, LSI, In=63A overload protection Ir=25A...63A short-circuit protection Isd=3...15 x Ir, Ii=15 x In nut keeper kit shunt trip (STL) 12-30V DC, 24V AC 50/60Hz 2 auxiliary switches HQ 1 trip alarm switch HQ 1 electrical alarm switch | - | 0 | 0
3VA2163-7MN32-0JA0 |  | 3VA2163-7MN32-0JA0 | 1 | UN | 1 | 10 | C | D | EAR99 | N | 85362010 | 1 | 4042949106395 | 2.284 | KG | 703.12 | 703.12 | LP18 | LP18 | circuit breaker 3VA2 IEC frame 160 breaking capacity class C Icu=110kA @ 415V 3-pole, motor protection ETU350M, LSI, In=63A overload protection Ir=25A...63A short-circuit protection Isd=3...15 x Ir, Ii=15 x In nut keeper kit shunt trip (STL) 110-127V DC, AC 50/60Hz | - | 0 | 0
3VA2163-7MN32-0JC0 |  | 3VA2163-7MN32-0JC0 | 1 | UN | 1 | 10 | C | D | EAR99 | N | 85362010 | 1 | 4042949108917 | 2.284 | KG | 751.52 | 751.52 | LP18 | LP18 | circuit breaker 3VA2 IEC frame 160 breaking capacity class C Icu=110kA @ 415V 3-pole, motor protection ETU350M, LSI, In=63A overload protection Ir=25A...63A short-circuit protection Isd=3...15 x Ir, Ii=15 x In nut keeper kit shunt trip (STL) 110-127V DC, AC 50/60Hz 2 auxiliary switches HQ | - | 0 | 0
3VA2163-7MN32-0JH0 |  | 3VA2163-7MN32-0JH0 | 1 | UN | 1 | 10 | C | D | EAR99 | N | 85362010 | 1 | 4042949109990 | 2.284 | KG | 776.16 | 776.16 | LP18 | LP18 | circuit breaker 3VA2 IEC frame 160 breaking capacity class C Icu=110kA @ 415V 3-pole, motor protection ETU350M, LSI, In=63A overload protection Ir=25A...63A short-circuit protection Isd=3...15 x Ir, Ii=15 x In nut keeper kit shunt trip (STL) 110-127V DC, AC 50/60Hz 2 auxiliary switches HQ 1 trip alarm switch HQ | - | 0 | 0
3VA2163-7MN32-0JL0 |  | 3VA2163-7MN32-0JL0 | 1 | UN | 1 | 10 | C | D | EAR99 | N | 85362010 | 1 | 4042949111078 | 2.284 | KG | 811.36 | 811.36 | LP18 | LP18 | circuit breaker 3VA2 IEC frame 160 breaking capacity class C Icu=110kA @ 415V 3-pole, motor protection ETU350M, LSI, In=63A overload protection Ir=25A...63A short-circuit protection Isd=3...15 x Ir, Ii=15 x In nut keeper kit shunt trip (STL) 110-127V DC, AC 50/60Hz 2 auxiliary switches HQ 1 trip alarm switch HQ 1 electrical alarm switch | - | 0 | 0
3VA2163-7MN32-0KA0 |  | 3VA2163-7MN32-0KA0 | 1 | UN | 1 | 10 | C | D | EAR99 | N | 85362010 | 1 | 4042949106579 | 2.284 | KG | 703.12 | 703.12 | LP18 | LP18 | circuit breaker 3VA2 IEC frame 160 breaking capacity class C Icu=110kA @ 415V 3-pole, motor protection ETU350M, LSI, In=63A overload protection Ir=25A...63A short-circuit protection Isd=3...15 x Ir, Ii=15 x In nut keeper kit shunt trip (STL) 220-250V DC, 208-277V AC | - | 0 | 0
3VA2163-7MN32-0KC0 |  | 3VA2163-7MN32-0KC0 | 1 | UN | 1 | 10 | C | D | EAR99 | N | 85362010 | 1 | 4042949109099 | 2.284 | KG | 751.52 | 751.52 | LP18 | LP18 | circuit breaker 3VA2 IEC frame 160 breaking capacity class C Icu=110kA @ 415V 3-pole, motor protection ETU350M, LSI, In=63A overload protection Ir=25A...63A short-circuit protection Isd=3...15 x Ir, Ii=15 x In nut keeper kit shunt trip (STL) 220-250V DC, 208-277V AC 2 auxiliary switches HQ | - | 0 | 0
3VA2163-7MN32-0KH0 |  | 3VA2163-7MN32-0KH0 | 1 | UN | 1 | 10 | C | D | EAR99 | N | 85362010 | 1 | 4042949110170 | 2.284 | KG | 776.16 | 776.16 | LP18 | LP18 | circuit breaker 3VA2 IEC frame 160 breaking capacity class C Icu=110kA @ 415V 3-pole, motor protection ETU350M, LSI, In=63A overload protection Ir=25A...63A short-circuit protection Isd=3...15 x Ir, Ii=15 x In nut keeper kit shunt trip (STL) 220-250V DC, 208-277V AC 2 auxiliary switches HQ 1 trip alarm switch HQ | - | 0 | 0
3VA2163-7MN32-0KL0 |  | 3VA2163-7MN32-0KL0 | 1 | UN | 1 | 10 | C | D | EAR99 | N | 85362010 | 1 | 4042949111252 | 2.284 | KG | 811.36 | 811.36 | LP18 | LP18 | circuit breaker 3VA2 IEC frame 160 breaking capacity class C Icu=110kA @ 415V 3-pole, motor protection ETU350M, LSI, In=63A overload protection Ir=25A...63A short-circuit protection Isd=3...15 x Ir, Ii=15 x In nut keeper kit shunt trip (STL) 220-250V DC, 208-277V AC 2 auxiliary switches HQ 1 trip alarm switch HQ 1 electrical alarm switch | - | 0 | 0
3VA2163-7MN36-0AA0 |  | 3VA2163-7MN36-0AA0 | 1 | UN | 1 | 5 | B | D | EAR99 | N | 85362010 | 1 | 4042948830772 | 2.5 | KG | 640.64 | 640.64 | LP18 | LP18 | circuit breaker 3VA2 IEC frame 160 breaking capacity class C Icu=110kA @ 415V 3-pole, motor protection ETU350M, LSI, In=63A overload protection Ir=25A...63A short-circuit protection Isd=3...15 x Ir, Ii=15 x In clamp connection | - | 0 | 0
3VA2163-7MN36-0AB0 |  | 3VA2163-7MN36-0AB0 | 1 | UN | 1 | 10 | C | D | EAR99 | N | 85362010 | 1 | 4042949106746 | 2.43 | KG | 713.68 | 713.68 | LP18 | LP18 | circuit breaker 3VA2 IEC frame 160 breaking capacity class C Icu=110kA @ 415V 3-pole, motor protection ETU350M, LSI, In=63A overload protection Ir=25A...63A short-circuit protection Isd=3...15 x Ir, Ii=15 x In clamp connection 2 auxiliary switches HP | - | 0 | 0
3VA2163-7MN36-0AC0 |  | 3VA2163-7MN36-0AC0 | 1 | UN | 1 | 10 | C | D | EAR99 | N | 85362010 | 1 | 4042949106920 | 2.43 | KG | 689.04 | 689.04 | LP18 | LP18 | circuit breaker 3VA2 IEC frame 160 breaking capacity class C Icu=110kA @ 415V 3-pole, motor protection ETU350M, LSI, In=63A overload protection Ir=25A...63A short-circuit protection Isd=3...15 x Ir, Ii=15 x In clamp connection 2 auxiliary switches HQ | - | 0 | 0
3VA2163-7MN36-0AD0 |  | 3VA2163-7MN36-0AD0 | 1 | UN | 1 | 10 | C | D | EAR99 | N | 85362010 | 1 | 4042949107101 | 2.43 | KG | 713.68 | 713.68 | LP18 | LP18 | circuit breaker 3VA2 IEC frame 160 breaking capacity class C Icu=110kA @ 415V 3-pole, motor protection ETU350M, LSI, In=63A overload protection Ir=25A...63A short-circuit protection Isd=3...15 x Ir, Ii=15 x In clamp connection 3 auxiliary switches HQ | - | 0 | 0
3VA2163-7MN36-0AE0 |  | 3VA2163-7MN36-0AE0 | 1 | UN | 1 | 10 | C | D | EAR99 | N | 85362010 | 1 | 4042949107286 | 2.43 | KG | 738.32 | 738.32 | LP18 | LP18 | circuit breaker 3VA2 IEC frame 160 breaking capacity class C Icu=110kA @ 415V 3-pole, motor protection ETU350M, LSI, In=63A overload protection Ir=25A...63A short-circuit protection Isd=3...15 x Ir, Ii=15 x In clamp connection 4 auxiliary switches HQ | - | 0 | 0
3VA2163-7MN36-0AF0 |  | 3VA2163-7MN36-0AF0 | 1 | UN | 1 | 10 | C | D | EAR99 | N | 85362010 | 1 | 4042949107460 | 2.43 | KG | 689.04 | 689.04 | LP18 | LP18 | circuit breaker 3VA2 IEC frame 160 breaking capacity class C Icu=110kA @ 415V 3-pole, motor protection ETU350M, LSI, In=63A overload protection Ir=25A...63A short-circuit protection Isd=3...15 x Ir, Ii=15 x In clamp connection 1 auxiliary switch HQ 1 trip alarm switch HQ | - | 0 | 0
3VA2163-7MN36-0AG0 |  | 3VA2163-7MN36-0AG0 | 1 | UN | 1 | 10 | C | D | EAR99 | N | 85362010 | 1 | 4042949107644 | 2.43 | KG | 713.68 | 713.68 | LP18 | LP18 | circuit breaker 3VA2 IEC frame 160 breaking capacity class C Icu=110kA @ 415V 3-pole, motor protection ETU350M, LSI, In=63A overload protection Ir=25A...63A short-circuit protection Isd=3...15 x Ir, Ii=15 x In clamp connection 1 auxiliary switch HP 1 trip alarm switch HP | - | 0 | 0
3VA2163-7MN36-0AH0 |  | 3VA2163-7MN36-0AH0 | 1 | UN | 1 | 10 | C | D | EAR99 | N | 85362010 | 1 | 4042949107828 | 2.43 | KG | 713.68 | 713.68 | LP18 | LP18 | circuit breaker 3VA2 IEC frame 160 breaking capacity class C Icu=110kA @ 415V 3-pole, motor protection ETU350M, LSI, In=63A overload protection Ir=25A...63A short-circuit protection Isd=3...15 x Ir, Ii=15 x In clamp connection 2 auxiliary switches HQ 1 trip alarm switch HQ | - | 0 | 0
3VA2163-7MN36-0AJ0 |  | 3VA2163-7MN36-0AJ0 | 1 | UN | 1 | 10 | C | D | EAR99 | N | 85362010 | 1 | 4042949108009 | 2.43 | KG | 749.76 | 749.76 | LP18 | LP18 | circuit breaker 3VA2 IEC frame 160 breaking capacity class C Icu=110kA @ 415V 3-pole, motor protection ETU350M, LSI, In=63A overload protection Ir=25A...63A short-circuit protection Isd=3...15 x Ir, Ii=15 x In clamp connection 2 auxiliary switches HP 1 trip alarm switch HP | - | 0 | 0
3VA2163-7MN36-0BA0 |  | 3VA2163-7MN36-0BA0 | 1 | UN | 1 | 10 | C | D | EAR99 | N | 85362010 | 1 | 4042949105664 | 2.43 | KG | 752.4 | 752.4 | LP18 | LP18 | circuit breaker 3VA2 IEC frame 160 breaking capacity class C Icu=110kA @ 415V 3-pole, motor protection ETU350M, LSI, In=63A overload protection Ir=25A...63A short-circuit protection Isd=3...15 x Ir, Ii=15 x In clamp connection undervoltage release (UVR) 24V DC | - | 0 | 0
3VA2163-7MN36-0BC0 |  | 3VA2163-7MN36-0BC0 | 1 | UN | 1 | 10 | C | D | EAR99 | N | 85362010 | 1 | 4042949108184 | 2.43 | KG | 801.68 | 801.68 | LP18 | LP18 | circuit breaker 3VA2 IEC frame 160 breaking capacity class C Icu=110kA @ 415V 3-pole, motor protection ETU350M, LSI, In=63A overload protection Ir=25A...63A short-circuit protection Isd=3...15 x Ir, Ii=15 x In clamp connection undervoltage release (UVR) 24V DC | - | 0 | 0
3VA2163-7MN36-0BH0 |  | 3VA2163-7MN36-0BH0 | 1 | UN | 1 | 10 | C | D | EAR99 | N | 85362010 | 1 | 4042949109266 | 2.43 | KG | 825.44 | 825.44 | LP18 | LP18 | circuit breaker 3VA2 IEC frame 160 breaking capacity class C Icu=110kA @ 415V 3-pole, motor protection ETU350M, LSI, In=63A overload protection Ir=25A...63A short-circuit protection Isd=3...15 x Ir, Ii=15 x In clamp connection undervoltage release (UVR) 24V DC 2 auxiliary switches HQ 1 trip alarm switch HQ | - | 0 | 0
3VA2163-7MN36-0BL0 |  | 3VA2163-7MN36-0BL0 | 1 | UN | 1 | 10 | C | D | EAR99 | N | 85362010 | 1 | 4042949110347 | 2.43 | KG | 862.4 | 862.4 | LP18 | LP18 | circuit breaker 3VA2 IEC frame 160 breaking capacity class C Icu=110kA @ 415V 3-pole, motor protection ETU350M, LSI, In=63A overload protection Ir=25A...63A short-circuit protection Isd=3...15 x Ir, Ii=15 x In clamp connection undervoltage release (UVR) 24V DC 2 auxiliary switches HQ 1 trip alarm switch HQ 1 electrical alarm switch | - | 0 | 0
3VA2163-7MN36-0CA0 |  | 3VA2163-7MN36-0CA0 | 1 | UN | 1 | 10 | C | D | EAR99 | N | 85362010 | 1 | 4042949105848 | 2.43 | KG | 752.4 | 752.4 | LP18 | LP18 | circuit breaker 3VA2 IEC frame 160 breaking capacity class C Icu=110kA @ 415V 3-pole, motor protection ETU350M, LSI, In=63A overload protection Ir=25A...63A short-circuit protection Isd=3...15 x Ir, Ii=15 x In clamp connection undervoltage release (UVR) 120-127V AC 50/60Hz | - | 0 | 0
3VA2163-7MN36-0CC0 |  | 3VA2163-7MN36-0CC0 | 1 | UN | 1 | 10 | C | D | EAR99 | N | 85362010 | 1 | 4042949108368 | 2.43 | KG | 801.68 | 801.68 | LP18 | LP18 | circuit breaker 3VA2 IEC frame 160 breaking capacity class C Icu=110kA @ 415V 3-pole, motor protection ETU350M, LSI, In=63A overload protection Ir=25A...63A short-circuit protection Isd=3...15 x Ir, Ii=15 x In clamp connection undervoltage release (UVR) 120-127V AC 50/60Hz | - | 0 | 0
3VA2163-7MN36-0CH0 |  | 3VA2163-7MN36-0CH0 | 1 | UN | 1 | 10 | C | D | EAR99 | N | 85362010 | 1 | 4042949109440 | 2.43 | KG | 825.44 | 825.44 | LP18 | LP18 | circuit breaker 3VA2 IEC frame 160 breaking capacity class C Icu=110kA @ 415V 3-pole, motor protection ETU350M, LSI, In=63A overload protection Ir=25A...63A short-circuit protection Isd=3...15 x Ir, Ii=15 x In clamp connection undervoltage release (UVR) 120-127V AC 50/60Hz 2 auxiliary switches HQ 1 trip alarm switch HQ | - | 0 | 0
3VA2163-7MN36-0CL0 |  | 3VA2163-7MN36-0CL0 | 1 | UN | 1 | 10 | C | D | EAR99 | N | 85362010 | 1 | 4042949110521 | 2.43 | KG | 862.4 | 862.4 | LP18 | LP18 | circuit breaker 3VA2 IEC frame 160 breaking capacity class C Icu=110kA @ 415V 3-pole, motor protection ETU350M, LSI, In=63A overload protection Ir=25A...63A short-circuit protection Isd=3...15 x Ir, Ii=15 x In clamp connection undervoltage release (UVR) 120-127V AC 50/60Hz 2 auxiliary switches HQ 1 trip alarm switch HQ 1 electrical alarm switch | - | 0 | 0
3VA2163-7MN36-0DA0 |  | 3VA2163-7MN36-0DA0 | 1 | UN | 1 | 10 | C | D | EAR99 | N | 85362010 | 1 | 4042949106029 | 2.43 | KG | 752.4 | 752.4 | LP18 | LP18 | circuit breaker 3VA2 IEC frame 160 breaking capacity class C Icu=110kA @ 415V 3-pole, motor protection ETU350M, LSI, In=63A overload protection Ir=25A...63A short-circuit protection Isd=3...15 x Ir, Ii=15 x In clamp connection undervoltage release (UVR) 208-230V AC 50/60Hz | - | 0 | 0
3VA2163-7MN36-0DC0 |  | 3VA2163-7MN36-0DC0 | 1 | UN | 1 | 10 | C | D | EAR99 | N | 85362010 | 1 | 4042949108542 | 2.43 | KG | 801.68 | 801.68 | LP18 | LP18 | circuit breaker 3VA2 IEC frame 160 breaking capacity class C Icu=110kA @ 415V 3-pole, motor protection ETU350M, LSI, In=63A overload protection Ir=25A...63A short-circuit protection Isd=3...15 x Ir, Ii=15 x In clamp connection undervoltage release (UVR) 208-230V AC 50/60Hz 2 auxiliary switches HQ | - | 0 | 0
3VA2163-7MN36-0DH0 |  | 3VA2163-7MN36-0DH0 | 1 | UN | 1 | 10 | C | D | EAR99 | N | 85362010 | 1 | 4042949109624 | 2.43 | KG | 825.44 | 825.44 | LP18 | LP18 | circuit breaker 3VA2 IEC frame 160 breaking capacity class C Icu=110kA @ 415V 3-pole, motor protection ETU350M, LSI, In=63A overload protection Ir=25A...63A short-circuit protection Isd=3...15 x Ir, Ii=15 x In clamp connection undervoltage release (UVR) 208-230V AC 50/60Hz 2 auxiliary switches HQ 1 trip alarm switch HQ | - | 0 | 0
3VA2163-7MN36-0DL0 |  | 3VA2163-7MN36-0DL0 | 1 | UN | 1 | 10 | C | D | EAR99 | N | 85362010 | 1 | 4042949110705 | 2.43 | KG | 862.4 | 862.4 | LP18 | LP18 | circuit breaker 3VA2 IEC frame 160 breaking capacity class C Icu=110kA @ 415V 3-pole, motor protection ETU350M, LSI, In=63A overload protection Ir=25A...63A short-circuit protection Isd=3...15 x Ir, Ii=15 x In clamp connection undervoltage release (UVR) 208-230V AC 50/60Hz 2 auxiliary switches HQ 1 trip alarm switch HQ 1 electrical alarm switch | - | 0 | 0
3VA2163-7MN36-0HA0 |  | 3VA2163-7MN36-0HA0 | 1 | UN | 1 | 10 | C | D | EAR99 | N | 85362010 | 1 | 4042949106203 | 2.43 | KG | 726 | 726 | LP18 | LP18 | circuit breaker 3VA2 IEC frame 160 breaking capacity class C Icu=110kA @ 415V 3-pole, motor protection ETU350M, LSI, In=63A overload protection Ir=25A...63A short-circuit protection Isd=3...15 x Ir, Ii=15 x In clamp connection shunt trip (STL) 12-30V DC, 24V AC 50/60Hz | - | 0 | 0
3VA2163-7MN36-0HC0 |  | 3VA2163-7MN36-0HC0 | 1 | UN | 1 | 10 | C | D | EAR99 | N | 85362010 | 1 | 4042949108726 | 2.43 | KG | 776.16 | 776.16 | LP18 | LP18 | circuit breaker 3VA2 IEC frame 160 breaking capacity class C Icu=110kA @ 415V 3-pole, motor protection ETU350M, LSI, In=63A overload protection Ir=25A...63A short-circuit protection Isd=3...15 x Ir, Ii=15 x In clamp connection shunt trip (STL) 12-30V DC, 24V AC 50/60Hz 2 auxiliary switches HQ | - | 0 | 0
3VA2163-7MN36-0HH0 |  | 3VA2163-7MN36-0HH0 | 1 | UN | 1 | 10 | C | D | EAR99 | N | 85362010 | 1 | 4042949109808 | 2.43 | KG | 799.92 | 799.92 | LP18 | LP18 | circuit breaker 3VA2 IEC frame 160 breaking capacity class C Icu=110kA @ 415V 3-pole, motor protection ETU350M, LSI, In=63A overload protection Ir=25A...63A short-circuit protection Isd=3...15 x Ir, Ii=15 x In clamp connection shunt trip (STL) 12-30V DC, 24V AC 50/60Hz 2 auxiliary switches HQ 1 trip alarm switch HQ | - | 0 | 0
3VA2163-7MN36-0HL0 |  | 3VA2163-7MN36-0HL0 | 1 | UN | 1 | 10 | C | D | EAR99 | N | 85362010 | 1 | 4042949110880 | 2.43 | KG | 836 | 836 | LP18 | LP18 | circuit breaker 3VA2 IEC frame 160 breaking capacity class C Icu=110kA @ 415V 3-pole, motor protection ETU350M, LSI, In=63A overload protection Ir=25A...63A short-circuit protection Isd=3...15 x Ir, Ii=15 x In clamp connection shunt trip (STL) 12-30V DC, 24V AC 50/60Hz 2 auxiliary switches HQ 1 trip alarm switch HQ 1 electrical alarm switch | - | 0 | 0
3VA2163-7MN36-0JA0 |  | 3VA2163-7MN36-0JA0 | 1 | UN | 1 | 10 | C | D | EAR99 | N | 85362010 | 1 | 4042949106388 | 2.43 | KG | 726 | 726 | LP18 | LP18 | circuit breaker 3VA2 IEC frame 160 breaking capacity class C Icu=110kA @ 415V 3-pole, motor protection ETU350M, LSI, In=63A overload protection Ir=25A...63A short-circuit protection Isd=3...15 x Ir, Ii=15 x In clamp connection shunt trip (STL) 110-127V DC, AC 50/60Hz | - | 0 | 0
3VA2163-7MN36-0JC0 |  | 3VA2163-7MN36-0JC0 | 1 | UN | 1 | 10 | C | D | EAR99 | N | 85362010 | 1 | 4042949108900 | 2.43 | KG | 776.16 | 776.16 | LP18 | LP18 | circuit breaker 3VA2 IEC frame 160 breaking capacity class C Icu=110kA @ 415V 3-pole, motor protection ETU350M, LSI, In=63A overload protection Ir=25A...63A short-circuit protection Isd=3...15 x Ir, Ii=15 x In clamp connection shunt trip (STL) 110-127V DC, AC 50/60Hz 2 auxiliary switches HQ | - | 0 | 0
3VA2163-7MN36-0JH0 |  | 3VA2163-7MN36-0JH0 | 1 | UN | 1 | 10 | C | D | EAR99 | N | 85362010 | 1 | 4042949109983 | 2.43 | KG | 799.92 | 799.92 | LP18 | LP18 | circuit breaker 3VA2 IEC frame 160 breaking capacity class C Icu=110kA @ 415V 3-pole, motor protection ETU350M, LSI, In=63A overload protection Ir=25A...63A short-circuit protection Isd=3...15 x Ir, Ii=15 x In clamp connection shunt trip (STL) 110-127V DC, AC 50/60Hz 2 auxiliary switches HQ 1 trip alarm switch HQ | - | 0 | 0
3VA2163-7MN36-0JL0 |  | 3VA2163-7MN36-0JL0 | 1 | UN | 1 | 10 | C | D | EAR99 | N | 85362010 | 1 | 4042949111061 | 2.43 | KG | 836 | 836 | LP18 | LP18 | circuit breaker 3VA2 IEC frame 160 breaking capacity class C Icu=110kA @ 415V 3-pole, motor protection ETU350M, LSI, In=63A overload protection Ir=25A...63A short-circuit protection Isd=3...15 x Ir, Ii=15 x In clamp connection shunt trip (STL) 110-127V DC, AC 50/60Hz 2 auxiliary switches HQ 1 trip alarm switch HQ 1 electrical alarm switch | - | 0 | 0
3VA2163-7MN36-0KA0 |  | 3VA2163-7MN36-0KA0 | 1 | UN | 1 | 10 | C | D | EAR99 | N | 85362010 | 1 | 4042949106562 | 2.43 | KG | 726 | 726 | LP18 | LP18 | circuit breaker 3VA2 IEC frame 160 breaking capacity class C Icu=110kA @ 415V 3-pole, motor protection ETU350M, LSI, In=63A overload protection Ir=25A...63A short-circuit protection Isd=3...15 x Ir, Ii=15 x In clamp connection shunt trip (STL) 220-250V DC, 208-277V AC | - | 0 | 0
3VA2163-7MN36-0KC0 |  | 3VA2163-7MN36-0KC0 | 1 | UN | 1 | 10 | C | D | EAR99 | N | 85362010 | 1 | 4042949109082 | 2.43 | KG | 776.16 | 776.16 | LP18 | LP18 | circuit breaker 3VA2 IEC frame 160 breaking capacity class C Icu=110kA @ 415V 3-pole, motor protection ETU350M, LSI, In=63A overload protection Ir=25A...63A short-circuit protection Isd=3...15 x Ir, Ii=15 x In clamp connection shunt trip (STL) 220-250V DC, 208-277V AC 2 auxiliary switches HQ | - | 0 | 0
3VA2163-7MN36-0KH0 |  | 3VA2163-7MN36-0KH0 | 1 | UN | 1 | 10 | C | D | EAR99 | N | 85362010 | 1 | 4042949110163 | 2.43 | KG | 799.92 | 799.92 | LP18 | LP18 | circuit breaker 3VA2 IEC frame 160 breaking capacity class C Icu=110kA @ 415V 3-pole, motor protection ETU350M, LSI, In=63A overload protection Ir=25A...63A short-circuit protection Isd=3...15 x Ir, Ii=15 x In clamp connection shunt trip (STL) 220-250V DC, 208-277V AC 2 auxiliary switches HQ 1 trip alarm switch HQ | - | 0 | 0
3VA2163-7MN36-0KL0 |  | 3VA2163-7MN36-0KL0 | 1 | UN | 1 | 10 | C | D | EAR99 | N | 85362010 | 1 | 4042949111245 | 2.43 | KG | 836 | 836 | LP18 | LP18 | circuit breaker 3VA2 IEC frame 160 breaking capacity class C Icu=110kA @ 415V 3-pole, motor protection ETU350M, LSI, In=63A overload protection Ir=25A...63A short-circuit protection Isd=3...15 x Ir, Ii=15 x In clamp connection shunt trip (STL) 220-250V DC, 208-277V AC 2 auxiliary switches HQ 1 trip alarm switch HQ 1 electrical alarm switch | - | 0 | 0
3VA2163-7MP32-0AA0 |  | 3VA2163-7MP32-0AA0 | 1 | UN | 1 | 5 | B | D | EAR99 | N | 85362090 | 1 | 4042948903803 | 2.13 | KG | 810.48 | 810.48 | LP18 | LP18 | CIRCUIT BREAKER 3VA2 IEC FRAME 160 BREAKING CAPACITY CLASS C ICU=110KA @ 415 V 3-POLE, MOTOR PROTECTION ETU550M, LSI, In=63A OVERLOAD PROTECTION IR=25,2A ...63A SHORT CIRCUIT PROTECTION ISD=1,2... 15X IN,II=3...15X IN BUSBAR CONNECTION | - | 0 | 0
3VA2163-7MP36-0AA0 |  | 3VA2163-7MP36-0AA0 | 1 | UN | 1 | 5 | B | D | EAR99 | N | 85362090 | 1 | 4042948903797 | 2.13 | KG | 834.24 | 834.24 | LP18 | LP18 | CIRCUIT BREAKER 3VA2 IEC FRAME 160 BREAKING CAPACITY CLASS C ICU=110KA @ 415 V 3-POLE, MOTOR PROTECTION ETU550M, LSI, In=63A OVERLOAD PROTECTION IR=25,2A ...63A SHORT CIRCUIT PROTECTION ISD=1,2... 15X IN,II=3...15X IN CABLE CONNECTION | - | 0 | 0
3VA2163-7MQ32-0AA0 |  | 3VA2163-7MQ32-0AA0 | 1 | UN | 1 | 5 | B | D | EAR99 | N | 85362010 | 1 | 4042948830765 | 2.5 | KG | 1100 | 1100 | LP18 | LP18 | circuit breaker 3VA2 IEC frame 160 breaking capacity class C Icu=110kA @ 415V 3-pole, motor protection ETU860M, LSIG, In=63A overload protection Ir=25A...63A short-circuit protection Isd=1.2..15x In, Ii=3..15x In gr.-fault prot., can be sw. off Ig=0.25...1 x In, tg=0.05-0.8s nut keeper kit | - | 0 | 0
3VA2163-7MQ36-0AA0 |  | 3VA2163-7MQ36-0AA0 | 1 | UN | 1 | 5 | B | D | EAR99 | N | 85362010 | 1 | 4042948830758 | 2.5 | KG | 1126.4 | 1126.4 | LP18 | LP18 | circuit breaker 3VA2 IEC frame 160 breaking capacity class C Icu=110kA @ 415V 3-pole, motor protection ETU860M, LSIG, In=63A overload protection Ir=25A...63A short-circuit protection Isd=1.2..15x In, Ii=3..15x In gr.-fault prot., can be sw. off Ig=0.25...1 x In, tg=0.05-0.8s clamp connection | - | 0 | 0
3VA2163-7MS32-0AA0 |  | 3VA2163-7MS32-0AA0 | 1 | UN | 1 | 5 | B | D | EAR99 | N | 85362010 | 1 | 4042948830741 | 2.162 | KG | 435.6 | 435.6 | LP18 | LP18 | circuit breaker 3VA2 IEC frame 160 breaking capacity class C Icu=110kA @ 415V 3-pole, starter protection ETU310M, I, In=63A without overload protection short-circuit protection Ii=3...15 x In nut keeper kit | - | 0 | 0
3VA2163-7MS32-0AB0 |  | 3VA2163-7MS32-0AB0 | 1 | UN | 1 | 10 | C | D | EAR99 | N | 85362010 | 1 | 4042949106739 | 2.284 | KG | 507.76 | 507.76 | LP18 | LP18 | circuit breaker 3VA2 IEC frame 160 breaking capacity class C Icu=110kA @ 415V 3-pole, starter protection ETU310M, I, In=63A overload protection Ir=25A...63A short-circuit protection Ii=3...15 x In nut keeper kit 2 auxiliary switches HP | - | 0 | 0
3VA2163-7MS32-0AC0 |  | 3VA2163-7MS32-0AC0 | 1 | UN | 1 | 10 | C | D | EAR99 | N | 85362010 | 1 | 4042949106913 | 2.284 | KG | 483.12 | 483.12 | LP18 | LP18 | circuit breaker 3VA2 IEC frame 160 breaking capacity class C Icu=110kA @ 415V 3-pole, starter protection ETU310M, I, In=63A overload protection Ir=25A...63A short-circuit protection Ii=3...15 x In nut keeper kit 2 auxiliary switches HQ | - | 0 | 0
3VA2163-7MS32-0AD0 |  | 3VA2163-7MS32-0AD0 | 1 | UN | 1 | 10 | C | D | EAR99 | N | 85362010 | 1 | 4042949107095 | 2.284 | KG | 507.76 | 507.76 | LP18 | LP18 | circuit breaker 3VA2 IEC frame 160 breaking capacity class C Icu=110kA @ 415V 3-pole, starter protection ETU310M, I, In=63A overload protection Ir=25A...63A short-circuit protection Ii=3...15 x In nut keeper kit 3 auxiliary switches HQ | - | 0 | 0
3VA2163-7MS32-0AE0 |  | 3VA2163-7MS32-0AE0 | 1 | UN | 1 | 10 | C | D | EAR99 | N | 85362010 | 1 | 4042949107279 | 2.284 | KG | 531.52 | 531.52 | LP18 | LP18 | circuit breaker 3VA2 IEC frame 160 breaking capacity class C Icu=110kA @ 415V 3-pole, starter protection ETU310M, I, In=63A overload protection Ir=25A...63A short-circuit protection Ii=3...15 x In nut keeper kit 4 auxiliary switches HQ | - | 0 | 0
3VA2163-7MS32-0AF0 |  | 3VA2163-7MS32-0AF0 | 1 | UN | 1 | 10 | C | D | EAR99 | N | 85362010 | 1 | 4042949107453 | 2.284 | KG | 483.12 | 483.12 | LP18 | LP18 | circuit breaker 3VA2 IEC frame 160 breaking capacity class C Icu=110kA @ 415V 3-pole, starter protection ETU310M, I, In=63A overload protection Ir=25A...63A short-circuit protection Ii=3...15 x In nut keeper kit 1 auxiliary switch HQ 1 trip alarm switch HQ | - | 0 | 0
3VA2163-7MS32-0AG0 |  | 3VA2163-7MS32-0AG0 | 1 | UN | 1 | 10 | C | D | EAR99 | N | 85362010 | 1 | 4042949107637 | 2.284 | KG | 507.76 | 507.76 | LP18 | LP18 | circuit breaker 3VA2 IEC frame 160 breaking capacity class C Icu=110kA @ 415V 3-pole, starter protection ETU310M, I, In=63A overload protection Ir=25A...63A short-circuit protection Ii=3...15 x In nut keeper kit 1 auxiliary switch HP 1 trip alarm switch HP | - | 0 | 0
3VA2163-7MS32-0AH0 |  | 3VA2163-7MS32-0AH0 | 1 | UN | 1 | 10 | C | D | EAR99 | N | 85362010 | 1 | 4042949107811 | 2.284 | KG | 507.76 | 507.76 | LP18 | LP18 | circuit breaker 3VA2 IEC frame 160 breaking capacity class C Icu=110kA @ 415V 3-pole, starter protection ETU310M, I, In=63A overload protection Ir=25A...63A short-circuit protection Ii=3...15 x In nut keeper kit 2 auxiliary switches HQ 1 trip alarm switch HQ | - | 0 | 0
3VA2163-7MS32-0AJ0 |  | 3VA2163-7MS32-0AJ0 | 1 | UN | 1 | 10 | C | D | EAR99 | N | 85362010 | 1 | 4042949107996 | 2.284 | KG | 544.72 | 544.72 | LP18 | LP18 | circuit breaker 3VA2 IEC frame 160 breaking capacity class C Icu=110kA @ 415V 3-pole, starter protection ETU310M, I, In=63A overload protection Ir=25A...63A short-circuit protection Ii=3...15 x In nut keeper kit 2 auxiliary switches HP 1 trip alarm switch HP | - | 0 | 0
3VA2163-7MS32-0BA0 |  | 3VA2163-7MS32-0BA0 | 1 | UN | 1 | 10 | C | D | EAR99 | N | 85362010 | 1 | 4042949105657 | 2.284 | KG | 548.24 | 548.24 | LP18 | LP18 | circuit breaker 3VA2 IEC frame 160 breaking capacity class C Icu=110kA @ 415V 3-pole, starter protection ETU310M, I, In=63A overload protection Ir=25A...63A short-circuit protection Ii=3...15 x In nut keeper kit undervoltage release (UVR) 24V DC | - | 0 | 0
3VA2163-7MS32-0BC0 |  | 3VA2163-7MS32-0BC0 | 1 | UN | 1 | 10 | C | D | EAR99 | N | 85362010 | 1 | 4042949108177 | 2.284 | KG | 596.64 | 596.64 | LP18 | LP18 | circuit breaker 3VA2 IEC frame 160 breaking capacity class C Icu=110kA @ 415V 3-pole, starter protection ETU310M, I, In=63A overload protection Ir=25A...63A short-circuit protection Ii=3...15 x In nut keeper kit undervoltage release (UVR) 24V DC | - | 0 | 0
3VA2163-7MS32-0BH0 |  | 3VA2163-7MS32-0BH0 | 1 | UN | 1 | 10 | C | D | EAR99 | N | 85362010 | 1 | 4042949109259 | 2.284 | KG | 620.4 | 620.4 | LP18 | LP18 | circuit breaker 3VA2 IEC frame 160 breaking capacity class C Icu=110kA @ 415V 3-pole, starter protection ETU310M, I, In=63A overload protection Ir=25A...63A short-circuit protection Ii=3...15 x In nut keeper kit undervoltage release (UVR) 24V DC 2 auxiliary switches HQ 1 trip alarm switch HQ | - | 0 | 0
3VA2163-7MS32-0BL0 |  | 3VA2163-7MS32-0BL0 | 1 | UN | 1 | 10 | C | D | EAR99 | N | 85362010 | 1 | 4042949110330 | 2.284 | KG | 658.24 | 658.24 | LP18 | LP18 | circuit breaker 3VA2 IEC frame 160 breaking capacity class C Icu=110kA @ 415V 3-pole, starter protection ETU310M, I, In=63A overload protection Ir=25A...63A short-circuit protection Ii=3...15 x In nut keeper kit undervoltage release (UVR) 24V DC 2 auxiliary switches HQ 1 trip alarm switch HQ 1 electrical alarm switch | - | 0 | 0
3VA2163-7MS32-0CA0 |  | 3VA2163-7MS32-0CA0 | 1 | UN | 1 | 10 | C | D | EAR99 | N | 85362010 | 1 | 4042949105831 | 2.284 | KG | 548.24 | 548.24 | LP18 | LP18 | circuit breaker 3VA2 IEC frame 160 breaking capacity class C Icu=110kA @ 415V 3-pole, starter protection ETU310M, I, In=63A overload protection Ir=25A...63A short-circuit protection Ii=3...15 x In nut keeper kit undervoltage release (UVR) 120-127V AC 50/60Hz | - | 0 | 0
3VA2163-7MS32-0CC0 |  | 3VA2163-7MS32-0CC0 | 1 | UN | 1 | 10 | C | D | EAR99 | N | 85362010 | 1 | 4042949108351 | 2.284 | KG | 596.64 | 596.64 | LP18 | LP18 | circuit breaker 3VA2 IEC frame 160 breaking capacity class C Icu=110kA @ 415V 3-pole, starter protection ETU310M, I, In=63A overload protection Ir=25A...63A short-circuit protection Ii=3...15 x In nut keeper kit undervoltage release (UVR) 120-127V AC 50/60Hz | - | 0 | 0
3VA2163-7MS32-0CH0 |  | 3VA2163-7MS32-0CH0 | 1 | UN | 1 | 10 | C | D | EAR99 | N | 85362010 | 1 | 4042949109433 | 2.284 | KG | 620.4 | 620.4 | LP18 | LP18 | circuit breaker 3VA2 IEC frame 160 breaking capacity class C Icu=110kA @ 415V 3-pole, starter protection ETU310M, I, In=63A overload protection Ir=25A...63A short-circuit protection Ii=3...15 x In nut keeper kit undervoltage release (UVR) 120-127V AC 50/60Hz 2 auxiliary switches HQ 1 trip alarm switch HQ | - | 0 | 0
3VA2163-7MS32-0CL0 |  | 3VA2163-7MS32-0CL0 | 1 | UN | 1 | 10 | C | D | EAR99 | N | 85362010 | 1 | 4042949110514 | 2.284 | KG | 658.24 | 658.24 | LP18 | LP18 | circuit breaker 3VA2 IEC frame 160 breaking capacity class C Icu=110kA @ 415V 3-pole, starter protection ETU310M, I, In=63A overload protection Ir=25A...63A short-circuit protection Ii=3...15 x In nut keeper kit undervoltage release (UVR) 120-127V AC 50/60Hz 2 auxiliary switches HQ 1 trip alarm switch HQ 1 electrical alarm switch | - | 0 | 0
3VA2163-7MS32-0DA0 |  | 3VA2163-7MS32-0DA0 | 1 | UN | 1 | 10 | C | D | EAR99 | N | 85362010 | 1 | 4042949106012 | 2.284 | KG | 548.24 | 548.24 | LP18 | LP18 | circuit breaker 3VA2 IEC frame 160 breaking capacity class C Icu=110kA @ 415V 3-pole, starter protection ETU310M, I, In=63A overload protection Ir=25A...63A short-circuit protection Ii=3...15 x In nut keeper kit undervoltage release (UVR) 208-230V AC 50/60Hz | - | 0 | 0
3VA2163-7MS32-0DC0 |  | 3VA2163-7MS32-0DC0 | 1 | UN | 1 | 10 | C | D | EAR99 | N | 85362010 | 1 | 4042949108535 | 2.284 | KG | 596.64 | 596.64 | LP18 | LP18 | circuit breaker 3VA2 IEC frame 160 breaking capacity class C Icu=110kA @ 415V 3-pole, starter protection ETU310M, I, In=63A overload protection Ir=25A...63A short-circuit protection Ii=3...15 x In nut keeper kit undervoltage release (UVR) 208-230V AC 50/60Hz 2 auxiliary switches HQ | - | 0 | 0
3VA2163-7MS32-0DH0 |  | 3VA2163-7MS32-0DH0 | 1 | UN | 1 | 10 | C | D | EAR99 | N | 85362010 | 1 | 4042949109617 | 2.284 | KG | 620.4 | 620.4 | LP18 | LP18 | circuit breaker 3VA2 IEC frame 160 breaking capacity class C Icu=110kA @ 415V 3-pole, starter protection ETU310M, I, In=63A overload protection Ir=25A...63A short-circuit protection Ii=3...15 x In nut keeper kit undervoltage release (UVR) 208-230V AC 50/60Hz 2 auxiliary switches HQ 1 trip alarm switch HQ | - | 0 | 0
3VA2163-7MS32-0DL0 |  | 3VA2163-7MS32-0DL0 | 1 | UN | 1 | 10 | C | D | EAR99 | N | 85362010 | 1 | 4042949110699 | 2.284 | KG | 658.24 | 658.24 | LP18 | LP18 | circuit breaker 3VA2 IEC frame 160 breaking capacity class C Icu=110kA @ 415V 3-pole, starter protection ETU310M, I, In=63A overload protection Ir=25A...63A short-circuit protection Ii=3...15 x In nut keeper kit undervoltage release (UVR) 208-230V AC 50/60Hz 2 auxiliary switches HQ 1 trip alarm switch HQ 1 electrical alarm switch | - | 0 | 0
3VA2163-7MS32-0HA0 |  | 3VA2163-7MS32-0HA0 | 1 | UN | 1 | 10 | C | D | EAR99 | N | 85362010 | 1 | 4042949106197 | 2.284 | KG | 521.84 | 521.84 | LP18 | LP18 | circuit breaker 3VA2 IEC frame 160 breaking capacity class C Icu=110kA @ 415V 3-pole, starter protection ETU310M, I, In=63A overload protection Ir=25A...63A short-circuit protection Ii=3...15 x In nut keeper kit shunt trip (STL) 12-30V DC, 24V AC 50/60Hz | - | 0 | 0
3VA2163-7MS32-0HC0 |  | 3VA2163-7MS32-0HC0 | 1 | UN | 1 | 10 | C | D | EAR99 | N | 85362010 | 1 | 4042949108719 | 2.284 | KG | 570.24 | 570.24 | LP18 | LP18 | circuit breaker 3VA2 IEC frame 160 breaking capacity class C Icu=110kA @ 415V 3-pole, starter protection ETU310M, I, In=63A overload protection Ir=25A...63A short-circuit protection Ii=3...15 x In nut keeper kit shunt trip (STL) 12-30V DC, 24V AC 50/60Hz 2 auxiliary switches HQ | - | 0 | 0
3VA2163-7MS32-0HH0 |  | 3VA2163-7MS32-0HH0 | 1 | UN | 1 | 10 | C | D | EAR99 | N | 85362010 | 1 | 4042949109792 | 2.284 | KG | 594 | 594 | LP18 | LP18 | circuit breaker 3VA2 IEC frame 160 breaking capacity class C Icu=110kA @ 415V 3-pole, starter protection ETU310M, I, In=63A overload protection Ir=25A...63A short-circuit protection Ii=3...15 x In nut keeper kit shunt trip (STL) 12-30V DC, 24V AC 50/60Hz 2 auxiliary switches HQ 1 trip alarm switch HQ | - | 0 | 0
3VA2163-7MS32-0HL0 |  | 3VA2163-7MS32-0HL0 | 1 | UN | 1 | 10 | C | D | EAR99 | N | 85362010 | 1 | 4042949110873 | 2.284 | KG | 631.84 | 631.84 | LP18 | LP18 | circuit breaker 3VA2 IEC frame 160 breaking capacity class C Icu=110kA @ 415V 3-pole, starter protection ETU310M, I, In=63A overload protection Ir=25A...63A short-circuit protection Ii=3...15 x In nut keeper kit shunt trip (STL) 12-30V DC, 24V AC 50/60Hz 2 auxiliary switches HQ 1 trip alarm switch HQ 1 electrical alarm switch | - | 0 | 0
3VA2163-7MS32-0JA0 |  | 3VA2163-7MS32-0JA0 | 1 | UN | 1 | 10 | C | D | EAR99 | N | 85362010 | 1 | 4042949106371 | 2.284 | KG | 521.84 | 521.84 | LP18 | LP18 | circuit breaker 3VA2 IEC frame 160 breaking capacity class C Icu=110kA @ 415V 3-pole, starter protection ETU310M, I, In=63A overload protection Ir=25A...63A short-circuit protection Ii=3...15 x In nut keeper kit shunt trip (STL) 110-127V DC, AC 50/60Hz | - | 0 | 0
3VA2163-7MS32-0JC0 |  | 3VA2163-7MS32-0JC0 | 1 | UN | 1 | 10 | C | D | EAR99 | N | 85362010 | 1 | 4042949108894 | 2.284 | KG | 570.24 | 570.24 | LP18 | LP18 | circuit breaker 3VA2 IEC frame 160 breaking capacity class C Icu=110kA @ 415V 3-pole, starter protection ETU310M, I, In=63A overload protection Ir=25A...63A short-circuit protection Ii=3...15 x In nut keeper kit shunt trip (STL) 110-127V DC, AC 50/60Hz 2 auxiliary switches HQ | - | 0 | 0
3VA2163-7MS32-0JH0 |  | 3VA2163-7MS32-0JH0 | 1 | UN | 1 | 10 | C | D | EAR99 | N | 85362010 | 1 | 4042949109976 | 2.284 | KG | 594 | 594 | LP18 | LP18 | circuit breaker 3VA2 IEC frame 160 breaking capacity class C Icu=110kA @ 415V 3-pole, starter protection ETU310M, I, In=63A overload protection Ir=25A...63A short-circuit protection Ii=3...15 x In nut keeper kit shunt trip (STL) 110-127V DC, AC 50/60Hz 2 auxiliary switches HQ 1 trip alarm switch HQ | - | 0 | 0
3VA2163-7MS32-0JL0 |  | 3VA2163-7MS32-0JL0 | 1 | UN | 1 | 10 | C | D | EAR99 | N | 85362010 | 1 | 4042949111054 | 2.284 | KG | 631.84 | 631.84 | LP18 | LP18 | circuit breaker 3VA2 IEC frame 160 breaking capacity class C Icu=110kA @ 415V 3-pole, starter protection ETU310M, I, In=63A overload protection Ir=25A...63A short-circuit protection Ii=3...15 x In nut keeper kit shunt trip (STL) 110-127V DC, AC 50/60Hz 2 auxiliary switches HQ 1 trip alarm switch HQ 1 electrical alarm switch | - | 0 | 0
3VA2163-7MS32-0KA0 |  | 3VA2163-7MS32-0KA0 | 1 | UN | 1 | 10 | C | D | EAR99 | N | 85362010 | 1 | 4042949106555 | 2.284 | KG | 521.84 | 521.84 | LP18 | LP18 | circuit breaker 3VA2 IEC frame 160 breaking capacity class C Icu=110kA @ 415V 3-pole, starter protection ETU310M, I, In=63A overload protection Ir=25A...63A short-circuit protection Ii=3...15 x In nut keeper kit shunt trip (STL) 220-250V DC, 208-277V AC | - | 0 | 0
3VA2163-7MS32-0KC0 |  | 3VA2163-7MS32-0KC0 | 1 | UN | 1 | 10 | C | D | EAR99 | N | 85362010 | 1 | 4042949109075 | 2.284 | KG | 570.24 | 570.24 | LP18 | LP18 | circuit breaker 3VA2 IEC frame 160 breaking capacity class C Icu=110kA @ 415V 3-pole, starter protection ETU310M, I, In=63A overload protection Ir=25A...63A short-circuit protection Ii=3...15 x In nut keeper kit shunt trip (STL) 220-250V DC, 208-277V AC 2 auxiliary switches HQ | - | 0 | 0
3VA2163-7MS32-0KH0 |  | 3VA2163-7MS32-0KH0 | 1 | UN | 1 | 10 | C | D | EAR99 | N | 85362010 | 1 | 4042949110156 | 2.284 | KG | 594 | 594 | LP18 | LP18 | circuit breaker 3VA2 IEC frame 160 breaking capacity class C Icu=110kA @ 415V 3-pole, starter protection ETU310M, I, In=63A overload protection Ir=25A...63A short-circuit protection Ii=3...15 x In nut keeper kit shunt trip (STL) 220-250V DC, 208-277V AC 2 auxiliary switches HQ 1 trip alarm switch HQ | - | 0 | 0
3VA2163-7MS32-0KL0 |  | 3VA2163-7MS32-0KL0 | 1 | UN | 1 | 10 | C | D | EAR99 | N | 85362010 | 1 | 4042949111238 | 2.284 | KG | 631.84 | 631.84 | LP18 | LP18 | circuit breaker 3VA2 IEC frame 160 breaking capacity class C Icu=110kA @ 415V 3-pole, starter protection ETU310M, I, In=63A overload protection Ir=25A...63A short-circuit protection Ii=3...15 x In nut keeper kit shunt trip (STL) 220-250V DC, 208-277V AC 2 auxiliary switches HQ 1 trip alarm switch HQ 1 electrical alarm switch | - | 0 | 0
3VA2163-7MS36-0AA0 |  | 3VA2163-7MS36-0AA0 | 1 | UN | 1 | 5 | B | D | EAR99 | N | 85362010 | 1 | 4042948830734 | 2.5 | KG | 460.24 | 460.24 | LP18 | LP18 | circuit breaker 3VA2 IEC frame 160 breaking capacity class C Icu=110kA @ 415V 3-pole, starter protection ETU310M, I, In=63A without overload protection short-circuit protection Ii=3...15 x In clamp connection | - | 0 | 0
3VA2163-7MS36-0AB0 |  | 3VA2163-7MS36-0AB0 | 1 | UN | 1 | 10 | C | D | EAR99 | N | 85362010 | 1 | 4042949106722 | 2.43 | KG | 531.52 | 531.52 | LP18 | LP18 | circuit breaker 3VA2 IEC frame 160 breaking capacity class C Icu=110kA @ 415V 3-pole, starter protection ETU310M, I, In=63A overload protection Ir=25A...63A short-circuit protection Ii=3...15 x In clamp connection 2 auxiliary switches HP | - | 0 | 0
3VA2163-7MS36-0AC0 |  | 3VA2163-7MS36-0AC0 | 1 | UN | 1 | 10 | C | D | EAR99 | N | 85362010 | 1 | 4042949106906 | 2.43 | KG | 507.76 | 507.76 | LP18 | LP18 | circuit breaker 3VA2 IEC frame 160 breaking capacity class C Icu=110kA @ 415V 3-pole, starter protection ETU310M, I, In=63A overload protection Ir=25A...63A short-circuit protection Ii=3...15 x In clamp connection 2 auxiliary switches HQ | - | 0 | 0
3VA2163-7MS36-0AD0 |  | 3VA2163-7MS36-0AD0 | 1 | UN | 1 | 10 | C | D | EAR99 | N | 85362010 | 1 | 4042949107088 | 2.43 | KG | 531.52 | 531.52 | LP18 | LP18 | circuit breaker 3VA2 IEC frame 160 breaking capacity class C Icu=110kA @ 415V 3-pole, starter protection ETU310M, I, In=63A overload protection Ir=25A...63A short-circuit protection Ii=3...15 x In clamp connection 3 auxiliary switches HQ | - | 0 | 0
3VA2163-7MS36-0AE0 |  | 3VA2163-7MS36-0AE0 | 1 | UN | 1 | 10 | C | D | EAR99 | N | 85362010 | 1 | 4042949107262 | 2.43 | KG | 556.16 | 556.16 | LP18 | LP18 | circuit breaker 3VA2 IEC frame 160 breaking capacity class C Icu=110kA @ 415V 3-pole, starter protection ETU310M, I, In=63A overload protection Ir=25A...63A short-circuit protection Ii=3...15 x In clamp connection 4 auxiliary switches HQ | - | 0 | 0
3VA2163-7MS36-0AF0 |  | 3VA2163-7MS36-0AF0 | 1 | UN | 1 | 10 | C | D | EAR99 | N | 85362010 | 1 | 4042949107446 | 2.43 | KG | 507.76 | 507.76 | LP18 | LP18 | circuit breaker 3VA2 IEC frame 160 breaking capacity class C Icu=110kA @ 415V 3-pole, starter protection ETU310M, I, In=63A overload protection Ir=25A...63A short-circuit protection Ii=3...15 x In clamp connection 1 auxiliary switch HQ 1 trip alarm switch HQ | - | 0 | 0
3VA2163-7MS36-0AG0 |  | 3VA2163-7MS36-0AG0 | 1 | UN | 1 | 10 | C | D | EAR99 | N | 85362010 | 1 | 4042949107620 | 2.43 | KG | 531.52 | 531.52 | LP18 | LP18 | circuit breaker 3VA2 IEC frame 160 breaking capacity class C Icu=110kA @ 415V 3-pole, starter protection ETU310M, I, In=63A overload protection Ir=25A...63A short-circuit protection Ii=3...15 x In clamp connection 1 auxiliary switch HP 1 trip alarm switch HP | - | 0 | 0
3VA2163-7MS36-0AH0 |  | 3VA2163-7MS36-0AH0 | 1 | UN | 1 | 10 | C | D | EAR99 | N | 85362010 | 1 | 4042949107804 | 2.43 | KG | 531.52 | 531.52 | LP18 | LP18 | circuit breaker 3VA2 IEC frame 160 breaking capacity class C Icu=110kA @ 415V 3-pole, starter protection ETU310M, I, In=63A overload protection Ir=25A...63A short-circuit protection Ii=3...15 x In clamp connection 2 auxiliary switches HQ 1 trip alarm switch HQ | - | 0 | 0
3VA2163-7MS36-0AJ0 |  | 3VA2163-7MS36-0AJ0 | 1 | UN | 1 | 10 | C | D | EAR99 | N | 85362010 | 1 | 4042949107989 | 2.43 | KG | 568.48 | 568.48 | LP18 | LP18 | circuit breaker 3VA2 IEC frame 160 breaking capacity class C Icu=110kA @ 415V 3-pole, starter protection ETU310M, I, In=63A overload protection Ir=25A...63A short-circuit protection Ii=3...15 x In clamp connection 2 auxiliary switches HP 1 trip alarm switch HP | - | 0 | 0
3VA2163-7MS36-0BA0 |  | 3VA2163-7MS36-0BA0 | 1 | UN | 1 | 10 | C | D | EAR99 | N | 85362010 | 1 | 4042949105640 | 2.43 | KG | 571.12 | 571.12 | LP18 | LP18 | circuit breaker 3VA2 IEC frame 160 breaking capacity class C Icu=110kA @ 415V 3-pole, starter protection ETU310M, I, In=63A overload protection Ir=25A...63A short-circuit protection Ii=3...15 x In clamp connection undervoltage release (UVR) 24V DC | - | 0 | 0
3VA2163-7MS36-0BC0 |  | 3VA2163-7MS36-0BC0 | 1 | UN | 1 | 10 | C | D | EAR99 | N | 85362010 | 1 | 4042949108160 | 2.43 | KG | 620.4 | 620.4 | LP18 | LP18 | circuit breaker 3VA2 IEC frame 160 breaking capacity class C Icu=110kA @ 415V 3-pole, starter protection ETU310M, I, In=63A overload protection Ir=25A...63A short-circuit protection Ii=3...15 x In clamp connection undervoltage release (UVR) 24V DC | - | 0 | 0
3VA2163-7MS36-0BH0 |  | 3VA2163-7MS36-0BH0 | 1 | UN | 1 | 10 | C | D | EAR99 | N | 85362010 | 1 | 4042949109242 | 2.43 | KG | 644.16 | 644.16 | LP18 | LP18 | circuit breaker 3VA2 IEC frame 160 breaking capacity class C Icu=110kA @ 415V 3-pole, starter protection ETU310M, I, In=63A overload protection Ir=25A...63A short-circuit protection Ii=3...15 x In clamp connection undervoltage release (UVR) 24V DC 2 auxiliary switches HQ 1 trip alarm switch HQ | - | 0 | 0
3VA2163-7MS36-0BL0 |  | 3VA2163-7MS36-0BL0 | 1 | UN | 1 | 10 | C | D | EAR99 | N | 85362010 | 1 | 4042949110323 | 2.43 | KG | 681.12 | 681.12 | LP18 | LP18 | circuit breaker 3VA2 IEC frame 160 breaking capacity class C Icu=110kA @ 415V 3-pole, starter protection ETU310M, I, In=63A overload protection Ir=25A...63A short-circuit protection Ii=3...15 x In clamp connection undervoltage release (UVR) 24V DC 2 auxiliary switches HQ 1 trip alarm switch HQ 1 electrical alarm switch | - | 0 | 0
3VA2163-7MS36-0CA0 |  | 3VA2163-7MS36-0CA0 | 1 | UN | 1 | 10 | C | D | EAR99 | N | 85362010 | 1 | 4042949105824 | 2.43 | KG | 571.12 | 571.12 | LP18 | LP18 | circuit breaker 3VA2 IEC frame 160 breaking capacity class C Icu=110kA @ 415V 3-pole, starter protection ETU310M, I, In=63A overload protection Ir=25A...63A short-circuit protection Ii=3...15 x In clamp connection undervoltage release (UVR) 120-127V AC 50/60Hz | - | 0 | 0
3VA2163-7MS36-0CC0 |  | 3VA2163-7MS36-0CC0 | 1 | UN | 1 | 10 | C | D | EAR99 | N | 85362010 | 1 | 4042949108344 | 2.43 | KG | 620.4 | 620.4 | LP18 | LP18 | circuit breaker 3VA2 IEC frame 160 breaking capacity class C Icu=110kA @ 415V 3-pole, starter protection ETU310M, I, In=63A overload protection Ir=25A...63A short-circuit protection Ii=3...15 x In clamp connection undervoltage release (UVR) 120-127V AC 50/60Hz | - | 0 | 0
3VA2163-7MS36-0CH0 |  | 3VA2163-7MS36-0CH0 | 1 | UN | 1 | 10 | C | D | EAR99 | N | 85362010 | 1 | 4042949109426 | 2.43 | KG | 644.16 | 644.16 | LP18 | LP18 | circuit breaker 3VA2 IEC frame 160 breaking capacity class C Icu=110kA @ 415V 3-pole, starter protection ETU310M, I, In=63A overload protection Ir=25A...63A short-circuit protection Ii=3...15 x In clamp connection undervoltage release (UVR) 120-127V AC 50/60Hz 2 auxiliary switches HQ 1 trip alarm switch HQ | - | 0 | 0
3VA2163-7MS36-0CL0 |  | 3VA2163-7MS36-0CL0 | 1 | UN | 1 | 10 | C | D | EAR99 | N | 85362010 | 1 | 4042949110507 | 2.43 | KG | 681.12 | 681.12 | LP18 | LP18 | circuit breaker 3VA2 IEC frame 160 breaking capacity class C Icu=110kA @ 415V 3-pole, starter protection ETU310M, I, In=63A overload protection Ir=25A...63A short-circuit protection Ii=3...15 x In clamp connection undervoltage release (UVR) 120-127V AC 50/60Hz 2 auxiliary switches HQ 1 trip alarm switch HQ 1 electrical alarm switch | - | 0 | 0
3VA2163-7MS36-0DA0 |  | 3VA2163-7MS36-0DA0 | 1 | UN | 1 | 10 | C | D | EAR99 | N | 85362010 | 1 | 4042949106005 | 2.43 | KG | 571.12 | 571.12 | LP18 | LP18 | circuit breaker 3VA2 IEC frame 160 breaking capacity class C Icu=110kA @ 415V 3-pole, starter protection ETU310M, I, In=63A overload protection Ir=25A...63A short-circuit protection Ii=3...15 x In clamp connection undervoltage release (UVR) 208-230V AC 50/60Hz | - | 0 | 0
3VA2163-7MS36-0DC0 |  | 3VA2163-7MS36-0DC0 | 1 | UN | 1 | 10 | C | D | EAR99 | N | 85362010 | 1 | 4042949108528 | 2.43 | KG | 620.4 | 620.4 | LP18 | LP18 | circuit breaker 3VA2 IEC frame 160 breaking capacity class C Icu=110kA @ 415V 3-pole, starter protection ETU310M, I, In=63A overload protection Ir=25A...63A short-circuit protection Ii=3...15 x In clamp connection undervoltage release (UVR) 208-230V AC 50/60Hz 2 auxiliary switches HQ | - | 0 | 0
3VA2163-7MS36-0DH0 |  | 3VA2163-7MS36-0DH0 | 1 | UN | 1 | 10 | C | D | EAR99 | N | 85362010 | 1 | 4042949109600 | 2.43 | KG | 644.16 | 644.16 | LP18 | LP18 | circuit breaker 3VA2 IEC frame 160 breaking capacity class C Icu=110kA @ 415V 3-pole, starter protection ETU310M, I, In=63A overload protection Ir=25A...63A short-circuit protection Ii=3...15 x In clamp connection undervoltage release (UVR) 208-230V AC 50/60Hz 2 auxiliary switches HQ 1 trip alarm switch HQ | - | 0 | 0
3VA2163-7MS36-0DL0 |  | 3VA2163-7MS36-0DL0 | 1 | UN | 1 | 10 | C | D | EAR99 | N | 85362010 | 1 | 4042949110682 | 2.43 | KG | 681.12 | 681.12 | LP18 | LP18 | circuit breaker 3VA2 IEC frame 160 breaking capacity class C Icu=110kA @ 415V 3-pole, starter protection ETU310M, I, In=63A overload protection Ir=25A...63A short-circuit protection Ii=3...15 x In clamp connection undervoltage release (UVR) 208-230V AC 50/60Hz 2 auxiliary switches HQ 1 trip alarm switch HQ 1 electrical alarm switch | - | 0 | 0
3VA2163-7MS36-0HA0 |  | 3VA2163-7MS36-0HA0 | 1 | UN | 1 | 10 | C | D | EAR99 | N | 85362010 | 1 | 4042949106180 | 2.43 | KG | 545.6 | 545.6 | LP18 | LP18 | circuit breaker 3VA2 IEC frame 160 breaking capacity class C Icu=110kA @ 415V 3-pole, starter protection ETU310M, I, In=63A overload protection Ir=25A...63A short-circuit protection Ii=3...15 x In clamp connection shunt trip (STL) 12-30V DC, 24V AC 50/60Hz | - | 0 | 0
3VA2163-7MS36-0HC0 |  | 3VA2163-7MS36-0HC0 | 1 | UN | 1 | 10 | C | D | EAR99 | N | 85362010 | 1 | 4042949108702 | 2.43 | KG | 594 | 594 | LP18 | LP18 | circuit breaker 3VA2 IEC frame 160 breaking capacity class C Icu=110kA @ 415V 3-pole, starter protection ETU310M, I, In=63A overload protection Ir=25A...63A short-circuit protection Ii=3...15 x In clamp connection shunt trip (STL) 12-30V DC, 24V AC 50/60Hz 2 auxiliary switches HQ | - | 0 | 0
3VA2163-7MS36-0HH0 |  | 3VA2163-7MS36-0HH0 | 1 | UN | 1 | 10 | C | D | EAR99 | N | 85362010 | 1 | 4042949109785 | 2.43 | KG | 618.64 | 618.64 | LP18 | LP18 | circuit breaker 3VA2 IEC frame 160 breaking capacity class C Icu=110kA @ 415V 3-pole, starter protection ETU310M, I, In=63A overload protection Ir=25A...63A short-circuit protection Ii=3...15 x In clamp connection shunt trip (STL) 12-30V DC, 24V AC 50/60Hz 2 auxiliary switches HQ 1 trip alarm switch HQ | - | 0 | 0
3VA2163-7MS36-0HL0 |  | 3VA2163-7MS36-0HL0 | 1 | UN | 1 | 10 | C | D | EAR99 | N | 85362010 | 1 | 4042949110866 | 2.43 | KG | 654.72 | 654.72 | LP18 | LP18 | circuit breaker 3VA2 IEC frame 160 breaking capacity class C Icu=110kA @ 415V 3-pole, starter protection ETU310M, I, In=63A overload protection Ir=25A...63A short-circuit protection Ii=3...15 x In clamp connection shunt trip (STL) 12-30V DC, 24V AC 50/60Hz 2 auxiliary switches HQ 1 trip alarm switch HQ 1 electrical alarm switch | - | 0 | 0
3VA2163-7MS36-0JA0 |  | 3VA2163-7MS36-0JA0 | 1 | UN | 1 | 10 | C | D | EAR99 | N | 85362010 | 1 | 4042949106364 | 2.43 | KG | 545.6 | 545.6 | LP18 | LP18 | circuit breaker 3VA2 IEC frame 160 breaking capacity class C Icu=110kA @ 415V 3-pole, starter protection ETU310M, I, In=63A overload protection Ir=25A...63A short-circuit protection Ii=3...15 x In clamp connection shunt trip (STL) 110-127V DC, AC 50/60Hz | - | 0 | 0
3VA2163-7MS36-0JC0 |  | 3VA2163-7MS36-0JC0 | 1 | UN | 1 | 10 | C | D | EAR99 | N | 85362010 | 1 | 4042949108887 | 2.43 | KG | 594 | 594 | LP18 | LP18 | circuit breaker 3VA2 IEC frame 160 breaking capacity class C Icu=110kA @ 415V 3-pole, starter protection ETU310M, I, In=63A overload protection Ir=25A...63A short-circuit protection Ii=3...15 x In clamp connection shunt trip (STL) 110-127V DC, AC 50/60Hz 2 auxiliary switches HQ | - | 0 | 0
3VA2163-7MS36-0JH0 |  | 3VA2163-7MS36-0JH0 | 1 | UN | 1 | 10 | C | D | EAR99 | N | 85362010 | 1 | 4042949109969 | 2.43 | KG | 618.64 | 618.64 | LP18 | LP18 | circuit breaker 3VA2 IEC frame 160 breaking capacity class C Icu=110kA @ 415V 3-pole, starter protection ETU310M, I, In=63A overload protection Ir=25A...63A short-circuit protection Ii=3...15 x In clamp connection shunt trip (STL) 110-127V DC, AC 50/60Hz 2 auxiliary switches HQ 1 trip alarm switch HQ | - | 0 | 0
3VA2163-7MS36-0JL0 |  | 3VA2163-7MS36-0JL0 | 1 | UN | 1 | 10 | C | D | EAR99 | N | 85362010 | 1 | 4042949111047 | 2.43 | KG | 654.72 | 654.72 | LP18 | LP18 | circuit breaker 3VA2 IEC frame 160 breaking capacity class C Icu=110kA @ 415V 3-pole, starter protection ETU310M, I, In=63A overload protection Ir=25A...63A short-circuit protection Ii=3...15 x In clamp connection shunt trip (STL) 110-127V DC, AC 50/60Hz 2 auxiliary switches HQ 1 trip alarm switch HQ 1 electrical alarm switch | - | 0 | 0
3VA2163-7MS36-0KA0 |  | 3VA2163-7MS36-0KA0 | 1 | UN | 1 | 10 | C | D | EAR99 | N | 85362010 | 1 | 4042949106548 | 2.43 | KG | 545.6 | 545.6 | LP18 | LP18 | circuit breaker 3VA2 IEC frame 160 breaking capacity class C Icu=110kA @ 415V 3-pole, starter protection ETU310M, I, In=63A overload protection Ir=25A...63A short-circuit protection Ii=3...15 x In clamp connection shunt trip (STL) 220-250V DC, 208-277V AC | - | 0 | 0
3VA2163-7MS36-0KC0 |  | 3VA2163-7MS36-0KC0 | 1 | UN | 1 | 10 | C | D | EAR99 | N | 85362010 | 1 | 4042949109068 | 2.43 | KG | 594 | 594 | LP18 | LP18 | circuit breaker 3VA2 IEC frame 160 breaking capacity class C Icu=110kA @ 415V 3-pole, starter protection ETU310M, I, In=63A overload protection Ir=25A...63A short-circuit protection Ii=3...15 x In clamp connection shunt trip (STL) 220-250V DC, 208-277V AC 2 auxiliary switches HQ | - | 0 | 0
3VA2163-7MS36-0KH0 |  | 3VA2163-7MS36-0KH0 | 1 | UN | 1 | 10 | C | D | EAR99 | N | 85362010 | 1 | 4042949110149 | 2.43 | KG | 618.64 | 618.64 | LP18 | LP18 | circuit breaker 3VA2 IEC frame 160 breaking capacity class C Icu=110kA @ 415V 3-pole, starter protection ETU310M, I, In=63A overload protection Ir=25A...63A short-circuit protection Ii=3...15 x In clamp connection shunt trip (STL) 220-250V DC, 208-277V AC 2 auxiliary switches HQ 1 trip alarm switch HQ | - | 0 | 0
3VA2163-7MS36-0KL0 |  | 3VA2163-7MS36-0KL0 | 1 | UN | 1 | 10 | C | D | EAR99 | N | 85362010 | 1 | 4042949111221 | 2.43 | KG | 654.72 | 654.72 | LP18 | LP18 | circuit breaker 3VA2 IEC frame 160 breaking capacity class C Icu=110kA @ 415V 3-pole, starter protection ETU310M, I, In=63A overload protection Ir=25A...63A short-circuit protection Ii=3...15 x In clamp connection shunt trip (STL) 220-250V DC, 208-277V AC 2 auxiliary switches HQ 1 trip alarm switch HQ 1 electrical alarm switch | - | 0 | 0
3VA2163-8HK32-0AA0 |  | 3VA2163-8HK32-0AA0 | 1 | UN | 1 | 5 | B | D | EAR99 | N | 85362010 | 1 | 4042948802557 | 2.5 | KG | 645.04 | 645.04 | LP18 | LP18 | circuit breaker 3VA2 IEC frame 160 breaking capacity class L Icu=150kA @ 415V 3-pole, line protection ETU340, ELISA LI, In=63A overload protection Ir=25A...63A short-circuit protection Ii=15 x In nut keeper kit | - | 0 | 0
3VA2163-8HK36-0AA0 |  | 3VA2163-8HK36-0AA0 | 1 | UN | 1 | 5 | B | D | EAR99 | N | 85362010 | 1 | 4042948826331 | 2.5 | KG | 669.68 | 669.68 | LP18 | LP18 | circuit breaker 3VA2 IEC frame 160 breaking capacity class L Icu=150kA @ 415V 3-pole, line protection ETU340, ELISA LI, In=63A overload protection Ir=25A...63A short-circuit protection Ii=15 x In clamp connection | - | 0 | 0
3VA2163-8HK42-0AA0 |  | 3VA2163-8HK42-0AA0 | 1 | UN | 1 | 5 | B | D | EAR99 | N | 85362010 | 1 | 4042948804797 | 3.2 | KG | 829.84 | 829.84 | LP18 | LP18 | circuit breaker 3VA2 IEC frame 160 breaking capacity class L Icu=150kA @ 415V 4-pole, line protection ETU340, ELISA LI, In=63A overload protection Ir=25A...63A short-circuit protection Ii=15 x In N conductor protection adjustable (OFF, 100%) nut keeper kit | - | 0 | 0
3VA2163-8HK46-0AA0 |  | 3VA2163-8HK46-0AA0 | 1 | UN | 1 | 5 | B | D | EAR99 | N | 85362010 | 1 | 4042948827178 | 3.2 | KG | 862.4 | 862.4 | LP18 | LP18 | circuit breaker 3VA2 IEC frame 160 breaking capacity class L Icu=150kA @ 415V 4-pole, line protection ETU340, ELISA LI, In=63A overload protection Ir=25A...63A short-circuit protection Ii=15 x In N conductor protection adjustable (OFF, 100%) clamp connection | - | 0 | 0
3VA2163-8HL32-0AA0 |  | 3VA2163-8HL32-0AA0 | 1 | UN | 1 | 5 | B | D | EAR99 | N | 85362010 | 1 | 4042948832646 | 2.5 | KG | 623.1 | 605.2 | LP18 | LP18 | circuit breaker 3VA2 IEC frame 160 breaking capacity class L Icu=150kA @ 415V 3-pole, line protection ETU320, LI, In=63A overload protection Ir=25A...63A short-circuit protection Ii=1.5...12 x In nut keeper kit | Lista Papel 2020 SI | 0 | 0
3VA2163-8HL36-0AA0 |  | 3VA2163-8HL36-0AA0 | 1 | UN | 1 | 5 | B | D | EAR99 | N | 85362010 | 1 | 4042948832639 | 2.5 | KG | 646 | 628.2 | LP18 | LP18 | circuit breaker 3VA2 IEC frame 160 breaking capacity class L Icu=150kA @ 415V 3-pole, line protection ETU320, LI, In=63A overload protection Ir=25A...63A short-circuit protection Ii=1.5...12 x In clamp connection | Lista Papel 2020 SI | 0 | 0
3VA2163-8HL42-0AA0 |  | 3VA2163-8HL42-0AA0 | 1 | UN | 1 | 5 | B | D | EAR99 | N | 85362010 | 1 | 4042948832622 | 3.2 | KG | 802.4 | 779.5 | LP18 | LP18 | circuit breaker 3VA2 IEC frame 160 breaking capacity class L Icu=150kA @ 415V 4-pole, line protection ETU320, LI, In=63A overload protection Ir=25A...63A short-circuit protection Ii=1.5...12 x In N conductor protection adjustable (OFF, 100%) nut keeper kit | Lista Papel 2020 SI | 0 | 0
3VA2163-8HL46-0AA0 |  | 3VA2163-8HL46-0AA0 | 1 | UN | 1 | 5 | B | D | EAR99 | N | 85362010 | 1 | 4042948832615 | 3.2 | KG | 833 | 809.2 | LP18 | LP18 | circuit breaker 3VA2 IEC frame 160 breaking capacity class L Icu=150kA @ 415V 4-pole, line protection ETU320, LI, In=63A overload protection Ir=25A...63A short-circuit protection Ii=1.5...12 x In N conductor protection adjustable (OFF, 100%) clamp connection | Lista Papel 2020 SI | 0 | 0
3VA2163-8HM32-0AA0 |  | 3VA2163-8HM32-0AA0 | 1 | UN | 1 | 5 | B | D | EAR99 | N | 85362010 | 1 | 4042948802571 | 2.5 | KG | 867 | 843.2 | LP18 | LP18 | circuit breaker 3VA2 IEC frame 160 breaking capacity class L Icu=150kA @ 415V 3-pole, line protection ETU330, LIG, In=63A overload protection Ir=25A...63A short-circuit protection Ii=1.5...12 x In ground-fault protection Ig=0.25... 1 x In, tg=0.1/0.3s nut keeper kit | Lista Papel 2020 SI | 0 | 0
3VA2163-8HM36-0AA0 |  | 3VA2163-8HM36-0AA0 | 1 | UN | 1 | 5 | B | D | EAR99 | N | 85362010 | 1 | 4042948826355 | 2.5 | KG | 892.5 | 867 | LP18 | LP18 | circuit breaker 3VA2 IEC frame 160 breaking capacity class L Icu=150kA @ 415V 3-pole, line protection ETU330, LIG, In=63A overload protection Ir=25A...63A short-circuit protection Ii=1.5...12 x In ground-fault protection Ig=0.25... 1 x In, tg=0.1/0.3s clamp connection | Lista Papel 2020 SI | 0 | 0
3VA2163-8HM42-0AA0 |  | 3VA2163-8HM42-0AA0 | 1 | UN | 1 | 5 | B | D | EAR99 | N | 85362010 | 1 | 4042948804810 | 3.2 | KG | 1045.5 | 1020 | LP18 | LP18 | circuit breaker 3VA2 IEC frame 160 breaking capacity class L Icu=150kA @ 415V 4-pole, line protection ETU330, LIG, In=63A overload protection Ir=25A...63A short-circuit protection Ii=1.5...12 x In N conductor protection adjustable (OFF, 100%) ground-fault protection Ig=0.25...1 x In= tg=0.1/0.3s nut keeper kit | Lista Papel 2020 SI | 0 | 0
3VA2163-8HM46-0AA0 |  | 3VA2163-8HM46-0AA0 | 1 | UN | 1 | 5 | B | D | EAR99 | N | 85362010 | 1 | 4042948827192 | 3.2 | KG | 1079.5 | 1045.5 | LP18 | LP18 | circuit breaker 3VA2 IEC frame 160 breaking capacity class L Icu=150kA @ 415V 4-pole, line protection ETU330, LIG, In=63A overload protection Ir=25A...63A short-circuit protection Ii=1.5...12 x In N conductor protection adjustable (OFF, 100%) ground-fault protection Ig=0.25...1 x In= tg=0.1/0.3s clamp connection | Lista Papel 2020 SI | 0 | 0
3VA2163-8HN32-0AA0 |  | 3VA2163-8HN32-0AA0 | 1 | UN | 1 | 5 | B | D | EAR99 | N | 85362010 | 1 | 4042948802564 | 2.5 | KG | 680.9 | 661.3 | LP18 | LP18 | circuit breaker 3VA2 IEC frame 160 breaking capacity class L Icu=150kA @ 415V 3-pole, line protection ETU350, LSI, In=63A overload protection Ir=25A...63A short-circuit protection Isd=1.5...10 x Ir, Ii=12 x In nut keeper kit | Lista Papel 2020 SI | 0 | 0
3VA2163-8HN36-0AA0 |  | 3VA2163-8HN36-0AA0 | 1 | UN | 1 | 5 | B | D | EAR99 | N | 85362010 | 1 | 4042948826348 | 2.5 | KG | 704.7 | 685.1 | LP18 | LP18 | circuit breaker 3VA2 IEC frame 160 breaking capacity class L Icu=150kA @ 415V 3-pole, line protection ETU350, LSI, In=63A overload protection Ir=25A...63A short-circuit protection Isd=1.5...10 x Ir, Ii=12 x In clamp connection | Lista Papel 2020 SI | 0 | 0
3VA2163-8HN42-0AA0 |  | 3VA2163-8HN42-0AA0 | 1 | UN | 1 | 5 | B | D | EAR99 | N | 85362010 | 1 | 4042948804803 | 3.2 | KG | 858.5 | 834.7 | LP18 | LP18 | circuit breaker 3VA2 IEC frame 160 breaking capacity class L Icu=150kA @ 415V 4-pole, line protection ETU350, LSI, In=63A overload protection Ir=25A...63A short-circuit protection Isd=1.5...10 x Ir, Ii=12 x In N conductor protection adjustable (OFF, 100%) nut keeper kit | Lista Papel 2020 SI | 0 | 0
3VA2163-8HN46-0AA0 |  | 3VA2163-8HN46-0AA0 | 1 | UN | 1 | 5 | B | D | EAR99 | N | 85362010 | 1 | 4042948827185 | 3.2 | KG | 892.5 | 867 | LP18 | LP18 | circuit breaker 3VA2 IEC frame 160 breaking capacity class L Icu=150kA @ 415V 4-pole, line protection ETU350, LSI, In=63A overload protection Ir=25A...63A short-circuit protection Isd=1.5...10 x Ir, Ii=12 x In N conductor protection adjustable (OFF, 100%) clamp connection | Lista Papel 2020 SI | 0 | 0
3VA2163-8JP32-0AA0 |  | 3VA2163-8JP32-0AA0 | 1 | UN | 1 | 5 | B | D | EAR99 | N | 85362010 | 1 | 4042948802588 | 2.5 | KG | 1088 | 1054 | LP18 | LP18 | circuit breaker 3VA2 IEC frame 160 breaking capacity class L Icu=150kA @ 415V 3-pole, line protection ETU550, LSI, In=63A overload protection Ir=25A...63A short-circuit protection Isd=0.6..10x In, Ii=1.5..12x In N conductor protection optionally with external current transformer, up to 160% nut keeper kit | Lista Papel 2020 SI | 0 | 0
3VA2163-8JP36-0AA0 |  | 3VA2163-8JP36-0AA0 | 1 | UN | 1 | 5 | B | D | EAR99 | N | 85362010 | 1 | 4042948826362 | 2.5 | KG | 1105 | 1071 | LP18 | LP18 | circuit breaker 3VA2 IEC frame 160 breaking capacity class L Icu=150kA @ 415V 3-pole, line protection ETU550, LSI, In=63A overload protection Ir=25A...63A short-circuit protection Isd=0.6..10x In, Ii=1.5..12x In N conductor protection optionally with external current transformer, up to 160% clamp connection | Lista Papel 2020 SI | 0 | 0
3VA2163-8JP42-0AA0 |  | 3VA2163-8JP42-0AA0 | 1 | UN | 1 | 5 | B | D | EAR99 | N | 85362010 | 1 | 4042948804827 | 3.2 | KG | 1275 | 1241 | LP18 | LP18 | circuit breaker 3VA2 IEC frame 160 breaking capacity class L Icu=150kA @ 415V 4-pole, line protection ETU550, LSI, In=63A overload protection Ir=25A...63A short-circuit protection Isd=0.6..10x In, Ii=1.5..12x In N conductor protection adjustable (OFF, up to 160%) nut keeper kit | Lista Papel 2020 SI | 0 | 0
3VA2163-8JP46-0AA0 |  | 3VA2163-8JP46-0AA0 | 1 | UN | 1 | 5 | B | D | EAR99 | N | 85362010 | 1 | 4042948827208 | 3.2 | KG | 1300.5 | 1266.5 | LP18 | LP18 | circuit breaker 3VA2 IEC frame 160 breaking capacity class L Icu=150kA @ 415V 4-pole, line protection ETU550, LSI, In=63A overload protection Ir=25A...63A short-circuit protection Isd=0.6..10x In, Ii=1.5..12x In N conductor protection adjustable (OFF, up to 160%) clamp connection | Lista Papel 2020 SI | 0 | 0
3VA2163-8JQ32-0AA0 |  | 3VA2163-8JQ32-0AA0 | 1 | UN | 1 | 5 | B | D | EAR99 | N | 85362010 | 1 | 4042948802595 | 2.5 | KG | 1326 | 1292 | LP18 | LP18 | circuit breaker 3VA2 IEC frame 160 breaking capacity class L Icu=150kA @ 415V 3-pole, line protection ETU560, LSIG, In=63A overload protection Ir=25A...63A short-circuit protection Isd=0.6..10x In, Ii=1.5..12x In N conductor protection optionally with external current transformer, up to 160% gr.-fault prot., can be sw. off Ig=0.25...1 x In, tg=0.05-0.8s nut keeper kit | Lista Papel 2020 SI | 0 | 0
3VA2163-8JQ36-0AA0 |  | 3VA2163-8JQ36-0AA0 | 1 | UN | 1 | 5 | B | D | EAR99 | N | 85362010 | 1 | 4042948826379 | 2.5 | KG | 1368.5 | 1326 | LP18 | LP18 | circuit breaker 3VA2 IEC frame 160 breaking capacity class L Icu=150kA @ 415V 3-pole, line protection ETU560, LSIG, In=63A overload protection Ir=25A...63A short-circuit protection Isd=0.6..10x In, Ii=1.5..12x In N conductor protection optionally with external current transformer, up to 160% gr.-fault prot., can be sw. off Ig=0.25...1 x In, tg=0.05-0.8s clamp connection | Lista Papel 2020 SI | 0 | 0
3VA2163-8JQ42-0AA0 |  | 3VA2163-8JQ42-0AA0 | 1 | UN | 1 | 5 | B | D | EAR99 | N | 85362010 | 1 | 4042948804834 | 3.2 | KG | 1513 | 1470.5 | LP18 | LP18 | circuit breaker 3VA2 IEC frame 160 breaking capacity class L Icu=150kA @ 415V 4-pole, line protection ETU560, LSIG, In=63A overload protection Ir=25A...63A short-circuit protection Isd=0.6..10x In, Ii=1.5..12x In N conductor protection adjustable (OFF, up to 160%) gr.-fault prot., can be sw. off Ig=0.25...1 x In= tg=0.05-0.8s nut keeper kit | Lista Papel 2020 SI | 0 | 0
3VA2163-8JQ46-0AA0 |  | 3VA2163-8JQ46-0AA0 | 1 | UN | 1 | 5 | B | D | EAR99 | N | 85362010 | 1 | 4042948827215 | 3.2 | KG | 1547 | 1504.5 | LP18 | LP18 | circuit breaker 3VA2 IEC frame 160 breaking capacity class L Icu=150kA @ 415V 4-pole, line protection ETU560, LSIG, In=63A overload protection Ir=25A...63A short-circuit protection Isd=0.6..10x In, Ii=1.5..12x In N conductor protection adjustable (OFF, up to 160%) gr.-fault prot., can be sw. off Ig=0.25...1 x In= tg=0.05-0.8s clamp connection | Lista Papel 2020 SI | 0 | 0
3VA2163-8KP32-0AA0 |  | 3VA2163-8KP32-0AA0 | 1 | UN | 1 | 5 | B | D | EAR99 | N | 85362010 | 1 | 4042948802601 | 2.5 | KG | 1292 | 1258 | LP18 | LP18 | circuit breaker 3VA2 IEC frame 160 breaking capacity class L Icu=150kA @ 415V 3-pole, line protection ETU850, LSI, In=63A overload protection Ir=25A...63A short-circuit protection Isd=0.6..10x In, Ii=1.5..12x In N conductor protection optionally with external current transformer, up to 160% nut keeper kit | Lista Papel 2020 SI | 0 | 0
3VA2163-8KP36-0AA0 |  | 3VA2163-8KP36-0AA0 | 1 | UN | 1 | 5 | B | D | EAR99 | N | 85362010 | 1 | 4042948826386 | 2.5 | KG | 1309 | 1275 | LP18 | LP18 | circuit breaker 3VA2 IEC frame 160 breaking capacity class L Icu=150kA @ 415V 3-pole, line protection ETU850, LSI, In=63A overload protection Ir=25A...63A short-circuit protection Isd=0.6..10x In, Ii=1.5..12x In N conductor protection optionally with external current transformer, up to 160% clamp connection | Lista Papel 2020 SI | 0 | 0
3VA2163-8KP42-0AA0 |  | 3VA2163-8KP42-0AA0 | 1 | UN | 1 | 5 | B | D | EAR99 | N | 85362010 | 1 | 4042948804841 | 3.2 | KG | 1470.5 | 1428 | LP18 | LP18 | circuit breaker 3VA2 IEC frame 160 breaking capacity class L Icu=150kA @ 415V 4-pole, line protection ETU850, LSI, In=63A overload protection Ir=25A...63A short-circuit protection Isd=0.6..10x In, Ii=1.5..12x In N conductor protection adjustable (OFF, up to 160%) nut keeper kit | Lista Papel 2020 SI | 0 | 0
3VA2163-8KP46-0AA0 |  | 3VA2163-8KP46-0AA0 | 1 | UN | 1 | 5 | B | D | EAR99 | N | 85362010 | 1 | 4042948827222 | 3.2 | KG | 1504.5 | 1462 | LP18 | LP18 | circuit breaker 3VA2 IEC frame 160 breaking capacity class L Icu=150kA @ 415V 4-pole, line protection ETU850, LSI, In=63A overload protection Ir=25A...63A short-circuit protection Isd=0.6..10x In, Ii=1.5..12x In N conductor protection adjustable (OFF, up to 160%) clamp connection | Lista Papel 2020 SI | 0 | 0
3VA2163-8KQ32-0AA0 |  | 3VA2163-8KQ32-0AA0 | 1 | UN | 1 | 5 | B | D | EAR99 | N | 85362010 | 1 | 4042948802618 | 2.5 | KG | 1436.5 | 1394 | LP18 | LP18 | circuit breaker 3VA2 IEC frame 160 breaking capacity class L Icu=150kA @ 415V 3-pole, line protection ETU860, LSIG, In=63A overload protection Ir=25A...63A short-circuit protection Isd=0.6..10x In, Ii=1.5..12x In N conductor protection optionally with external current transformer, up to 160% gr.-fault prot., can be sw. off Ig=0.25...1 x In, tg=0.05-0.8s nut keeper kit | Lista Papel 2020 SI | 0 | 0
3VA2163-8KQ36-0AA0 |  | 3VA2163-8KQ36-0AA0 | 1 | UN | 1 | 5 | B | D | EAR99 | N | 85362010 | 1 | 4042948826393 | 2.5 | KG | 1453.5 | 1411 | LP18 | LP18 | circuit breaker 3VA2 IEC frame 160 breaking capacity class L Icu=150kA @ 415V 3-pole, line protection ETU860, LSIG, In=63A overload protection Ir=25A...63A short-circuit protection Isd=0.6..10x In, Ii=1.5..12x In N conductor protection optionally with external current transformer, up to 160% gr.-fault prot., can be sw. off Ig=0.25...1 x In, tg=0.05-0.8s clamp connection | Lista Papel 2020 SI | 0 | 0
3VA2163-8KQ42-0AA0 |  | 3VA2163-8KQ42-0AA0 | 1 | UN | 1 | 5 | B | D | EAR99 | N | 85362010 | 1 | 4042948804858 | 3.2 | KG | 1606.5 | 1564 | LP18 | LP18 | circuit breaker 3VA2 IEC frame 160 breaking capacity class L Icu=150kA @ 415V 4-pole, line protection ETU860, LSIG, In=63A overload protection Ir=25A...63A short-circuit protection Isd=0.6..10x In, Ii=1.5..12x In N conductor protection adjustable (OFF, up to 160%) gr.-fault prot., can be sw. off Ig=0.25...1 x In= tg=0.05-0.8s nut keeper kit | Lista Papel 2020 SI | 0 | 0
3VA2163-8KQ46-0AA0 |  | 3VA2163-8KQ46-0AA0 | 1 | UN | 1 | 5 | B | D | EAR99 | N | 85362010 | 1 | 4042948827239 | 3.2 | KG | 1632 | 1589.5 | LP18 | LP18 | circuit breaker 3VA2 IEC frame 160 breaking capacity class L Icu=150kA @ 415V 4-pole, line protection ETU860, LSIG, In=63A overload protection Ir=25A...63A short-circuit protection Isd=0.6..10x In, Ii=1.5..12x In N conductor protection adjustable (OFF, up to 160%) gr.-fault prot., can be sw. off Ig=0.25...1 x In= tg=0.05-0.8s clamp connection | Lista Papel 2020 SI | 0 | 0
3VA2216-5HK32-0AA0 |  | 3VA2216-5HK32-0AA0 | 1 | UN | 1 | 5 | B | D | EAR99 | N | 85362090 | 1 | 4042948805145 | 2.5 | KG | 1029.6 | 1029.6 | LP18 | LP18 | circuit breaker 3VA2 IEC frame 250 breaking capacity class M Icu=55kA @ 415V 3-pole, line protection ETU340, ELISA LI, In=160A overload protection Ir=63A...160A short-circuit protection Ii=15 x In nut keeper kit | - | 0 | 0
3VA2216-5HK42-0AA0 |  | 3VA2216-5HK42-0AA0 | 1 | UN | 1 | 5 | B | D | EAR99 | N | 85362090 | 1 | 4042948805701 | 3.2 | KG | 1337.6 | 1337.6 | LP18 | LP18 | circuit breaker 3VA2 IEC frame 250 breaking capacity class M Icu=55kA @ 415V 4-pole, line protection ETU340, ELISA LI, In=160A overload protection Ir=63A...160A short-circuit protection Ii=15 x In N conductor protection adjustable (OFF, 50%, 100%) nut keeper kit | - | 0 | 0
3VA2216-5HL32-0AA0 |  | 3VA2216-5HL32-0AA0 | 1 | UN | 1 | 2 | A | D | EAR99 | N | 85362090 | 1 | 4042948832608 | 2.219 | KG | 1029.6 | 1029.6 | LP18 | LP18 | circuit breaker 3VA2 IEC frame 250 breaking capacity class M Icu=55kA @ 415V 3-pole, line protection ETU320, LI, In=160A overload protection Ir=63A...160A short-circuit protection Ii=1.5...12 x In nut keeper kit |  | 0 | 0
3VA2216-5HL32-0AB0 |  | 3VA2216-5HL32-0AB0 | 1 | UN | 1 | 10 | C | D | EAR99 | N | 85362090 | 1 | 4042949024002 | 2.47 | KG | 1100 | 1100 | LP18 | LP18 | circuit breaker 3VA2 IEC frame 250 breaking capacity class M Icu=55kA @ 415V 3-pole, line protection ETU320, LI, In=160A overload protection Ir=63A...160A short-circuit protection Ii=1.5...12 x In nut keeper kit 2 auxiliary switches HP | - | 0 | 0
3VA2216-5HL32-0AC0 |  | 3VA2216-5HL32-0AC0 | 1 | UN | 1 | 10 | C | D | EAR99 | N | 85362090 | 1 | 4042949024644 | 2.45 | KG | 1073.6 | 1073.6 | LP18 | LP18 | circuit breaker 3VA2 IEC frame 250 breaking capacity class M Icu=55kA @ 415V 3-pole, line protection ETU320, LI, In=160A overload protection Ir=63A...160A short-circuit protection Ii=1.5...12 x In nut keeper kit 2 auxiliary switches HQ | - | 0 | 0
3VA2216-5HL32-0AD0 |  | 3VA2216-5HL32-0AD0 | 1 | UN | 1 | 10 | C | D | EAR99 | N | 85362090 | 1 | 4042949025283 | 2.48 | KG | 1100 | 1100 | LP18 | LP18 | circuit breaker 3VA2 IEC frame 250 breaking capacity class M Icu=55kA @ 415V 3-pole, line protection ETU320, LI, In=160A overload protection Ir=63A...160A short-circuit protection Ii=1.5...12 x In nut keeper kit 3 auxiliary switches HQ | - | 0 | 0
3VA2216-5HL32-0AE0 |  | 3VA2216-5HL32-0AE0 | 1 | UN | 1 | 10 | C | D | EAR99 | N | 85362090 | 1 | 4042949025924 | 2.51 | KG | 1117.6 | 1117.6 | LP18 | LP18 | circuit breaker 3VA2 IEC frame 250 breaking capacity class M Icu=55kA @ 415V 3-pole, line protection ETU320, LI, In=160A overload protection Ir=63A...160A short-circuit protection Ii=1.5...12 x In nut keeper kit 4 auxiliary switches HQ | - | 0 | 0
3VA2216-5HL32-0AF0 |  | 3VA2216-5HL32-0AF0 | 1 | UN | 1 | 10 | C | D | EAR99 | N | 85362090 | 1 | 4042949026563 | 2.45 | KG | 1073.6 | 1073.6 | LP18 | LP18 | circuit breaker 3VA2 IEC frame 250 breaking capacity class M Icu=55kA @ 415V 3-pole, line protection ETU320, LI, In=160A overload protection Ir=63A...160A short-circuit protection Ii=1.5...12 x In nut keeper kit 1 auxiliary switch HQ 1 trip alarm switch HQ | - | 0 | 0
3VA2216-5HL32-0AG0 |  | 3VA2216-5HL32-0AG0 | 1 | UN | 1 | 10 | C | D | EAR99 | N | 85362090 | 1 | 4042949027201 | 2.47 | KG | 1100 | 1100 | LP18 | LP18 | circuit breaker 3VA2 IEC frame 250 breaking capacity class M Icu=55kA @ 415V 3-pole, line protection ETU320, LI, In=160A overload protection Ir=63A...160A short-circuit protection Ii=1.5...12 x In nut keeper kit 1 auxiliary switch HP 1 trip alarm switch HP | - | 0 | 0
3VA2216-5HL32-0AH0 |  | 3VA2216-5HL32-0AH0 | 1 | UN | 1 | 10 | C | D | EAR99 | N | 85362090 | 1 | 4042949027843 | 2.48 | KG | 1100 | 1100 | LP18 | LP18 | circuit breaker 3VA2 IEC frame 250 breaking capacity class M Icu=55kA @ 415V 3-pole, line protection ETU320, LI, In=160A overload protection Ir=63A...160A short-circuit protection Ii=1.5...12 x In nut keeper kit 2 auxiliary switches HQ 1 trip alarm switch HQ | - | 0 | 0
3VA2216-5HL32-0AJ0 |  | 3VA2216-5HL32-0AJ0 | 1 | UN | 1 | 10 | C | D | EAR99 | N | 85362090 | 1 | 4042949028482 | 2.51 | KG | 1135.2 | 1135.2 | LP18 | LP18 | circuit breaker 3VA2 IEC frame 250 breaking capacity class M Icu=55kA @ 415V 3-pole, line protection ETU320, LI, In=160A overload protection Ir=63A...160A short-circuit protection Ii=1.5...12 x In nut keeper kit 2 auxiliary switches HP 1 trip alarm switch HP | - | 0 | 0
3VA2216-5HL32-0BA0 |  | 3VA2216-5HL32-0BA0 | 1 | UN | 1 | 10 | C | D | EAR99 | N | 85362090 | 1 | 4042949020165 | 2.51 | KG | 1135.2 | 1135.2 | LP18 | LP18 | circuit breaker 3VA2 IEC frame 250 breaking capacity class M Icu=55kA @ 415V 3-pole, line protection ETU320, LI, In=160A overload protection Ir=63A...160A short-circuit protection Ii=1.5...12 x In nut keeper kit undervoltage release (UVR) 24V DC | - | 0 | 0
3VA2216-5HL32-0BC0 |  | 3VA2216-5HL32-0BC0 | 1 | UN | 1 | 10 | C | D | EAR99 | N | 85362090 | 1 | 4042949029120 | 2.57 | KG | 1179.2 | 1179.2 | LP18 | LP18 | circuit breaker 3VA2 IEC frame 250 breaking capacity class M Icu=55kA @ 415V 3-pole, line protection ETU320, LI, In=160A overload protection Ir=63A...160A short-circuit protection Ii=1.5...12 x In nut keeper kit undervoltage release (UVR) 24V DC 2 auxiliary switches HQ | - | 0 | 0
3VA2216-5HL32-0BH0 |  | 3VA2216-5HL32-0BH0 | 1 | UN | 1 | 10 | C | D | EAR99 | N | 85362090 | 1 | 4042949032960 | 2.6 | KG | 1196.8 | 1196.8 | LP18 | LP18 | circuit breaker 3VA2 IEC frame 250 breaking capacity class M Icu=55kA @ 415V 3-pole, line protection ETU320, LI, In=160A overload protection Ir=63A...160A short-circuit protection Ii=1.5...12 x In nut keeper kit undervoltage release (UVR) 24V DC 2 auxiliary switches HQ 1 trip alarm switch HQ | - | 0 | 0
3VA2216-5HL32-0BL0 |  | 3VA2216-5HL32-0BL0 | 1 | UN | 1 | 10 | C | D | EAR99 | N | 85362090 | 1 | 4042949036807 | 2.63 | KG | 1258.4 | 1258.4 | LP18 | LP18 | circuit breaker 3VA2 IEC frame 250 breaking capacity class M Icu=55kA @ 415V 3-pole, line protection ETU320, LI, In=160A overload protection Ir=63A...160A short-circuit protection Ii=1.5...12 x In nut keeper kit undervoltage release (UVR) 24V DC 2 auxiliary switches HQ 1 trip alarm switch HQ 1 electrical alarm switch | - | 0 | 0
3VA2216-5HL32-0CA0 |  | 3VA2216-5HL32-0CA0 | 1 | UN | 1 | 10 | C | D | EAR99 | N | 85362090 | 1 | 4042949020806 | 2.51 | KG | 1135.2 | 1135.2 | LP18 | LP18 | circuit breaker 3VA2 IEC frame 250 breaking capacity class M Icu=55kA @ 415V 3-pole, line protection ETU320, LI, In=160A overload protection Ir=63A...160A short-circuit protection Ii=1.5...12 x In nut keeper kit undervoltage release (UVR) 120-127V AC 50/60Hz | - | 0 | 0
3VA2216-5HL32-0CC0 |  | 3VA2216-5HL32-0CC0 | 1 | UN | 1 | 10 | C | D | EAR99 | N | 85362090 | 1 | 4042949029762 | 2.57 | KG | 1179.2 | 1179.2 | LP18 | LP18 | circuit breaker 3VA2 IEC frame 250 breaking capacity class M Icu=55kA @ 415V 3-pole, line protection ETU320, LI, In=160A overload protection Ir=63A...160A short-circuit protection Ii=1.5...12 x In nut keeper kit undervoltage release (UVR) 120-127V AC 50/60Hz 2 auxiliary switches HQ | - | 0 | 0
3VA2216-5HL32-0CH0 |  | 3VA2216-5HL32-0CH0 | 1 | UN | 1 | 10 | C | D | EAR99 | N | 85362090 | 1 | 4042949033608 | 2.6 | KG | 1196.8 | 1196.8 | LP18 | LP18 | circuit breaker 3VA2 IEC frame 250 breaking capacity class M Icu=55kA @ 415V 3-pole, line protection ETU320, LI, In=160A overload protection Ir=63A...160A short-circuit protection Ii=1.5...12 x In nut keeper kit undervoltage release (UVR) 120-127V AC 50/60Hz 2 auxiliary switches HQ 1 trip alarm switch HQ | - | 0 | 0
3VA2216-5HL32-0CL0 |  | 3VA2216-5HL32-0CL0 | 1 | UN | 1 | 10 | C | D | EAR99 | N | 85362090 | 1 | 4042949037446 | 2.63 | KG | 1258.4 | 1258.4 | LP18 | LP18 | circuit breaker 3VA2 IEC frame 250 breaking capacity class M Icu=55kA @ 415V 3-pole, line protection ETU320, LI, In=160A overload protection Ir=63A...160A short-circuit protection Ii=1.5...12 x In nut keeper kit undervoltage release (UVR) 120-127V AC 50/60Hz 2 auxiliary switches HQ 1 trip alarm switch HQ 1 electrical alarm switch | - | 0 | 0
3VA2216-5HL32-0DA0 |  | 3VA2216-5HL32-0DA0 | 1 | UN | 1 | 10 | C | D | EAR99 | N | 85362090 | 1 | 4042949021445 | 2.51 | KG | 1135.2 | 1135.2 | LP18 | LP18 | circuit breaker 3VA2 IEC frame 250 breaking capacity class M Icu=55kA @ 415V 3-pole, line protection ETU320, LI, In=160A overload protection Ir=63A...160A short-circuit protection Ii=1.5...12 x In nut keeper kit undervoltage release (UVR) 208-230V AC 50/60Hz | - | 0 | 0
3VA2216-5HL32-0DC0 |  | 3VA2216-5HL32-0DC0 | 1 | UN | 1 | 10 | C | D | EAR99 | N | 85362090 | 1 | 4042949030409 | 2.57 | KG | 1179.2 | 1179.2 | LP18 | LP18 | circuit breaker 3VA2 IEC frame 250 breaking capacity class M Icu=55kA @ 415V 3-pole, line protection ETU320, LI, In=160A overload protection Ir=63A...160A short-circuit protection Ii=1.5...12 x In nut keeper kit undervoltage release (UVR) 208-230V AC 50/60Hz 2 auxiliary switches HQ | - | 0 | 0
3VA2216-5HL32-0DH0 |  | 3VA2216-5HL32-0DH0 | 1 | UN | 1 | 10 | C | D | EAR99 | N | 85362090 | 1 | 4042949034247 | 2.6 | KG | 1196.8 | 1196.8 | LP18 | LP18 | circuit breaker 3VA2 IEC frame 250 breaking capacity class M Icu=55kA @ 415V 3-pole, line protection ETU320, LI, In=160A overload protection Ir=63A...160A short-circuit protection Ii=1.5...12 x In nut keeper kit undervoltage release (UVR) 208-230V AC 50/60Hz 2 auxiliary switches HQ 1 trip alarm switch HQ | - | 0 | 0
3VA2216-5HL32-0DL0 |  | 3VA2216-5HL32-0DL0 | 1 | UN | 1 | 10 | C | D | EAR99 | N | 85362090 | 1 | 4042949038085 | 2.63 | KG | 1258.4 | 1258.4 | LP18 | LP18 | circuit breaker 3VA2 IEC frame 250 breaking capacity class M Icu=55kA @ 415V 3-pole, line protection ETU320, LI, In=160A overload protection Ir=63A...160A short-circuit protection Ii=1.5...12 x In nut keeper kit undervoltage release (UVR) 208-230V AC 50/60Hz 2 auxiliary switches HQ 1 trip alarm switch HQ 1 electrical alarm switch | - | 0 | 0
3VA2216-5HL32-0HA0 |  | 3VA2216-5HL32-0HA0 | 1 | UN | 1 | 10 | C | D | EAR99 | N | 85362090 | 1 | 4042949022084 | 2.48 | KG | 1108.8 | 1108.8 | LP18 | LP18 | circuit breaker 3VA2 IEC frame 250 breaking capacity class M Icu=55kA @ 415V 3-pole, line protection ETU320, LI, In=160A overload protection Ir=63A...160A short-circuit protection Ii=1.5...12 x In nut keeper kit shunt trip (STL) 12-30V DC, 24V AC 50/60Hz | - | 0 | 0
3VA2216-5HL32-0HC0 |  | 3VA2216-5HL32-0HC0 | 1 | UN | 1 | 10 | C | D | EAR99 | N | 85362090 | 1 | 4042949031048 | 2.54 | KG | 1152.8 | 1152.8 | LP18 | LP18 | circuit breaker 3VA2 IEC frame 250 breaking capacity class M Icu=55kA @ 415V 3-pole, line protection ETU320, LI, In=160A overload protection Ir=63A...160A short-circuit protection Ii=1.5...12 x In nut keeper kit shunt trip (STL) 12-30V DC, 24V AC 50/60Hz 2 auxiliary switches HQ | - | 0 | 0
3VA2216-5HL32-0HH0 |  | 3VA2216-5HL32-0HH0 | 1 | UN | 1 | 10 | C | D | EAR99 | N | 85362090 | 1 | 4042949034889 | 2.57 | KG | 1179.2 | 1179.2 | LP18 | LP18 | circuit breaker 3VA2 IEC frame 250 breaking capacity class M Icu=55kA @ 415V 3-pole, line protection ETU320, LI, In=160A overload protection Ir=63A...160A short-circuit protection Ii=1.5...12 x In nut keeper kit shunt trip (STL) 12-30V DC, 24V AC 50/60Hz 2 auxiliary switches HQ 1 trip alarm switch HQ | - | 0 | 0
3VA2216-5HL32-0HL0 |  | 3VA2216-5HL32-0HL0 | 1 | UN | 1 | 10 | C | D | EAR99 | N | 85362090 | 1 | 4042949038726 | 2.6 | KG | 1214.4 | 1214.4 | LP18 | LP18 | circuit breaker 3VA2 IEC frame 250 breaking capacity class M Icu=55kA @ 415V 3-pole, line protection ETU320, LI, In=160A overload protection Ir=63A...160A short-circuit protection Ii=1.5...12 x In nut keeper kit shunt trip (STL) 12-30V DC, 24V AC 50/60Hz 2 auxiliary switches HQ 1 trip alarm switch HQ 1 electrical alarm switch | - | 0 | 0
3VA2216-5HL32-0JA0 |  | 3VA2216-5HL32-0JA0 | 1 | UN | 1 | 10 | C | D | EAR99 | N | 85362090 | 1 | 4042949022725 | 2.48 | KG | 1108.8 | 1108.8 | LP18 | LP18 | circuit breaker 3VA2 IEC frame 250 breaking capacity class M Icu=55kA @ 415V 3-pole, line protection ETU320, LI, In=160A overload protection Ir=63A...160A short-circuit protection Ii=1.5...12 x In nut keeper kit shunt trip (STL) 110-127V DC, AC 50/60Hz | - | 0 | 0
3VA2216-5HL32-0JC0 |  | 3VA2216-5HL32-0JC0 | 1 | UN | 1 | 10 | C | D | EAR99 | N | 85362090 | 1 | 4042949031680 | 2.54 | KG | 1152.8 | 1152.8 | LP18 | LP18 | circuit breaker 3VA2 IEC frame 250 breaking capacity class M Icu=55kA @ 415V 3-pole, line protection ETU320, LI, In=160A overload protection Ir=63A...160A short-circuit protection Ii=1.5...12 x In nut keeper kit shunt trip (STL) 110-127V DC, AC 50/60Hz 2 auxiliary switches HQ | - | 0 | 0
3VA2216-5HL32-0JH0 |  | 3VA2216-5HL32-0JH0 | 1 | UN | 1 | 10 | C | D | EAR99 | N | 85362090 | 1 | 4042949035527 | 2.57 | KG | 1179.2 | 1179.2 | LP18 | LP18 | circuit breaker 3VA2 IEC frame 250 breaking capacity class M Icu=55kA @ 415V 3-pole, line protection ETU320, LI, In=160A overload protection Ir=63A...160A short-circuit protection Ii=1.5...12 x In nut keeper kit shunt trip (STL) 110-127V DC, AC 50/60Hz 2 auxiliary switches HQ 1 trip alarm switch HQ | - | 0 | 0
3VA2216-5HL32-0JL0 |  | 3VA2216-5HL32-0JL0 | 1 | UN | 1 | 10 | C | D | EAR99 | N | 85362090 | 1 | 4042949039365 | 2.6 | KG | 1214.4 | 1214.4 | LP18 | LP18 | circuit breaker 3VA2 IEC frame 250 breaking capacity class M Icu=55kA @ 415V 3-pole, line protection ETU320, LI, In=160A overload protection Ir=63A...160A short-circuit protection Ii=1.5...12 x In nut keeper kit shunt trip (STL) 110-127V DC, AC 50/60Hz 2 auxiliary switches HQ 1 trip alarm switch HQ 1 electrical alarm switch | - | 0 | 0
3VA2216-5HL32-0KA0 |  | 3VA2216-5HL32-0KA0 | 1 | UN | 1 | 10 | C | D | EAR99 | N | 85362090 | 1 | 4042949023364 | 2.48 | KG | 1108.8 | 1108.8 | LP18 | LP18 | circuit breaker 3VA2 IEC frame 250 breaking capacity class M Icu=55kA @ 415V 3-pole, line protection ETU320, LI, In=160A overload protection Ir=63A...160A short-circuit protection Ii=1.5...12 x In nut keeper kit shunt trip (STL) 220-250V DC, 208-277V AC | - | 0 | 0
3VA2216-5HL32-0KC0 |  | 3VA2216-5HL32-0KC0 | 1 | UN | 1 | 10 | C | D | EAR99 | N | 85362090 | 1 | 4042949032328 | 2.54 | KG | 1152.8 | 1152.8 | LP18 | LP18 | circuit breaker 3VA2 IEC frame 250 breaking capacity class M Icu=55kA @ 415V 3-pole, line protection ETU320, LI, In=160A overload protection Ir=63A...160A short-circuit protection Ii=1.5...12 x In nut keeper kit shunt trip (STL) 220-250V DC, 208-277V AC 2 auxiliary switches HQ | - | 0 | 0
3VA2216-5HL32-0KH0 |  | 3VA2216-5HL32-0KH0 | 1 | UN | 1 | 10 | C | D | EAR99 | N | 85362090 | 1 | 4042949036166 | 2.57 | KG | 1179.2 | 1179.2 | LP18 | LP18 | circuit breaker 3VA2 IEC frame 250 breaking capacity class M Icu=55kA @ 415V 3-pole, line protection ETU320, LI, In=160A overload protection Ir=63A...160A short-circuit protection Ii=1.5...12 x In nut keeper kit shunt trip (STL) 220-250V DC, 208-277V AC 2 auxiliary switches HQ 1 trip alarm switch HQ | - | 0 | 0
3VA2216-5HL32-0KL0 |  | 3VA2216-5HL32-0KL0 | 1 | UN | 1 | 10 | C | D | EAR99 | N | 85362090 | 1 | 4042949040002 | 2.6 | KG | 1214.4 | 1214.4 | LP18 | LP18 | circuit breaker 3VA2 IEC frame 250 breaking capacity class M Icu=55kA @ 415V 3-pole, line protection ETU320, LI, In=160A overload protection Ir=63A...160A short-circuit protection Ii=1.5...12 x In nut keeper kit shunt trip (STL) 220-250V DC, 208-277V AC 2 auxiliary switches HQ 1 trip alarm switch HQ 1 electrical alarm switch | - | 0 | 0
3VA2216-5HL42-0AA0 |  | 3VA2216-5HL42-0AA0 | 1 | UN | 1 | 5 | B | D | EAR99 | N | 85362090 | 1 | 4042948832592 | 2.906 | KG | 1346.4 | 1346.4 | LP18 | LP18 | circuit breaker 3VA2 IEC frame 250 breaking capacity class M Icu=55kA @ 415V 4-pole, line protection ETU320, LI, In=160A overload protection Ir=63A...160A short-circuit protection Ii=1.5...12 x In N conductor protection adjustable (OFF, 50%, 100%) nut keeper kit |  | 0 | 0
3VA2216-5HM32-0AA0 |  | 3VA2216-5HM32-0AA0 | 1 | UN | 1 | 5 | B | D | EAR99 | N | 85362090 | 1 | 4042948805169 | 2.5 | KG | 1284.8 | 1284.8 | LP18 | LP18 | circuit breaker 3VA2 IEC frame 250 breaking capacity class M Icu=55kA @ 415V 3-pole, line protection ETU330, LIG, In=160A overload protection Ir=63A...160A short-circuit protection Ii=1.5...12 x In ground-fault protection Ig=0.2...1 x In, tg=0.1/0.3s nut keeper kit |  | 0 | 0
3VA2216-5HM42-0AA0 |  | 3VA2216-5HM42-0AA0 | 1 | UN | 1 | 5 | B | D | EAR99 | N | 85362090 | 1 | 4042948805725 | 2.894 | KG | 1601.6 | 1601.6 | LP18 | LP18 | circuit breaker 3VA2 IEC frame 250 breaking capacity class M Icu=55kA @ 415V 4-pole, line protection ETU330, LIG, In=160A overload protection Ir=63A...160A short-circuit protection Ii=1.5...12 x In N conductor protection adjustable (OFF, 50%, 100%) ground-fault protection Ig=0.2...1 x In= tg=0.1/0.3s nut keeper kit |  | 0 | 0
3VA2216-5HN32-0AA0 |  | 3VA2216-5HN32-0AA0 | 1 | UN | 1 | 5 | B | D | EAR99 | N | 85362090 | 1 | 4042948805152 | 2.206 | KG | 1082.4 | 1082.4 | LP18 | LP18 | circuit breaker 3VA2 IEC frame 250 breaking capacity class M Icu=55kA @ 415V 3-pole, line protection ETU350, LSI, In=160A overload protection Ir=63A...160A short-circuit protection Isd=1.5...10 x Ir, Ii=12 x In nut keeper kit |  | 0 | 0
3VA2216-5HN32-0BD0 |  | 3VA2216-5HN32-0BD0 | 1 | UN | 1 | 10 | C | D | EAR99 | N | 85362090 | 1 | 4042949321248 | 2.418 | KG | 1276 | 1276 | LP18 | LP18 | circuit breaker 3VA2 IEC frame 250 breaking capacity class M Icu=55kA @ 415V 3-pole, line protection ETU350, LSI, In=160A overload protection Ir=63A...160A short-circuit protection Isd=1.5...10 x Ir, Ii=12 x In nut keeper kit undervoltage release (UVR) 24V DC 3 auxiliary switches HQ | - | 0 | 0
3VA2216-5HN32-0KG0 |  | 3VA2216-5HN32-0KG0 | 1 | UN | 1 | 10 | C | D | EAR99 | N | 85362090 | 1 | 4042949321071 | 2.407 | KG | 1240.8 | 1240.8 | LP18 | LP18 | circuit breaker 3VA2 IEC frame 250 breaking capacity class M Icu=55kA @ 415V 3-pole, line protection ETU350, LSI, In=160A overload protection Ir=63A...160A short-circuit protection Isd=1.5...10 x Ir, Ii=12 x In nut keeper kit shunt trip (STL) 220-250V DC, 208-277V AC 1 auxiliary switch HP 1 trip alarm switch HP | - | 0 | 0
3VA2216-5HN42-0AA0 |  | 3VA2216-5HN42-0AA0 | 1 | UN | 1 | 5 | B | D | EAR99 | N | 85362090 | 1 | 4042948805718 | 2.858 | KG | 1399.2 | 1399.2 | LP18 | LP18 | circuit breaker 3VA2 IEC frame 250 breaking capacity class M Icu=55kA @ 415V 4-pole, line protection ETU350, LSI, In=160A overload protection Ir=63A...160A short-circuit protection Isd=1.5...10 x Ir, Ii=12 x In N conductor protection adjustable (OFF, 50%, 100%) nut keeper kit |  | 0 | 0
3VA2216-5JP32-0AA0 |  | 3VA2216-5JP32-0AA0 | 1 | UN | 1 | 5 | B | D | EAR99 | N | 85362090 | 1 | 4042948805176 | 2.213 | KG | 1504.8 | 1504.8 | LP18 | LP18 | circuit breaker 3VA2 IEC frame 250 breaking capacity class M Icu=55kA @ 415V 3-pole, line protection ETU550, LSI, In=160A overload protection Ir=63A...160A short-circuit protection Isd=0.6..10x In, Ii=1.5..12x In N conductor protection optionally with external current transformer, up to 160% nut keeper kit |  | 0 | 0
3VA2216-5JP42-0AA0 |  | 3VA2216-5JP42-0AA0 | 1 | UN | 1 | 5 | B | D | EAR99 | N | 85362090 | 1 | 4042948805732 | 3.2 | KG | 1830.4 | 1830.4 | LP18 | LP18 | circuit breaker 3VA2 IEC frame 250 breaking capacity class M Icu=55kA @ 415V 4-pole, line protection ETU550, LSI, In=160A overload protection Ir=63A...160A short-circuit protection Isd=0.6..10x In, Ii=1.5..12x In N conductor protection adjustable (OFF, up to 160%) nut keeper kit |  | 0 | 0
3VA2216-5JQ32-0AA0 |  | 3VA2216-5JQ32-0AA0 | 1 | UN | 1 | 5 | B | D | EAR99 | N | 85362090 | 1 | 4042948805183 | 2.5 | KG | 1760 | 1760 | LP18 | LP18 | circuit breaker 3VA2 IEC frame 250 breaking capacity class M Icu=55kA @ 415V 3-pole, line protection ETU560, LSIG, In=160A overload protection Ir=63A...160A short-circuit protection Isd=0.6..10x In, Ii=1.5..12x In N conductor protection optionally with external current transformer, up to 160% gr.-fault prot., can be sw. off Ig=0.2...1 x In, tg=0.05-0.8s nut keeper kit |  | 0 | 0
3VA2216-5JQ42-0AA0 |  | 3VA2216-5JQ42-0AA0 | 1 | UN | 1 | 5 | B | D | EAR99 | N | 85362090 | 1 | 4042948805749 | 2.885 | KG | 2076.8 | 2076.8 | LP18 | LP18 | circuit breaker 3VA2 IEC frame 250 breaking capacity class M Icu=55kA @ 415V 4-pole, line protection ETU560, LSIG, In=160A overload protection Ir=63A...160A short-circuit protection Isd=0.6..10x In, Ii=1.5..12x In N conductor protection adjustable (OFF, up to 160%) gr.-fault prot., can be sw. off Ig=0.2...1 x In= tg=0.05-0.8s nut keeper kit |  | 0 | 0
3VA2216-5KP32-0AA0 |  | 3VA2216-5KP32-0AA0 | 1 | UN | 1 | 5 | B | D | EAR99 | N | 85362090 | 1 | 4042948805190 | 2.286 | KG | 1707.2 | 1707.2 | LP18 | LP18 | circuit breaker 3VA2 IEC frame 250 breaking capacity class M Icu=55kA @ 415V 3-pole, line protection ETU850, LSI, In=160A overload protection Ir=63A...160A short-circuit protection Isd=0.6..10x In, Ii=1.5..12x In N conductor protection optionally with external current transformer, up to 160% nut keeper kit |  | 0 | 0
3VA2216-5KP42-0AA0 |  | 3VA2216-5KP42-0AA0 | 1 | UN | 1 | 5 | B | D | EAR99 | N | 85362090 | 1 | 4042948805756 | 3.2 | KG | 1972 | 1912.5 | LP18 | LP18 | circuit breaker 3VA2 IEC frame 250 breaking capacity class M Icu=55kA @ 415V 4-pole, line protection ETU850, LSI, In=160A overload protection Ir=63A...160A short-circuit protection Isd=0.6..10x In, Ii=1.5..12x In N conductor protection adjustable (OFF, up to 160%) nut keeper kit | Lista Papel 2020 SI | 0 | 0
3VA2216-5KQ32-0AA0 |  | 3VA2216-5KQ32-0AA0 | 1 | UN | 1 | 5 | B | D | EAR99 | N | 85362090 | 1 | 4042948805206 | 2.5 | KG | 1865.6 | 1865.6 | LP18 | LP18 | circuit breaker 3VA2 IEC frame 250 breaking capacity class M Icu=55kA @ 415V 3-pole, line protection ETU860, LSIG, In=160A overload protection Ir=63A...160A short-circuit protection Isd=0.6..10x In, Ii=1.5..12x In N conductor protection optionally with external current transformer, up to 160% gr.-fault prot., can be sw. off Ig=0.2...1 x In, tg=0.05-0.8s nut keeper kit |  | 0 | 0
3VA2216-5KQ32-0BB0 |  | 3VA2216-5KQ32-0BB0 | 1 | UN | 1 | 10 | C | D | EAR99 | N | 85362090 | 1 | 4042949322245 | 2.568 | KG | 2050.4 | 2050.4 | LP18 | LP18 | circuit breaker 3VA2 IEC frame 250 breaking capacity class M Icu=55kA @ 415V 3-pole, line protection ETU860, LSIG, In=160A overload protection Ir=63A...160A short-circuit protection Isd=0.6..10x In, Ii=1.5..12x In N conductor protection optionally with external current transformer, up to 160% gr.-fault prot., can be sw. off Ig=0.2...1 x In, tg=0.05-0.8s nut keeper kit undervoltage release (UVR) 24V DC 2 auxiliary switches HP | - | 0 | 0
3VA2216-5KQ42-0AA0 |  | 3VA2216-5KQ42-0AA0 | 1 | UN | 1 | 5 | B | D | EAR99 | N | 85362090 | 1 | 4042948805763 | 3.2 | KG | 2173.6 | 2173.6 | LP18 | LP18 | circuit breaker 3VA2 IEC frame 250 breaking capacity class M Icu=55kA @ 415V 4-pole, line protection ETU860, LSIG, In=160A overload protection Ir=63A...160A short-circuit protection Isd=0.6..10x In, Ii=1.5..12x In N conductor protection adjustable (OFF, up to 160%) gr.-fault prot., can be sw. off Ig=0.2...1 x In= tg=0.05-0.8s nut keeper kit |  | 0 | 0
3VA2216-5MN32-0AA0 |  | 3VA2216-5MN32-0AA0 | 1 | UN | 1 | 2 | A | D | EAR99 | N | 85362090 | 1 | 4042948830666 | 2.21 | KG | 906.4 | 906.4 | LP18 | LP18 | circuit breaker 3VA2 IEC frame 250 breaking capacity class M Icu=55kA @ 415V 3-pole, motor protection ETU350M, LSI, In=160A overload protection Ir=63A...160A short-circuit protection Isd=3...15 x Ir, Ii=15 x In nut keeper kit | - | 0 | 0
3VA2216-5MN32-0AB0 |  | 3VA2216-5MN32-0AB0 | 1 | UN | 1 | 10 | C | D | EAR99 | N | 85362090 | 1 | 4042949106715 | 2.284 | KG | 985.6 | 985.6 | LP18 | LP18 | circuit breaker 3VA2 IEC frame 250 breaking capacity class M Icu=55kA @ 415V 3-pole, motor protection ETU350M, LSI, In=160A overload protection Ir=63A...160A short-circuit protection Isd=3...15 x Ir, Ii=15 x In nut keeper kit 2 auxiliary switches HP | - | 0 | 0
3VA2216-5MN32-0AC0 |  | 3VA2216-5MN32-0AC0 | 1 | UN | 1 | 10 | C | D | EAR99 | N | 85362090 | 1 | 4042949106890 | 2.284 | KG | 959.2 | 959.2 | LP18 | LP18 | circuit breaker 3VA2 IEC frame 250 breaking capacity class M Icu=55kA @ 415V 3-pole, motor protection ETU350M, LSI, In=160A overload protection Ir=63A...160A short-circuit protection Isd=3...15 x Ir, Ii=15 x In nut keeper kit 2 auxiliary switches HQ | - | 0 | 0
3VA2216-5MN32-0AD0 |  | 3VA2216-5MN32-0AD0 | 1 | UN | 1 | 10 | C | D | EAR99 | N | 85362090 | 1 | 4042949107071 | 2.284 | KG | 985.6 | 985.6 | LP18 | LP18 | circuit breaker 3VA2 IEC frame 250 breaking capacity class M Icu=55kA @ 415V 3-pole, motor protection ETU350M, LSI, In=160A overload protection Ir=63A...160A short-circuit protection Isd=3...15 x Ir, Ii=15 x In nut keeper kit 3 auxiliary switches HQ | - | 0 | 0
3VA2216-5MN32-0AE0 |  | 3VA2216-5MN32-0AE0 | 1 | UN | 1 | 10 | C | D | EAR99 | N | 85362090 | 1 | 4042949107255 | 2.284 | KG | 1012 | 1012 | LP18 | LP18 | circuit breaker 3VA2 IEC frame 250 breaking capacity class M Icu=55kA @ 415V 3-pole, motor protection ETU350M, LSI, In=160A overload protection Ir=63A...160A short-circuit protection Isd=3...15 x Ir, Ii=15 x In nut keeper kit 4 auxiliary switches HQ | - | 0 | 0
3VA2216-5MN32-0AF0 |  | 3VA2216-5MN32-0AF0 | 1 | UN | 1 | 10 | C | D | EAR99 | N | 85362090 | 1 | 4042949107439 | 2.284 | KG | 959.2 | 959.2 | LP18 | LP18 | circuit breaker 3VA2 IEC frame 250 breaking capacity class M Icu=55kA @ 415V 3-pole, motor protection ETU350M, LSI, In=160A overload protection Ir=63A...160A short-circuit protection Isd=3...15 x Ir, Ii=15 x In nut keeper kit 1 auxiliary switch HQ 1 trip alarm switch HQ | - | 0 | 0
3VA2216-5MN32-0AG0 |  | 3VA2216-5MN32-0AG0 | 1 | UN | 1 | 10 | C | D | EAR99 | N | 85362090 | 1 | 4042949107613 | 2.284 | KG | 985.6 | 985.6 | LP18 | LP18 | circuit breaker 3VA2 IEC frame 250 breaking capacity class M Icu=55kA @ 415V 3-pole, motor protection ETU350M, LSI, In=160A overload protection Ir=63A...160A short-circuit protection Isd=3...15 x Ir, Ii=15 x In nut keeper kit 1 auxiliary switch HP 1 trip alarm switch HP | - | 0 | 0
3VA2216-5MN32-0AH0 |  | 3VA2216-5MN32-0AH0 | 1 | UN | 1 | 10 | C | D | EAR99 | N | 85362090 | 1 | 4042949107798 | 2.284 | KG | 985.6 | 985.6 | LP18 | LP18 | circuit breaker 3VA2 IEC frame 250 breaking capacity class M Icu=55kA @ 415V 3-pole, motor protection ETU350M, LSI, In=160A overload protection Ir=63A...160A short-circuit protection Isd=3...15 x Ir, Ii=15 x In nut keeper kit 2 auxiliary switches HQ 1 trip alarm switch HQ | - | 0 | 0
3VA2216-5MN32-0AJ0 |  | 3VA2216-5MN32-0AJ0 | 1 | UN | 1 | 10 | C | D | EAR99 | N | 85362090 | 1 | 4042949107972 | 2.284 | KG | 1020.8 | 1020.8 | LP18 | LP18 | circuit breaker 3VA2 IEC frame 250 breaking capacity class M Icu=55kA @ 415V 3-pole, motor protection ETU350M, LSI, In=160A overload protection Ir=63A...160A short-circuit protection Isd=3...15 x Ir, Ii=15 x In nut keeper kit 2 auxiliary switches HP 1 trip alarm switch HP | - | 0 | 0
3VA2216-5MN32-0BA0 |  | 3VA2216-5MN32-0BA0 | 1 | UN | 1 | 10 | C | D | EAR99 | N | 85362090 | 1 | 4042949105633 | 2.284 | KG | 1020.8 | 1020.8 | LP18 | LP18 | circuit breaker 3VA2 IEC frame 250 breaking capacity class M Icu=55kA @ 415V 3-pole, motor protection ETU350M, LSI, In=160A overload protection Ir=63A...160A short-circuit protection Isd=3...15 x Ir, Ii=15 x In nut keeper kit undervoltage release (UVR) 24V DC | - | 0 | 0
3VA2216-5MN32-0BC0 |  | 3VA2216-5MN32-0BC0 | 1 | UN | 1 | 10 | C | D | EAR99 | N | 85362090 | 1 | 4042949108153 | 2.284 | KG | 1064.8 | 1064.8 | LP18 | LP18 | circuit breaker 3VA2 IEC frame 250 breaking capacity class M Icu=55kA @ 415V 3-pole, motor protection ETU350M, LSI, In=160A overload protection Ir=63A...160A short-circuit protection Isd=3...15 x Ir, Ii=15 x In nut keeper kit undervoltage release (UVR) 24V DC | - | 0 | 0
3VA2216-5MN32-0BH0 |  | 3VA2216-5MN32-0BH0 | 1 | UN | 1 | 10 | C | D | EAR99 | N | 85362090 | 1 | 4042949109235 | 2.284 | KG | 1100 | 1100 | LP18 | LP18 | circuit breaker 3VA2 IEC frame 250 breaking capacity class M Icu=55kA @ 415V 3-pole, motor protection ETU350M, LSI, In=160A overload protection Ir=63A...160A short-circuit protection Isd=3...15 x Ir, Ii=15 x In nut keeper kit undervoltage release (UVR) 24V DC 2 auxiliary switches HQ 1 trip alarm switch HQ | - | 0 | 0
3VA2216-5MN32-0BL0 |  | 3VA2216-5MN32-0BL0 | 1 | UN | 1 | 10 | C | D | EAR99 | N | 85362090 | 1 | 4042949110316 | 2.284 | KG | 1126.4 | 1126.4 | LP18 | LP18 | circuit breaker 3VA2 IEC frame 250 breaking capacity class M Icu=55kA @ 415V 3-pole, motor protection ETU350M, LSI, In=160A overload protection Ir=63A...160A short-circuit protection Isd=3...15 x Ir, Ii=15 x In nut keeper kit undervoltage release (UVR) 24V DC 2 auxiliary switches HQ 1 trip alarm switch HQ 1 electrical alarm switch | - | 0 | 0
3VA2216-5MN32-0CA0 |  | 3VA2216-5MN32-0CA0 | 1 | UN | 1 | 10 | C | D | EAR99 | N | 85362090 | 1 | 4042949105817 | 2.284 | KG | 1020.8 | 1020.8 | LP18 | LP18 | circuit breaker 3VA2 IEC frame 250 breaking capacity class M Icu=55kA @ 415V 3-pole, motor protection ETU350M, LSI, In=160A overload protection Ir=63A...160A short-circuit protection Isd=3...15 x Ir, Ii=15 x In nut keeper kit undervoltage release (UVR) 120-127V AC 50/60Hz | - | 0 | 0
3VA2216-5MN32-0CC0 |  | 3VA2216-5MN32-0CC0 | 1 | UN | 1 | 10 | C | D | EAR99 | N | 85362090 | 1 | 4042949108337 | 2.284 | KG | 1064.8 | 1064.8 | LP18 | LP18 | circuit breaker 3VA2 IEC frame 250 breaking capacity class M Icu=55kA @ 415V 3-pole, motor protection ETU350M, LSI, In=160A overload protection Ir=63A...160A short-circuit protection Isd=3...15 x Ir, Ii=15 x In nut keeper kit undervoltage release (UVR) 120-127V AC 50/60Hz | - | 0 | 0
3VA2216-5MN32-0CH0 |  | 3VA2216-5MN32-0CH0 | 1 | UN | 1 | 10 | C | D | EAR99 | N | 85362090 | 1 | 4042949109419 | 2.284 | KG | 1100 | 1100 | LP18 | LP18 | circuit breaker 3VA2 IEC frame 250 breaking capacity class M Icu=55kA @ 415V 3-pole, motor protection ETU350M, LSI, In=160A overload protection Ir=63A...160A short-circuit protection Isd=3...15 x Ir, Ii=15 x In nut keeper kit undervoltage release (UVR) 120-127V AC 50/60Hz 2 auxiliary switches HQ 1 trip alarm switch HQ | - | 0 | 0
3VA2216-5MN32-0CL0 |  | 3VA2216-5MN32-0CL0 | 1 | UN | 1 | 10 | C | D | EAR99 | N | 85362090 | 1 | 4042949110491 | 2.284 | KG | 1126.4 | 1126.4 | LP18 | LP18 | circuit breaker 3VA2 IEC frame 250 breaking capacity class M Icu=55kA @ 415V 3-pole, motor protection ETU350M, LSI, In=160A overload protection Ir=63A...160A short-circuit protection Isd=3...15 x Ir, Ii=15 x In nut keeper kit undervoltage release (UVR) 120-127V AC 50/60Hz 2 auxiliary switches HQ 1 trip alarm switch HQ 1 electrical alarm switch | - | 0 | 0
3VA2216-5MN32-0DA0 |  | 3VA2216-5MN32-0DA0 | 1 | UN | 1 | 10 | C | D | EAR99 | N | 85362090 | 1 | 4042949105992 | 2.284 | KG | 1020.8 | 1020.8 | LP18 | LP18 | circuit breaker 3VA2 IEC frame 250 breaking capacity class M Icu=55kA @ 415V 3-pole, motor protection ETU350M, LSI, In=160A overload protection Ir=63A...160A short-circuit protection Isd=3...15 x Ir, Ii=15 x In nut keeper kit undervoltage release (UVR) 208-230V AC 50/60Hz | - | 0 | 0
3VA2216-5MN32-0DC0 |  | 3VA2216-5MN32-0DC0 | 1 | UN | 1 | 10 | C | D | EAR99 | N | 85362090 | 1 | 4042949108511 | 2.284 | KG | 1064.8 | 1064.8 | LP18 | LP18 | circuit breaker 3VA2 IEC frame 250 breaking capacity class M Icu=55kA @ 415V 3-pole, motor protection ETU350M, LSI, In=160A overload protection Ir=63A...160A short-circuit protection Isd=3...15 x Ir, Ii=15 x In nut keeper kit undervoltage release (UVR) 208-230V AC 50/60Hz 2 auxiliary switches HQ | - | 0 | 0
3VA2216-5MN32-0DH0 |  | 3VA2216-5MN32-0DH0 | 1 | UN | 1 | 10 | C | D | EAR99 | N | 85362090 | 1 | 4042949109594 | 2.284 | KG | 1100 | 1100 | LP18 | LP18 | circuit breaker 3VA2 IEC frame 250 breaking capacity class M Icu=55kA @ 415V 3-pole, motor protection ETU350M, LSI, In=160A overload protection Ir=63A...160A short-circuit protection Isd=3...15 x Ir, Ii=15 x In nut keeper kit undervoltage release (UVR) 208-230V AC 50/60Hz 2 auxiliary switches HQ 1 trip alarm switch HQ | - | 0 | 0
3VA2216-5MN32-0DL0 |  | 3VA2216-5MN32-0DL0 | 1 | UN | 1 | 10 | C | D | EAR99 | N | 85362090 | 1 | 4042949110675 | 2.284 | KG | 1126.4 | 1126.4 | LP18 | LP18 | circuit breaker 3VA2 IEC frame 250 breaking capacity class M Icu=55kA @ 415V 3-pole, motor protection ETU350M, LSI, In=160A overload protection Ir=63A...160A short-circuit protection Isd=3...15 x Ir, Ii=15 x In nut keeper kit undervoltage release (UVR) 208-230V AC 50/60Hz 2 auxiliary switches HQ 1 trip alarm switch HQ 1 electrical alarm switch | - | 0 | 0
3VA2216-5MN32-0HA0 |  | 3VA2216-5MN32-0HA0 | 1 | UN | 1 | 10 | C | D | EAR99 | N | 85362090 | 1 | 4042949106173 | 2.284 | KG | 994.4 | 994.4 | LP18 | LP18 | circuit breaker 3VA2 IEC frame 250 breaking capacity class M Icu=55kA @ 415V 3-pole, motor protection ETU350M, LSI, In=160A overload protection Ir=63A...160A short-circuit protection Isd=3...15 x Ir, Ii=15 x In nut keeper kit shunt trip (STL) 12-30V DC, 24V AC 50/60Hz | - | 0 | 0
3VA2216-5MN32-0HC0 |  | 3VA2216-5MN32-0HC0 | 1 | UN | 1 | 10 | C | D | EAR99 | N | 85362090 | 1 | 4042949108696 | 2.284 | KG | 1047.2 | 1047.2 | LP18 | LP18 | circuit breaker 3VA2 IEC frame 250 breaking capacity class M Icu=55kA @ 415V 3-pole, motor protection ETU350M, LSI, In=160A overload protection Ir=63A...160A short-circuit protection Isd=3...15 x Ir, Ii=15 x In nut keeper kit shunt trip (STL) 12-30V DC, 24V AC 50/60Hz 2 auxiliary switches HQ | - | 0 | 0
3VA2216-5MN32-0HH0 |  | 3VA2216-5MN32-0HH0 | 1 | UN | 1 | 10 | C | D | EAR99 | N | 85362090 | 1 | 4042949109778 | 2.284 | KG | 1064.8 | 1064.8 | LP18 | LP18 | circuit breaker 3VA2 IEC frame 250 breaking capacity class M Icu=55kA @ 415V 3-pole, motor protection ETU350M, LSI, In=160A overload protection Ir=63A...160A short-circuit protection Isd=3...15 x Ir, Ii=15 x In nut keeper kit shunt trip (STL) 12-30V DC, 24V AC 50/60Hz 2 auxiliary switches HQ 1 trip alarm switch HQ | - | 0 | 0
3VA2216-5MN32-0HL0 |  | 3VA2216-5MN32-0HL0 | 1 | UN | 1 | 10 | C | D | EAR99 | N | 85362090 | 1 | 4042949110859 | 2.284 | KG | 1108.8 | 1108.8 | LP18 | LP18 | circuit breaker 3VA2 IEC frame 250 breaking capacity class M Icu=55kA @ 415V 3-pole, motor protection ETU350M, LSI, In=160A overload protection Ir=63A...160A short-circuit protection Isd=3...15 x Ir, Ii=15 x In nut keeper kit shunt trip (STL) 12-30V DC, 24V AC 50/60Hz 2 auxiliary switches HQ 1 trip alarm switch HQ 1 electrical alarm switch | - | 0 | 0
3VA2216-5MN32-0JA0 |  | 3VA2216-5MN32-0JA0 | 1 | UN | 1 | 10 | C | D | EAR99 | N | 85362090 | 1 | 4042949106357 | 2.284 | KG | 994.4 | 994.4 | LP18 | LP18 | circuit breaker 3VA2 IEC frame 250 breaking capacity class M Icu=55kA @ 415V 3-pole, motor protection ETU350M, LSI, In=160A overload protection Ir=63A...160A short-circuit protection Isd=3...15 x Ir, Ii=15 x In nut keeper kit shunt trip (STL) 110-127V DC, AC 50/60Hz | - | 0 | 0
3VA2216-5MN32-0JC0 |  | 3VA2216-5MN32-0JC0 | 1 | UN | 1 | 10 | C | D | EAR99 | N | 85362090 | 1 | 4042949108870 | 2.284 | KG | 1047.2 | 1047.2 | LP18 | LP18 | circuit breaker 3VA2 IEC frame 250 breaking capacity class M Icu=55kA @ 415V 3-pole, motor protection ETU350M, LSI, In=160A overload protection Ir=63A...160A short-circuit protection Isd=3...15 x Ir, Ii=15 x In nut keeper kit shunt trip (STL) 110-127V DC, AC 50/60Hz 2 auxiliary switches HQ | - | 0 | 0
3VA2216-5MN32-0JH0 |  | 3VA2216-5MN32-0JH0 | 1 | UN | 1 | 10 | C | D | EAR99 | N | 85362090 | 1 | 4042949109952 | 2.284 | KG | 1064.8 | 1064.8 | LP18 | LP18 | circuit breaker 3VA2 IEC frame 250 breaking capacity class M Icu=55kA @ 415V 3-pole, motor protection ETU350M, LSI, In=160A overload protection Ir=63A...160A short-circuit protection Isd=3...15 x Ir, Ii=15 x In nut keeper kit shunt trip (STL) 110-127V DC, AC 50/60Hz 2 auxiliary switches HQ 1 trip alarm switch HQ | - | 0 | 0
3VA2216-5MN32-0JL0 |  | 3VA2216-5MN32-0JL0 | 1 | UN | 1 | 10 | C | D | EAR99 | N | 85362090 | 1 | 4042949111030 | 2.284 | KG | 1108.8 | 1108.8 | LP18 | LP18 | circuit breaker 3VA2 IEC frame 250 breaking capacity class M Icu=55kA @ 415V 3-pole, motor protection ETU350M, LSI, In=160A overload protection Ir=63A...160A short-circuit protection Isd=3...15 x Ir, Ii=15 x In nut keeper kit shunt trip (STL) 110-127V DC, AC 50/60Hz 2 auxiliary switches HQ 1 trip alarm switch HQ 1 electrical alarm switch | - | 0 | 0
3VA2216-5MN32-0KA0 |  | 3VA2216-5MN32-0KA0 | 1 | UN | 1 | 10 | C | D | EAR99 | N | 85362090 | 1 | 4042949106531 | 2.284 | KG | 994.4 | 994.4 | LP18 | LP18 | circuit breaker 3VA2 IEC frame 250 breaking capacity class M Icu=55kA @ 415V 3-pole, motor protection ETU350M, LSI, In=160A overload protection Ir=63A...160A short-circuit protection Isd=3...15 x Ir, Ii=15 x In nut keeper kit shunt trip (STL) 220-250V DC, 208-277V AC | - | 0 | 0
3VA2216-5MN32-0KC0 |  | 3VA2216-5MN32-0KC0 | 1 | UN | 1 | 10 | C | D | EAR99 | N | 85362090 | 1 | 4042949109051 | 2.284 | KG | 1047.2 | 1047.2 | LP18 | LP18 | circuit breaker 3VA2 IEC frame 250 breaking capacity class M Icu=55kA @ 415V 3-pole, motor protection ETU350M, LSI, In=160A overload protection Ir=63A...160A short-circuit protection Isd=3...15 x Ir, Ii=15 x In nut keeper kit shunt trip (STL) 220-250V DC, 208-277V AC 2 auxiliary switches HQ | - | 0 | 0
3VA2216-5MN32-0KH0 |  | 3VA2216-5MN32-0KH0 | 1 | UN | 1 | 10 | C | D | EAR99 | N | 85362090 | 1 | 4042949110132 | 2.284 | KG | 1064.8 | 1064.8 | LP18 | LP18 | circuit breaker 3VA2 IEC frame 250 breaking capacity class M Icu=55kA @ 415V 3-pole, motor protection ETU350M, LSI, In=160A overload protection Ir=63A...160A short-circuit protection Isd=3...15 x Ir, Ii=15 x In nut keeper kit shunt trip (STL) 220-250V DC, 208-277V AC 2 auxiliary switches HQ 1 trip alarm switch HQ | - | 0 | 0
3VA2216-5MN32-0KL0 |  | 3VA2216-5MN32-0KL0 | 1 | UN | 1 | 10 | C | D | EAR99 | N | 85362090 | 1 | 4042949111214 | 2.284 | KG | 1108.8 | 1108.8 | LP18 | LP18 | circuit breaker 3VA2 IEC frame 250 breaking capacity class M Icu=55kA @ 415V 3-pole, motor protection ETU350M, LSI, In=160A overload protection Ir=63A...160A short-circuit protection Isd=3...15 x Ir, Ii=15 x In nut keeper kit shunt trip (STL) 220-250V DC, 208-277V AC 2 auxiliary switches HQ 1 trip alarm switch HQ 1 electrical alarm switch | - | 0 | 0
3VA2216-5MP32-0AA0 |  | 3VA2216-5MP32-0AA0 | 1 | UN | 1 | 5 | B | D | EAR99 | N | 85362090 | 1 | 4042948903780 | 2.24 | KG | 1082.4 | 1082.4 | LP18 | LP18 | CIRCUIT BREAKER 3VA2 IEC FRAME 250 BREAKING CAPACITY CLASS M ICU=55KA @ 415 V 3-POLE, MOTOR PROTECTION ETU550M, LSI, In=160A OVERLOAD PROTECTION IR=64A ...160A SHORT CIRCUIT PROTECTION ISD=1,2... 15X IN,II=3...15X IN BUSBAR CONNECTION | - | 0 | 0
3VA2216-5MQ32-0AA0 |  | 3VA2216-5MQ32-0AA0 | 1 | UN | 1 | 5 | B | D | EAR99 | N | 85362090 | 1 | 4042948830659 | 2.304 | KG | 1355.2 | 1355.2 | LP18 | LP18 | circuit breaker 3VA2 IEC frame 250 breaking capacity class M Icu=55kA @ 415V 3-pole, motor protection ETU860M, LSIG, In=160A overload protection Ir=63A...160A short-circuit protection Isd=1.2..15x In, Ii=3..15x In gr.-fault prot., can be sw. off Ig=0.2...1 x In, tg=0.05-0.8s nut keeper kit | - | 0 | 0
3VA2216-5MQ32-0AC0 |  | 3VA2216-5MQ32-0AC0 | 1 | UN | 1 | 10 | C | D | EAR99 | N | 85362090 | 1 | 4042949321613 | 2.346 | KG | 1416.8 | 1416.8 | LP18 | LP18 | circuit breaker 3VA2 IEC frame 250 breaking capacity class M Icu=55kA @ 415V 3-pole, motor protection ETU860M, LSIG, In=160A overload protection Ir=63A...160A short-circuit protection Isd=1.2...15 x In, Ii=15 x In gr.-fault prot., can be sw. off Ig=0.2...1 x In, tg=0.05-0.8s nut keeper kit 2 auxiliary switches HQ | - | 0 | 0
3VA2216-5MQ32-0DF0 |  | 3VA2216-5MQ32-0DF0 | 1 | UN | 1 | 10 | C | D | EAR99 | N | 85362090 | 1 | 4042949321903 | 2.423 | KG | 1522.4 | 1522.4 | LP18 | LP18 | circuit breaker 3VA2 IEC frame 250 breaking capacity class M Icu=55kA @ 415V 3-pole, motor protection ETU860M, LSIG, In=160A overload protection Ir=63A...160A short-circuit protection Isd=1.2...15 x In, Ii=15 x In gr.-fault prot., can be sw. off Ig=0.2...1 x In, tg=0.05-0.8s nut keeper kit undervoltage release (UVR) 208-230V AC 50/60Hz 1 auxiliary switch HQ 1 trip alarm switch HQ | - | 0 | 0
3VA2216-6HK32-0AA0 |  | 3VA2216-6HK32-0AA0 | 1 | UN | 1 | 5 | B | D | EAR99 | N | 85362090 | 1 | 4042948805213 | 2.5 | KG | 1161.6 | 1161.6 | LP18 | LP18 | circuit breaker 3VA2 IEC frame 250 breaking capacity class H Icu=85kA @ 415V 3-pole, line protection ETU340, ELISA LI, In=160A overload protection Ir=63A...160A short-circuit protection Ii=15 x In nut keeper kit | - | 0 | 0
3VA2216-6HK42-0AA0 |  | 3VA2216-6HK42-0AA0 | 1 | UN | 1 | 5 | B | D | EAR99 | N | 85362090 | 1 | 4042948805770 | 3.2 | KG | 1522.4 | 1522.4 | LP18 | LP18 | circuit breaker 3VA2 IEC frame 250 breaking capacity class H Icu=85kA @ 415V 4-pole, line protection ETU340, ELISA LI, In=160A overload protection Ir=63A...160A short-circuit protection Ii=15 x In N conductor protection adjustable (OFF, 50%, 100%) nut keeper kit | - | 0 | 0
3VA2216-6HK42-0KC0 |  | 3VA2216-6HK42-0KC0 | 1 | UN | 1 | 10 | C | D | EAR99 | N | 85362090 | 1 | 4042949324034 | 3.211 | KG | 1654.4 | 1654.4 | LP18 | LP18 | circuit breaker 3VA2 IEC frame 250 breaking capacity class H Icu=85kA @ 415V 4-pole, line protection ETU340, ELISA LI, In=160A overload protection Ir=63A...160A short-circuit protection Ii=15 x In N conductor protection adjustable (OFF, 50%, 100%) nut keeper kit shunt trip (STL) 220-250V DC; 208-277V AC 2 auxiliary switches HQ | - | 0 | 0
3VA2216-6HL32-0AA0 |  | 3VA2216-6HL32-0AA0 | 1 | UN | 1 | 5 | B | D | EAR99 | N | 85362090 | 1 | 4042948832585 | 2.236 | KG | 1152.8 | 1152.8 | LP18 | LP18 | circuit breaker 3VA2 IEC frame 250 breaking capacity class H Icu=85kA @ 415V 3-pole, line protection ETU320, LI, In=160A overload protection Ir=63A...160A short-circuit protection Ii=1.5...12 x In nut keeper kit |  | 0 | 0
3VA2216-6HL32-0AB0 |  | 3VA2216-6HL32-0AB0 | 1 | UN | 1 | 10 | C | D | EAR99 | N | 85362090 | 1 | 4042949325598 | 2.566 | KG | 1232 | 1232 | LP18 | LP18 | circuit breaker 3VA2 IEC frame 250 breaking capacity class H Icu=85kA @ 415V 3-pole, line protection ETU320, LI, In=160A overload protection Ir=63A...160A short-circuit protection Ii=1.5...12 x In nut keeper kit circuit breaker 3VA2 IEC frame 250 breaking capacity class H Icu=85kA @ 415V 2 auxiliary switches HP | - | 0 | 0
3VA2216-6HL42-0AA0 |  | 3VA2216-6HL42-0AA0 | 1 | UN | 1 | 5 | B | D | EAR99 | N | 85362090 | 1 | 4042948832578 | 2.878 | KG | 1522.4 | 1522.4 | LP18 | LP18 | circuit breaker 3VA2 IEC frame 250 breaking capacity class H Icu=85kA @ 415V 4-pole, line protection ETU320, LI, In=160A overload protection Ir=63A...160A short-circuit protection Ii=1.5...12 x In N conductor protection adjustable (OFF, 50%, 100%) nut keeper kit |  | 0 | 0
3VA2216-6HM32-0AA0 |  | 3VA2216-6HM32-0AA0 | 1 | UN | 1 | 5 | B | D | EAR99 | N | 85362090 | 1 | 4042948805237 | 2.5 | KG | 1416.8 | 1416.8 | LP18 | LP18 | circuit breaker 3VA2 IEC frame 250 breaking capacity class H Icu=85kA @ 415V 3-pole, line protection ETU330, LIG, In=160A overload protection Ir=63A...160A short-circuit protection Ii=1.5...12 x In ground-fault protection Ig=0.2...1 x In, tg=0.1/0.3s nut keeper kit |  | 0 | 0
3VA2216-6HM32-0KG0 |  | 3VA2216-6HM32-0KG0 | 1 | UN | 1 | 10 | C | D | EAR99 | N | 85362090 | 1 | 4042949320920 | 2.552 | KG | 1575.2 | 1575.2 | LP18 | LP18 | circuit breaker 3VA2 IEC frame 250 breaking capacity class H Icu=85kA @ 415V 3-pole, line protection ETU330, LIG, In=160A overload protection Ir=63A...160A short-circuit protection Ii=1.5...12 x In ground-fault protection Ig=0.2... 1 x In, tg=0.1/0.3s nut keeper kit shunt trip (STL) 220-250V DC; 208-277V AC 1 auxiliary switch HP 1 trip alarm switch HP | - | 0 | 0
3VA2216-6HM42-0AA0 |  | 3VA2216-6HM42-0AA0 | 1 | UN | 1 | 5 | B | D | EAR99 | N | 85362090 | 1 | 4042948805794 | 3.2 | KG | 1777.6 | 1777.6 | LP18 | LP18 | circuit breaker 3VA2 IEC frame 250 breaking capacity class H Icu=85kA @ 415V 4-pole, line protection ETU330, LIG, In=160A overload protection Ir=63A...160A short-circuit protection Ii=1.5...12 x In N conductor protection adjustable (OFF, 50%, 100%) ground-fault protection Ig=0.2...1 x In= tg=0.1/0.3s nut keeper kit |  | 0 | 0
3VA2216-6HN32-0AA0 |  | 3VA2216-6HN32-0AA0 | 1 | UN | 1 | 5 | B | D | EAR99 | N | 85362090 | 1 | 4042948805220 | 2.258 | KG | 1214.4 | 1214.4 | LP18 | LP18 | circuit breaker 3VA2 IEC frame 250 breaking capacity class H Icu=85kA @ 415V 3-pole, line protection ETU350, LSI, In=160A overload protection Ir=63A...160A short-circuit protection Isd=1.5...10 x Ir, Ii=12 x In nut keeper kit |  | 0 | 0
3VA2216-6HN32-0AJ0 |  | 3VA2216-6HN32-0AJ0 | 1 | UN | 1 | 10 | C | D | EAR99 | N | 85362090 | 1 | 4042949320944 | 2.371 | KG | 1320 | 1320 | LP18 | LP18 | circuit breaker 3VA2 IEC frame 250 breaking capacity class H Icu=85kA @ 415V 3-pole, line protection ETU350, LSI, In=160A overload protection Ir=63A...160A short-circuit protection Isd=1.5...10 x Ir, Ii=12 x In nut keeper kit 2 auxiliary switches HP 1 trip alarm switch HP | - | 0 | 0
3VA2216-6HN32-0KF0 |  | 3VA2216-6HN32-0KF0 | 1 | UN | 1 | 10 | C | D | EAR99 | N | 85362090 | 1 | 4042949324010 | 2.389 | KG | 1346.4 | 1346.4 | LP18 | LP18 | circuit breaker 3VA2 IEC frame 250 breaking capacity class H Icu=85kA @ 415V 3-pole, line protection ETU350, LSI, In=160A overload protection Ir=63A...160A short-circuit protection Isd=1.5...10 x Ir, Ii=12 x In nut keeper kit shunt trip (STL) 220-250V DC, 208-277V AC 1 auxiliary switch HQ 1 trip alarm switch HQ | - | 0 | 0
3VA2216-6HN42-0AA0 |  | 3VA2216-6HN42-0AA0 | 1 | UN | 1 | 5 | B | D | EAR99 | N | 85362090 | 1 | 4042948805787 | 3.2 | KG | 1584 | 1584 | LP18 | LP18 | circuit breaker 3VA2 IEC frame 250 breaking capacity class H Icu=85kA @ 415V 4-pole, line protection ETU350, LSI, In=160A overload protection Ir=63A...160A short-circuit protection Isd=1.5...10 x Ir, Ii=12 x In N conductor protection adjustable (OFF, 50%, 100%) nut keeper kit |  | 0 | 0
3VA2216-6JP32-0AA0 |  | 3VA2216-6JP32-0AA0 | 1 | UN | 1 | 5 | B | D | EAR99 | N | 85362090 | 1 | 4042948805244 | 2.5 | KG | 1645.6 | 1645.6 | LP18 | LP18 | circuit breaker 3VA2 IEC frame 250 breaking capacity class H Icu=85kA @ 415V 3-pole, line protection ETU550, LSI, In=160A overload protection Ir=63A...160A short-circuit protection Isd=0.6..10x In, Ii=1.5..12x In N conductor protection optionally with external current transformer, up to 160% nut keeper kit |  | 0 | 0
3VA2216-6JP32-0HF0 |  | 3VA2216-6JP32-0HF0 | 1 | UN | 1 | 10 | C | D | EAR99 | N | 85362090 | 1 | 4042949323198 | 2.543 | KG | 1786.4 | 1786.4 | LP18 | LP18 | circuit breaker 3VA2 IEC frame 250 breaking capacity class H Icu=85kA @ 415V 3-pole, line protection ETU550, LSI, In=160A overload protection Ir=63A...160A short-circuit protection Isd=0.6..10x In, Ii=1.5..12x In N conductor protection optionally with external current transformer, up to 160% nut keeper kit shunt trip (STL) 12-30V DC; 24V AC 50/60Hz 1 auxiliary switch HQ 1 trip alarm switch HQ | - | 0 | 0
3VA2216-6JP32-0KF0 |  | 3VA2216-6JP32-0KF0 | 1 | UN | 1 | 10 | C | D | EAR99 | N | 85362090 | 1 | 4042949323204 | 2.541 | KG | 1786.4 | 1786.4 | LP18 | LP18 | circuit breaker 3VA2 IEC frame 250 breaking capacity class H Icu=85kA @ 415V 3-pole, line protection ETU550, LSI, In=160A overload protection Ir=63A...160A short-circuit protection Isd=0.6..10x In, Ii=1.5..12x In N conductor protection optionally with external current transformer, up to 160% nut keeper kit shunt trip (STL) 220-250V DC; 208-277V AC 1 auxiliary switch HQ 1 trip alarm switch HQ | - | 0 | 0
3VA2216-6JP42-0AA0 |  | 3VA2216-6JP42-0AA0 | 1 | UN | 1 | 5 | B | D | EAR99 | N | 85362090 | 1 | 4042948805800 | 3.2 | KG | 2015.2 | 2015.2 | LP18 | LP18 | circuit breaker 3VA2 IEC frame 250 breaking capacity class H Icu=85kA @ 415V 4-pole, line protection ETU550, LSI, In=160A overload protection Ir=63A...160A short-circuit protection Isd=0.6..10x In, Ii=1.5..12x In N conductor protection adjustable (OFF, up to 160%) nut keeper kit |  | 0 | 0
3VA2216-6JQ32-0AA0 |  | 3VA2216-6JQ32-0AA0 | 1 | UN | 1 | 5 | B | D | EAR99 | N | 85362090 | 1 | 4042948805251 | 2.243 | KG | 1892 | 1892 | LP18 | LP18 | circuit breaker 3VA2 IEC frame 250 breaking capacity class H Icu=85kA @ 415V 3-pole, line protection ETU560, LSIG, In=160A overload protection Ir=63A...160A short-circuit protection Isd=0.6..10x In, Ii=1.5..12x In N conductor protection optionally with external current transformer, up to 160% gr.-fault prot., can be sw. off Ig=0.2...1 x In, tg=0.05-0.8s nut keeper kit |  | 0 | 0
3VA2216-6JQ42-0AA0 |  | 3VA2216-6JQ42-0AA0 | 1 | UN | 1 | 5 | B | D | EAR99 | N | 85362090 | 1 | 4042948805817 | 3.2 | KG | 2252.8 | 2252.8 | LP18 | LP18 | circuit breaker 3VA2 IEC frame 250 breaking capacity class H Icu=85kA @ 415V 4-pole, line protection ETU560, LSIG, In=160A overload protection Ir=63A...160A short-circuit protection Isd=0.6..10x In, Ii=1.5..12x In N conductor protection adjustable (OFF, up to 160%) gr.-fault prot., can be sw. off Ig=0.2...1 x In= tg=0.05-0.8s nut keeper kit |  | 0 | 0
3VA2216-6KP32-0AA0 |  | 3VA2216-6KP32-0AA0 | 1 | UN | 1 | 5 | B | D | EAR99 | N | 85362090 | 1 | 4042948805268 | 2.287 | KG | 1856.8 | 1856.8 | LP18 | LP18 | circuit breaker 3VA2 IEC frame 250 breaking capacity class H Icu=85kA @ 415V 3-pole, line protection ETU850, LSI, In=160A overload protection Ir=63A...160A short-circuit protection Isd=0.6..10x In, Ii=1.5..12x In N conductor protection optionally with external current transformer, up to 160% nut keeper kit |  | 0 | 0
3VA2216-6KP42-0AA0 |  | 3VA2216-6KP42-0AA0 | 1 | UN | 1 | 5 | B | D | EAR99 | N | 85362090 | 1 | 4042948805824 | 3.2 | KG | 2217.6 | 2217.6 | LP18 | LP18 | circuit breaker 3VA2 IEC frame 250 breaking capacity class H Icu=85kA @ 415V 4-pole, line protection ETU850, LSI, In=160A overload protection Ir=63A...160A short-circuit protection Isd=0.6..10x In, Ii=1.5..12x In N conductor protection adjustable (OFF, up to 160%) nut keeper kit |  | 0 | 0
3VA2216-6KQ32-0AA0 |  | 3VA2216-6KQ32-0AA0 | 1 | UN | 1 | 5 | B | D | EAR99 | N | 85362090 | 1 | 4042948805275 | 2.5 | KG | 1997.6 | 1997.6 | LP18 | LP18 | circuit breaker 3VA2 IEC frame 250 breaking capacity class H Icu=85kA @ 415V 3-pole, line protection ETU860, LSIG, In=160A overload protection Ir=63A...160A short-circuit protection Isd=0.6..10x In, Ii=1.5..12x In N conductor protection optionally with external current transformer, up to 160% gr.-fault prot., can be sw. off Ig=0.2...1 x In, tg=0.05-0.8s nut keeper kit |  | 0 | 0
3VA2216-6KQ42-0AA0 |  | 3VA2216-6KQ42-0AA0 | 1 | UN | 1 | 5 | B | D | EAR99 | N | 85362090 | 1 | 4042948805831 | 3.2 | KG | 2367.2 | 2367.2 | LP18 | LP18 | circuit breaker 3VA2 IEC frame 250 breaking capacity class H Icu=85kA @ 415V 4-pole, line protection ETU860, LSIG, In=160A overload protection Ir=63A...160A short-circuit protection Isd=0.6..10x In, Ii=1.5..12x In N conductor protection adjustable (OFF, up to 160%) gr.-fault prot., can be sw. off Ig=0.2...1 x In= tg=0.05-0.8s nut keeper kit |  | 0 | 0
3VA2216-7HK32-0AA0 |  | 3VA2216-7HK32-0AA0 | 1 | UN | 1 | 5 | B | D | EAR99 | N | 85362090 | 1 | 4042948805282 | 2.5 | KG | 1258.4 | 1258.4 | LP18 | LP18 | circuit breaker 3VA2 IEC frame 250 breaking capacity class C Icu=110kA @ 415V 3-pole, line protection ETU340, ELISA LI, In=160A overload protection Ir=63A...160A short-circuit protection Ii=15 x In nut keeper kit | - | 0 | 0
3VA2216-7HK42-0AA0 |  | 3VA2216-7HK42-0AA0 | 1 | UN | 1 | 5 | B | D | EAR99 | N | 85362090 | 1 | 4042948805848 | 3.2 | KG | 1645.6 | 1645.6 | LP18 | LP18 | circuit breaker 3VA2 IEC frame 250 breaking capacity class C Icu=110kA @ 415V 4-pole, line protection ETU340, ELISA LI, In=160A overload protection Ir=63A...160A short-circuit protection Ii=15 x In N conductor protection adjustable (OFF, 50%, 100%) nut keeper kit | - | 0 | 0
3VA2216-7HL32-0AA0 |  | 3VA2216-7HL32-0AA0 | 1 | UN | 1 | 5 | B | D | EAR99 | N | 85362090 | 1 | 4042948832561 | 2.232 | KG | 1258.4 | 1258.4 | LP18 | LP18 | circuit breaker 3VA2 IEC frame 250 breaking capacity class C Icu=110kA @ 415V 3-pole, line protection ETU320, LI, In=160A overload protection Ir=63A...160A short-circuit protection Ii=1.5...12 x In nut keeper kit |  | 0 | 0
3VA2216-7HL42-0AA0 |  | 3VA2216-7HL42-0AA0 | 1 | UN | 1 | 5 | B | D | EAR99 | N | 85362090 | 1 | 4042948832554 | 3.2 | KG | 1654.4 | 1654.4 | LP18 | LP18 | circuit breaker 3VA2 IEC frame 250 breaking capacity class C Icu=110kA @ 415V 4-pole, line protection ETU320, LI, In=160A overload protection Ir=63A...160A short-circuit protection Ii=1.5...12 x In N conductor protection adjustable (OFF, 50%, 100%) nut keeper kit |  | 0 | 0
3VA2216-7HM32-0AA0 |  | 3VA2216-7HM32-0AA0 | 1 | UN | 1 | 5 | B | D | EAR99 | N | 85362090 | 1 | 4042948805305 | 2.5 | KG | 1504.8 | 1504.8 | LP18 | LP18 | circuit breaker 3VA2 IEC frame 250 breaking capacity class C Icu=110kA @ 415V 3-pole, line protection ETU330, LIG, In=160A overload protection Ir=63A...160A short-circuit protection Ii=1.5...12 x In ground-fault protection Ig=0.2...1 x In, tg=0.1/0.3s nut keeper kit |  | 0 | 0
3VA2216-7HM42-0AA0 |  | 3VA2216-7HM42-0AA0 | 1 | UN | 1 | 5 | B | D | EAR99 | N | 85362090 | 1 | 4042948805862 | 3.2 | KG | 1900.8 | 1900.8 | LP18 | LP18 | circuit breaker 3VA2 IEC frame 250 breaking capacity class C Icu=110kA @ 415V 4-pole, line protection ETU330, LIG, In=160A overload protection Ir=63A...160A short-circuit protection Ii=1.5...12 x In N conductor protection adjustable (OFF, 50%, 100%) ground-fault protection Ig=0.2...1 x In= tg=0.1/0.3s nut keeper kit |  | 0 | 0
3VA2216-7HM42-0LE0 |  | 3VA2216-7HM42-0LE0 | 1 | UN | 1 | 10 | C | D | EAR99 | N | 85362090 | 1 | 4042949320104 | 3.263 | KG | 2200 | 2200 | LP18 | LP18 | circuit breaker 3VA2 IEC frame 250 breaking capacity class C Icu=110kA @ 415V 4-pole, line protection ETU330, LIG, In=160A overload protection Ir=63A...160A short-circuit protection Ii=1.5...12 x In N conductor protection adjustable (OFF, 50%, 100%) ground-fault protection Ig=0.2...1 x In= tg=0.1/0.3s nut keeper kit universal release (UNI) 24V DC 4 auxiliary switches HQ | - | 0 | 0
3VA2216-7HN32-0AA0 |  | 3VA2216-7HN32-0AA0 | 1 | UN | 1 | 5 | B | D | EAR99 | N | 85362090 | 1 | 4042948805299 | 2.253 | KG | 1320 | 1320 | LP18 | LP18 | circuit breaker 3VA2 IEC frame 250 breaking capacity class C Icu=110kA @ 415V 3-pole, line protection ETU350, LSI, In=160A overload protection Ir=63A...160A short-circuit protection Isd=1.5...10 x Ir, Ii=12 x In nut keeper kit |  | 0 | 0
3VA2216-7HN32-0HA0 |  | 3VA2216-7HN32-0HA0 | 1 | UN | 1 | 10 | C | D | EAR99 | N | 85362090 | 1 | 4042949321019 | 2.333 | KG | 1416.8 | 1416.8 | LP18 | LP18 | circuit breaker 3VA2 IEC frame 250 breaking capacity class C Icu=110kA @ 415V 3-pole, line protection ETU350, LSI, In=160A overload protection Ir=63A...160A short-circuit protection Isd=1.5...10 x Ir, Ii=12 x In nut keeper kit shunt trip (STL) 12-30V DC, 24V AC 50/60Hz | - | 0 | 0
3VA2216-7HN32-0JH0 |  | 3VA2216-7HN32-0JH0 | 1 | UN | 1 | 10 | C | D | EAR99 | N | 85362090 | 1 | 4042949321026 | 2.41 | KG | 1487.2 | 1487.2 | LP18 | LP18 | circuit breaker 3VA2 IEC frame 250 breaking capacity class C Icu=110kA @ 415V 3-pole, line protection ETU350, LSI, In=160A overload protection Ir=63A...160A short-circuit protection Isd=1.5...10 x Ir, Ii=12 x In nut keeper kit shunt trip (STL) 110-127V DC, AC 50/60Hz 2 auxiliary switches HQ 1 trip alarm switch HQ | - | 0 | 0
3VA2216-7HN42-0AA0 |  | 3VA2216-7HN42-0AA0 | 1 | UN | 1 | 5 | B | D | EAR99 | N | 85362090 | 1 | 4042948805855 | 3.2 | KG | 1698.4 | 1698.4 | LP18 | LP18 | circuit breaker 3VA2 IEC frame 250 breaking capacity class C Icu=110kA @ 415V 4-pole, line protection ETU350, LSI, In=160A overload protection Ir=63A...160A short-circuit protection Isd=1.5...10 x Ir, Ii=12 x In N conductor protection adjustable (OFF, 50%, 100%) nut keeper kit |  | 0 | 0
3VA2216-7JP32-0AA0 |  | 3VA2216-7JP32-0AA0 | 1 | UN | 1 | 5 | B | D | EAR99 | N | 85362090 | 1 | 4042948805312 | 2.5 | KG | 1733.6 | 1733.6 | LP18 | LP18 | circuit breaker 3VA2 IEC frame 250 breaking capacity class C Icu=110kA @ 415V 3-pole, line protection ETU550, LSI, In=160A overload protection Ir=63A...160A short-circuit protection Isd=0.6..10x In, Ii=1.5..12x In N conductor protection optionally with external current transformer, up to 160% nut keeper kit |  | 0 | 0
3VA2216-7JP42-0AA0 |  | 3VA2216-7JP42-0AA0 | 1 | UN | 1 | 5 | B | D | EAR99 | N | 85362090 | 1 | 4042948805879 | 3.2 | KG | 2129.6 | 2129.6 | LP18 | LP18 | circuit breaker 3VA2 IEC frame 250 breaking capacity class C Icu=110kA @ 415V 4-pole, line protection ETU550, LSI, In=160A overload protection Ir=63A...160A short-circuit protection Isd=0.6..10x In, Ii=1.5..12x In N conductor protection adjustable (OFF, up to 160%) nut keeper kit |  | 0 | 0
3VA2216-7JQ32-0AA0 |  | 3VA2216-7JQ32-0AA0 | 1 | UN | 1 | 5 | B | D | EAR99 | N | 85362090 | 1 | 4042948805329 | 2.233 | KG | 1980 | 1980 | LP18 | LP18 | circuit breaker 3VA2 IEC frame 250 breaking capacity class C Icu=110kA @ 415V 3-pole, line protection ETU560, LSIG, In=160A overload protection Ir=63A...160A short-circuit protection Isd=0.6..10x In, Ii=1.5..12x In N conductor protection optionally with external current transformer, up to 160% gr.-fault prot., can be sw. off Ig=0.2...1 x In, tg=0.05-0.8s nut keeper kit |  | 0 | 0
3VA2216-7JQ32-0DH0 |  | 3VA2216-7JQ32-0DH0 | 1 | UN | 1 | 10 | C | D | EAR99 | N | 85362090 | 1 | 4042949320876 | 2.584 | KG | 2173.6 | 2173.6 | LP18 | LP18 | circuit breaker 3VA2 IEC frame 250 breaking capacity class C Icu=110kA @ 415V 3-pole, line protection ETU560, LSIG, In=160A overload protection Ir=63A...160A short-circuit protection Isd=0.6..10x In, Ii=1.5..12x In N conductor protection optionally with external current transformer, up to 160% gr.-fault prot., can be sw. off Ig=0.2...1 x In, tg=0.05-0.8s nut keeper kit undervoltage release (UVR) 208-230V AC 50/60Hz 2 auxiliary switches HQ 1 trip alarm switch HQ | - | 0 | 0
3VA2216-7JQ42-0AA0 |  | 3VA2216-7JQ42-0AA0 | 1 | UN | 1 | 5 | B | D | EAR99 | N | 85362090 | 1 | 4042948805886 | 3.2 | KG | 2393.6 | 2393.6 | LP18 | LP18 | circuit breaker 3VA2 IEC frame 250 breaking capacity class C Icu=110kA @ 415V 4-pole, line protection ETU560, LSIG, In=160A overload protection Ir=63A...160A short-circuit protection Isd=0.6..10x In, Ii=1.5..12x In N conductor protection adjustable (OFF, up to 160%) gr.-fault prot., can be sw. off Ig=0.2...1 x In= tg=0.05-0.8s nut keeper kit |  | 0 | 0
3VA2216-7JQ42-0DF0 |  | 3VA2216-7JQ42-0DF0 | 1 | UN | 1 | 10 | C | D | EAR99 | N | 85362090 | 1 | 4042949320074 | 3.234 | KG | 2534.4 | 2534.4 | LP18 | LP18 | circuit breaker 3VA2 IEC frame 250 breaking capacity class C Icu=110kA @ 415V 4-pole, line protection ETU560, LSIG, In=160A overload protection Ir=63A...160A short-circuit protection Isd=0.6..10x In, Ii=1.5..12x In N conductor protection adjustable (OFF, 50%, 100%) gr.-fault prot., can be sw. off Ig=0.2...1 x In= tg=0.05-0.8s nut keeper kit undervoltage release (UVR) 208-230V AC 50/60Hz 1 auxiliary switch HQ 1 trip alarm switch HQ | - | 0 | 0
3VA2216-7KP32-0AA0 |  | 3VA2216-7KP32-0AA0 | 1 | UN | 1 | 5 | B | D | EAR99 | N | 85362090 | 1 | 4042948805336 | 2.29 | KG | 1944.8 | 1944.8 | LP18 | LP18 | circuit breaker 3VA2 IEC frame 250 breaking capacity class C Icu=110kA @ 415V 3-pole, line protection ETU850, LSI, In=160A overload protection Ir=63A...160A short-circuit protection Isd=0.6..10x In, Ii=1.5..12x In N conductor protection optionally with external current transformer, up to 160% nut keeper kit |  | 0 | 0
3VA2216-7KP42-0AA0 |  | 3VA2216-7KP42-0AA0 | 1 | UN | 1 | 5 | B | D | EAR99 | N | 85362090 | 1 | 4042948805893 | 3.2 | KG | 2332 | 2332 | LP18 | LP18 | circuit breaker 3VA2 IEC frame 250 breaking capacity class C Icu=110kA @ 415V 4-pole, line protection ETU850, LSI, In=160A overload protection Ir=63A...160A short-circuit protection Isd=0.6..10x In, Ii=1.5..12x In N conductor protection adjustable (OFF, up to 160%) nut keeper kit |  | 0 | 0
3VA2216-7KQ32-0AA0 |  | 3VA2216-7KQ32-0AA0 | 1 | UN | 1 | 5 | B | D | EAR99 | N | 85362090 | 1 | 4042948805343 | 2.5 | KG | 2094.4 | 2094.4 | LP18 | LP18 | circuit breaker 3VA2 IEC frame 250 breaking capacity class C Icu=110kA @ 415V 3-pole, line protection ETU860, LSIG, In=160A overload protection Ir=63A...160A short-circuit protection Isd=0.6..10x In, Ii=1.5..12x In N conductor protection optionally with external current transformer, up to 160% gr.-fault prot., can be sw. off Ig=0.2...1 x In, tg=0.05-0.8s nut keeper kit |  | 0 | 0
3VA2216-7KQ42-0AA0 |  | 3VA2216-7KQ42-0AA0 | 1 | UN | 1 | 5 | B | D | EAR99 | N | 85362090 | 1 | 4042948805909 | 3.2 | KG | 2481.6 | 2481.6 | LP18 | LP18 | circuit breaker 3VA2 IEC frame 250 breaking capacity class C Icu=110kA @ 415V 4-pole, line protection ETU860, LSIG, In=160A overload protection Ir=63A...160A short-circuit protection Isd=0.6..10x In, Ii=1.5..12x In N conductor protection adjustable (OFF, up to 160%) gr.-fault prot., can be sw. off Ig=0.2...1 x In= tg=0.05-0.8s nut keeper kit |  | 0 | 0
3VA2216-7MN32-0AA0 |  | 3VA2216-7MN32-0AA0 | 1 | UN | 1 | 5 | B | D | EAR99 | N | 85362090 | 1 | 4042948830642 | 2.239 | KG | 1082.4 | 1082.4 | LP18 | LP18 | circuit breaker 3VA2 IEC frame 250 breaking capacity class C Icu=110kA @ 415V 3-pole, motor protection ETU350M, LSI, In=160A overload protection Ir=63A...160A short-circuit protection Isd=3...15 x Ir, Ii=15 x In nut keeper kit | - | 0 | 0
3VA2216-7MN32-0AB0 |  | 3VA2216-7MN32-0AB0 | 1 | UN | 1 | 10 | C | D | EAR99 | N | 85362090 | 1 | 4042949106708 | 2.284 | KG | 1152.8 | 1152.8 | LP18 | LP18 | circuit breaker 3VA2 IEC frame 250 breaking capacity class C Icu=110kA @ 415V 3-pole, motor protection ETU350M, LSI, In=160A overload protection Ir=63A...160A short-circuit protection Isd=3...15 x Ir, Ii=15 x In nut keeper kit 2 auxiliary switches HP | - | 0 | 0
3VA2216-7MN32-0AC0 |  | 3VA2216-7MN32-0AC0 | 1 | UN | 1 | 10 | C | D | EAR99 | N | 85362090 | 1 | 4042949106883 | 2.249 | KG | 1135.2 | 1135.2 | LP18 | LP18 | circuit breaker 3VA2 IEC frame 250 breaking capacity class C Icu=110kA @ 415V 3-pole, motor protection ETU350M, LSI, In=160A overload protection Ir=63A...160A short-circuit protection Isd=3...15 x Ir, Ii=15 x In nut keeper kit 2 auxiliary switches HQ | - | 0 | 0
3VA2216-7MN32-0AD0 |  | 3VA2216-7MN32-0AD0 | 1 | UN | 1 | 10 | C | D | EAR99 | N | 85362090 | 1 | 4042949107064 | 2.284 | KG | 1152.8 | 1152.8 | LP18 | LP18 | circuit breaker 3VA2 IEC frame 250 breaking capacity class C Icu=110kA @ 415V 3-pole, motor protection ETU350M, LSI, In=160A overload protection Ir=63A...160A short-circuit protection Isd=3...15 x Ir, Ii=15 x In nut keeper kit 3 auxiliary switches HQ | - | 0 | 0
3VA2216-7MN32-0AE0 |  | 3VA2216-7MN32-0AE0 | 1 | UN | 1 | 10 | C | D | EAR99 | N | 85362090 | 1 | 4042949107248 | 2.284 | KG | 1179.2 | 1179.2 | LP18 | LP18 | circuit breaker 3VA2 IEC frame 250 breaking capacity class C Icu=110kA @ 415V 3-pole, motor protection ETU350M, LSI, In=160A overload protection Ir=63A...160A short-circuit protection Isd=3...15 x Ir, Ii=15 x In nut keeper kit 4 auxiliary switches HQ | - | 0 | 0
3VA2216-7MN32-0AF0 |  | 3VA2216-7MN32-0AF0 | 1 | UN | 1 | 10 | C | D | EAR99 | N | 85362090 | 1 | 4042949107422 | 2.284 | KG | 1135.2 | 1135.2 | LP18 | LP18 | circuit breaker 3VA2 IEC frame 250 breaking capacity class C Icu=110kA @ 415V 3-pole, motor protection ETU350M, LSI, In=160A overload protection Ir=63A...160A short-circuit protection Isd=3...15 x Ir, Ii=15 x In nut keeper kit 1 auxiliary switch HQ 1 trip alarm switch HQ | - | 0 | 0
3VA2216-7MN32-0AG0 |  | 3VA2216-7MN32-0AG0 | 1 | UN | 1 | 10 | C | D | EAR99 | N | 85362090 | 1 | 4042949107606 | 2.284 | KG | 1152.8 | 1152.8 | LP18 | LP18 | circuit breaker 3VA2 IEC frame 250 breaking capacity class C Icu=110kA @ 415V 3-pole, motor protection ETU350M, LSI, In=160A overload protection Ir=63A...160A short-circuit protection Isd=3...15 x Ir, Ii=15 x In nut keeper kit 1 auxiliary switch HP 1 trip alarm switch HP | - | 0 | 0
3VA2216-7MN32-0AH0 |  | 3VA2216-7MN32-0AH0 | 1 | UN | 1 | 10 | C | D | EAR99 | N | 85362090 | 1 | 4042949107781 | 2.284 | KG | 1152.8 | 1152.8 | LP18 | LP18 | circuit breaker 3VA2 IEC frame 250 breaking capacity class C Icu=110kA @ 415V 3-pole, motor protection ETU350M, LSI, In=160A overload protection Ir=63A...160A short-circuit protection Isd=3...15 x Ir, Ii=15 x In nut keeper kit 2 auxiliary switches HQ 1 trip alarm switch HQ | - | 0 | 0
3VA2216-7MN32-0AJ0 |  | 3VA2216-7MN32-0AJ0 | 1 | UN | 1 | 10 | C | D | EAR99 | N | 85362090 | 1 | 4042949107965 | 2.284 | KG | 1188 | 1188 | LP18 | LP18 | circuit breaker 3VA2 IEC frame 250 breaking capacity class C Icu=110kA @ 415V 3-pole, motor protection ETU350M, LSI, In=160A overload protection Ir=63A...160A short-circuit protection Isd=3...15 x Ir, Ii=15 x In nut keeper kit 2 auxiliary switches HP 1 trip alarm switch HP | - | 0 | 0
3VA2216-7MN32-0BA0 |  | 3VA2216-7MN32-0BA0 | 1 | UN | 1 | 10 | C | D | EAR99 | N | 85362090 | 1 | 4042949105626 | 2.284 | KG | 1188 | 1188 | LP18 | LP18 | circuit breaker 3VA2 IEC frame 250 breaking capacity class C Icu=110kA @ 415V 3-pole, motor protection ETU350M, LSI, In=160A overload protection Ir=63A...160A short-circuit protection Isd=3...15 x Ir, Ii=15 x In nut keeper kit undervoltage release (UVR) 24V DC | - | 0 | 0
3VA2216-7MN32-0BC0 |  | 3VA2216-7MN32-0BC0 | 1 | UN | 1 | 10 | C | D | EAR99 | N | 85362090 | 1 | 4042949108146 | 2.284 | KG | 1240.8 | 1240.8 | LP18 | LP18 | circuit breaker 3VA2 IEC frame 250 breaking capacity class C Icu=110kA @ 415V 3-pole, motor protection ETU350M, LSI, In=160A overload protection Ir=63A...160A short-circuit protection Isd=3...15 x Ir, Ii=15 x In nut keeper kit undervoltage release (UVR) 24V DC | - | 0 | 0
3VA2216-7MN32-0BH0 |  | 3VA2216-7MN32-0BH0 | 1 | UN | 1 | 10 | C | D | EAR99 | N | 85362090 | 1 | 4042949109228 | 2.284 | KG | 1276 | 1276 | LP18 | LP18 | circuit breaker 3VA2 IEC frame 250 breaking capacity class C Icu=110kA @ 415V 3-pole, motor protection ETU350M, LSI, In=160A overload protection Ir=63A...160A short-circuit protection Isd=3...15 x Ir, Ii=15 x In nut keeper kit undervoltage release (UVR) 24V DC 2 auxiliary switches HQ 1 trip alarm switch HQ | - | 0 | 0
3VA2216-7MN32-0BL0 |  | 3VA2216-7MN32-0BL0 | 1 | UN | 1 | 10 | C | D | EAR99 | N | 85362090 | 1 | 4042949110309 | 2.284 | KG | 1302.4 | 1302.4 | LP18 | LP18 | circuit breaker 3VA2 IEC frame 250 breaking capacity class C Icu=110kA @ 415V 3-pole, motor protection ETU350M, LSI, In=160A overload protection Ir=63A...160A short-circuit protection Isd=3...15 x Ir, Ii=15 x In nut keeper kit undervoltage release (UVR) 24V DC 2 auxiliary switches HQ 1 trip alarm switch HQ 1 electrical alarm switch | - | 0 | 0
3VA2216-7MN32-0CA0 |  | 3VA2216-7MN32-0CA0 | 1 | UN | 1 | 10 | C | D | EAR99 | N | 85362090 | 1 | 4042949105800 | 2.284 | KG | 1188 | 1188 | LP18 | LP18 | circuit breaker 3VA2 IEC frame 250 breaking capacity class C Icu=110kA @ 415V 3-pole, motor protection ETU350M, LSI, In=160A overload protection Ir=63A...160A short-circuit protection Isd=3...15 x Ir, Ii=15 x In nut keeper kit undervoltage release (UVR) 120-127V AC 50/60Hz | - | 0 | 0
3VA2216-7MN32-0CC0 |  | 3VA2216-7MN32-0CC0 | 1 | UN | 1 | 10 | C | D | EAR99 | N | 85362090 | 1 | 4042949108320 | 2.284 | KG | 1240.8 | 1240.8 | LP18 | LP18 | circuit breaker 3VA2 IEC frame 250 breaking capacity class C Icu=110kA @ 415V 3-pole, motor protection ETU350M, LSI, In=160A overload protection Ir=63A...160A short-circuit protection Isd=3...15 x Ir, Ii=15 x In nut keeper kit undervoltage release (UVR) 120-127V AC 50/60Hz | - | 0 | 0
3VA2216-7MN32-0CH0 |  | 3VA2216-7MN32-0CH0 | 1 | UN | 1 | 10 | C | D | EAR99 | N | 85362090 | 1 | 4042949109402 | 2.284 | KG | 1276 | 1276 | LP18 | LP18 | circuit breaker 3VA2 IEC frame 250 breaking capacity class C Icu=110kA @ 415V 3-pole, motor protection ETU350M, LSI, In=160A overload protection Ir=63A...160A short-circuit protection Isd=3...15 x Ir, Ii=15 x In nut keeper kit undervoltage release (UVR) 120-127V AC 50/60Hz 2 auxiliary switches HQ 1 trip alarm switch HQ | - | 0 | 0
3VA2216-7MN32-0CL0 |  | 3VA2216-7MN32-0CL0 | 1 | UN | 1 | 10 | C | D | EAR99 | N | 85362090 | 1 | 4042949110484 | 2.284 | KG | 1302.4 | 1302.4 | LP18 | LP18 | circuit breaker 3VA2 IEC frame 250 breaking capacity class C Icu=110kA @ 415V 3-pole, motor protection ETU350M, LSI, In=160A overload protection Ir=63A...160A short-circuit protection Isd=3...15 x Ir, Ii=15 x In nut keeper kit undervoltage release (UVR) 120-127V AC 50/60Hz 2 auxiliary switches HQ 1 trip alarm switch HQ 1 electrical alarm switch | - | 0 | 0
3VA2216-7MN32-0DA0 |  | 3VA2216-7MN32-0DA0 | 1 | UN | 1 | 10 | C | D | EAR99 | N | 85362090 | 1 | 4042949105985 | 2.284 | KG | 1188 | 1188 | LP18 | LP18 | circuit breaker 3VA2 IEC frame 250 breaking capacity class C Icu=110kA @ 415V 3-pole, motor protection ETU350M, LSI, In=160A overload protection Ir=63A...160A short-circuit protection Isd=3...15 x Ir, Ii=15 x In nut keeper kit undervoltage release (UVR) 208-230V AC 50/60Hz | - | 0 | 0
3VA2216-7MN32-0DC0 |  | 3VA2216-7MN32-0DC0 | 1 | UN | 1 | 10 | C | D | EAR99 | N | 85362090 | 1 | 4042949108504 | 2.284 | KG | 1240.8 | 1240.8 | LP18 | LP18 | circuit breaker 3VA2 IEC frame 250 breaking capacity class C Icu=110kA @ 415V 3-pole, motor protection ETU350M, LSI, In=160A overload protection Ir=63A...160A short-circuit protection Isd=3...15 x Ir, Ii=15 x In nut keeper kit undervoltage release (UVR) 208-230V AC 50/60Hz 2 auxiliary switches HQ | - | 0 | 0
3VA2216-7MN32-0DH0 |  | 3VA2216-7MN32-0DH0 | 1 | UN | 1 | 10 | C | D | EAR99 | N | 85362090 | 1 | 4042949109587 | 2.284 | KG | 1276 | 1276 | LP18 | LP18 | circuit breaker 3VA2 IEC frame 250 breaking capacity class C Icu=110kA @ 415V 3-pole, motor protection ETU350M, LSI, In=160A overload protection Ir=63A...160A short-circuit protection Isd=3...15 x Ir, Ii=15 x In nut keeper kit undervoltage release (UVR) 208-230V AC 50/60Hz 2 auxiliary switches HQ 1 trip alarm switch HQ | - | 0 | 0
3VA2216-7MN32-0DL0 |  | 3VA2216-7MN32-0DL0 | 1 | UN | 1 | 10 | C | D | EAR99 | N | 85362090 | 1 | 4042949110668 | 2.284 | KG | 1302.4 | 1302.4 | LP18 | LP18 | circuit breaker 3VA2 IEC frame 250 breaking capacity class C Icu=110kA @ 415V 3-pole, motor protection ETU350M, LSI, In=160A overload protection Ir=63A...160A short-circuit protection Isd=3...15 x Ir, Ii=15 x In nut keeper kit undervoltage release (UVR) 208-230V AC 50/60Hz 2 auxiliary switches HQ 1 trip alarm switch HQ 1 electrical alarm switch | - | 0 | 0
3VA2216-7MN32-0HA0 |  | 3VA2216-7MN32-0HA0 | 1 | UN | 1 | 10 | C | D | EAR99 | N | 85362090 | 1 | 4042949106166 | 2.284 | KG | 1170.4 | 1170.4 | LP18 | LP18 | circuit breaker 3VA2 IEC frame 250 breaking capacity class C Icu=110kA @ 415V 3-pole, motor protection ETU350M, LSI, In=160A overload protection Ir=63A...160A short-circuit protection Isd=3...15 x Ir, Ii=15 x In nut keeper kit shunt trip (STL) 12-30V DC, 24V AC 50/60Hz | - | 0 | 0
3VA2216-7MN32-0HC0 |  | 3VA2216-7MN32-0HC0 | 1 | UN | 1 | 10 | C | D | EAR99 | N | 85362090 | 1 | 4042949108689 | 2.284 | KG | 1223.2 | 1223.2 | LP18 | LP18 | circuit breaker 3VA2 IEC frame 250 breaking capacity class C Icu=110kA @ 415V 3-pole, motor protection ETU350M, LSI, In=160A overload protection Ir=63A...160A short-circuit protection Isd=3...15 x Ir, Ii=15 x In nut keeper kit shunt trip (STL) 12-30V DC, 24V AC 50/60Hz 2 auxiliary switches HQ | - | 0 | 0
3VA2216-7MN32-0HH0 |  | 3VA2216-7MN32-0HH0 | 1 | UN | 1 | 10 | C | D | EAR99 | N | 85362090 | 1 | 4042949109761 | 2.284 | KG | 1240.8 | 1240.8 | LP18 | LP18 | circuit breaker 3VA2 IEC frame 250 breaking capacity class C Icu=110kA @ 415V 3-pole, motor protection ETU350M, LSI, In=160A overload protection Ir=63A...160A short-circuit protection Isd=3...15 x Ir, Ii=15 x In nut keeper kit shunt trip (STL) 12-30V DC, 24V AC 50/60Hz 2 auxiliary switches HQ 1 trip alarm switch HQ | - | 0 | 0
3VA2216-7MN32-0HL0 |  | 3VA2216-7MN32-0HL0 | 1 | UN | 1 | 10 | C | D | EAR99 | N | 85362090 | 1 | 4042949110842 | 2.284 | KG | 1284.8 | 1284.8 | LP18 | LP18 | circuit breaker 3VA2 IEC frame 250 breaking capacity class C Icu=110kA @ 415V 3-pole, motor protection ETU350M, LSI, In=160A overload protection Ir=63A...160A short-circuit protection Isd=3...15 x Ir, Ii=15 x In nut keeper kit shunt trip (STL) 12-30V DC, 24V AC 50/60Hz 2 auxiliary switches HQ 1 trip alarm switch HQ 1 electrical alarm switch | - | 0 | 0
3VA2216-7MN32-0JA0 |  | 3VA2216-7MN32-0JA0 | 1 | UN | 1 | 10 | C | D | EAR99 | N | 85362090 | 1 | 4042949106340 | 2.284 | KG | 1170.4 | 1170.4 | LP18 | LP18 | circuit breaker 3VA2 IEC frame 250 breaking capacity class C Icu=110kA @ 415V 3-pole, motor protection ETU350M, LSI, In=160A overload protection Ir=63A...160A short-circuit protection Isd=3...15 x Ir, Ii=15 x In nut keeper kit shunt trip (STL) 110-127V DC, AC 50/60Hz | - | 0 | 0
3VA2216-7MN32-0JC0 |  | 3VA2216-7MN32-0JC0 | 1 | UN | 1 | 10 | C | D | EAR99 | N | 85362090 | 1 | 4042949108863 | 2.284 | KG | 1223.2 | 1223.2 | LP18 | LP18 | circuit breaker 3VA2 IEC frame 250 breaking capacity class C Icu=110kA @ 415V 3-pole, motor protection ETU350M, LSI, In=160A overload protection Ir=63A...160A short-circuit protection Isd=3...15 x Ir, Ii=15 x In nut keeper kit shunt trip (STL) 110-127V DC, AC 50/60Hz 2 auxiliary switches HQ | - | 0 | 0
3VA2216-7MN32-0JH0 |  | 3VA2216-7MN32-0JH0 | 1 | UN | 1 | 10 | C | D | EAR99 | N | 85362090 | 1 | 4042949109945 | 2.284 | KG | 1240.8 | 1240.8 | LP18 | LP18 | circuit breaker 3VA2 IEC frame 250 breaking capacity class C Icu=110kA @ 415V 3-pole, motor protection ETU350M, LSI, In=160A overload protection Ir=63A...160A short-circuit protection Isd=3...15 x Ir, Ii=15 x In nut keeper kit shunt trip (STL) 110-127V DC, AC 50/60Hz 2 auxiliary switches HQ 1 trip alarm switch HQ | - | 0 | 0
3VA2216-7MN32-0JL0 |  | 3VA2216-7MN32-0JL0 | 1 | UN | 1 | 10 | C | D | EAR99 | N | 85362090 | 1 | 4042949111023 | 2.284 | KG | 1284.8 | 1284.8 | LP18 | LP18 | circuit breaker 3VA2 IEC frame 250 breaking capacity class C Icu=110kA @ 415V 3-pole, motor protection ETU350M, LSI, In=160A overload protection Ir=63A...160A short-circuit protection Isd=3...15 x Ir, Ii=15 x In nut keeper kit shunt trip (STL) 110-127V DC, AC 50/60Hz 2 auxiliary switches HQ 1 trip alarm switch HQ 1 electrical alarm switch | - | 0 | 0
3VA2216-7MN32-0KA0 |  | 3VA2216-7MN32-0KA0 | 1 | UN | 1 | 10 | C | D | EAR99 | N | 85362090 | 1 | 4042949106524 | 2.284 | KG | 1170.4 | 1170.4 | LP18 | LP18 | circuit breaker 3VA2 IEC frame 250 breaking capacity class C Icu=110kA @ 415V 3-pole, motor protection ETU350M, LSI, In=160A overload protection Ir=63A...160A short-circuit protection Isd=3...15 x Ir, Ii=15 x In nut keeper kit 220-250V DC, 208-277V AC | - | 0 | 0
3VA2216-7MN32-0KC0 |  | 3VA2216-7MN32-0KC0 | 1 | UN | 1 | 10 | C | D | EAR99 | N | 85362090 | 1 | 4042949109044 | 2.284 | KG | 1223.2 | 1223.2 | LP18 | LP18 | circuit breaker 3VA2 IEC frame 250 breaking capacity class C Icu=110kA @ 415V 3-pole, motor protection ETU350M, LSI, In=160A overload protection Ir=63A...160A short-circuit protection Isd=3...15 x Ir, Ii=15 x In nut keeper kit shunt trip (STL) 220-250V DC, 208-277V AC 2 auxiliary switches HQ | - | 0 | 0
3VA2216-7MN32-0KH0 |  | 3VA2216-7MN32-0KH0 | 1 | UN | 1 | 10 | C | D | EAR99 | N | 85362090 | 1 | 4042949110125 | 2.284 | KG | 1240.8 | 1240.8 | LP18 | LP18 | circuit breaker 3VA2 IEC frame 250 breaking capacity class C Icu=110kA @ 415V 3-pole, motor protection ETU350M, LSI, In=160A overload protection Ir=63A...160A short-circuit protection Isd=3...15 x Ir, Ii=15 x In nut keeper kit shunt trip (STL) 220-250V DC, 208-277V AC 2 auxiliary switches HQ 1 trip alarm switch HQ | - | 0 | 0
3VA2216-7MN32-0KL0 |  | 3VA2216-7MN32-0KL0 | 1 | UN | 1 | 10 | C | D | EAR99 | N | 85362090 | 1 | 4042949111207 | 2.284 | KG | 1284.8 | 1284.8 | LP18 | LP18 | circuit breaker 3VA2 IEC frame 250 breaking capacity class C Icu=110kA @ 415V 3-pole, motor protection ETU350M, LSI, In=160A overload protection Ir=63A...160A short-circuit protection Isd=3...15 x Ir, Ii=15 x In nut keeper kit shunt trip (STL) 220-250V DC, 208-277V AC 2 auxiliary switches HQ 1 trip alarm switch HQ 1 electrical alarm switch | - | 0 | 0
3VA2216-7MP32-0AA0 |  | 3VA2216-7MP32-0AA0 | 1 | UN | 1 | 5 | B | D | EAR99 | N | 85362090 | 1 | 4042948903773 | 2.24 | KG | 1276 | 1276 | LP18 | LP18 | CIRCUIT BREAKER 3VA2 IEC FRAME 250 BREAKING CAPACITY CLASS C ICU=110KA @ 415 V 3-POLE, MOTOR PROTECTION ETU550M, LSI, In=160A OVERLOAD PROTECTION IR=64A ...160A SHORT CIRCUIT PROTECTION ISD=1,2... 15X IN,II=3...15X IN BUSBAR CONNECTION | - | 0 | 0
3VA2216-7MQ32-0AA0 |  | 3VA2216-7MQ32-0AA0 | 1 | UN | 1 | 5 | B | D | EAR99 | N | 85362090 | 1 | 4042948830635 | 2.269 | KG | 1548.8 | 1548.8 | LP18 | LP18 | circuit breaker 3VA2 IEC frame 250 breaking capacity class C Icu=110kA @ 415V 3-pole, motor protection ETU860M, LSIG, In=160A overload protection Ir=63A...160A short-circuit protection Isd=1.2..15x In, Ii=3..15x In gr.-fault prot., can be sw. off Ig=0.2...1 x In, tg=0.05-0.8s nut keeper kit | - | 0 | 0
3VA2216-7MQ32-0AG0 |  | 3VA2216-7MQ32-0AG0 | 1 | UN | 1 | 10 | C | D | EAR99 | N | 85362090 | 1 | 4042949326380 | 2.565 | KG | 1619.2 | 1619.2 | LP18 | LP18 | circuit breaker 3VA2 IEC frame 250 breaking capacity class C Icu=110kA @ 415V 3-pole, motor protection ETU860M, LSIG, In=160A overload protection Ir=63A...160A short-circuit protection Isd=1.2..15x In, Ii=3..15x In gr.-fault prot., can be sw. off Ig=0.2...1 x In, tg=0.05-0.8s nut keeper kit circuit breaker 3VA2 IEC frame 250 1 auxiliary switch HP 1 trip alarm switch HP | - | 0 | 0
3VA2216-7MS32-0AA0 |  | 3VA2216-7MS32-0AA0 | 1 | UN | 1 | 5 | B | D | EAR99 | N | 85362090 | 1 | 4042948830628 | 2.21 | KG | 875.6 | 875.6 | LP18 | LP18 | circuit breaker 3VA2 IEC frame 250 breaking capacity class C Icu=110kA @ 415V 3-pole, starter protection ETU310M, I, In=160A without overload protection short-circuit protection Ii=3...15 x In nut keeper kit | - | 0 | 0
3VA2216-7MS32-0AF0 |  | 3VA2216-7MS32-0AF0 | 1 | UN | 1 | 10 | C | D | EAR99 | N | 85362090 | 1 | 4042949324911 | 2.346 | KG | 924 | 924 | LP18 | LP18 | circuit breaker 3VA2 IEC frame 250 breaking capacity class C Icu=110kA @ 415V 3-pole, starter protection ETU310M, I, In=160A without overload protection short-circuit protection Ii=3...15 x In nut keeper kit 1 auxiliary switch 1 trip alarm switch | - | 0 | 0
3VA2216-8HK32-0AA0 |  | 3VA2216-8HK32-0AA0 | 1 | UN | 1 | 5 | B | D | EAR99 | N | 85362090 | 1 | 4042948805350 | 2.5 | KG | 1434.4 | 1434.4 | LP18 | LP18 | circuit breaker 3VA2 IEC frame 250 breaking capacity class L Icu=150kA @ 415V 3-pole, line protection ETU340, ELISA LI, In=160A overload protection Ir=63A...160A short-circuit protection Ii=15 x In nut keeper kit | - | 0 | 0
3VA2216-8HK42-0AA0 |  | 3VA2216-8HK42-0AA0 | 1 | UN | 1 | 5 | B | D | EAR99 | N | 85362090 | 1 | 4042948805916 | 3.2 | KG | 1892 | 1892 | LP18 | LP18 | circuit breaker 3VA2 IEC frame 250 breaking capacity class L Icu=150kA @ 415V 4-pole, line protection ETU340, ELISA LI, In=160A overload protection Ir=63A...160A short-circuit protection Ii=15 x In N conductor protection adjustable (OFF, 50%, 100%) nut keeper kit | - | 0 | 0
3VA2216-8HL32-0AA0 |  | 3VA2216-8HL32-0AA0 | 1 | UN | 1 | 5 | B | D | EAR99 | N | 85362090 | 1 | 4042948832547 | 2.5 | KG | 1434.4 | 1434.4 | LP18 | LP18 | circuit breaker 3VA2 IEC frame 250 breaking capacity class L Icu=150kA @ 415V 3-pole, line protection ETU320, LI, In=160A overload protection Ir=63A...160A short-circuit protection Ii=1.5...12 x In nut keeper kit |  | 0 | 0
3VA2216-8HL42-0AA0 |  | 3VA2216-8HL42-0AA0 | 1 | UN | 1 | 5 | B | D | EAR99 | N | 85362090 | 1 | 4042948832530 | 3.2 | KG | 1892 | 1892 | LP18 | LP18 | circuit breaker 3VA2 IEC frame 250 breaking capacity class L Icu=150kA @ 415V 4-pole, line protection ETU320, LI, In=160A overload protection Ir=63A...160A short-circuit protection Ii=1.5...12 x In N conductor protection adjustable (OFF, 50%, 100%) nut keeper kit |  | 0 | 0
3VA2216-8HM32-0AA0 |  | 3VA2216-8HM32-0AA0 | 1 | UN | 1 | 5 | B | D | EAR99 | N | 85362090 | 1 | 4042948805374 | 2.5 | KG | 1623.5 | 1581 | LP18 | LP18 | circuit breaker 3VA2 IEC frame 250 breaking capacity class L Icu=150kA @ 415V 3-pole, line protection ETU330, LIG, In=160A overload protection Ir=63A...160A short-circuit protection Ii=1.5...12 x In ground-fault protection Ig=0.2...1 x In, tg=0.1/0.3s nut keeper kit | Lista Papel 2020 SI | 0 | 0
3VA2216-8HM42-0AA0 |  | 3VA2216-8HM42-0AA0 | 1 | UN | 1 | 5 | B | D | EAR99 | N | 85362090 | 1 | 4042948805930 | 3.2 | KG | 2147.2 | 2147.2 | LP18 | LP18 | circuit breaker 3VA2 IEC frame 250 breaking capacity class L Icu=150kA @ 415V 4-pole, line protection ETU330, LIG, In=160A overload protection Ir=63A...160A short-circuit protection Ii=1.5...12 x In N conductor protection adjustable (OFF, 50%, 100%) ground-fault protection Ig=0.2...1 x In= tg=0.1/0.3s nut keeper kit |  | 0 | 0
3VA2216-8HN32-0AA0 |  | 3VA2216-8HN32-0AA0 | 1 | UN | 1 | 5 | B | D | EAR99 | N | 85362090 | 1 | 4042948805367 | 2.5 | KG | 1445 | 1402.5 | LP18 | LP18 | circuit breaker 3VA2 IEC frame 250 breaking capacity class L Icu=150kA @ 415V 3-pole, line protection ETU350, LSI, In=160A overload protection Ir=63A...160A short-circuit protection Isd=1.5...10 x Ir, Ii=12 x In nut keeper kit | Lista Papel 2020 SI | 0 | 0
3VA2216-8HN42-0AA0 |  | 3VA2216-8HN42-0AA0 | 1 | UN | 1 | 5 | B | D | EAR99 | N | 85362090 | 1 | 4042948805923 | 3.2 | KG | 1944.8 | 1944.8 | LP18 | LP18 | circuit breaker 3VA2 IEC frame 250 breaking capacity class L Icu=150kA @ 415V 4-pole, line protection ETU350, LSI, In=160A overload protection Ir=63A...160A short-circuit protection Isd=1.5...10 x Ir, Ii=12 x In N conductor protection adjustable (OFF, 50%, 100%) nut keeper kit |  | 0 | 0
3VA2216-8JP32-0AA0 |  | 3VA2216-8JP32-0AA0 | 1 | UN | 1 | 5 | B | D | EAR99 | N | 85362090 | 1 | 4042948805381 | 2.5 | KG | 1909.6 | 1909.6 | LP18 | LP18 | circuit breaker 3VA2 IEC frame 250 breaking capacity class L Icu=150kA @ 415V 3-pole, line protection ETU550, LSI, In=160A overload protection Ir=63A...160A short-circuit protection Isd=0.6..10x In, Ii=1.5..12x In N conductor protection optionally with external current transformer, up to 160% nut keeper kit |  | 0 | 0
3VA2216-8JP42-0AA0 |  | 3VA2216-8JP42-0AA0 | 1 | UN | 1 | 5 | B | D | EAR99 | N | 85362090 | 1 | 4042948805947 | 3.2 | KG | 2393.6 | 2393.6 | LP18 | LP18 | circuit breaker 3VA2 IEC frame 250 breaking capacity class L Icu=150kA @ 415V 4-pole, line protection ETU550, LSI, In=160A overload protection Ir=63A...160A short-circuit protection Isd=0.6..10x In, Ii=1.5..12x In N conductor protection adjustable (OFF, up to 160%) nut keeper kit |  | 0 | 0
3VA2216-8JP42-0KG0 |  | 3VA2216-8JP42-0KG0 | 1 | UN | 1 | 10 | C | D | EAR99 | N | 85362090 | 1 | 4042949320050 | 3.261 | KG | 2534.4 | 2534.4 | LP18 | LP18 | circuit breaker 3VA2 IEC frame 250 breaking capacity class L Icu=150kA @ 415V 4-pole, line protection ETU550, LSI, In=160A overload protection Ir=63A...160A short-circuit protection Isd=0.6..10x In, Ii=1.5..12x In N conductor protection adjustable (OFF, 50%, 100%) nut keeper kit shunt trip (STL) 220-250V DC; 208-277V AC 1 auxiliary switch HP 1 trip alarm switch HP | - | 0 | 0
3VA2216-8JQ32-0AA0 |  | 3VA2216-8JQ32-0AA0 | 1 | UN | 1 | 5 | B | D | EAR99 | N | 85362090 | 1 | 4042948805398 | 2.5 | KG | 2164.8 | 2164.8 | LP18 | LP18 | circuit breaker 3VA2 IEC frame 250 breaking capacity class L Icu=150kA @ 415V 3-pole, line protection ETU560, LSIG, In=160A overload protection Ir=63A...160A short-circuit protection Isd=0.6..10x In, Ii=1.5..12x In N conductor protection optionally with external current transformer, up to 160% gr.-fault prot., can be sw. off Ig=0.2...1 x In, tg=0.05-0.8s nut keeper kit |  | 0 | 0
3VA2216-8JQ42-0AA0 |  | 3VA2216-8JQ42-0AA0 | 1 | UN | 1 | 5 | B | D | EAR99 | N | 85362090 | 1 | 4042948805954 | 3.2 | KG | 2622.4 | 2622.4 | LP18 | LP18 | circuit breaker 3VA2 IEC frame 250 breaking capacity class L Icu=150kA @ 415V 4-pole, line protection ETU560, LSIG, In=160A overload protection Ir=63A...160A short-circuit protection Isd=0.6..10x In, Ii=1.5..12x In N conductor protection adjustable (OFF, up to 160%) gr.-fault prot., can be sw. off Ig=0.2...1 x In= tg=0.05-0.8s nut keeper kit |  | 0 | 0
3VA2216-8KP32-0AA0 |  | 3VA2216-8KP32-0AA0 | 1 | UN | 1 | 5 | B | D | EAR99 | N | 85362090 | 1 | 4042948805404 | 2.5 | KG | 2129.6 | 2129.6 | LP18 | LP18 | circuit breaker 3VA2 IEC frame 250 breaking capacity class L Icu=150kA @ 415V 3-pole, line protection ETU850, LSI, In=160A overload protection Ir=63A...160A short-circuit protection Isd=0.6..10x In, Ii=1.5..12x In N conductor protection optionally with external current transformer, up to 160% nut keeper kit |  | 0 | 0
3VA2216-8KP42-0AA0 |  | 3VA2216-8KP42-0AA0 | 1 | UN | 1 | 5 | B | D | EAR99 | N | 85362090 | 1 | 4042948805961 | 3.2 | KG | 2587.2 | 2587.2 | LP18 | LP18 | circuit breaker 3VA2 IEC frame 250 breaking capacity class L Icu=150kA @ 415V 4-pole, line protection ETU850, LSI, In=160A overload protection Ir=63A...160A short-circuit protection Isd=0.6..10x In, Ii=1.5..12x In N conductor protection adjustable (OFF, up to 160%) nut keeper kit |  | 0 | 0
3VA2216-8KQ32-0AA0 |  | 3VA2216-8KQ32-0AA0 | 1 | UN | 1 | 5 | B | D | EAR99 | N | 85362090 | 1 | 4042948805411 | 2.5 | KG | 2261.6 | 2261.6 | LP18 | LP18 | circuit breaker 3VA2 IEC frame 250 breaking capacity class L Icu=150kA @ 415V 3-pole, line protection ETU860, LSIG, In=160A overload protection Ir=63A...160A short-circuit protection Isd=0.6..10x In, Ii=1.5..12x In N conductor protection optionally with external current transformer, up to 160% gr.-fault prot., can be sw. off Ig=0.2...1 x In, tg=0.05-0.8s nut keeper kit |  | 0 | 0
3VA2216-8KQ42-0AA0 |  | 3VA2216-8KQ42-0AA0 | 1 | UN | 1 | 5 | B | D | EAR99 | N | 85362090 | 1 | 4042948805978 | 3.2 | KG | 2736.8 | 2736.8 | LP18 | LP18 | circuit breaker 3VA2 IEC frame 250 breaking capacity class L Icu=150kA @ 415V 4-pole, line protection ETU860, LSIG, In=160A overload protection Ir=63A...160A short-circuit protection Isd=0.6..10x In, Ii=1.5..12x In N conductor protection adjustable (OFF, up to 160%) gr.-fault prot., can be sw. off Ig=0.2...1 x In= tg=0.05-0.8s nut keeper kit |  | 0 | 0
3VA2220-5MN32-0AA0 |  | 3VA2220-5MN32-0AA0 | 1 | UN | 1 | 2 | A | D | EAR99 | N | 85362090 | 1 | 4042948830581 | 2.151 | KG | 1056 | 1056 | LP18 | LP18 | circuit breaker 3VA2 IEC frame 250 breaking capacity class M Icu=55kA @ 415V 3-pole, motor protection ETU350M, LSI, In=200A overload protection Ir=80A...200A short-circuit protection Isd=3...15 x Ir, Ii=15 x In nut keeper kit | - | 0 | 0
3VA2220-5MN32-0AB0 |  | 3VA2220-5MN32-0AB0 | 1 | UN | 1 | 10 | C | D | EAR99 | N | 85362090 | 1 | 4042949111696 | 2.4 | KG | 1126.4 | 1126.4 | LP18 | LP18 | circuit breaker 3VA2 IEC frame 250 breaking capacity class M Icu=55kA @ 415V 3-pole, motor protection ETU350M, LSI, In=200A overload protection Ir=80A...200A short-circuit protection Isd=3...15 x Ir, Ii=15 x In nut keeper kit 2 auxiliary switches HP | - | 0 | 0
3VA2220-5MN32-0AC0 |  | 3VA2220-5MN32-0AC0 | 1 | UN | 1 | 10 | C | D | EAR99 | N | 85362090 | 1 | 4042949111740 | 2.4 | KG | 1108.8 | 1108.8 | LP18 | LP18 | circuit breaker 3VA2 IEC frame 250 breaking capacity class M Icu=55kA @ 415V 3-pole, motor protection ETU350M, LSI, In=200A overload protection Ir=80A...200A short-circuit protection Isd=3...15 x Ir, Ii=15 x In nut keeper kit 2 auxiliary switches HQ | - | 0 | 0
3VA2220-5MN32-0AD0 |  | 3VA2220-5MN32-0AD0 | 1 | UN | 1 | 10 | C | D | EAR99 | N | 85362090 | 1 | 4042949111795 | 2.4 | KG | 1126.4 | 1126.4 | LP18 | LP18 | circuit breaker 3VA2 IEC frame 250 breaking capacity class M Icu=55kA @ 415V 3-pole, motor protection ETU350M, LSI, In=200A overload protection Ir=80A...200A short-circuit protection Isd=3...15 x Ir, Ii=15 x In nut keeper kit 3 auxiliary switches HQ | - | 0 | 0
3VA2220-5MN32-0AE0 |  | 3VA2220-5MN32-0AE0 | 1 | UN | 1 | 10 | C | D | EAR99 | N | 85362090 | 1 | 4042949111849 | 2.4 | KG | 1152.8 | 1152.8 | LP18 | LP18 | circuit breaker 3VA2 IEC frame 250 breaking capacity class M Icu=55kA @ 415V 3-pole, motor protection ETU350M, LSI, In=200A overload protection Ir=80A...200A short-circuit protection Isd=3...15 x Ir, Ii=15 x In nut keeper kit 4 auxiliary switches HQ | - | 0 | 0
3VA2220-5MN32-0AF0 |  | 3VA2220-5MN32-0AF0 | 1 | UN | 1 | 10 | C | D | EAR99 | N | 85362090 | 1 | 4042949111894 | 2.4 | KG | 1108.8 | 1108.8 | LP18 | LP18 | circuit breaker 3VA2 IEC frame 250 breaking capacity class M Icu=55kA @ 415V 3-pole, motor protection ETU350M, LSI, In=200A overload protection Ir=80A...200A short-circuit protection Isd=3...15 x Ir, Ii=15 x In nut keeper kit 1 auxiliary switch HQ 1 trip alarm switch HQ | - | 0 | 0
3VA2220-5MN32-0AG0 |  | 3VA2220-5MN32-0AG0 | 1 | UN | 1 | 10 | C | D | EAR99 | N | 85362090 | 1 | 4042949111948 | 2.4 | KG | 1126.4 | 1126.4 | LP18 | LP18 | circuit breaker 3VA2 IEC frame 250 breaking capacity class M Icu=55kA @ 415V 3-pole, motor protection ETU350M, LSI, In=200A overload protection Ir=80A...200A short-circuit protection Isd=3...15 x Ir, Ii=15 x In nut keeper kit 1 auxiliary switch HP 1 trip alarm switch HP | - | 0 | 0
3VA2220-5MN32-0AH0 |  | 3VA2220-5MN32-0AH0 | 1 | UN | 1 | 10 | C | D | EAR99 | N | 85362090 | 1 | 4042949111993 | 2.4 | KG | 1126.4 | 1126.4 | LP18 | LP18 | circuit breaker 3VA2 IEC frame 250 breaking capacity class M Icu=55kA @ 415V 3-pole, motor protection ETU350M, LSI, In=200A overload protection Ir=80A...200A short-circuit protection Isd=3...15 x Ir, Ii=15 x In nut keeper kit 2 auxiliary switches HQ 1 trip alarm switch HQ | - | 0 | 0
3VA2220-5MN32-0AJ0 |  | 3VA2220-5MN32-0AJ0 | 1 | UN | 1 | 10 | C | D | EAR99 | N | 85362090 | 1 | 4042949112044 | 2.4 | KG | 1161.6 | 1161.6 | LP18 | LP18 | circuit breaker 3VA2 IEC frame 250 breaking capacity class M Icu=55kA @ 415V 3-pole, motor protection ETU350M, LSI, In=200A overload protection Ir=80A...200A short-circuit protection Isd=3...15 x Ir, Ii=15 x In nut keeper kit 2 auxiliary switches HP 1 trip alarm switch HP | - | 0 | 0
3VA2220-5MN32-0BA0 |  | 3VA2220-5MN32-0BA0 | 1 | UN | 1 | 10 | C | D | EAR99 | N | 85362090 | 1 | 4042949111399 | 2.4 | KG | 1161.6 | 1161.6 | LP18 | LP18 | circuit breaker 3VA2 IEC frame 250 breaking capacity class M Icu=55kA @ 415V 3-pole, motor protection ETU350M, LSI, In=200A overload protection Ir=80A...200A short-circuit protection Isd=3...15 x Ir, Ii=15 x In nut keeper kit undervoltage release (UVR) 24V DC | - | 0 | 0
3VA2220-5MN32-0BC0 |  | 3VA2220-5MN32-0BC0 | 1 | UN | 1 | 10 | C | D | EAR99 | N | 85362090 | 1 | 4042949112099 | 2.4 | KG | 1214.4 | 1214.4 | LP18 | LP18 | circuit breaker 3VA2 IEC frame 250 breaking capacity class M Icu=55kA @ 415V 3-pole, motor protection ETU350M, LSI, In=200A overload protection Ir=80A...200A short-circuit protection Isd=3...15 x Ir, Ii=15 x In nut keeper kit undervoltage release (UVR) 24V DC | - | 0 | 0
3VA2220-5MN32-0BH0 |  | 3VA2220-5MN32-0BH0 | 1 | UN | 1 | 10 | C | D | EAR99 | N | 85362090 | 1 | 4042949112396 | 2.4 | KG | 1240.8 | 1240.8 | LP18 | LP18 | circuit breaker 3VA2 IEC frame 250 breaking capacity class M Icu=55kA @ 415V 3-pole, motor protection ETU350M, LSI, In=200A overload protection Ir=80A...200A short-circuit protection Isd=3...15 x Ir, Ii=15 x In nut keeper kit undervoltage release (UVR) 24V DC 2 auxiliary switches HQ 1 trip alarm switch HQ | - | 0 | 0
3VA2220-5MN32-0BL0 |  | 3VA2220-5MN32-0BL0 | 1 | UN | 1 | 10 | C | D | EAR99 | N | 85362090 | 1 | 4042949112693 | 2.284 | KG | 1276 | 1276 | LP18 | LP18 | circuit breaker 3VA2 IEC frame 250 breaking capacity class M Icu=55kA @ 415V 3-pole, motor protection ETU350M, LSI, In=200A overload protection Ir=80A...200A short-circuit protection Isd=3...15 x Ir, Ii=15 x In nut keeper kit undervoltage release (UVR) 24V DC 2 auxiliary switches HQ 1 trip alarm switch HQ 1 electrical alarm switch | - | 0 | 0
3VA2220-5MN32-0CA0 |  | 3VA2220-5MN32-0CA0 | 1 | UN | 1 | 10 | C | D | EAR99 | N | 85362090 | 1 | 4042949111443 | 2.4 | KG | 1161.6 | 1161.6 | LP18 | LP18 | circuit breaker 3VA2 IEC frame 250 breaking capacity class M Icu=55kA @ 415V 3-pole, motor protection ETU350M, LSI, In=200A overload protection Ir=80A...200A short-circuit protection Isd=3...15 x Ir, Ii=15 x In nut keeper kit undervoltage release (UVR) 120-127V AC 50/60Hz | - | 0 | 0
3VA2220-5MN32-0CC0 |  | 3VA2220-5MN32-0CC0 | 1 | UN | 1 | 10 | C | D | EAR99 | N | 85362090 | 1 | 4042949112143 | 2.4 | KG | 1214.4 | 1214.4 | LP18 | LP18 | circuit breaker 3VA2 IEC frame 250 breaking capacity class M Icu=55kA @ 415V 3-pole, motor protection ETU350M, LSI, In=200A overload protection Ir=80A...200A short-circuit protection Isd=3...15 x Ir, Ii=15 x In nut keeper kit undervoltage release (UVR) 120-127V AC 50/60Hz | - | 0 | 0
3VA2220-5MN32-0CH0 |  | 3VA2220-5MN32-0CH0 | 1 | UN | 1 | 10 | C | D | EAR99 | N | 85362090 | 1 | 4042949112440 | 2.284 | KG | 1240.8 | 1240.8 | LP18 | LP18 | circuit breaker 3VA2 IEC frame 250 breaking capacity class M Icu=55kA @ 415V 3-pole, motor protection ETU350M, LSI, In=200A overload protection Ir=80A...200A short-circuit protection Isd=3...15 x Ir, Ii=15 x In nut keeper kit undervoltage release (UVR) 120-127V AC 50/60Hz 2 auxiliary switches HQ 1 trip alarm switch HQ | - | 0 | 0
3VA2220-5MN32-0CL0 |  | 3VA2220-5MN32-0CL0 | 1 | UN | 1 | 10 | C | D | EAR99 | N | 85362090 | 1 | 4042949112747 | 2.284 | KG | 1276 | 1276 | LP18 | LP18 | circuit breaker 3VA2 IEC frame 250 breaking capacity class M Icu=55kA @ 415V 3-pole, motor protection ETU350M, LSI, In=200A overload protection Ir=80A...200A short-circuit protection Isd=3...15 x Ir, Ii=15 x In nut keeper kit undervoltage release (UVR) 120-127V AC 50/60Hz 2 auxiliary switches HQ 1 trip alarm switch HQ 1 electrical alarm switch | - | 0 | 0
3VA2220-5MN32-0DA0 |  | 3VA2220-5MN32-0DA0 | 1 | UN | 1 | 10 | C | D | EAR99 | N | 85362090 | 1 | 4042949111498 | 2.4 | KG | 1161.6 | 1161.6 | LP18 | LP18 | circuit breaker 3VA2 IEC frame 250 breaking capacity class M Icu=55kA @ 415V 3-pole, motor protection ETU350M, LSI, In=200A overload protection Ir=80A...200A short-circuit protection Isd=3...15 x Ir, Ii=15 x In nut keeper kit undervoltage release (UVR) 208-230V AC 50/60Hz | - | 0 | 0
3VA2220-5MN32-0DB0 |  | 3VA2220-5MN32-0DB0 | 1 | UN | 1 | 10 | C | D | EAR99 | N | 85362090 | 1 | 4042949324096 | 2.314 | KG | 1240.8 | 1240.8 | LP18 | LP18 | circuit breaker 3VA2 IEC frame 250 breaking capacity class M Icu=55kA @ 415V 3-pole, motor protection ETU350M, LSI, In=200A overload protection Ir=80A...200A short-circuit protection Isd=3...15 x Ir, Ii=15 x In nut keeper kit undervoltage release (UVR) 208-230V AC 50/60Hz 2 auxiliary switches HP | - | 0 | 0
3VA2220-5MN32-0DC0 |  | 3VA2220-5MN32-0DC0 | 1 | UN | 1 | 10 | C | D | EAR99 | N | 85362090 | 1 | 4042949112198 | 2.4 | KG | 1214.4 | 1214.4 | LP18 | LP18 | circuit breaker 3VA2 IEC frame 250 breaking capacity class M Icu=55kA @ 415V 3-pole, motor protection ETU350M, LSI, In=200A overload protection Ir=80A...200A short-circuit protection Isd=3...15 x Ir, Ii=15 x In nut keeper kit undervoltage release (UVR) 208-230V AC 50/60Hz 2 auxiliary switches HQ | - | 0 | 0
3VA2220-5MN32-0DH0 |  | 3VA2220-5MN32-0DH0 | 1 | UN | 1 | 10 | C | D | EAR99 | N | 85362090 | 1 | 4042949112495 | 2.284 | KG | 1240.8 | 1240.8 | LP18 | LP18 | circuit breaker 3VA2 IEC frame 250 breaking capacity class M Icu=55kA @ 415V 3-pole, motor protection ETU350M, LSI, In=200A overload protection Ir=80A...200A short-circuit protection Isd=3...15 x Ir, Ii=15 x In nut keeper kit undervoltage release (UVR) 208-230V AC 50/60Hz 2 auxiliary switches HQ 1 trip alarm switch HQ | - | 0 | 0
3VA2220-5MN32-0DL0 |  | 3VA2220-5MN32-0DL0 | 1 | UN | 1 | 10 | C | D | EAR99 | N | 85362090 | 1 | 4042949112792 | 2.284 | KG | 1276 | 1276 | LP18 | LP18 | circuit breaker 3VA2 IEC frame 250 breaking capacity class M Icu=55kA @ 415V 3-pole, motor protection ETU350M, LSI, In=200A overload protection Ir=80A...200A short-circuit protection Isd=3...15 x Ir, Ii=15 x In nut keeper kit undervoltage release (UVR) 208-230V AC 50/60Hz 2 auxiliary switches HQ 1 trip alarm switch HQ 1 electrical alarm switch | - | 0 | 0
3VA2220-5MN32-0HA0 |  | 3VA2220-5MN32-0HA0 | 1 | UN | 1 | 10 | C | D | EAR99 | N | 85362090 | 1 | 4042949111542 | 2.4 | KG | 1144 | 1144 | LP18 | LP18 | circuit breaker 3VA2 IEC frame 250 breaking capacity class M Icu=55kA @ 415V 3-pole, motor protection ETU350M, LSI, In=200A overload protection Ir=80A...200A short-circuit protection Isd=3...15 x Ir, Ii=15 x In nut keeper kit shunt trip (STL) 12-30V DC, 24V AC 50/60Hz | - | 0 | 0
3VA2220-5MN32-0HC0 |  | 3VA2220-5MN32-0HC0 | 1 | UN | 1 | 10 | C | D | EAR99 | N | 85362090 | 1 | 4042949112242 | 2.4 | KG | 1188 | 1188 | LP18 | LP18 | circuit breaker 3VA2 IEC frame 250 breaking capacity class M Icu=55kA @ 415V 3-pole, motor protection ETU350M, LSI, In=200A overload protection Ir=80A...200A short-circuit protection Isd=3...15 x Ir, Ii=15 x In nut keeper kit shunt trip (STL) 12-30V DC, 24V AC 50/60Hz 2 auxiliary switches HQ | - | 0 | 0
3VA2220-5MN32-0HH0 |  | 3VA2220-5MN32-0HH0 | 1 | UN | 1 | 10 | C | D | EAR99 | N | 85362090 | 1 | 4042949112549 | 2.284 | KG | 1214.4 | 1214.4 | LP18 | LP18 | circuit breaker 3VA2 IEC frame 250 breaking capacity class M Icu=55kA @ 415V 3-pole, motor protection ETU350M, LSI, In=200A overload protection Ir=80A...200A short-circuit protection Isd=3...15 x Ir, Ii=15 x In nut keeper kit shunt trip (STL) 12-30V DC, 24V AC 50/60Hz 2 auxiliary switches HQ 1 trip alarm switch HQ | - | 0 | 0
3VA2220-5MN32-0HL0 |  | 3VA2220-5MN32-0HL0 | 1 | UN | 1 | 10 | C | D | EAR99 | N | 85362090 | 1 | 4042949112846 | 2.284 | KG | 1258.4 | 1258.4 | LP18 | LP18 | circuit breaker 3VA2 IEC frame 250 breaking capacity class M Icu=55kA @ 415V 3-pole, motor protection ETU350M, LSI, In=200A overload protection Ir=80A...200A short-circuit protection Isd=3...15 x Ir, Ii=15 x In nut keeper kit shunt trip (STL) 12-30V DC, 24V AC 50/60Hz 2 auxiliary switches HQ 1 trip alarm switch HQ 1 electrical alarm switch | - | 0 | 0
3VA2220-5MN32-0JA0 |  | 3VA2220-5MN32-0JA0 | 1 | UN | 1 | 10 | C | D | EAR99 | N | 85362090 | 1 | 4042949111597 | 2.4 | KG | 1144 | 1144 | LP18 | LP18 | circuit breaker 3VA2 IEC frame 250 breaking capacity class M Icu=55kA @ 415V 3-pole, motor protection ETU350M, LSI, In=200A overload protection Ir=80A...200A short-circuit protection Isd=3...15 x Ir, Ii=15 x In nut keeper kit shunt trip (STL) 110-127V DC, AC 50/60Hz | - | 0 | 0
3VA2220-5MN32-0JC0 |  | 3VA2220-5MN32-0JC0 | 1 | UN | 1 | 10 | C | D | EAR99 | N | 85362090 | 1 | 4042949112297 | 2.4 | KG | 1188 | 1188 | LP18 | LP18 | circuit breaker 3VA2 IEC frame 250 breaking capacity class M Icu=55kA @ 415V 3-pole, motor protection ETU350M, LSI, In=200A overload protection Ir=80A...200A short-circuit protection Isd=3...15 x Ir, Ii=15 x In nut keeper kit shunt trip (STL) 110-127V DC, AC 50/60Hz 2 auxiliary switches HQ | - | 0 | 0
3VA2220-5MN32-0JF0 |  | 3VA2220-5MN32-0JF0 | 1 | UN | 1 | 10 | C | D | EAR99 | N | 85362090 | 1 | 4042949325246 | 2.295 | KG | 1188 | 1188 | LP18 | LP18 | circuit breaker 3VA2 IEC frame 250 breaking capacity class M Icu=55kA @ 415V 3-pole, motor protection ETU350M, LSI, In=200A overload protection Ir=80A...200A short-circuit protection Isd=3...15 x Ir, Ii=15 x In nut keeper kit circuit breaker 3VA2 IEC frame 250 breaking capacity class M Icu=55kA @ 415V shunt trip left 110-127V AC 50/60Hz/DC 1 auxiliary switch HQ 1 trip alarm switch HQ | - | 0 | 0
3VA2220-5MN32-0JH0 |  | 3VA2220-5MN32-0JH0 | 1 | UN | 1 | 10 | C | D | EAR99 | N | 85362090 | 1 | 4042949112594 | 2.284 | KG | 1214.4 | 1214.4 | LP18 | LP18 | circuit breaker 3VA2 IEC frame 250 breaking capacity class M Icu=55kA @ 415V 3-pole, motor protection ETU350M, LSI, In=200A overload protection Ir=80A...200A short-circuit protection Isd=3...15 x Ir, Ii=15 x In nut keeper kit shunt trip (STL) 110-127V DC, AC 50/60Hz 2 auxiliary switches HQ 1 trip alarm switch HQ | - | 0 | 0
3VA2220-5MN32-0JL0 |  | 3VA2220-5MN32-0JL0 | 1 | UN | 1 | 10 | C | D | EAR99 | N | 85362090 | 1 | 4042949112891 | 2.284 | KG | 1258.4 | 1258.4 | LP18 | LP18 | circuit breaker 3VA2 IEC frame 250 breaking capacity class M Icu=55kA @ 415V 3-pole, motor protection ETU350M, LSI, In=200A overload protection Ir=80A...200A short-circuit protection Isd=3...15 x Ir, Ii=15 x In nut keeper kit shunt trip (STL) 110-127V DC, AC 50/60Hz 2 auxiliary switches HQ 1 trip alarm switch HQ 1 electrical alarm switch | - | 0 | 0
3VA2220-5MN32-0KA0 |  | 3VA2220-5MN32-0KA0 | 1 | UN | 1 | 10 | C | D | EAR99 | N | 85362090 | 1 | 4042949111641 | 2.4 | KG | 1144 | 1144 | LP18 | LP18 | circuit breaker 3VA2 IEC frame 250 breaking capacity class M Icu=55kA @ 415V 3-pole, motor protection ETU350M, LSI, In=200A overload protection Ir=80A...200A short-circuit protection Isd=3...15 x Ir, Ii=15 x In nut keeper kit shunt trip (STL) 220-250V DC, 208-277V AC | - | 0 | 0
3VA2220-5MN32-0KC0 |  | 3VA2220-5MN32-0KC0 | 1 | UN | 1 | 10 | C | D | EAR99 | N | 85362090 | 1 | 4042949112341 | 2.4 | KG | 1188 | 1188 | LP18 | LP18 | circuit breaker 3VA2 IEC frame 250 breaking capacity class M Icu=55kA @ 415V 3-pole, motor protection ETU350M, LSI, In=200A overload protection Ir=80A...200A short-circuit protection Isd=3...15 x Ir, Ii=15 x In nut keeper kit shunt trip (STL) 220-250V DC, 208-277V AC 2 auxiliary switches HQ | - | 0 | 0
3VA2220-5MN32-0KH0 |  | 3VA2220-5MN32-0KH0 | 1 | UN | 1 | 10 | C | D | EAR99 | N | 85362090 | 1 | 4042949112648 | 2.284 | KG | 1214.4 | 1214.4 | LP18 | LP18 | circuit breaker 3VA2 IEC frame 250 breaking capacity class M Icu=55kA @ 415V 3-pole, motor protection ETU350M, LSI, In=200A overload protection Ir=80A...200A short-circuit protection Isd=3...15 x Ir, Ii=15 x In nut keeper kit shunt trip (STL) 220-250V DC, 208-277V AC 2 auxiliary switches HQ 1 trip alarm switch HQ | - | 0 | 0
3VA2220-5MN32-0KL0 |  | 3VA2220-5MN32-0KL0 | 1 | UN | 1 | 10 | C | D | EAR99 | N | 85362090 | 1 | 4042949112945 | 2.284 | KG | 1258.4 | 1258.4 | LP18 | LP18 | circuit breaker 3VA2 IEC frame 250 breaking capacity class M Icu=55kA @ 415V 3-pole, motor protection ETU350M, LSI, In=200A overload protection Ir=80A...200A short-circuit protection Isd=3...15 x Ir, Ii=15 x In nut keeper kit shunt trip (STL) 220-250V DC, 208-277V AC 2 auxiliary switches HQ 1 trip alarm switch HQ 1 electrical alarm switch | - | 0 | 0
3VA2220-5MP32-0AA0 |  | 3VA2220-5MP32-0AA0 | 1 | UN | 1 | 5 | B | D | EAR99 | N | 85362090 | 1 | 4042948903766 | 2.18 | KG | 1240.8 | 1240.8 | LP18 | LP18 | CIRCUIT BREAKER 3VA2 IEC FRAME 250 BREAKING CAPACITY CLASS M ICU=55KA @ 415 V 3-POLE, MOTOR PROTECTION ETU550M, LSI, In=200A OVERLOAD PROTECTION IR=80A ...200A SHORT CIRCUIT PROTECTION ISD=1,2... 15X IN,II=3...15X IN BUSBAR CONNECTION | - | 0 | 0
3VA2220-5MQ32-0AA0 |  | 3VA2220-5MQ32-0AA0 | 1 | UN | 1 | 5 | B | D | EAR99 | N | 85362090 | 1 | 4042948830574 | 2.5 | KG | 1513.6 | 1513.6 | LP18 | LP18 | circuit breaker 3VA2 IEC frame 250 breaking capacity class M Icu=55kA @ 415V 3-pole, motor protection ETU860M, LSIG, In=200A overload protection Ir=80A...200A short-circuit protection Isd=1.2..15x In, Ii=3..15x In gr.-fault prot., can be sw. off Ig=0.2...1 x In, tg=0.05-0.8s nut keeper kit | - | 0 | 0
3VA2220-5MQ32-0AE0 |  | 3VA2220-5MQ32-0AE0 | 1 | UN | 1 | 10 | C | D | EAR99 | N | 85362090 | 1 | 4042949325901 | 2.592 | KG | 1601.6 | 1601.6 | LP18 | LP18 | circuit breaker 3VA2 IEC frame 250 breaking capacity class M Icu=55kA @ 415V 3-pole, motor protection ETU860M, LSIG, In=200A overload protection Ir=80A...200A short-circuit protection Isd=1.2..15x In, Ii=3..15x In gr.-fault prot., can be sw. off Ig=0.2...1 x In, tg=0.05-0.8s nut keeper kit circuit breaker 3VA2 IEC frame 250 4 auxiliary switches HQ | - | 0 | 0
3VA2220-5MQ32-0KE0 |  | 3VA2220-5MQ32-0KE0 | 1 | UN | 1 | 10 | C | D | EAR99 | N | 85362090 | 1 | 4042949325871 | 2.677 | KG | 1689.6 | 1689.6 | LP18 | LP18 | circuit breaker 3VA2 IEC frame 250 breaking capacity class M Icu=55kA @ 415V 3-pole, motor protection ETU860M, LSIG, In=200A overload protection Ir=80A...200A short-circuit protection Isd=1.2..15x In, Ii=3..15x In gr.-fault prot., can be sw. off Ig=0.2...1 x In, tg=0.05-0.8s nut keeper kit circuit breaker 3VA2 IEC frame 250 shunt trip left 208-277V AC 50/60Hz 4 auxiliary switches HQ | - | 0 | 0
3VA2220-7MN32-0AA0 |  | 3VA2220-7MN32-0AA0 | 1 | UN | 1 | 5 | B | D | EAR99 | N | 85362090 | 1 | 4042948830567 | 2.184 | KG | 1267.2 | 1267.2 | LP18 | LP18 | circuit breaker 3VA2 IEC frame 250 breaking capacity class C Icu=110kA @ 415V 3-pole, motor protection ETU350M, LSI, In=200A overload protection Ir=80A...200A short-circuit protection Isd=3...15 x Ir, Ii=15 x In nut keeper kit | - | 0 | 0
3VA2220-7MN32-0AB0 |  | 3VA2220-7MN32-0AB0 | 1 | UN | 1 | 10 | C | D | EAR99 | N | 85362090 | 1 | 4042949111689 | 2.4 | KG | 1328.8 | 1328.8 | LP18 | LP18 | circuit breaker 3VA2 IEC frame 250 breaking capacity class C Icu=110kA @ 415V 3-pole, motor protection ETU350M, LSI, In=200A overload protection Ir=80A...200A short-circuit protection Isd=3...15 x Ir, Ii=15 x In nut keeper kit 2 auxiliary switches HP | - | 0 | 0
3VA2220-7MN32-0AC0 |  | 3VA2220-7MN32-0AC0 | 1 | UN | 1 | 10 | C | D | EAR99 | N | 85362090 | 1 | 4042949111733 | 2.4 | KG | 1311.2 | 1311.2 | LP18 | LP18 | circuit breaker 3VA2 IEC frame 250 breaking capacity class C Icu=110kA @ 415V 3-pole, motor protection ETU350M, LSI, In=200A overload protection Ir=80A...200A short-circuit protection Isd=3...15 x Ir, Ii=15 x In nut keeper kit 2 auxiliary switches HQ | - | 0 | 0
3VA2220-7MN32-0AD0 |  | 3VA2220-7MN32-0AD0 | 1 | UN | 1 | 10 | C | D | EAR99 | N | 85362090 | 1 | 4042949111788 | 2.4 | KG | 1328.8 | 1328.8 | LP18 | LP18 | circuit breaker 3VA2 IEC frame 250 breaking capacity class C Icu=110kA @ 415V 3-pole, motor protection ETU350M, LSI, In=200A overload protection Ir=80A...200A short-circuit protection Isd=3...15 x Ir, Ii=15 x In nut keeper kit 3 auxiliary switches HQ | - | 0 | 0
3VA2220-7MN32-0AE0 |  | 3VA2220-7MN32-0AE0 | 1 | UN | 1 | 10 | C | D | EAR99 | N | 85362090 | 1 | 4042949111832 | 2.4 | KG | 1355.2 | 1355.2 | LP18 | LP18 | circuit breaker 3VA2 IEC frame 250 breaking capacity class C Icu=110kA @ 415V 3-pole, motor protection ETU350M, LSI, In=200A overload protection Ir=80A...200A short-circuit protection Isd=3...15 x Ir, Ii=15 x In nut keeper kit 4 auxiliary switches HQ | - | 0 | 0
3VA2220-7MN32-0AF0 |  | 3VA2220-7MN32-0AF0 | 1 | UN | 1 | 10 | C | D | EAR99 | N | 85362090 | 1 | 4042949111887 | 2.4 | KG | 1311.2 | 1311.2 | LP18 | LP18 | circuit breaker 3VA2 IEC frame 250 breaking capacity class C Icu=110kA @ 415V 3-pole, motor protection ETU350M, LSI, In=200A overload protection Ir=80A...200A short-circuit protection Isd=3...15 x Ir, Ii=15 x In nut keeper kit 1 auxiliary switch HQ 1 trip alarm switch HQ | - | 0 | 0
3VA2220-7MN32-0AG0 |  | 3VA2220-7MN32-0AG0 | 1 | UN | 1 | 10 | C | D | EAR99 | N | 85362090 | 1 | 4042949111931 | 2.4 | KG | 1328.8 | 1328.8 | LP18 | LP18 | circuit breaker 3VA2 IEC frame 250 breaking capacity class C Icu=110kA @ 415V 3-pole, motor protection ETU350M, LSI, In=200A overload protection Ir=80A...200A short-circuit protection Isd=3...15 x Ir, Ii=15 x In nut keeper kit 1 auxiliary switch HP 1 trip alarm switch HP | - | 0 | 0
3VA2220-7MN32-0AH0 |  | 3VA2220-7MN32-0AH0 | 1 | UN | 1 | 10 | C | D | EAR99 | N | 85362090 | 1 | 4042949111986 | 2.4 | KG | 1328.8 | 1328.8 | LP18 | LP18 | circuit breaker 3VA2 IEC frame 250 breaking capacity class C Icu=110kA @ 415V 3-pole, motor protection ETU350M, LSI, In=200A overload protection Ir=80A...200A short-circuit protection Isd=3...15 x Ir, Ii=15 x In nut keeper kit 2 auxiliary switches HQ 1 trip alarm switch HQ | - | 0 | 0
3VA2220-7MN32-0AJ0 |  | 3VA2220-7MN32-0AJ0 | 1 | UN | 1 | 10 | C | D | EAR99 | N | 85362090 | 1 | 4042949112037 | 2.4 | KG | 1364 | 1364 | LP18 | LP18 | circuit breaker 3VA2 IEC frame 250 breaking capacity class C Icu=110kA @ 415V 3-pole, motor protection ETU350M, LSI, In=200A overload protection Ir=80A...200A short-circuit protection Isd=3...15 x Ir, Ii=15 x In nut keeper kit 2 auxiliary switches HP 1 trip alarm switch HP | - | 0 | 0
3VA2220-7MN32-0BA0 |  | 3VA2220-7MN32-0BA0 | 1 | UN | 1 | 10 | C | D | EAR99 | N | 85362090 | 1 | 4042949111382 | 2.4 | KG | 1364 | 1364 | LP18 | LP18 | circuit breaker 3VA2 IEC frame 250 breaking capacity class C Icu=110kA @ 415V 3-pole, motor protection ETU350M, LSI, In=200A overload protection Ir=80A...200A short-circuit protection Isd=3...15 x Ir, Ii=15 x In nut keeper kit undervoltage release (UVR) 24V DC | - | 0 | 0
3VA2220-7MN32-0BC0 |  | 3VA2220-7MN32-0BC0 | 1 | UN | 1 | 10 | C | D | EAR99 | N | 85362090 | 1 | 4042949112082 | 2.4 | KG | 1425.6 | 1425.6 | LP18 | LP18 | circuit breaker 3VA2 IEC frame 250 breaking capacity class C Icu=110kA @ 415V 3-pole, motor protection ETU350M, LSI, In=200A overload protection Ir=80A...200A short-circuit protection Isd=3...15 x Ir, Ii=15 x In nut keeper kit undervoltage release (UVR) 24V DC | - | 0 | 0
3VA2220-7MN32-0BH0 |  | 3VA2220-7MN32-0BH0 | 1 | UN | 1 | 10 | C | D | EAR99 | N | 85362090 | 1 | 4042949112389 | 2.4 | KG | 1452 | 1452 | LP18 | LP18 | circuit breaker 3VA2 IEC frame 250 breaking capacity class C Icu=110kA @ 415V 3-pole, motor protection ETU350M, LSI, In=200A overload protection Ir=80A...200A short-circuit protection Isd=3...15 x Ir, Ii=15 x In nut keeper kit undervoltage release (UVR) 24V DC 2 auxiliary switches HQ 1 trip alarm switch HQ | - | 0 | 0
3VA2220-7MN32-0BL0 |  | 3VA2220-7MN32-0BL0 | 1 | UN | 1 | 10 | C | D | EAR99 | N | 85362090 | 1 | 4042949112686 | 2.284 | KG | 1487.2 | 1487.2 | LP18 | LP18 | circuit breaker 3VA2 IEC frame 250 breaking capacity class C Icu=110kA @ 415V 3-pole, motor protection ETU350M, LSI, In=200A overload protection Ir=80A...200A short-circuit protection Isd=3...15 x Ir, Ii=15 x In nut keeper kit undervoltage release (UVR) 24V DC 2 auxiliary switches HQ 1 trip alarm switch HQ 1 electrical alarm switch | - | 0 | 0
3VA2220-7MN32-0CA0 |  | 3VA2220-7MN32-0CA0 | 1 | UN | 1 | 10 | C | D | EAR99 | N | 85362090 | 1 | 4042949111436 | 2.4 | KG | 1364 | 1364 | LP18 | LP18 | circuit breaker 3VA2 IEC frame 250 breaking capacity class C Icu=110kA @ 415V 3-pole, motor protection ETU350M, LSI, In=200A overload protection Ir=80A...200A short-circuit protection Isd=3...15 x Ir, Ii=15 x In nut keeper kit undervoltage release (UVR) 120-127V AC 50/60Hz | - | 0 | 0
3VA2220-7MN32-0CC0 |  | 3VA2220-7MN32-0CC0 | 1 | UN | 1 | 10 | C | D | EAR99 | N | 85362090 | 1 | 4042949112136 | 2.4 | KG | 1425.6 | 1425.6 | LP18 | LP18 | circuit breaker 3VA2 IEC frame 250 breaking capacity class C Icu=110kA @ 415V 3-pole, motor protection ETU350M, LSI, In=200A overload protection Ir=80A...200A short-circuit protection Isd=3...15 x Ir, Ii=15 x In nut keeper kit undervoltage release (UVR) 120-127V AC 50/60Hz | - | 0 | 0
3VA2220-7MN32-0CH0 |  | 3VA2220-7MN32-0CH0 | 1 | UN | 1 | 10 | C | D | EAR99 | N | 85362090 | 1 | 4042949112433 | 2.284 | KG | 1452 | 1452 | LP18 | LP18 | circuit breaker 3VA2 IEC frame 250 breaking capacity class C Icu=110kA @ 415V 3-pole, motor protection ETU350M, LSI, In=200A overload protection Ir=80A...200A short-circuit protection Isd=3...15 x Ir, Ii=15 x In nut keeper kit undervoltage release (UVR) 120-127V AC 50/60Hz 2 auxiliary switches HQ 1 trip alarm switch HQ | - | 0 | 0
3VA2220-7MN32-0CL0 |  | 3VA2220-7MN32-0CL0 | 1 | UN | 1 | 10 | C | D | EAR99 | N | 85362090 | 1 | 4042949112730 | 2.284 | KG | 1487.2 | 1487.2 | LP18 | LP18 | circuit breaker 3VA2 IEC frame 250 breaking capacity class C Icu=110kA @ 415V 3-pole, motor protection ETU350M, LSI, In=200A overload protection Ir=80A...200A short-circuit protection Isd=3...15 x Ir, Ii=15 x In nut keeper kit undervoltage release (UVR) 120-127V AC 50/60Hz 2 auxiliary switches HQ 1 trip alarm switch HQ 1 electrical alarm switch | - | 0 | 0
3VA2220-7MN32-0DA0 |  | 3VA2220-7MN32-0DA0 | 1 | UN | 1 | 10 | C | D | EAR99 | N | 85362090 | 1 | 4042949111481 | 2.4 | KG | 1364 | 1364 | LP18 | LP18 | circuit breaker 3VA2 IEC frame 250 breaking capacity class C Icu=110kA @ 415V 3-pole, motor protection ETU350M, LSI, In=200A overload protection Ir=80A...200A short-circuit protection Isd=3...15 x Ir, Ii=15 x In nut keeper kit undervoltage release (UVR) 208-230V AC 50/60Hz | - | 0 | 0
3VA2220-7MN32-0DC0 |  | 3VA2220-7MN32-0DC0 | 1 | UN | 1 | 10 | C | D | EAR99 | N | 85362090 | 1 | 4042949112181 | 2.4 | KG | 1425.6 | 1425.6 | LP18 | LP18 | circuit breaker 3VA2 IEC frame 250 breaking capacity class C Icu=110kA @ 415V 3-pole, motor protection ETU350M, LSI, In=200A overload protection Ir=80A...200A short-circuit protection Isd=3...15 x Ir, Ii=15 x In nut keeper kit undervoltage release (UVR) 208-230V AC 50/60Hz 2 auxiliary switches HQ | - | 0 | 0
3VA2220-7MN32-0DH0 |  | 3VA2220-7MN32-0DH0 | 1 | UN | 1 | 10 | C | D | EAR99 | N | 85362090 | 1 | 4042949112488 | 2.284 | KG | 1452 | 1452 | LP18 | LP18 | circuit breaker 3VA2 IEC frame 250 breaking capacity class C Icu=110kA @ 415V 3-pole, motor protection ETU350M, LSI, In=200A overload protection Ir=80A...200A short-circuit protection Isd=3...15 x Ir, Ii=15 x In nut keeper kit undervoltage release (UVR) 208-230V AC 50/60Hz 2 auxiliary switches HQ 1 trip alarm switch HQ | - | 0 | 0
3VA2220-7MN32-0DL0 |  | 3VA2220-7MN32-0DL0 | 1 | UN | 1 | 10 | C | D | EAR99 | N | 85362090 | 1 | 4042949112785 | 2.284 | KG | 1487.2 | 1487.2 | LP18 | LP18 | circuit breaker 3VA2 IEC frame 250 breaking capacity class C Icu=110kA @ 415V 3-pole, motor protection ETU350M, LSI, In=200A overload protection Ir=80A...200A short-circuit protection Isd=3...15 x Ir, Ii=15 x In nut keeper kit undervoltage release (UVR) 208-230V AC 50/60Hz 2 auxiliary switches HQ 1 trip alarm switch HQ 1 electrical alarm switch | - | 0 | 0
3VA2220-7MN32-0HA0 |  | 3VA2220-7MN32-0HA0 | 1 | UN | 1 | 10 | C | D | EAR99 | N | 85362090 | 1 | 4042949111535 | 2.4 | KG | 1346.4 | 1346.4 | LP18 | LP18 | circuit breaker 3VA2 IEC frame 250 breaking capacity class C Icu=110kA @ 415V 3-pole, motor protection ETU350M, LSI, In=200A overload protection Ir=80A...200A short-circuit protection Isd=3...15 x Ir, Ii=15 x In nut keeper kit shunt trip (STL) 12-30V DC, 24V AC 50/60Hz | - | 0 | 0
3VA2220-7MN32-0HC0 |  | 3VA2220-7MN32-0HC0 | 1 | UN | 1 | 10 | C | D | EAR99 | N | 85362090 | 1 | 4042949112235 | 2.4 | KG | 1399.2 | 1399.2 | LP18 | LP18 | circuit breaker 3VA2 IEC frame 250 breaking capacity class C Icu=110kA @ 415V 3-pole, motor protection ETU350M, LSI, In=200A overload protection Ir=80A...200A short-circuit protection Isd=3...15 x Ir, Ii=15 x In nut keeper kit shunt trip (STL) 12-30V DC, 24V AC 50/60Hz 2 auxiliary switches HQ | - | 0 | 0
3VA2220-7MN32-0HH0 |  | 3VA2220-7MN32-0HH0 | 1 | UN | 1 | 10 | C | D | EAR99 | N | 85362090 | 1 | 4042949112532 | 2.284 | KG | 1425.6 | 1425.6 | LP18 | LP18 | circuit breaker 3VA2 IEC frame 250 breaking capacity class C Icu=110kA @ 415V 3-pole, motor protection ETU350M, LSI, In=200A overload protection Ir=80A...200A short-circuit protection Isd=3...15 x Ir, Ii=15 x In nut keeper kit shunt trip (STL) 12-30V DC, 24V AC 50/60Hz 2 auxiliary switches HQ 1 trip alarm switch HQ | - | 0 | 0
3VA2220-7MN32-0HL0 |  | 3VA2220-7MN32-0HL0 | 1 | UN | 1 | 10 | C | D | EAR99 | N | 85362090 | 1 | 4042949112839 | 2.284 | KG | 1460.8 | 1460.8 | LP18 | LP18 | circuit breaker 3VA2 IEC frame 250 breaking capacity class C Icu=110kA @ 415V 3-pole, motor protection ETU350M, LSI, In=200A overload protection Ir=80A...200A short-circuit protection Isd=3...15 x Ir, Ii=15 x In nut keeper kit shunt trip (STL) 12-30V DC, 24V AC 50/60Hz 2 auxiliary switches HQ 1 trip alarm switch HQ 1 electrical alarm switch | - | 0 | 0
3VA2220-7MN32-0JA0 |  | 3VA2220-7MN32-0JA0 | 1 | UN | 1 | 10 | C | D | EAR99 | N | 85362090 | 1 | 4042949111580 | 2.4 | KG | 1346.4 | 1346.4 | LP18 | LP18 | circuit breaker 3VA2 IEC frame 250 breaking capacity class C Icu=110kA @ 415V 3-pole, motor protection ETU350M, LSI, In=200A overload protection Ir=80A...200A short-circuit protection Isd=3...15 x Ir, Ii=15 x In nut keeper kit shunt trip (STL) 110-127V DC, AC 50/60Hz | - | 0 | 0
3VA2220-7MN32-0JC0 |  | 3VA2220-7MN32-0JC0 | 1 | UN | 1 | 10 | C | D | EAR99 | N | 85362090 | 1 | 4042949112280 | 2.4 | KG | 1399.2 | 1399.2 | LP18 | LP18 | circuit breaker 3VA2 IEC frame 250 breaking capacity class C Icu=110kA @ 415V 3-pole, motor protection ETU350M, LSI, In=200A overload protection Ir=80A...200A short-circuit protection Isd=3...15 x Ir, Ii=15 x In nut keeper kit shunt trip (STL) 110-127V DC, AC 50/60Hz 2 auxiliary switches HQ | - | 0 | 0
3VA2220-7MN32-0JH0 |  | 3VA2220-7MN32-0JH0 | 1 | UN | 1 | 10 | C | D | EAR99 | N | 85362090 | 1 | 4042949112587 | 2.284 | KG | 1425.6 | 1425.6 | LP18 | LP18 | circuit breaker 3VA2 IEC frame 250 breaking capacity class C Icu=110kA @ 415V 3-pole, motor protection ETU350M, LSI, In=200A overload protection Ir=80A...200A short-circuit protection Isd=3...15 x Ir, Ii=15 x In nut keeper kit shunt trip (STL) 110-127V DC, AC 50/60Hz 2 auxiliary switches HQ 1 trip alarm switch HQ | - | 0 | 0
3VA2220-7MN32-0JL0 |  | 3VA2220-7MN32-0JL0 | 1 | UN | 1 | 10 | C | D | EAR99 | N | 85362090 | 1 | 4042949112884 | 2.284 | KG | 1460.8 | 1460.8 | LP18 | LP18 | circuit breaker 3VA2 IEC frame 250 breaking capacity class C Icu=110kA @ 415V 3-pole, motor protection ETU350M, LSI, In=200A overload protection Ir=80A...200A short-circuit protection Isd=3...15 x Ir, Ii=15 x In nut keeper kit shunt trip (STL) 110-127V DC, AC 50/60Hz 2 auxiliary switches HQ 1 trip alarm switch HQ 1 electrical alarm switch | - | 0 | 0
3VA2220-7MN32-0KA0 |  | 3VA2220-7MN32-0KA0 | 1 | UN | 1 | 10 | C | D | EAR99 | N | 85362090 | 1 | 4042949111634 | 2.4 | KG | 1346.4 | 1346.4 | LP18 | LP18 | circuit breaker 3VA2 IEC frame 250 breaking capacity class C Icu=110kA @ 415V 3-pole, motor protection ETU350M, LSI, In=200A overload protection Ir=80A...200A short-circuit protection Isd=3...15 x Ir, Ii=15 x In nut keeper kit shunt trip (STL) 220-250V DC, 208-277V AC | - | 0 | 0
3VA2220-7MN32-0KC0 |  | 3VA2220-7MN32-0KC0 | 1 | UN | 1 | 10 | C | D | EAR99 | N | 85362090 | 1 | 4042949112334 | 2.4 | KG | 1399.2 | 1399.2 | LP18 | LP18 | circuit breaker 3VA2 IEC frame 250 breaking capacity class C Icu=110kA @ 415V 3-pole, motor protection ETU350M, LSI, In=200A overload protection Ir=80A...200A short-circuit protection Isd=3...15 x Ir, Ii=15 x In nut keeper kit shunt trip (STL) 220-250V DC, 208-277V AC 2 auxiliary switches HQ | - | 0 | 0
3VA2220-7MN32-0KF0 |  | 3VA2220-7MN32-0KF0 | 1 | UN | 1 | 10 | C | D | EAR99 | N | 85362090 | 1 | 4042949323235 | 2.431 | KG | 1390.4 | 1390.4 | LP18 | LP18 | circuit breaker 3VA2 IEC frame 250 breaking capacity class C Icu=110kA @ 415V 3-pole, motor protection ETU350M, LSI, In=200A overload protection Ir=80A...200A short-circuit protection Isd=3...15 x Ir, Ii=15 x In nut keeper kit shunt trip (STL) 220-250V DC, 208-277V AC 1 auxiliary switch HQ 1 trip alarm switch HQ | - | 0 | 0
3VA2220-7MN32-0KH0 |  | 3VA2220-7MN32-0KH0 | 1 | UN | 1 | 10 | C | D | EAR99 | N | 85362090 | 1 | 4042949112631 | 2.284 | KG | 1425.6 | 1425.6 | LP18 | LP18 | circuit breaker 3VA2 IEC frame 250 breaking capacity class C Icu=110kA @ 415V 3-pole, motor protection ETU350M, LSI, In=200A overload protection Ir=80A...200A short-circuit protection Isd=3...15 x Ir, Ii=15 x In nut keeper kit shunt trip (STL) 220-250V DC, 208-277V AC 2 auxiliary switches HQ 1 trip alarm switch HQ | - | 0 | 0
3VA2220-7MN32-0KL0 |  | 3VA2220-7MN32-0KL0 | 1 | UN | 1 | 10 | C | D | EAR99 | N | 85362090 | 1 | 4042949112938 | 2.284 | KG | 1460.8 | 1460.8 | LP18 | LP18 | circuit breaker 3VA2 IEC frame 250 breaking capacity class C Icu=110kA @ 415V 3-pole, motor protection ETU350M, LSI, In=200A overload protection Ir=80A...200A short-circuit protection Isd=3...15 x Ir, Ii=15 x In nut keeper kit shunt trip (STL) 220-250V DC, 208-277V AC 2 auxiliary switches HQ 1 trip alarm switch HQ 1 electrical alarm switch | - | 0 | 0
3VA2220-7MP32-0AA0 |  | 3VA2220-7MP32-0AA0 | 1 | UN | 1 | 5 | B | D | EAR99 | N | 85362090 | 1 | 4042948903759 | 2.24 | KG | 1443.2 | 1443.2 | LP18 | LP18 | CIRCUIT BREAKER 3VA2 IEC FRAME 250 BREAKING CAPACITY CLASS C ICU=110KA @ 415 V 3-POLE, MOTOR PROTECTION ETU550M, LSI, In=200A OVERLOAD PROTECTION IR=80A ...200A SHORT CIRCUIT PROTECTION ISD=1,2... 15X IN,II=3...15X IN BUSBAR CONNECTION | - | 0 | 0
3VA2220-7MQ32-0AA0 |  | 3VA2220-7MQ32-0AA0 | 1 | UN | 1 | 5 | B | D | EAR99 | N | 85362090 | 1 | 4042948830550 | 2.5 | KG | 1707.2 | 1707.2 | LP18 | LP18 | circuit breaker 3VA2 IEC frame 250 breaking capacity class C Icu=110kA @ 415V 3-pole, motor protection ETU860M, LSIG, In=200A overload protection Ir=80A...200A short-circuit protection Isd=1.2..15x In, Ii=3..15x In gr.-fault prot., can be sw. off Ig=0.2...1 x In, tg=0.05-0.8s nut keeper kit | - | 0 | 0
3VA2220-7MQ32-0BL0 |  | 3VA2220-7MQ32-0BL0 | 1 | UN | 1 | 10 | C | D | EAR99 | N | 85362090 | 1 | 4042949321958 | 2.486 | KG | 1936 | 1936 | LP18 | LP18 | circuit breaker 3VA2 IEC frame 250 breaking capacity class C Icu=110kA @ 415V 3-pole, motor protection ETU860M, LSIG, In=200A overload protection Ir=80A...200A short-circuit protection Isd=1.2...15 x In, Ii=15 x In gr.-fault prot., can be sw. off Ig=0.2...1 x In= tg=0.05-0.8s nut keeper kit undervoltage release (UVR) 24V DC 2 auxiliary switches HQ 1 trip alarm switch HQ 1 electrical alarm switch | - | 0 | 0
3VA2220-7MQ32-0CK0 |  | 3VA2220-7MQ32-0CK0 | 1 | UN | 1 | 10 | C | D | EAR99 | N | 85362090 | 1 | 4042949326618 | 2.66 | KG | 1909.6 | 1909.6 | LP18 | LP18 | Circuit breaker 3VA2 IEC Frame 250 Switching capacity class C Icu=110 kA @ 415 V 3-pole, motor protection ETU860M, LSIG, In=200 A Overload protection Ir=80 A...200 A Short-circuit protection Isd=1.2..15x In, Ii=3..15x In Ground fault protection, can be switched off Ig=0.2...1 x In, tg=0.05-0.8s Lug terminal Circuit breaker 3VA2 IEC Frame 250 Undervoltage release 120-127 V AC 50/60 Hz 1 auxiliary switch HQ 1 tripped signaling contact HQ 1 protective tripping signaling switch | - | 0 | 0
3VA2220-7MQ32-0LL0 |  | 3VA2220-7MQ32-0LL0 | 1 | UN | 1 | 10 | C | D | EAR99 | N | 85362090 | 1 | 4042949323143 | 2.486 | KG | 2024 | 2024 | LP18 | LP18 | circuit breaker 3VA2 IEC frame 250 breaking capacity class C Icu=110kA @ 415V 3-pole, motor protection ETU860M, LSIG, In=200A overload protection Ir=80A...200A short-circuit protection Isd=1.2..15x In, Ii=3..15x In gr.-fault prot., can be sw. off Ig=0.2...1 x In, tg=0.05-0.8s universal release (UNI) 24V DC 2 auxiliary switches HQ 1 trip alarm switch HQ 1 electrical alarm switch | - | 0 | 0
3VA2220-7MS32-0AA0 |  | 3VA2220-7MS32-0AA0 | 1 | UN | 1 | 5 | B | D | EAR99 | N | 85362090 | 1 | 4042948830543 | 2.183 | KG | 1056 | 1056 | LP18 | LP18 | circuit breaker 3VA2 IEC frame 250 breaking capacity class C Icu=110kA @ 415V 3-pole, starter protection ETU310M, I, In=200A without overload protection short-circuit protection Ii=3...15 x In nut keeper kit | - | 0 | 0
3VA2220-7MS32-0AB0 |  | 3VA2220-7MS32-0AB0 | 1 | UN | 1 | 10 | C | D | EAR99 | N | 85362090 | 1 | 4042949111672 | 2.224 | KG | 1126.4 | 1126.4 | LP18 | LP18 | circuit breaker 3VA2 IEC frame 250 breaking capacity class C Icu=110kA @ 415V 3-pole, starter protection ETU310M, I, In=200A overload protection Ir=80A...200A short-circuit protection Ii=3...15 x In nut keeper kit 2 auxiliary switches HP | - | 0 | 0
3VA2220-7MS32-0AC0 |  | 3VA2220-7MS32-0AC0 | 1 | UN | 1 | 10 | C | D | EAR99 | N | 85362090 | 1 | 4042949111726 | 2.4 | KG | 1108.8 | 1108.8 | LP18 | LP18 | circuit breaker 3VA2 IEC frame 250 breaking capacity class C Icu=110kA @ 415V 3-pole, starter protection ETU310M, I, In=200A overload protection Ir=80A...200A short-circuit protection Ii=3...15 x In nut keeper kit 2 auxiliary switches HQ | - | 0 | 0
3VA2220-7MS32-0AD0 |  | 3VA2220-7MS32-0AD0 | 1 | UN | 1 | 10 | C | D | EAR99 | N | 85362090 | 1 | 4042949111771 | 2.4 | KG | 1126.4 | 1126.4 | LP18 | LP18 | circuit breaker 3VA2 IEC frame 250 breaking capacity class C Icu=110kA @ 415V 3-pole, starter protection ETU310M, I, In=200A overload protection Ir=80A...200A short-circuit protection Ii=3...15 x In nut keeper kit 3 auxiliary switches HQ | - | 0 | 0
3VA2220-7MS32-0AE0 |  | 3VA2220-7MS32-0AE0 | 1 | UN | 1 | 10 | C | D | EAR99 | N | 85362090 | 1 | 4042949111825 | 2.4 | KG | 1152.8 | 1152.8 | LP18 | LP18 | circuit breaker 3VA2 IEC frame 250 breaking capacity class C Icu=110kA @ 415V 3-pole, starter protection ETU310M, I, In=200A overload protection Ir=80A...200A short-circuit protection Ii=3...15 x In nut keeper kit 4 auxiliary switches HQ | - | 0 | 0
3VA2220-7MS32-0AF0 |  | 3VA2220-7MS32-0AF0 | 1 | UN | 1 | 10 | C | D | EAR99 | N | 85362090 | 1 | 4042949111870 | 2.4 | KG | 1108.8 | 1108.8 | LP18 | LP18 | circuit breaker 3VA2 IEC frame 250 breaking capacity class C Icu=110kA @ 415V 3-pole, starter protection ETU310M, I, In=200A overload protection Ir=80A...200A short-circuit protection Ii=3...15 x In nut keeper kit 1 auxiliary switch HQ 1 trip alarm switch HQ | - | 0 | 0
3VA2220-7MS32-0AG0 |  | 3VA2220-7MS32-0AG0 | 1 | UN | 1 | 10 | C | D | EAR99 | N | 85362090 | 1 | 4042949111924 | 2.4 | KG | 1126.4 | 1126.4 | LP18 | LP18 | circuit breaker 3VA2 IEC frame 250 breaking capacity class C Icu=110kA @ 415V 3-pole, starter protection ETU310M, I, In=200A overload protection Ir=80A...200A short-circuit protection Ii=3...15 x In nut keeper kit 1 auxiliary switch HP 1 trip alarm switch HP | - | 0 | 0
3VA2220-7MS32-0AH0 |  | 3VA2220-7MS32-0AH0 | 1 | UN | 1 | 10 | C | D | EAR99 | N | 85362090 | 1 | 4042949111979 | 2.4 | KG | 1126.4 | 1126.4 | LP18 | LP18 | circuit breaker 3VA2 IEC frame 250 breaking capacity class C Icu=110kA @ 415V 3-pole, starter protection ETU310M, I, In=200A overload protection Ir=80A...200A short-circuit protection Ii=3...15 x In nut keeper kit 2 auxiliary switches HQ 1 trip alarm switch HQ | - | 0 | 0
3VA2220-7MS32-0AJ0 |  | 3VA2220-7MS32-0AJ0 | 1 | UN | 1 | 10 | C | D | EAR99 | N | 85362090 | 1 | 4042949112020 | 2.4 | KG | 1161.6 | 1161.6 | LP18 | LP18 | circuit breaker 3VA2 IEC frame 250 breaking capacity class C Icu=110kA @ 415V 3-pole, starter protection ETU310M, I, In=200A overload protection Ir=80A...200A short-circuit protection Ii=3...15 x In nut keeper kit 2 auxiliary switches HP 1 trip alarm switch HP | - | 0 | 0
3VA2220-7MS32-0BA0 |  | 3VA2220-7MS32-0BA0 | 1 | UN | 1 | 10 | C | D | EAR99 | N | 85362090 | 1 | 4042949111375 | 2.4 | KG | 1161.6 | 1161.6 | LP18 | LP18 | circuit breaker 3VA2 IEC frame 250 breaking capacity class C Icu=110kA @ 415V 3-pole, starter protection ETU310M, I, In=200A overload protection Ir=80A...200A short-circuit protection Ii=3...15 x In nut keeper kit undervoltage release (UVR) 24V DC | - | 0 | 0
3VA2220-7MS32-0BC0 |  | 3VA2220-7MS32-0BC0 | 1 | UN | 1 | 10 | C | D | EAR99 | N | 85362090 | 1 | 4042949112075 | 2.4 | KG | 1214.4 | 1214.4 | LP18 | LP18 | circuit breaker 3VA2 IEC frame 250 breaking capacity class C Icu=110kA @ 415V 3-pole, starter protection ETU310M, I, In=200A overload protection Ir=80A...200A short-circuit protection Ii=3...15 x In nut keeper kit undervoltage release (UVR) 24V DC | - | 0 | 0
3VA2220-7MS32-0BH0 |  | 3VA2220-7MS32-0BH0 | 1 | UN | 1 | 10 | C | D | EAR99 | N | 85362090 | 1 | 4042949112372 | 2.4 | KG | 1240.8 | 1240.8 | LP18 | LP18 | circuit breaker 3VA2 IEC frame 250 breaking capacity class C Icu=110kA @ 415V 3-pole, starter protection ETU310M, I, In=200A overload protection Ir=80A...200A short-circuit protection Ii=3...15 x In nut keeper kit undervoltage release (UVR) 24V DC 2 auxiliary switches HQ 1 trip alarm switch HQ | - | 0 | 0
3VA2220-7MS32-0BL0 |  | 3VA2220-7MS32-0BL0 | 1 | UN | 1 | 10 | C | D | EAR99 | N | 85362090 | 1 | 4042949112679 | 2.284 | KG | 1276 | 1276 | LP18 | LP18 | circuit breaker 3VA2 IEC frame 250 breaking capacity class C Icu=110kA @ 415V 3-pole, starter protection ETU310M, I, In=200A overload protection Ir=80A...200A short-circuit protection Ii=3...15 x In nut keeper kit undervoltage release (UVR) 24V DC 2 auxiliary switches HQ 1 trip alarm switch HQ 1 electrical alarm switch | - | 0 | 0
3VA2220-7MS32-0CA0 |  | 3VA2220-7MS32-0CA0 | 1 | UN | 1 | 10 | C | D | EAR99 | N | 85362090 | 1 | 4042949111429 | 2.4 | KG | 1161.6 | 1161.6 | LP18 | LP18 | circuit breaker 3VA2 IEC frame 250 breaking capacity class C Icu=110kA @ 415V 3-pole, starter protection ETU310M, I, In=200A overload protection Ir=80A...200A short-circuit protection Ii=3...15 x In nut keeper kit undervoltage release (UVR) 120-127V AC 50/60Hz | - | 0 | 0
3VA2220-7MS32-0CC0 |  | 3VA2220-7MS32-0CC0 | 1 | UN | 1 | 10 | C | D | EAR99 | N | 85362090 | 1 | 4042949112129 | 2.4 | KG | 1214.4 | 1214.4 | LP18 | LP18 | circuit breaker 3VA2 IEC frame 250 breaking capacity class C Icu=110kA @ 415V 3-pole, starter protection ETU310M, I, In=200A overload protection Ir=80A...200A short-circuit protection Ii=3...15 x In nut keeper kit undervoltage release (UVR) 120-127V AC 50/60Hz | - | 0 | 0
3VA2220-7MS32-0CH0 |  | 3VA2220-7MS32-0CH0 | 1 | UN | 1 | 10 | C | D | EAR99 | N | 85362090 | 1 | 4042949112426 | 2.284 | KG | 1240.8 | 1240.8 | LP18 | LP18 | circuit breaker 3VA2 IEC frame 250 breaking capacity class C Icu=110kA @ 415V 3-pole, starter protection ETU310M, I, In=200A overload protection Ir=80A...200A short-circuit protection Ii=3...15 x In nut keeper kit undervoltage release (UVR) 120-127V AC 50/60Hz 2 auxiliary switches HQ 1 trip alarm switch HQ | - | 0 | 0
3VA2220-7MS32-0CL0 |  | 3VA2220-7MS32-0CL0 | 1 | UN | 1 | 10 | C | D | EAR99 | N | 85362090 | 1 | 4042949112723 | 2.284 | KG | 1276 | 1276 | LP18 | LP18 | circuit breaker 3VA2 IEC frame 250 breaking capacity class C Icu=110kA @ 415V 3-pole, starter protection ETU310M, I, In=200A overload protection Ir=80A...200A short-circuit protection Ii=3...15 x In nut keeper kit undervoltage release (UVR) 120-127V AC 50/60Hz 2 auxiliary switches HQ 1 trip alarm switch HQ 1 electrical alarm switch | - | 0 | 0
3VA2220-7MS32-0DA0 |  | 3VA2220-7MS32-0DA0 | 1 | UN | 1 | 10 | C | D | EAR99 | N | 85362090 | 1 | 4042949111474 | 2.4 | KG | 1161.6 | 1161.6 | LP18 | LP18 | circuit breaker 3VA2 IEC frame 250 breaking capacity class C Icu=110kA @ 415V 3-pole, starter protection ETU310M, I, In=200A overload protection Ir=80A...200A short-circuit protection Ii=3...15 x In nut keeper kit undervoltage release (UVR) 208-230V AC 50/60Hz | - | 0 | 0
3VA2220-7MS32-0DC0 |  | 3VA2220-7MS32-0DC0 | 1 | UN | 1 | 10 | C | D | EAR99 | N | 85362090 | 1 | 4042949112174 | 2.4 | KG | 1214.4 | 1214.4 | LP18 | LP18 | circuit breaker 3VA2 IEC frame 250 breaking capacity class C Icu=110kA @ 415V 3-pole, starter protection ETU310M, I, In=200A overload protection Ir=80A...200A short-circuit protection Ii=3...15 x In nut keeper kit undervoltage release (UVR) 208-230V AC 50/60Hz 2 auxiliary switches HQ | - | 0 | 0
3VA2220-7MS32-0DH0 |  | 3VA2220-7MS32-0DH0 | 1 | UN | 1 | 10 | C | D | EAR99 | N | 85362090 | 1 | 4042949112471 | 2.284 | KG | 1240.8 | 1240.8 | LP18 | LP18 | circuit breaker 3VA2 IEC frame 250 breaking capacity class C Icu=110kA @ 415V 3-pole, starter protection ETU310M, I, In=200A overload protection Ir=80A...200A short-circuit protection Ii=3...15 x In nut keeper kit undervoltage release (UVR) 208-230V AC 50/60Hz 2 auxiliary switches HQ 1 trip alarm switch HQ | - | 0 | 0
3VA2220-7MS32-0DL0 |  | 3VA2220-7MS32-0DL0 | 1 | UN | 1 | 10 | C | D | EAR99 | N | 85362090 | 1 | 4042949112778 | 2.284 | KG | 1276 | 1276 | LP18 | LP18 | circuit breaker 3VA2 IEC frame 250 breaking capacity class C Icu=110kA @ 415V 3-pole, starter protection ETU310M, I, In=200A overload protection Ir=80A...200A short-circuit protection Ii=3...15 x In nut keeper kit undervoltage release (UVR) 208-230V AC 50/60Hz 2 auxiliary switches HQ 1 trip alarm switch HQ 1 electrical alarm switch | - | 0 | 0
3VA2220-7MS32-0HA0 |  | 3VA2220-7MS32-0HA0 | 1 | UN | 1 | 10 | C | D | EAR99 | N | 85362090 | 1 | 4042949111528 | 2.4 | KG | 1144 | 1144 | LP18 | LP18 | circuit breaker 3VA2 IEC frame 250 breaking capacity class C Icu=110kA @ 415V 3-pole, starter protection ETU310M, I, In=200A overload protection Ir=80A...200A short-circuit protection Ii=3...15 x In nut keeper kit shunt trip (STL) 12-30V DC, 24V AC 50/60Hz | - | 0 | 0
3VA2220-7MS32-0HC0 |  | 3VA2220-7MS32-0HC0 | 1 | UN | 1 | 10 | C | D | EAR99 | N | 85362090 | 1 | 4042949112228 | 2.4 | KG | 1188 | 1188 | LP18 | LP18 | circuit breaker 3VA2 IEC frame 250 breaking capacity class C Icu=110kA @ 415V 3-pole, starter protection ETU310M, I, In=200A overload protection Ir=80A...200A short-circuit protection Ii=3...15 x In nut keeper kit shunt trip (STL) 12-30V DC, 24V AC 50/60Hz 2 auxiliary switches HQ | - | 0 | 0
3VA2220-7MS32-0HH0 |  | 3VA2220-7MS32-0HH0 | 1 | UN | 1 | 10 | C | D | EAR99 | N | 85362090 | 1 | 4042949112525 | 2.284 | KG | 1214.4 | 1214.4 | LP18 | LP18 | circuit breaker 3VA2 IEC frame 250 breaking capacity class C Icu=110kA @ 415V 3-pole, starter protection ETU310M, I, In=200A overload protection Ir=80A...200A short-circuit protection Ii=3...15 x In nut keeper kit shunt trip (STL) 12-30V DC, 24V AC 50/60Hz 2 auxiliary switches HQ 1 trip alarm switch HQ | - | 0 | 0
3VA2220-7MS32-0HL0 |  | 3VA2220-7MS32-0HL0 | 1 | UN | 1 | 10 | C | D | EAR99 | N | 85362090 | 1 | 4042949112822 | 2.284 | KG | 1258.4 | 1258.4 | LP18 | LP18 | circuit breaker 3VA2 IEC frame 250 breaking capacity class C Icu=110kA @ 415V 3-pole, starter protection ETU310M, I, In=200A overload protection Ir=80A...200A short-circuit protection Ii=3...15 x In nut keeper kit shunt trip (STL) 12-30V DC, 24V AC 50/60Hz 2 auxiliary switches HQ 1 trip alarm switch HQ 1 electrical alarm switch | - | 0 | 0
3VA2220-7MS32-0JA0 |  | 3VA2220-7MS32-0JA0 | 1 | UN | 1 | 10 | C | D | EAR99 | N | 85362090 | 1 | 4042949111573 | 2.4 | KG | 1144 | 1144 | LP18 | LP18 | circuit breaker 3VA2 IEC frame 250 breaking capacity class C Icu=110kA @ 415V 3-pole, starter protection ETU310M, I, In=200A overload protection Ir=80A...200A short-circuit protection Ii=3...15 x In nut keeper kit shunt trip (STL) 110-127V DC, AC 50/60Hz | - | 0 | 0
3VA2220-7MS32-0JC0 |  | 3VA2220-7MS32-0JC0 | 1 | UN | 1 | 10 | C | D | EAR99 | N | 85362090 | 1 | 4042949112273 | 2.4 | KG | 1188 | 1188 | LP18 | LP18 | circuit breaker 3VA2 IEC frame 250 breaking capacity class C Icu=110kA @ 415V 3-pole, starter protection ETU310M, I, In=200A overload protection Ir=80A...200A short-circuit protection Ii=3...15 x In nut keeper kit shunt trip (STL) 110-127V DC, AC 50/60Hz 2 auxiliary switches HQ | - | 0 | 0
3VA2220-7MS32-0JH0 |  | 3VA2220-7MS32-0JH0 | 1 | UN | 1 | 10 | C | D | EAR99 | N | 85362090 | 1 | 4042949112570 | 2.284 | KG | 1214.4 | 1214.4 | LP18 | LP18 | circuit breaker 3VA2 IEC frame 250 breaking capacity class C Icu=110kA @ 415V 3-pole, starter protection ETU310M, I, In=200A overload protection Ir=80A...200A short-circuit protection Ii=3...15 x In nut keeper kit shunt trip (STL) 110-127V DC, AC 50/60Hz 2 auxiliary switches HQ 1 trip alarm switch HQ | - | 0 | 0
3VA2220-7MS32-0JL0 |  | 3VA2220-7MS32-0JL0 | 1 | UN | 1 | 10 | C | D | EAR99 | N | 85362090 | 1 | 4042949112877 | 2.284 | KG | 1258.4 | 1258.4 | LP18 | LP18 | circuit breaker 3VA2 IEC frame 250 breaking capacity class C Icu=110kA @ 415V 3-pole, starter protection ETU310M, I, In=200A overload protection Ir=80A...200A short-circuit protection Ii=3...15 x In nut keeper kit shunt trip (STL) 110-127V DC, AC 50/60Hz 2 auxiliary switches HQ 1 trip alarm switch HQ 1 electrical alarm switch | - | 0 | 0
3VA2220-7MS32-0KA0 |  | 3VA2220-7MS32-0KA0 | 1 | UN | 1 | 10 | C | D | EAR99 | N | 85362090 | 1 | 4042949111627 | 2.4 | KG | 1144 | 1144 | LP18 | LP18 | circuit breaker 3VA2 IEC frame 250 breaking capacity class C Icu=110kA @ 415V 3-pole, starter protection ETU310M, I, In=200A overload protection Ir=80A...200A short-circuit protection Ii=3...15 x In nut keeper kit shunt trip (STL) 220-250V DC, 208-277V AC | - | 0 | 0
3VA2220-7MS32-0KC0 |  | 3VA2220-7MS32-0KC0 | 1 | UN | 1 | 10 | C | D | EAR99 | N | 85362090 | 1 | 4042949112327 | 2.4 | KG | 1188 | 1188 | LP18 | LP18 | circuit breaker 3VA2 IEC frame 250 breaking capacity class C Icu=110kA @ 415V 3-pole, starter protection ETU310M, I, In=200A overload protection Ir=80A...200A short-circuit protection Ii=3...15 x In nut keeper kit shunt trip (STL) 220-250V DC, 208-277V AC 2 auxiliary switches HQ | - | 0 | 0
3VA2220-7MS32-0KH0 |  | 3VA2220-7MS32-0KH0 | 1 | UN | 1 | 10 | C | D | EAR99 | N | 85362090 | 1 | 4042949112624 | 2.284 | KG | 1214.4 | 1214.4 | LP18 | LP18 | circuit breaker 3VA2 IEC frame 250 breaking capacity class C Icu=110kA @ 415V 3-pole, starter protection ETU310M, I, In=200A overload protection Ir=80A...200A short-circuit protection Ii=3...15 x In nut keeper kit shunt trip (STL) 220-250V DC, 208-277V AC 2 auxiliary switches HQ 1 trip alarm switch HQ | - | 0 | 0
3VA2220-7MS32-0KL0 |  | 3VA2220-7MS32-0KL0 | 1 | UN | 1 | 10 | C | D | EAR99 | N | 85362090 | 1 | 4042949112921 | 2.284 | KG | 1258.4 | 1258.4 | LP18 | LP18 | circuit breaker 3VA2 IEC frame 250 breaking capacity class C Icu=110kA @ 415V 3-pole, starter protection ETU310M, I, In=200A overload protection Ir=80A...200A short-circuit protection Ii=3...15 x In nut keeper kit shunt trip (STL) 220-250V DC, 208-277V AC 2 auxiliary switches HQ 1 trip alarm switch HQ 1 electrical alarm switch | - | 0 | 0
3VA2225-5HL32-0AA0 |  | 3VA2225-5HL32-0AA0 | 1 | UN | 1 | 2 | A | D | EAR99 | N | 85362090 | 1 | 4042948832523 | 2.222 | KG | 994.5 | 969 | LP18 | LP18 | circuit breaker 3VA2 IEC frame 250 breaking capacity class M Icu=55kA @ 415V 3-pole, line protection ETU320, LI, In=250A overload protection Ir=100A...250A short-circuit protection Ii=1.5...10 x In nut keeper kit | Lista Papel 2020 SI | 0 | 0
3VA2225-5HL32-0AB0 |  | 3VA2225-5HL32-0AB0 | 1 | UN | 1 | 10 | C | D | EAR99 | N | 85362090 | 1 | 4042949023999 | 2.286 | KG | 1100 | 1100 | LP18 | LP18 | circuit breaker 3VA2 IEC frame 250 breaking capacity class M Icu=55kA @ 415V 3-pole, line protection ETU320, LI, In=250A overload protection Ir=100A...250A short-circuit protection Ii=1.5...10 x In nut keeper kit 2 auxiliary switches HP | - | 0 | 0
3VA2225-5HL32-0AC0 |  | 3VA2225-5HL32-0AC0 | 1 | UN | 1 | 10 | C | D | EAR99 | N | 85362090 | 1 | 4042949024637 | 2.45 | KG | 1073.6 | 1073.6 | LP18 | LP18 | circuit breaker 3VA2 IEC frame 250 breaking capacity class M Icu=55kA @ 415V 3-pole, line protection ETU320, LI, In=250A overload protection Ir=100A...250A short-circuit protection Ii=1.5...10 x In nut keeper kit 2 auxiliary switches HQ | - | 0 | 0
3VA2225-5HL32-0AD0 |  | 3VA2225-5HL32-0AD0 | 1 | UN | 1 | 10 | C | D | EAR99 | N | 85362090 | 1 | 4042949025276 | 2.48 | KG | 1100 | 1100 | LP18 | LP18 | circuit breaker 3VA2 IEC frame 250 breaking capacity class M Icu=55kA @ 415V 3-pole, line protection ETU320, LI, In=250A overload protection Ir=100A...250A short-circuit protection Ii=1.5...10 x In nut keeper kit 3 auxiliary switches HQ | - | 0 | 0
3VA2225-5HL32-0AE0 |  | 3VA2225-5HL32-0AE0 | 1 | UN | 1 | 10 | C | D | EAR99 | N | 85362090 | 1 | 4042949025917 | 2.51 | KG | 1117.6 | 1117.6 | LP18 | LP18 | circuit breaker 3VA2 IEC frame 250 breaking capacity class M Icu=55kA @ 415V 3-pole, line protection ETU320, LI, In=250A overload protection Ir=100A...250A short-circuit protection Ii=1.5...10 x In nut keeper kit 4 auxiliary switches HQ | - | 0 | 0
3VA2225-5HL32-0AF0 |  | 3VA2225-5HL32-0AF0 | 1 | UN | 1 | 10 | C | D | EAR99 | N | 85362090 | 1 | 4042949026556 | 2.45 | KG | 1073.6 | 1073.6 | LP18 | LP18 | circuit breaker 3VA2 IEC frame 250 breaking capacity class M Icu=55kA @ 415V 3-pole, line protection ETU320, LI, In=250A overload protection Ir=100A...250A short-circuit protection Ii=1.5...10 x In nut keeper kit 1 auxiliary switch HQ 1 trip alarm switch HQ | - | 0 | 0
3VA2225-5HL32-0AG0 |  | 3VA2225-5HL32-0AG0 | 1 | UN | 1 | 10 | C | D | EAR99 | N | 85362090 | 1 | 4042949027195 | 2.47 | KG | 1100 | 1100 | LP18 | LP18 | circuit breaker 3VA2 IEC frame 250 breaking capacity class M Icu=55kA @ 415V 3-pole, line protection ETU320, LI, In=250A overload protection Ir=100A...250A short-circuit protection Ii=1.5...10 x In nut keeper kit 1 auxiliary switch HP 1 trip alarm switch HP | - | 0 | 0
3VA2225-5HL32-0AH0 |  | 3VA2225-5HL32-0AH0 | 1 | UN | 1 | 10 | C | D | EAR99 | N | 85362090 | 1 | 4042949027836 | 2.48 | KG | 1100 | 1100 | LP18 | LP18 | circuit breaker 3VA2 IEC frame 250 breaking capacity class M Icu=55kA @ 415V 3-pole, line protection ETU320, LI, In=250A overload protection Ir=100A...250A short-circuit protection Ii=1.5...10 x In nut keeper kit 2 auxiliary switches HQ 1 trip alarm switch HQ | - | 0 | 0
3VA2225-5HL32-0AJ0 |  | 3VA2225-5HL32-0AJ0 | 1 | UN | 1 | 10 | C | D | EAR99 | N | 85362090 | 1 | 4042949028475 | 2.51 | KG | 1135.2 | 1135.2 | LP18 | LP18 | circuit breaker 3VA2 IEC frame 250 breaking capacity class M Icu=55kA @ 415V 3-pole, line protection ETU320, LI, In=250A overload protection Ir=100A...250A short-circuit protection Ii=1.5...10 x In nut keeper kit 2 auxiliary switches HP 1 trip alarm switch HP | - | 0 | 0
3VA2225-5HL32-0AL0 |  | 3VA2225-5HL32-0AL0 | 1 | UN | 1 | 10 | C | D | EAR99 | N | 85362090 | 1 | 4042949321255 | 2.34 | KG | 1135.2 | 1135.2 | LP18 | LP18 | circuit breaker 3VA2 IEC frame 250 breaking capacity class M Icu=55kA @ 415V 3-pole, line protection ETU320, LI, In=250A overload protection Ir=100A...250A short-circuit protection Ii=1.5...10 x In nut keeper kit 2 auxiliary switches HQ 1 trip alarm switch HQ 1 electrical alarm switch | - | 0 | 0
3VA2225-5HL32-0BA0 |  | 3VA2225-5HL32-0BA0 | 1 | UN | 1 | 10 | C | D | EAR99 | N | 85362090 | 1 | 4042949020158 | 1.63 | KG | 1135.2 | 1135.2 | LP18 | LP18 | circuit breaker 3VA2 IEC frame 250 breaking capacity class M Icu=55kA @ 415V 3-pole, line protection ETU320, LI, In=250A overload protection Ir=100A...250A short-circuit protection Ii=1.5...10 x In nut keeper kit undervoltage release (UVR) 24V DC | - | 0 | 0
3VA2225-5HL32-0BB0 |  | 3VA2225-5HL32-0BB0 | 1 | UN | 1 | 10 | C | D | EAR99 | N | 85362090 | 1 | 4042949322092 | 2.382 | KG | 1214.4 | 1214.4 | LP18 | LP18 | circuit breaker 3VA2 IEC frame 250 breaking capacity class M Icu=55kA @ 415V 3-pole, line protection ETU320, LI, In=250A overload protection Ir=100A...250A short-circuit protection Ii=1.5...10 x In nut keeper kit undervoltage release (UVR) 24V DC 2 auxiliary switches HP | - | 0 | 0
3VA2225-5HL32-0BC0 |  | 3VA2225-5HL32-0BC0 | 1 | UN | 1 | 10 | C | D | EAR99 | N | 85362090 | 1 | 4042949029113 | 2.57 | KG | 1179.2 | 1179.2 | LP18 | LP18 | circuit breaker 3VA2 IEC frame 250 breaking capacity class M Icu=55kA @ 415V 3-pole, line protection ETU320, LI, In=250A overload protection Ir=100A...250A short-circuit protection Ii=1.5...10 x In nut keeper kit undervoltage release (UVR) 24V DC 2 auxiliary switches HQ | - | 0 | 0
3VA2225-5HL32-0BH0 |  | 3VA2225-5HL32-0BH0 | 1 | UN | 1 | 10 | C | D | EAR99 | N | 85362090 | 1 | 4042949032953 | 2.6 | KG | 1196.8 | 1196.8 | LP18 | LP18 | circuit breaker 3VA2 IEC frame 250 breaking capacity class M Icu=55kA @ 415V 3-pole, line protection ETU320, LI, In=250A overload protection Ir=100A...250A short-circuit protection Ii=1.5...10 x In nut keeper kit undervoltage release (UVR) 24V DC 2 auxiliary switches HQ 1 trip alarm switch HQ | - | 0 | 0
3VA2225-5HL32-0BL0 |  | 3VA2225-5HL32-0BL0 | 1 | UN | 1 | 10 | C | D | EAR99 | N | 85362090 | 1 | 4042949036791 | 2.63 | KG | 1258.4 | 1258.4 | LP18 | LP18 | circuit breaker 3VA2 IEC frame 250 breaking capacity class M Icu=55kA @ 415V 3-pole, line protection ETU320, LI, In=250A overload protection Ir=100A...250A short-circuit protection Ii=1.5...10 x In nut keeper kit undervoltage release (UVR) 24V DC 2 auxiliary switches HQ 1 trip alarm switch HQ 1 electrical alarm switch | - | 0 | 0
3VA2225-5HL32-0CA0 |  | 3VA2225-5HL32-0CA0 | 1 | UN | 1 | 10 | C | D | EAR99 | N | 85362090 | 1 | 4042949020790 | 2.51 | KG | 1135.2 | 1135.2 | LP18 | LP18 | circuit breaker 3VA2 IEC frame 250 breaking capacity class M Icu=55kA @ 415V 3-pole, line protection ETU320, LI, In=250A overload protection Ir=100A...250A short-circuit protection Ii=1.5...10 x In nut keeper kit undervoltage release (UVR) 120-127V AC 50/60Hz | - | 0 | 0
3VA2225-5HL32-0CC0 |  | 3VA2225-5HL32-0CC0 | 1 | UN | 1 | 10 | C | D | EAR99 | N | 85362090 | 1 | 4042949029755 | 2.57 | KG | 1179.2 | 1179.2 | LP18 | LP18 | circuit breaker 3VA2 IEC frame 250 breaking capacity class M Icu=55kA @ 415V 3-pole, line protection ETU320, LI, In=250A overload protection Ir=100A...250A short-circuit protection Ii=1.5...10 x In nut keeper kit undervoltage release (UVR) 120-127V AC 50/60Hz 2 auxiliary switches HQ | - | 0 | 0
3VA2225-5HL32-0CH0 |  | 3VA2225-5HL32-0CH0 | 1 | UN | 1 | 10 | C | D | EAR99 | N | 85362090 | 1 | 4042949033592 | 2.6 | KG | 1196.8 | 1196.8 | LP18 | LP18 | circuit breaker 3VA2 IEC frame 250 breaking capacity class M Icu=55kA @ 415V 3-pole, line protection ETU320, LI, In=250A overload protection Ir=100A...250A short-circuit protection Ii=1.5...10 x In nut keeper kit undervoltage release (UVR) 120-127V AC 50/60Hz 2 auxiliary switches HQ 1 trip alarm switch HQ | - | 0 | 0
3VA2225-5HL32-0CL0 |  | 3VA2225-5HL32-0CL0 | 1 | UN | 1 | 10 | C | D | EAR99 | N | 85362090 | 1 | 4042949037439 | 2.63 | KG | 1258.4 | 1258.4 | LP18 | LP18 | circuit breaker 3VA2 IEC frame 250 breaking capacity class M Icu=55kA @ 415V 3-pole, line protection ETU320, LI, In=250A overload protection Ir=100A...250A short-circuit protection Ii=1.5...10 x In nut keeper kit undervoltage release (UVR) 120-127V AC 50/60Hz 2 auxiliary switches HQ 1 trip alarm switch HQ 1 electrical alarm switch | - | 0 | 0
3VA2225-5HL32-0DA0 |  | 3VA2225-5HL32-0DA0 | 1 | UN | 1 | 10 | C | D | EAR99 | N | 85362090 | 1 | 4042949021438 | 2.51 | KG | 1135.2 | 1135.2 | LP18 | LP18 | circuit breaker 3VA2 IEC frame 250 breaking capacity class M Icu=55kA @ 415V 3-pole, line protection ETU320, LI, In=250A overload protection Ir=100A...250A short-circuit protection Ii=1.5...10 x In nut keeper kit undervoltage release (UVR) 208-230V AC 50/60Hz | - | 0 | 0
3VA2225-5HL32-0DC0 |  | 3VA2225-5HL32-0DC0 | 1 | UN | 1 | 10 | C | D | EAR99 | N | 85362090 | 1 | 4042949030393 | 2.57 | KG | 1179.2 | 1179.2 | LP18 | LP18 | circuit breaker 3VA2 IEC frame 250 breaking capacity class M Icu=55kA @ 415V 3-pole, line protection ETU320, LI, In=250A overload protection Ir=100A...250A short-circuit protection Ii=1.5...10 x In nut keeper kit undervoltage release (UVR) 208-230V AC 50/60Hz 2 auxiliary switches HQ | - | 0 | 0
3VA2225-5HL32-0DF0 |  | 3VA2225-5HL32-0DF0 | 1 | UN | 1 | 10 | C | D | EAR99 | N | 85362090 | 1 | 4042949324270 | 2.374 | KG | 1188 | 1188 | LP18 | LP18 | circuit breaker 3VA2 IEC frame 250 breaking capacity class M Icu=55kA @ 415V 3-pole, line protection ETU320, LI, In=250A overload protection Ir=100A...250A short-circuit protection II=1.5...10xIN nut keeper kit undervoltage release 208-230V AC 50/60Hz 1 auxiliary switch 1 trip alarm switch | - | 0 | 0
3VA2225-5HL32-0DG0 |  | 3VA2225-5HL32-0DG0 | 1 | UN | 1 | 10 | C | D | EAR99 | N | 85362090 | 1 | 4042949327110 | 2.375 | KG | 1223.2 | 1223.2 | LP18 | LP18 | circuit breaker 3VA2 IEC frame 250 breaking capacity class M Icu=55kA @ 415V 3-pole, line protection ETU320, LI, In=250A overload protection Ir=100A...250A short-circuit protection Ii=1.5...10 x In nut keeper kit circuit breaker 3VA2 IEC frame 250 breaking capacity class M Icu=55kA @ 415V 3-pole, line protection ETU320, LI, In=250A overload protection Ir=100A...250A short-circuit protection Ii=1.5...10 x In nut undervoltage release 208-230V AC 50/60Hz accessory for: 3VA1 1 auxiliary switch changeover H 1 trip alarm switch changeover |  | 0 | 0
3VA2225-5HL32-0DH0 |  | 3VA2225-5HL32-0DH0 | 1 | UN | 1 | 10 | C | D | EAR99 | N | 85362090 | 1 | 4042949034230 | 2.6 | KG | 1196.8 | 1196.8 | LP18 | LP18 | circuit breaker 3VA2 IEC frame 250 breaking capacity class M Icu=55kA @ 415V 3-pole, line protection ETU320, LI, In=250A overload protection Ir=100A...250A short-circuit protection Ii=1.5...10 x In nut keeper kit undervoltage release (UVR) 208-230V AC 50/60Hz 2 auxiliary switches HQ 1 trip alarm switch HQ | - | 0 | 0
3VA2225-5HL32-0DL0 |  | 3VA2225-5HL32-0DL0 | 1 | UN | 1 | 10 | C | D | EAR99 | N | 85362090 | 1 | 4042949038078 | 2.63 | KG | 1258.4 | 1258.4 | LP18 | LP18 | circuit breaker 3VA2 IEC frame 250 breaking capacity class M Icu=55kA @ 415V 3-pole, line protection ETU320, LI, In=250A overload protection Ir=100A...250A short-circuit protection Ii=1.5...10 x In nut keeper kit undervoltage release (UVR) 208-230V AC 50/60Hz 2 auxiliary switches HQ 1 trip alarm switch HQ 1 electrical alarm switch | - | 0 | 0
3VA2225-5HL32-0HA0 |  | 3VA2225-5HL32-0HA0 | 1 | UN | 1 | 10 | C | D | EAR99 | N | 85362090 | 1 | 4042949022077 | 2.48 | KG | 1108.8 | 1108.8 | LP18 | LP18 | circuit breaker 3VA2 IEC frame 250 breaking capacity class M Icu=55kA @ 415V 3-pole, line protection ETU320, LI, In=250A overload protection Ir=100A...250A short-circuit protection Ii=1.5...10 x In nut keeper kit shunt trip (STL) 12-30V DC, 24V AC 50/60Hz | - | 0 | 0
3VA2225-5HL32-0HC0 |  | 3VA2225-5HL32-0HC0 | 1 | UN | 1 | 10 | C | D | EAR99 | N | 85362090 | 1 | 4042949031031 | 2.54 | KG | 1152.8 | 1152.8 | LP18 | LP18 | circuit breaker 3VA2 IEC frame 250 breaking capacity class M Icu=55kA @ 415V 3-pole, line protection ETU320, LI, In=250A overload protection Ir=100A...250A short-circuit protection Ii=1.5...10 x In nut keeper kit shunt trip (STL) 12-30V DC, 24V AC 50/60Hz 2 auxiliary switches HQ | - | 0 | 0
3VA2225-5HL32-0HH0 |  | 3VA2225-5HL32-0HH0 | 1 | UN | 1 | 10 | C | D | EAR99 | N | 85362090 | 1 | 4042949034872 | 2.57 | KG | 1179.2 | 1179.2 | LP18 | LP18 | circuit breaker 3VA2 IEC frame 250 breaking capacity class M Icu=55kA @ 415V 3-pole, line protection ETU320, LI, In=250A overload protection Ir=100A...250A short-circuit protection Ii=1.5...10 x In nut keeper kit shunt trip (STL) 12-30V DC, 24V AC 50/60Hz 2 auxiliary switches HQ 1 trip alarm switch HQ | - | 0 | 0
3VA2225-5HL32-0HL0 |  | 3VA2225-5HL32-0HL0 | 1 | UN | 1 | 10 | C | D | EAR99 | N | 85362090 | 1 | 4042949038719 | 2.6 | KG | 1214.4 | 1214.4 | LP18 | LP18 | circuit breaker 3VA2 IEC frame 250 breaking capacity class M Icu=55kA @ 415V 3-pole, line protection ETU320, LI, In=250A overload protection Ir=100A...250A short-circuit protection Ii=1.5...10 x In nut keeper kit shunt trip (STL) 12-30V DC, 24V AC 50/60Hz 2 auxiliary switches HQ 1 trip alarm switch HQ 1 electrical alarm switch | - | 0 | 0
3VA2225-5HL32-0JA0 |  | 3VA2225-5HL32-0JA0 | 1 | UN | 1 | 10 | C | D | EAR99 | N | 85362090 | 1 | 4042949022718 | 2.48 | KG | 1108.8 | 1108.8 | LP18 | LP18 | circuit breaker 3VA2 IEC frame 250 breaking capacity class M Icu=55kA @ 415V 3-pole, line protection ETU320, LI, In=250A overload protection Ir=100A...250A short-circuit protection Ii=1.5...10 x In nut keeper kit shunt trip (STL) 110-127V DC, AC 50/60Hz | - | 0 | 0
3VA2225-5HL32-0JC0 |  | 3VA2225-5HL32-0JC0 | 1 | UN | 1 | 10 | C | D | EAR99 | N | 85362090 | 1 | 4042949031673 | 2.54 | KG | 1152.8 | 1152.8 | LP18 | LP18 | circuit breaker 3VA2 IEC frame 250 breaking capacity class M Icu=55kA @ 415V 3-pole, line protection ETU320, LI, In=250A overload protection Ir=100A...250A short-circuit protection Ii=1.5...10 x In nut keeper kit shunt trip (STL) 110-127V DC, AC 50/60Hz 2 auxiliary switches HQ | - | 0 | 0
3VA2225-5HL32-0JH0 |  | 3VA2225-5HL32-0JH0 | 1 | UN | 1 | 10 | C | D | EAR99 | N | 85362090 | 1 | 4042949035510 | 2.57 | KG | 1179.2 | 1179.2 | LP18 | LP18 | circuit breaker 3VA2 IEC frame 250 breaking capacity class M Icu=55kA @ 415V 3-pole, line protection ETU320, LI, In=250A overload protection Ir=100A...250A short-circuit protection Ii=1.5...10 x In nut keeper kit shunt trip (STL) 110-127V DC, AC 50/60Hz 2 auxiliary switches HQ 1 trip alarm switch HQ | - | 0 | 0
3VA2225-5HL32-0JL0 |  | 3VA2225-5HL32-0JL0 | 1 | UN | 1 | 10 | C | D | EAR99 | N | 85362090 | 1 | 4042949039358 | 2.6 | KG | 1214.4 | 1214.4 | LP18 | LP18 | circuit breaker 3VA2 IEC frame 250 breaking capacity class M Icu=55kA @ 415V 3-pole, line protection ETU320, LI, In=250A overload protection Ir=100A...250A short-circuit protection Ii=1.5...10 x In nut keeper kit shunt trip (STL) 110-127V DC, AC 50/60Hz 2 auxiliary switches HQ 1 trip alarm switch HQ 1 electrical alarm switch | - | 0 | 0
3VA2225-5HL32-0KA0 |  | 3VA2225-5HL32-0KA0 | 1 | UN | 1 | 10 | C | D | EAR99 | N | 85362090 | 1 | 4042949023357 | 2.48 | KG | 1108.8 | 1108.8 | LP18 | LP18 | circuit breaker 3VA2 IEC frame 250 breaking capacity class M Icu=55kA @ 415V 3-pole, line protection ETU320, LI, In=250A overload protection Ir=100A...250A short-circuit protection Ii=1.5...10 x In nut keeper kit shunt trip (STL) 220-250V DC, 208-277V AC | - | 0 | 0
3VA2225-5HL32-0KC0 |  | 3VA2225-5HL32-0KC0 | 1 | UN | 1 | 10 | C | D | EAR99 | N | 85362090 | 1 | 4042949032311 | 2.54 | KG | 1152.8 | 1152.8 | LP18 | LP18 | circuit breaker 3VA2 IEC frame 250 breaking capacity class M Icu=55kA @ 415V 3-pole, line protection ETU320, LI, In=250A overload protection Ir=100A...250A short-circuit protection Ii=1.5...10 x In nut keeper kit shunt trip (STL) 220-250V DC, 208-277V AC 2 auxiliary switches HQ | - | 0 | 0
3VA2225-5HL32-0KG0 |  | 3VA2225-5HL32-0KG0 | 1 | UN | 1 | 10 | C | D | EAR99 | N | 85362090 | 1 | 4042949320869 | 2.409 | KG | 1179.2 | 1179.2 | LP18 | LP18 | circuit breaker 3VA2 IEC frame 250 breaking capacity class M Icu=55kA @ 415V 3-pole, line protection ETU320, LI, In=250A overload protection Ir=100A...250A short-circuit protection Ii=1.5...10 x In nut keeper kit shunt trip (STL) 220-250V DC, 208-277V AC 1 auxiliary switch HP 1 trip alarm switch HP | - | 0 | 0
3VA2225-5HL32-0KH0 |  | 3VA2225-5HL32-0KH0 | 1 | UN | 1 | 10 | C | D | EAR99 | N | 85362090 | 1 | 4042949036159 | 2.57 | KG | 1179.2 | 1179.2 | LP18 | LP18 | circuit breaker 3VA2 IEC frame 250 breaking capacity class M Icu=55kA @ 415V 3-pole, line protection ETU320, LI, In=250A overload protection Ir=100A...250A short-circuit protection Ii=1.5...10 x In nut keeper kit shunt trip (STL) 220-250V DC, 208-277V AC 2 auxiliary switches HQ 1 trip alarm switch HQ | - | 0 | 0
3VA2225-5HL32-0KL0 |  | 3VA2225-5HL32-0KL0 | 1 | UN | 1 | 10 | C | D | EAR99 | N | 85362090 | 1 | 4042949039990 | 2.6 | KG | 1214.4 | 1214.4 | LP18 | LP18 | circuit breaker 3VA2 IEC frame 250 breaking capacity class M Icu=55kA @ 415V 3-pole, line protection ETU320, LI, In=250A overload protection Ir=100A...250A short-circuit protection Ii=1.5...10 x In nut keeper kit shunt trip (STL) 220-250V DC, 208-277V AC 2 auxiliary switches HQ 1 trip alarm switch HQ 1 electrical alarm switch | - | 0 | 0
3VA2225-5HL42-0AA0 |  | 3VA2225-5HL42-0AA0 | 1 | UN | 1 | 2 | A | D | EAR99 | N | 85362090 | 1 | 4042948832516 | 2.872 | KG | 1300.5 | 1266.5 | LP18 | LP18 | circuit breaker 3VA2 IEC frame 250 breaking capacity class M Icu=55kA @ 415V 4-pole, line protection ETU320, LI, In=250A overload protection Ir=100A...250A short-circuit protection Ii=1.5...10 x In N conductor protection adjustable (OFF, 50%, 100%) nut keeper kit | Lista Papel 2020 SI | 0 | 0
3VA2225-5HL42-0AB0 |  | 3VA2225-5HL42-0AB0 | 1 | UN | 1 | 10 | C | D | EAR99 | N | 85362090 | 1 | 4042949023982 | 2.16 | KG | 1425.6 | 1425.6 | LP18 | LP18 | circuit breaker 3VA2 IEC frame 250 breaking capacity class M Icu=55kA @ 415V 4-pole, line protection ETU320, LI, In=250A overload protection Ir=100A...250A short-circuit protection Ii=1.5...10 x In N conductor protection adjustable (OFF, 50%, 100%) nut keeper kit 2 auxiliary switches HP | - | 0 | 0
3VA2225-5HL42-0AC0 |  | 3VA2225-5HL42-0AC0 | 1 | UN | 1 | 10 | C | D | EAR99 | N | 85362090 | 1 | 4042949024620 | 2.14 | KG | 1399.2 | 1399.2 | LP18 | LP18 | circuit breaker 3VA2 IEC frame 250 breaking capacity class M Icu=55kA @ 415V 4-pole, line protection ETU320, LI, In=250A overload protection Ir=100A...250A short-circuit protection Ii=1.5...10 x In N conductor protection adjustable (OFF, 50%, 100%) nut keeper kit 2 auxiliary switches HQ | - | 0 | 0
3VA2225-5HL42-0AD0 |  | 3VA2225-5HL42-0AD0 | 1 | UN | 1 | 10 | C | D | EAR99 | N | 85362090 | 1 | 4042949025269 | 2.17 | KG | 1425.6 | 1425.6 | LP18 | LP18 | circuit breaker 3VA2 IEC frame 250 breaking capacity class M Icu=55kA @ 415V 4-pole, line protection ETU320, LI, In=250A overload protection Ir=100A...250A short-circuit protection Ii=1.5...10 x In N conductor protection adjustable (OFF, 50%, 100%) nut keeper kit 3 auxiliary switches HQ | - | 0 | 0
3VA2225-5HL42-0AE0 |  | 3VA2225-5HL42-0AE0 | 1 | UN | 1 | 10 | C | D | EAR99 | N | 85362090 | 1 | 4042949025900 | 2.2 | KG | 1443.2 | 1443.2 | LP18 | LP18 | circuit breaker 3VA2 IEC frame 250 breaking capacity class M Icu=55kA @ 415V 4-pole, line protection ETU320, LI, In=250A overload protection Ir=100A...250A short-circuit protection Ii=1.5...10 x In N conductor protection adjustable (OFF, 50%, 100%) nut keeper kit 4 auxiliary switches HQ | - | 0 | 0
3VA2225-5HL42-0AF0 |  | 3VA2225-5HL42-0AF0 | 1 | UN | 1 | 10 | C | D | EAR99 | N | 85362090 | 1 | 4042949026549 | 2.14 | KG | 1399.2 | 1399.2 | LP18 | LP18 | circuit breaker 3VA2 IEC frame 250 breaking capacity class M Icu=55kA @ 415V 4-pole, line protection ETU320, LI, In=250A overload protection Ir=100A...250A short-circuit protection Ii=1.5...10 x In N conductor protection adjustable (OFF, 50%, 100%) nut keeper kit 1 auxiliary switch HQ 1 trip alarm switch HQ | - | 0 | 0
3VA2225-5HL42-0AG0 |  | 3VA2225-5HL42-0AG0 | 1 | UN | 1 | 10 | C | D | EAR99 | N | 85362090 | 1 | 4042949027188 | 2.16 | KG | 1425.6 | 1425.6 | LP18 | LP18 | circuit breaker 3VA2 IEC frame 250 breaking capacity class M Icu=55kA @ 415V 4-pole, line protection ETU320, LI, In=250A overload protection Ir=100A...250A short-circuit protection Ii=1.5...10 x In N conductor protection adjustable (OFF, 50%, 100%) nut keeper kit 1 auxiliary switch HP 1 trip alarm switch HP | - | 0 | 0
3VA2225-5HL42-0AH0 |  | 3VA2225-5HL42-0AH0 | 1 | UN | 1 | 10 | C | D | EAR99 | N | 85362090 | 1 | 4042949027829 | 2.17 | KG | 1425.6 | 1425.6 | LP18 | LP18 | circuit breaker 3VA2 IEC frame 250 breaking capacity class M Icu=55kA @ 415V 4-pole, line protection ETU320, LI, In=250A overload protection Ir=100A...250A short-circuit protection Ii=1.5...10 x In N conductor protection adjustable (OFF, 50%, 100%) nut keeper kit 2 auxiliary switches HQ 1 trip alarm switch HQ | - | 0 | 0
3VA2225-5HL42-0AJ0 |  | 3VA2225-5HL42-0AJ0 | 1 | UN | 1 | 10 | C | D | EAR99 | N | 85362090 | 1 | 4042949028468 | 2.2 | KG | 1460.8 | 1460.8 | LP18 | LP18 | circuit breaker 3VA2 IEC frame 250 breaking capacity class M Icu=55kA @ 415V 4-pole, line protection ETU320, LI, In=250A overload protection Ir=100A...250A short-circuit protection Ii=1.5...10 x In N conductor protection adjustable (OFF, 50%, 100%) nut keeper kit 2 auxiliary switches HP 1 trip alarm switch HP | - | 0 | 0
3VA2225-5HL42-0BA0 |  | 3VA2225-5HL42-0BA0 | 1 | UN | 1 | 10 | C | D | EAR99 | N | 85362090 | 1 | 4042949020141 | 2.2 | KG | 1460.8 | 1460.8 | LP18 | LP18 | circuit breaker 3VA2 IEC frame 250 breaking capacity class M Icu=55kA @ 415V 4-pole, line protection ETU320, LI, In=250A overload protection Ir=100A...250A short-circuit protection Ii=1.5...10 x In N conductor protection adjustable (OFF, 50%, 100%) nut keeper kit undervoltage release (UVR) 24V DC | - | 0 | 0
3VA2225-5HL42-0BC0 |  | 3VA2225-5HL42-0BC0 | 1 | UN | 1 | 10 | C | D | EAR99 | N | 85362090 | 1 | 4042949029106 | 2.26 | KG | 1513.6 | 1513.6 | LP18 | LP18 | circuit breaker 3VA2 IEC frame 250 breaking capacity class M Icu=55kA @ 415V 4-pole, line protection ETU320, LI, In=250A overload protection Ir=100A...250A short-circuit protection Ii=1.5...10 x In N conductor protection adjustable (OFF, 50%, 100%) nut keeper kit undervoltage release (UVR) 24V DC 2 auxiliary switches HQ | - | 0 | 0
3VA2225-5HL42-0BE0 |  | 3VA2225-5HL42-0BE0 | 1 | UN | 1 | 10 | C | D | EAR99 | N | 85362090 | 1 | 4042949320906 | 3.09 | KG | 1566.4 | 1566.4 | LP18 | LP18 | circuit breaker 3VA2 IEC frame 250 breaking capacity class M Icu=55kA @ 415V 4-pole, line protection ETU320, LI, In=250A overload protection Ir=100A...250A short-circuit protection Ii=1.5...10 x In N conductor protection adjustable (OFF, 50%, 100%) nut keeper kit undervoltage release (UVR) 24V DC 4 auxiliary switches HQ | - | 0 | 0
3VA2225-5HL42-0BH0 |  | 3VA2225-5HL42-0BH0 | 1 | UN | 1 | 10 | C | D | EAR99 | N | 85362090 | 1 | 4042949032946 | 2.975 | KG | 1540 | 1540 | LP18 | LP18 | circuit breaker 3VA2 IEC frame 250 breaking capacity class M Icu=55kA @ 415V 4-pole, line protection ETU320, LI, In=250A overload protection Ir=100A...250A short-circuit protection Ii=1.5...10 x In N conductor protection adjustable (OFF, 50%, 100%) nut keeper kit undervoltage release (UVR) 24V DC 2 auxiliary switches HQ 1 trip alarm switch HQ | - | 0 | 0
3VA2225-5HL42-0BL0 |  | 3VA2225-5HL42-0BL0 | 1 | UN | 1 | 10 | C | D | EAR99 | N | 85362090 | 1 | 4042949036784 | 3.32 | KG | 1575.2 | 1575.2 | LP18 | LP18 | circuit breaker 3VA2 IEC frame 250 breaking capacity class M Icu=55kA @ 415V 4-pole, line protection ETU320, LI, In=250A overload protection Ir=100A...250A short-circuit protection Ii=1.5...10 x In N conductor protection adjustable (OFF, 50%, 100%) nut keeper kit undervoltage release (UVR) 24V DC 2 auxiliary switches HQ 1 trip alarm switch HQ 1 electrical alarm switch | - | 0 | 0
3VA2225-5HL42-0CA0 |  | 3VA2225-5HL42-0CA0 | 1 | UN | 1 | 10 | C | D | EAR99 | N | 85362090 | 1 | 4042949020783 | 2.2 | KG | 1460.8 | 1460.8 | LP18 | LP18 | circuit breaker 3VA2 IEC frame 250 breaking capacity class M Icu=55kA @ 415V 4-pole, line protection ETU320, LI, In=250A overload protection Ir=100A...250A short-circuit protection Ii=1.5...10 x In N conductor protection adjustable (OFF, 50%, 100%) nut keeper kit undervoltage release (UVR) 120-127V AC 50/60Hz | - | 0 | 0
3VA2225-5HL42-0CC0 |  | 3VA2225-5HL42-0CC0 | 1 | UN | 1 | 10 | C | D | EAR99 | N | 85362090 | 1 | 4042949029748 | 2.26 | KG | 1513.6 | 1513.6 | LP18 | LP18 | circuit breaker 3VA2 IEC frame 250 breaking capacity class M Icu=55kA @ 415V 4-pole, line protection ETU320, LI, In=250A overload protection Ir=100A...250A short-circuit protection Ii=1.5...10 x In N conductor protection adjustable (OFF, 50%, 100%) nut keeper kit undervoltage release (UVR) 120-127V AC 50/60Hz 2 auxiliary switches HQ | - | 0 | 0
3VA2225-5HL42-0CH0 |  | 3VA2225-5HL42-0CH0 | 1 | UN | 1 | 10 | C | D | EAR99 | N | 85362090 | 1 | 4042949033585 | 3.29 | KG | 1540 | 1540 | LP18 | LP18 | circuit breaker 3VA2 IEC frame 250 breaking capacity class M Icu=55kA @ 415V 4-pole, line protection ETU320, LI, In=250A overload protection Ir=100A...250A short-circuit protection Ii=1.5...10 x In N conductor protection adjustable (OFF, 50%, 100%) nut keeper kit undervoltage release (UVR) 120-127V AC 50/60Hz 2 auxiliary switches HQ 1 trip alarm switch HQ | - | 0 | 0
3VA2225-5HL42-0CL0 |  | 3VA2225-5HL42-0CL0 | 1 | UN | 1 | 10 | C | D | EAR99 | N | 85362090 | 1 | 4042949037422 | 3.32 | KG | 1575.2 | 1575.2 | LP18 | LP18 | circuit breaker 3VA2 IEC frame 250 breaking capacity class M Icu=55kA @ 415V 4-pole, line protection ETU320, LI, In=250A overload protection Ir=100A...250A short-circuit protection Ii=1.5...10 x In N conductor protection adjustable (OFF, 50%, 100%) nut keeper kit undervoltage release (UVR) 120-127V AC 50/60Hz 2 auxiliary switches HQ 1 trip alarm switch HQ 1 electrical alarm switch | - | 0 | 0
3VA2225-5HL42-0DA0 |  | 3VA2225-5HL42-0DA0 | 1 | UN | 1 | 10 | C | D | EAR99 | N | 85362090 | 1 | 4042949021421 | 2.2 | KG | 1460.8 | 1460.8 | LP18 | LP18 | circuit breaker 3VA2 IEC frame 250 breaking capacity class M Icu=55kA @ 415V 4-pole, line protection ETU320, LI, In=250A overload protection Ir=100A...250A short-circuit protection Ii=1.5...10 x In N conductor protection adjustable (OFF, 50%, 100%) nut keeper kit undervoltage release (UVR) 208-230V AC 50/60Hz | - | 0 | 0
3VA2225-5HL42-0DC0 |  | 3VA2225-5HL42-0DC0 | 1 | UN | 1 | 10 | C | D | EAR99 | N | 85362090 | 1 | 4042949030386 | 2.26 | KG | 1513.6 | 1513.6 | LP18 | LP18 | circuit breaker 3VA2 IEC frame 250 breaking capacity class M Icu=55kA @ 415V 4-pole, line protection ETU320, LI, In=250A overload protection Ir=100A...250A short-circuit protection Ii=1.5...10 x In N conductor protection adjustable (OFF, 50%, 100%) nut keeper kit undervoltage release (UVR) 208-230V AC 50/60Hz 2 auxiliary switches HQ | - | 0 | 0
3VA2225-5HL42-0DH0 |  | 3VA2225-5HL42-0DH0 | 1 | UN | 1 | 10 | C | D | EAR99 | N | 85362090 | 1 | 4042949034223 | 3.29 | KG | 1540 | 1540 | LP18 | LP18 | circuit breaker 3VA2 IEC frame 250 breaking capacity class M Icu=55kA @ 415V 4-pole, line protection ETU320, LI, In=250A overload protection Ir=100A...250A short-circuit protection Ii=1.5...10 x In N conductor protection adjustable (OFF, 50%, 100%) nut keeper kit undervoltage release (UVR) 208-230V AC 50/60Hz 2 auxiliary switches HQ 1 trip alarm switch HQ | - | 0 | 0
3VA2225-5HL42-0DL0 |  | 3VA2225-5HL42-0DL0 | 1 | UN | 1 | 10 | C | D | EAR99 | N | 85362090 | 1 | 4042949038061 | 3.32 | KG | 1575.2 | 1575.2 | LP18 | LP18 | circuit breaker 3VA2 IEC frame 250 breaking capacity class M Icu=55kA @ 415V 4-pole, line protection ETU320, LI, In=250A overload protection Ir=100A...250A short-circuit protection Ii=1.5...10 x In N conductor protection adjustable (OFF, 50%, 100%) nut keeper kit undervoltage release (UVR) 208-230V AC 50/60Hz 2 auxiliary switches HQ 1 trip alarm switch HQ 1 electrical alarm switch | - | 0 | 0
3VA2225-5HL42-0HA0 |  | 3VA2225-5HL42-0HA0 | 1 | UN | 1 | 10 | C | D | EAR99 | N | 85362090 | 1 | 4042949022060 | 2.17 | KG | 1434.4 | 1434.4 | LP18 | LP18 | circuit breaker 3VA2 IEC frame 250 breaking capacity class M Icu=55kA @ 415V 4-pole, line protection ETU320, LI, In=250A overload protection Ir=100A...250A short-circuit protection Ii=1.5...10 x In N conductor protection adjustable (OFF, 50%, 100%) nut keeper kit shunt trip (STL) 12-30V DC; 24V AC 50/60Hz | - | 0 | 0
3VA2225-5HL42-0HC0 |  | 3VA2225-5HL42-0HC0 | 1 | UN | 1 | 10 | C | D | EAR99 | N | 85362090 | 1 | 4042949031024 | 2.23 | KG | 1487.2 | 1487.2 | LP18 | LP18 | circuit breaker 3VA2 IEC frame 250 breaking capacity class M Icu=55kA @ 415V 4-pole, line protection ETU320, LI, In=250A overload protection Ir=100A...250A short-circuit protection Ii=1.5...10 x In N conductor protection adjustable (OFF, 50%, 100%) nut keeper kit shunt trip (STL) 12-30V DC; 24V AC 50/60Hz 2 auxiliary switches HQ | - | 0 | 0
3VA2225-5HL42-0HH0 |  | 3VA2225-5HL42-0HH0 | 1 | UN | 1 | 10 | C | D | EAR99 | N | 85362090 | 1 | 4042949034865 | 2.26 | KG | 1513.6 | 1513.6 | LP18 | LP18 | circuit breaker 3VA2 IEC frame 250 breaking capacity class M Icu=55kA @ 415V 4-pole, line protection ETU320, LI, In=250A overload protection Ir=100A...250A short-circuit protection Ii=1.5...10 x In N conductor protection adjustable (OFF, 50%, 100%) nut keeper kit shunt trip (STL) 12-30V DC; 24V AC 50/60Hz 2 auxiliary switches HQ 1 trip alarm switch HQ | - | 0 | 0
3VA2225-5HL42-0HL0 |  | 3VA2225-5HL42-0HL0 | 1 | UN | 1 | 10 | C | D | EAR99 | N | 85362090 | 1 | 4042949038702 | 3.29 | KG | 1548.8 | 1548.8 | LP18 | LP18 | circuit breaker 3VA2 IEC frame 250 breaking capacity class M Icu=55kA @ 415V 4-pole, line protection ETU320, LI, In=250A overload protection Ir=100A...250A short-circuit protection Ii=1.5...10 x In N conductor protection adjustable (OFF, 50%, 100%) nut keeper kit shunt trip (STL) 12-30V DC; 24V AC 50/60Hz 2 auxiliary switches HQ 1 trip alarm switch HQ 1 electrical alarm switch | - | 0 | 0
3VA2225-5HL42-0JA0 |  | 3VA2225-5HL42-0JA0 | 1 | UN | 1 | 10 | C | D | EAR99 | N | 85362090 | 1 | 4042949022701 | 2.17 | KG | 1434.4 | 1434.4 | LP18 | LP18 | circuit breaker 3VA2 IEC frame 250 breaking capacity class M Icu=55kA @ 415V 4-pole, line protection ETU320, LI, In=250A overload protection Ir=100A...250A short-circuit protection Ii=1.5...10 x In N conductor protection adjustable (OFF, 50%, 100%) nut keeper kit shunt trip (STL) 110-127V DC, AC 50/60Hz | - | 0 | 0
3VA2225-5HL42-0JC0 |  | 3VA2225-5HL42-0JC0 | 1 | UN | 1 | 10 | C | D | EAR99 | N | 85362090 | 1 | 4042949031666 | 2.23 | KG | 1487.2 | 1487.2 | LP18 | LP18 | circuit breaker 3VA2 IEC frame 250 breaking capacity class M Icu=55kA @ 415V 4-pole, line protection ETU320, LI, In=250A overload protection Ir=100A...250A short-circuit protection Ii=1.5...10 x In N conductor protection adjustable (OFF, 50%, 100%) nut keeper kit shunt trip (STL) 110-127V DC, AC 50/60Hz 2 auxiliary switches HQ | - | 0 | 0
3VA2225-5HL42-0JH0 |  | 3VA2225-5HL42-0JH0 | 1 | UN | 1 | 10 | C | D | EAR99 | N | 85362090 | 1 | 4042949035503 | 2.26 | KG | 1513.6 | 1513.6 | LP18 | LP18 | circuit breaker 3VA2 IEC frame 250 breaking capacity class M Icu=55kA @ 415V 4-pole, line protection ETU320, LI, In=250A overload protection Ir=100A...250A short-circuit protection Ii=1.5...10 x In N conductor protection adjustable (OFF, 50%, 100%) nut keeper kit shunt trip (STL) 110-127V DC, AC 50/60Hz 2 auxiliary switches HQ 1 trip alarm switch HQ | - | 0 | 0
3VA2225-5HL42-0JL0 |  | 3VA2225-5HL42-0JL0 | 1 | UN | 1 | 10 | C | D | EAR99 | N | 85362090 | 1 | 4042949039341 | 3.29 | KG | 1548.8 | 1548.8 | LP18 | LP18 | circuit breaker 3VA2 IEC frame 250 breaking capacity class M Icu=55kA @ 415V 4-pole, line protection ETU320, LI, In=250A overload protection Ir=100A...250A short-circuit protection Ii=1.5...10 x In N conductor protection adjustable (OFF, 50%, 100%) nut keeper kit shunt trip (STL) 110-127V DC, AC 50/60Hz 2 auxiliary switches HQ 1 trip alarm switch HQ 1 electrical alarm switch | - | 0 | 0
3VA2225-5HL42-0KA0 |  | 3VA2225-5HL42-0KA0 | 1 | UN | 1 | 10 | C | D | EAR99 | N | 85362090 | 1 | 4042949023340 | 2.17 | KG | 1434.4 | 1434.4 | LP18 | LP18 | circuit breaker 3VA2 IEC frame 250 breaking capacity class M Icu=55kA @ 415V 4-pole, line protection ETU320, LI, In=250A overload protection Ir=100A...250A short-circuit protection Ii=1.5...10 x In N conductor protection adjustable (OFF, 50%, 100%) nut keeper kit shunt trip (STL) 220-250V DC; 208-277V AC | - | 0 | 0
3VA2225-5HL42-0KB0 |  | 3VA2225-5HL42-0KB0 | 1 | UN | 1 | 10 | C | D | EAR99 | N | 85362090 | 1 | 4042949327707 | 3.028 | KG | 1513.6 | 1513.6 | LP18 | LP18 | circuit breaker 3VA2 IEC frame 250 breaking capacity class M Icu=55kA @ 415V 4-pole, line protection ETU320, LI, In=250A overload protection Ir=100A...250A short-circuit protection Ii=1.5...10 x In N conductor protection adjustable (OFF, 50%, 100%) nut keeper kit circuit breaker 3VA2 IEC frame 250 breaking capacity class M Icu=55kA @ 415V 4-pole, line protection ETU320, LI, In=250A overload protection Ir=100A...250A short-circuit SHUNT TRIP LEFT 208-277 V AC 50/60 HZ 220-250 V DC ACCESSORY 2 AUXILIARY SWITCH CHANGEOVER H |  | 0 | 0
3VA2225-5HL42-0KC0 |  | 3VA2225-5HL42-0KC0 | 1 | UN | 1 | 10 | C | D | EAR99 | N | 85362090 | 1 | 4042949032304 | 2.23 | KG | 1487.2 | 1487.2 | LP18 | LP18 | circuit breaker 3VA2 IEC frame 250 breaking capacity class M Icu=55kA @ 415V 4-pole, line protection ETU320, LI, In=250A overload protection Ir=100A...250A short-circuit protection Ii=1.5...10 x In N conductor protection adjustable (OFF, 50%, 100%) nut keeper kit shunt trip (STL) 220-250V DC; 208-277V AC 2 auxiliary switches HQ | - | 0 | 0
3VA2225-5HL42-0KH0 |  | 3VA2225-5HL42-0KH0 | 1 | UN | 1 | 10 | C | D | EAR99 | N | 85362090 | 1 | 4042949036142 | 2.26 | KG | 1513.6 | 1513.6 | LP18 | LP18 | circuit breaker 3VA2 IEC frame 250 breaking capacity class M Icu=55kA @ 415V 4-pole, line protection ETU320, LI, In=250A overload protection Ir=100A...250A short-circuit protection Ii=1.5...10 x In N conductor protection adjustable (OFF, 50%, 100%) nut keeper kit shunt trip (STL) 220-250V DC; 208-277V AC 2 auxiliary switches HQ 1 trip alarm switch HQ | - | 0 | 0
3VA2225-5HL42-0KL0 |  | 3VA2225-5HL42-0KL0 | 1 | UN | 1 | 10 | C | D | EAR99 | N | 85362090 | 1 | 4042949039983 | 3.29 | KG | 1548.8 | 1548.8 | LP18 | LP18 | circuit breaker 3VA2 IEC frame 250 breaking capacity class M Icu=55kA @ 415V 4-pole, line protection ETU320, LI, In=250A overload protection Ir=100A...250A short-circuit protection Ii=1.5...10 x In N conductor protection adjustable (OFF, 50%, 100%) nut keeper kit shunt trip (STL) 220-250V DC; 208-277V AC 2 auxiliary switches HQ 1 trip alarm switch HQ 1 electrical alarm switch | - | 0 | 0
3VA2225-5HM32-0AA0 |  | 3VA2225-5HM32-0AA0 | 1 | UN | 1 | 5 | B | D | EAR99 | N | 85362090 | 1 | 4042948805442 | 2.247 | KG | 1241 | 1207 | LP18 | LP18 | circuit breaker 3VA2 IEC frame 250 breaking capacity class M Icu=55kA @ 415V 3-pole, line protection ETU330, LIG, In=250A overload protection Ir=100A...250A short-circuit protection Ii=1.5...10 x In ground-fault protection Ig=0.2...1 x In, tg=0.1/0.3s nut keeper kit | Lista Papel 2020 SI | 0 | 0
3VA2225-5HM42-0AA0 |  | 3VA2225-5HM42-0AA0 | 1 | UN | 1 | 2 | A | D | EAR99 | N | 85362090 | 1 | 4042948806005 | 2.868 | KG | 1547 | 1504.5 | LP18 | LP18 | circuit breaker 3VA2 IEC frame 250 breaking capacity class M Icu=55kA @ 415V 4-pole, line protection ETU330, LIG, In=250A overload protection Ir=100A...250A short-circuit protection Ii=1.5...10 x In N conductor protection adjustable (OFF, 50%, 100%) ground-fault protection Ig=0.2...1 x In= tg=0.1/0.3s nut keeper kit | Lista Papel 2020 SI | 0 | 0
3VA2225-5HM42-0DF0 |  | 3VA2225-5HM42-0DF0 | 1 | UN | 1 | 10 | C | D | EAR99 | N | 85362090 | 1 | 4042949321637 | 3.203 | KG | 1760 | 1760 | LP18 | LP18 | circuit breaker 3VA2 IEC frame 250 breaking capacity class M Icu=55kA @ 415V 4-pole, line protection ETU330, LIG, In=250A overload protection Ir=100A...250A short-circuit protection Ii=1.5...10 x In N conductor protection adjustable (OFF, 50%, 100%) ground-fault protection Ig=0.2...1 x In= tg=0.1/0.3s nut keeper kit undervoltage release (UVR) 208-230V AC 50/60Hz 1 auxiliary switch HQ 1 trip alarm switch HQ | - | 0 | 0
3VA2225-5HN32-0AA0 |  | 3VA2225-5HN32-0AA0 | 1 | UN | 1 | 2 | A | D | EAR99 | N | 85362090 | 1 | 4042948805435 | 2.218 | KG | 1045.5 | 1020 | LP18 | LP18 | circuit breaker 3VA2 IEC frame 250 breaking capacity class M Icu=55kA @ 415V 3-pole, line protection ETU350, LSI, In=250A overload protection Ir=100A...250A short-circuit protection Isd=1.5...10 x Ir, Ii=10 x In nut keeper kit | Lista Papel 2020 SI | 0 | 0
3VA2225-5HN32-0AB0 |  | 3VA2225-5HN32-0AB0 | 1 | UN | 1 | 10 | C | D | EAR99 | N | 85362090 | 1 | 4042949023975 | 2.47 | KG | 1152.8 | 1152.8 | LP18 | LP18 | circuit breaker 3VA2 IEC frame 250 breaking capacity class M Icu=55kA @ 415V 3-pole, line protection ETU350, LSI, In=250A overload protection Ir=100A...250A short-circuit protection Isd=1.5...10 x Ir, Ii=10 x In nut keeper kit 2 auxiliary switches HP | - | 0 | 0
3VA2225-5HN32-0AC0 |  | 3VA2225-5HN32-0AC0 | 1 | UN | 1 | 10 | C | D | EAR99 | N | 85362090 | 1 | 4042949024613 | 2.45 | KG | 1135.2 | 1135.2 | LP18 | LP18 | circuit breaker 3VA2 IEC frame 250 breaking capacity class M Icu=55kA @ 415V 3-pole, line protection ETU350, LSI, In=250A overload protection Ir=100A...250A short-circuit protection Isd=1.5...10 x Ir, Ii=10 x In nut keeper kit 2 auxiliary switches HQ | - | 0 | 0
3VA2225-5HN32-0AD0 |  | 3VA2225-5HN32-0AD0 | 1 | UN | 1 | 10 | C | D | EAR99 | N | 85362090 | 1 | 4042949025252 | 2.48 | KG | 1152.8 | 1152.8 | LP18 | LP18 | circuit breaker 3VA2 IEC frame 250 breaking capacity class M Icu=55kA @ 415V 3-pole, line protection ETU350, LSI, In=250A overload protection Ir=100A...250A short-circuit protection Isd=1.5...10 x Ir, Ii=10 x In nut keeper kit 3 auxiliary switches HQ | - | 0 | 0
3VA2225-5HN32-0AE0 |  | 3VA2225-5HN32-0AE0 | 1 | UN | 1 | 10 | C | D | EAR99 | N | 85362090 | 1 | 4042949025894 | 2.51 | KG | 1170.4 | 1170.4 | LP18 | LP18 | circuit breaker 3VA2 IEC frame 250 breaking capacity class M Icu=55kA @ 415V 3-pole, line protection ETU350, LSI, In=250A overload protection Ir=100A...250A short-circuit protection Isd=1.5...10 x Ir, Ii=10 x In nut keeper kit 4 auxiliary switches HQ | - | 0 | 0
3VA2225-5HN32-0AF0 |  | 3VA2225-5HN32-0AF0 | 1 | UN | 1 | 10 | C | D | EAR99 | N | 85362090 | 1 | 4042949026532 | 2.45 | KG | 1135.2 | 1135.2 | LP18 | LP18 | circuit breaker 3VA2 IEC frame 250 breaking capacity class M Icu=55kA @ 415V 3-pole, line protection ETU350, LSI, In=250A overload protection Ir=100A...250A short-circuit protection Isd=1.5...10 x Ir, Ii=10 x In nut keeper kit 1 auxiliary switch HQ 1 trip alarm switch HQ | - | 0 | 0
3VA2225-5HN32-0AG0 |  | 3VA2225-5HN32-0AG0 | 1 | UN | 1 | 10 | C | D | EAR99 | N | 85362090 | 1 | 4042949027171 | 2.47 | KG | 1152.8 | 1152.8 | LP18 | LP18 | circuit breaker 3VA2 IEC frame 250 breaking capacity class M Icu=55kA @ 415V 3-pole, line protection ETU350, LSI, In=250A overload protection Ir=100A...250A short-circuit protection Isd=1.5...10 x Ir, Ii=10 x In nut keeper kit 1 auxiliary switch HP 1 trip alarm switch HP | - | 0 | 0
3VA2225-5HN32-0AH0 |  | 3VA2225-5HN32-0AH0 | 1 | UN | 1 | 10 | C | D | EAR99 | N | 85362090 | 1 | 4042949027812 | 2.48 | KG | 1152.8 | 1152.8 | LP18 | LP18 | circuit breaker 3VA2 IEC frame 250 breaking capacity class M Icu=55kA @ 415V 3-pole, line protection ETU350, LSI, In=250A overload protection Ir=100A...250A short-circuit protection Isd=1.5...10 x Ir, Ii=10 x In nut keeper kit 2 auxiliary switches HQ 1 trip alarm switch HQ | - | 0 | 0
3VA2225-5HN32-0AJ0 |  | 3VA2225-5HN32-0AJ0 | 1 | UN | 1 | 10 | C | D | EAR99 | N | 85362090 | 1 | 4042949028451 | 2.51 | KG | 1188 | 1188 | LP18 | LP18 | circuit breaker 3VA2 IEC frame 250 breaking capacity class M Icu=55kA @ 415V 3-pole, line protection ETU350, LSI, In=250A overload protection Ir=100A...250A short-circuit protection Isd=1.5...10 x Ir, Ii=10 x In nut keeper kit 2 auxiliary switches HP 1 trip alarm switch HP | - | 0 | 0
3VA2225-5HN32-0BA0 |  | 3VA2225-5HN32-0BA0 | 1 | UN | 1 | 10 | C | D | EAR99 | N | 85362090 | 1 | 4042949020134 | 2.51 | KG | 1188 | 1188 | LP18 | LP18 | circuit breaker 3VA2 IEC frame 250 breaking capacity class M Icu=55kA @ 415V 3-pole, line protection ETU350, LSI, In=250A overload protection Ir=100A...250A short-circuit protection Isd=1.5...10 x Ir, Ii=10 x In nut keeper kit undervoltage release (UVR) 24V DC | - | 0 | 0
3VA2225-5HN32-0BC0 |  | 3VA2225-5HN32-0BC0 | 1 | UN | 1 | 10 | C | D | EAR99 | N | 85362090 | 1 | 4042949029090 | 2.57 | KG | 1258.4 | 1258.4 | LP18 | LP18 | circuit breaker 3VA2 IEC frame 250 breaking capacity class M Icu=55kA @ 415V 3-pole, line protection ETU350, LSI, In=250A overload protection Ir=100A...250A short-circuit protection Isd=1.5...10 x Ir, Ii=10 x In nut keeper kit undervoltage release (UVR) 24V DC 2 auxiliary switches HQ | - | 0 | 0
3VA2225-5HN32-0BH0 |  | 3VA2225-5HN32-0BH0 | 1 | UN | 1 | 10 | C | D | EAR99 | N | 85362090 | 1 | 4042949032939 | 2.6 | KG | 1276 | 1276 | LP18 | LP18 | circuit breaker 3VA2 IEC frame 250 breaking capacity class M Icu=55kA @ 415V 3-pole, line protection ETU350, LSI, In=250A overload protection Ir=100A...250A short-circuit protection Isd=1.5...10 x Ir, Ii=10 x In nut keeper kit undervoltage release (UVR) 24V DC 2 auxiliary switches HQ 1 trip alarm switch HQ | - | 0 | 0
3VA2225-5HN32-0BL0 |  | 3VA2225-5HN32-0BL0 | 1 | UN | 1 | 10 | C | D | EAR99 | N | 85362090 | 1 | 4042949036777 | 2.63 | KG | 1311.2 | 1311.2 | LP18 | LP18 | circuit breaker 3VA2 IEC frame 250 breaking capacity class M Icu=55kA @ 415V 3-pole, line protection ETU350, LSI, In=250A overload protection Ir=100A...250A short-circuit protection Isd=1.5...10 x Ir, Ii=10 x In nut keeper kit undervoltage release (UVR) 24V DC 2 auxiliary switches HQ 1 trip alarm switch HQ 1 electrical alarm switch | - | 0 | 0
3VA2225-5HN32-0CA0 |  | 3VA2225-5HN32-0CA0 | 1 | UN | 1 | 10 | C | D | EAR99 | N | 85362090 | 1 | 4042949020776 | 2.51 | KG | 1188 | 1188 | LP18 | LP18 | circuit breaker 3VA2 IEC frame 250 breaking capacity class M Icu=55kA @ 415V 3-pole, line protection ETU350, LSI, In=250A overload protection Ir=100A...250A short-circuit protection Isd=1.5...10 x Ir, Ii=10 x In nut keeper kit undervoltage release (UVR) 120-127V AC 50/60Hz | - | 0 | 0
3VA2225-5HN32-0CC0 |  | 3VA2225-5HN32-0CC0 | 1 | UN | 1 | 10 | C | D | EAR99 | N | 85362090 | 1 | 4042949029731 | 2.57 | KG | 1258.4 | 1258.4 | LP18 | LP18 | circuit breaker 3VA2 IEC frame 250 breaking capacity class M Icu=55kA @ 415V 3-pole, line protection ETU350, LSI, In=250A overload protection Ir=100A...250A short-circuit protection Isd=1.5...10 x Ir, Ii=10 x In nut keeper kit undervoltage release (UVR) 120-127V AC 50/60Hz 2 auxiliary switches HQ | - | 0 | 0
3VA2225-5HN32-0CH0 |  | 3VA2225-5HN32-0CH0 | 1 | UN | 1 | 10 | C | D | EAR99 | N | 85362090 | 1 | 4042949033578 | 2.6 | KG | 1276 | 1276 | LP18 | LP18 | circuit breaker 3VA2 IEC frame 250 breaking capacity class M Icu=55kA @ 415V 3-pole, line protection ETU350, LSI, In=250A overload protection Ir=100A...250A short-circuit protection Isd=1.5...10 x Ir, Ii=10 x In nut keeper kit undervoltage release (UVR) 120-127V AC 50/60Hz 2 auxiliary switches HQ 1 trip alarm switch HQ | - | 0 | 0
3VA2225-5HN32-0CL0 |  | 3VA2225-5HN32-0CL0 | 1 | UN | 1 | 10 | C | D | EAR99 | N | 85362090 | 1 | 4042949037415 | 2.63 | KG | 1311.2 | 1311.2 | LP18 | LP18 | circuit breaker 3VA2 IEC frame 250 breaking capacity class M Icu=55kA @ 415V 3-pole, line protection ETU350, LSI, In=250A overload protection Ir=100A...250A short-circuit protection Isd=1.5...10 x Ir, Ii=10 x In nut keeper kit undervoltage release (UVR) 120-127V AC 50/60Hz 2 auxiliary switches HQ 1 trip alarm switch HQ 1 electrical alarm switch | - | 0 | 0
3VA2225-5HN32-0DA0 |  | 3VA2225-5HN32-0DA0 | 1 | UN | 1 | 10 | C | D | EAR99 | N | 85362090 | 1 | 4042949021414 | 2.51 | KG | 1188 | 1188 | LP18 | LP18 | circuit breaker 3VA2 IEC frame 250 breaking capacity class M Icu=55kA @ 415V 3-pole, line protection ETU350, LSI, In=250A overload protection Ir=100A...250A short-circuit protection Isd=1.5...10 x Ir, Ii=10 x In nut keeper kit undervoltage release (UVR) 208-230V AC 50/60Hz | - | 0 | 0
3VA2225-5HN32-0DC0 |  | 3VA2225-5HN32-0DC0 | 1 | UN | 1 | 10 | C | D | EAR99 | N | 85362090 | 1 | 4042949030379 | 2.57 | KG | 1258.4 | 1258.4 | LP18 | LP18 | circuit breaker 3VA2 IEC frame 250 breaking capacity class M Icu=55kA @ 415V 3-pole, line protection ETU350, LSI, In=250A overload protection Ir=100A...250A short-circuit protection Isd=1.5...10 x Ir, Ii=10 x In nut keeper kit undervoltage release (UVR) 208-230V AC 50/60Hz 2 auxiliary switches HQ | - | 0 | 0
3VA2225-5HN32-0DH0 |  | 3VA2225-5HN32-0DH0 | 1 | UN | 1 | 10 | C | D | EAR99 | N | 85362090 | 1 | 4042949034216 | 2.6 | KG | 1276 | 1276 | LP18 | LP18 | circuit breaker 3VA2 IEC frame 250 breaking capacity class M Icu=55kA @ 415V 3-pole, line protection ETU350, LSI, In=250A overload protection Ir=100A...250A short-circuit protection Isd=1.5...10 x Ir, Ii=10 x In nut keeper kit undervoltage release (UVR) 208-230V AC 50/60Hz 2 auxiliary switches HQ 1 trip alarm switch HQ | - | 0 | 0
3VA2225-5HN32-0DL0 |  | 3VA2225-5HN32-0DL0 | 1 | UN | 1 | 10 | C | D | EAR99 | N | 85362090 | 1 | 4042949038054 | 2.63 | KG | 1311.2 | 1311.2 | LP18 | LP18 | circuit breaker 3VA2 IEC frame 250 breaking capacity class M Icu=55kA @ 415V 3-pole, line protection ETU350, LSI, In=250A overload protection Ir=100A...250A short-circuit protection Isd=1.5...10 x Ir, Ii=10 x In nut keeper kit undervoltage release (UVR) 208-230V AC 50/60Hz 2 auxiliary switches HQ 1 trip alarm switch HQ 1 electrical alarm switch | - | 0 | 0
3VA2225-5HN32-0HA0 |  | 3VA2225-5HN32-0HA0 | 1 | UN | 1 | 10 | C | D | EAR99 | N | 85362090 | 1 | 4042949022053 | 2.48 | KG | 1161.6 | 1161.6 | LP18 | LP18 | circuit breaker 3VA2 IEC frame 250 breaking capacity class M Icu=55kA @ 415V 3-pole, line protection ETU350, LSI, In=250A overload protection Ir=100A...250A short-circuit protection Isd=1.5...10 x Ir, Ii=10 x In nut keeper kit shunt trip (STL) 12-30V DC, 24V AC 50/60Hz | - | 0 | 0
3VA2225-5HN32-0HC0 |  | 3VA2225-5HN32-0HC0 | 1 | UN | 1 | 10 | C | D | EAR99 | N | 85362090 | 1 | 4042949031017 | 2.54 | KG | 1214.4 | 1214.4 | LP18 | LP18 | circuit breaker 3VA2 IEC frame 250 breaking capacity class M Icu=55kA @ 415V 3-pole, line protection ETU350, LSI, In=250A overload protection Ir=100A...250A short-circuit protection Isd=1.5...10 x Ir, Ii=10 x In nut keeper kit shunt trip (STL) 12-30V DC, 24V AC 50/60Hz 2 auxiliary switches HQ | - | 0 | 0
3VA2225-5HN32-0HH0 |  | 3VA2225-5HN32-0HH0 | 1 | UN | 1 | 10 | C | D | EAR99 | N | 85362090 | 1 | 4042949034858 | 2.57 | KG | 1258.4 | 1258.4 | LP18 | LP18 | circuit breaker 3VA2 IEC frame 250 breaking capacity class M Icu=55kA @ 415V 3-pole, line protection ETU350, LSI, In=250A overload protection Ir=100A...250A short-circuit protection Isd=1.5...10 x Ir, Ii=10 x In nut keeper kit shunt trip (STL) 12-30V DC, 24V AC 50/60Hz 2 auxiliary switches HQ 1 trip alarm switch HQ | - | 0 | 0
3VA2225-5HN32-0HL0 |  | 3VA2225-5HN32-0HL0 | 1 | UN | 1 | 10 | C | D | EAR99 | N | 85362090 | 1 | 4042949038696 | 2.6 | KG | 1284.8 | 1284.8 | LP18 | LP18 | circuit breaker 3VA2 IEC frame 250 breaking capacity class M Icu=55kA @ 415V 3-pole, line protection ETU350, LSI, In=250A overload protection Ir=100A...250A short-circuit protection Isd=1.5...10 x Ir, Ii=10 x In nut keeper kit shunt trip (STL) 12-30V DC, 24V AC 50/60Hz 2 auxiliary switches HQ 1 trip alarm switch HQ 1 electrical alarm switch | - | 0 | 0
3VA2225-5HN32-0JA0 |  | 3VA2225-5HN32-0JA0 | 1 | UN | 1 | 10 | C | D | EAR99 | N | 85362090 | 1 | 4042949022695 | 2.48 | KG | 1161.6 | 1161.6 | LP18 | LP18 | circuit breaker 3VA2 IEC frame 250 breaking capacity class M Icu=55kA @ 415V 3-pole, line protection ETU350, LSI, In=250A overload protection Ir=100A...250A short-circuit protection Isd=1.5...10 x Ir, Ii=10 x In nut keeper kit shunt trip (STL) 110-127V DC, AC 50/60Hz | - | 0 | 0
3VA2225-5HN32-0JC0 |  | 3VA2225-5HN32-0JC0 | 1 | UN | 1 | 10 | C | D | EAR99 | N | 85362090 | 1 | 4042949031659 | 2.54 | KG | 1214.4 | 1214.4 | LP18 | LP18 | circuit breaker 3VA2 IEC frame 250 breaking capacity class M Icu=55kA @ 415V 3-pole, line protection ETU350, LSI, In=250A overload protection Ir=100A...250A short-circuit protection Isd=1.5...10 x Ir, Ii=10 x In nut keeper kit shunt trip (STL) 110-127V DC, AC 50/60Hz 2 auxiliary switches HQ | - | 0 | 0
3VA2225-5HN32-0JH0 |  | 3VA2225-5HN32-0JH0 | 1 | UN | 1 | 10 | C | D | EAR99 | N | 85362090 | 1 | 4042949035497 | 2.57 | KG | 1258.4 | 1258.4 | LP18 | LP18 | circuit breaker 3VA2 IEC frame 250 breaking capacity class M Icu=55kA @ 415V 3-pole, line protection ETU350, LSI, In=250A overload protection Ir=100A...250A short-circuit protection Isd=1.5...10 x Ir, Ii=10 x In nut keeper kit shunt trip (STL) 110-127V DC, AC 50/60Hz 2 auxiliary switches HQ 1 trip alarm switch HQ | - | 0 | 0
3VA2225-5HN32-0JL0 |  | 3VA2225-5HN32-0JL0 | 1 | UN | 1 | 10 | C | D | EAR99 | N | 85362090 | 1 | 4042949039334 | 2.6 | KG | 1284.8 | 1284.8 | LP18 | LP18 | circuit breaker 3VA2 IEC frame 250 breaking capacity class M Icu=55kA @ 415V 3-pole, line protection ETU350, LSI, In=250A overload protection Ir=100A...250A short-circuit protection Isd=1.5...10 x Ir, Ii=10 x In nut keeper kit shunt trip (STL) 110-127V DC, AC 50/60Hz 2 auxiliary switches HQ 1 trip alarm switch HQ 1 electrical alarm switch | - | 0 | 0
3VA2225-5HN32-0KA0 |  | 3VA2225-5HN32-0KA0 | 1 | UN | 1 | 10 | C | D | EAR99 | N | 85362090 | 1 | 4042949023333 | 2.48 | KG | 1161.6 | 1161.6 | LP18 | LP18 | circuit breaker 3VA2 IEC frame 250 breaking capacity class M Icu=55kA @ 415V 3-pole, line protection ETU350, LSI, In=250A overload protection Ir=100A...250A short-circuit protection Isd=1.5...10 x Ir, Ii=10 x In nut keeper kit shunt trip (STL) 220-250V DC, 208-277V AC | - | 0 | 0
3VA2225-5HN32-0KC0 |  | 3VA2225-5HN32-0KC0 | 1 | UN | 1 | 10 | C | D | EAR99 | N | 85362090 | 1 | 4042949032298 | 2.54 | KG | 1214.4 | 1214.4 | LP18 | LP18 | circuit breaker 3VA2 IEC frame 250 breaking capacity class M Icu=55kA @ 415V 3-pole, line protection ETU350, LSI, In=250A overload protection Ir=100A...250A short-circuit protection Isd=1.5...10 x Ir, Ii=10 x In nut keeper kit shunt trip (STL) 220-250V DC, 208-277V AC 2 auxiliary switches HQ | - | 0 | 0
3VA2225-5HN32-0KF0 |  | 3VA2225-5HN32-0KF0 | 1 | UN | 1 | 10 | C | D | EAR99 | N | 85362090 | 1 | 4042949325932 | 2.36 | KG | 1223.2 | 1223.2 | LP18 | LP18 | circuit breaker 3VA2 IEC frame 250 breaking capacity class M Icu=55kA @ 415V 3-pole, line protection ETU350, LSI, In=250A overload protection Ir=100A...250A short-circuit protection Isd=1.5...10 x Ir, Ii=10 x In nut keeper kit circuit breaker 3VA2 IEC frame 250 breaking capacity class M Icu=55kA @ 415V shunt trip left 208-277V AC 50/60Hz 1 auxiliary switch HQ 1 trip alarm switch HQ | - | 0 | 0
3VA2225-5HN32-0KH0 |  | 3VA2225-5HN32-0KH0 | 1 | UN | 1 | 10 | C | D | EAR99 | N | 85362090 | 1 | 4042949036135 | 2.57 | KG | 1258.4 | 1258.4 | LP18 | LP18 | circuit breaker 3VA2 IEC frame 250 breaking capacity class M Icu=55kA @ 415V 3-pole, line protection ETU350, LSI, In=250A overload protection Ir=100A...250A short-circuit protection Isd=1.5...10 x Ir, Ii=10 x In nut keeper kit shunt trip (STL) 220-250V DC, 208-277V AC 2 auxiliary switches HQ 1 trip alarm switch HQ | - | 0 | 0
3VA2225-5HN32-0KK0 |  | 3VA2225-5HN32-0KK0 | 1 | UN | 1 | 10 | C | D | EAR99 | N | 85362090 | 1 | 4042949320425 | 2.413 | KG | 1258.4 | 1258.4 | LP18 | LP18 | circuit breaker 3VA2 IEC frame 250 breaking capacity class M Icu=55kA @ 415V 3-pole, line protection ETU350, LSI, In=250A overload protection Ir=100A...250A short-circuit protection Isd=1.5...10 x Ir, Ii=10 x In nut keeper kit shunt trip (STL) 220-250V DC, 208-277V AC 1 auxiliary switch HQ 1 trip alarm switch HQ 1 electrical alarm switch | - | 0 | 0
3VA2225-5HN32-0KL0 |  | 3VA2225-5HN32-0KL0 | 1 | UN | 1 | 10 | C | D | EAR99 | N | 85362090 | 1 | 4042949039976 | 2.6 | KG | 1284.8 | 1284.8 | LP18 | LP18 | circuit breaker 3VA2 IEC frame 250 breaking capacity class M Icu=55kA @ 415V 3-pole, line protection ETU350, LSI, In=250A overload protection Ir=100A...250A short-circuit protection Isd=1.5...10 x Ir, Ii=10 x In nut keeper kit shunt trip (STL) 220-250V DC, 208-277V AC 2 auxiliary switches HQ 1 trip alarm switch HQ 1 electrical alarm switch | - | 0 | 0
3VA2225-5HN32-0LE0 |  | 3VA2225-5HN32-0LE0 | 1 | UN | 1 | 10 | C | D | EAR99 | N | 85362090 | 1 | 4042949327660 | 2.402 | KG | 1381.6 | 1381.6 | LP18 | LP18 | circuit breaker 3VA2 IEC frame 250 breaking capacity class M Icu=55kA @ 415V 3-pole, line protection ETU350, LSI, In=250A overload protection Ir=100A...250A short-circuit protection Isd=1.5...10 x Ir, Ii=10 x In nut keeper kit circuit breaker 3VA2 IEC frame 250 breaking capacity class M Icu=55kA @ 415V 3-pole, line protection ETU350, LSI, In=250A overload protection Ir=100A...250A short-circuit protection Isd=1.5...10 x Ir, UNIVERSAL RELEASE 24 V DC ACCESSORY FOR 3VA1 and 3VA20 up 4 AUXILIARY SWITCH CHANGEOVER H |  | 0 | 0
3VA2225-5HN42-0AA0 |  | 3VA2225-5HN42-0AA0 | 1 | UN | 1 | 2 | A | D | EAR99 | N | 85362090 | 1 | 4042948805992 | 2.858 | KG | 1351.5 | 1317.5 | LP18 | LP18 | circuit breaker 3VA2 IEC frame 250 breaking capacity class M Icu=55kA @ 415V 4-pole, line protection ETU350, LSI, In=250A overload protection Ir=100A...250A short-circuit protection Isd=1.5...10 x Ir, Ii=10 x In N conductor protection adjustable (OFF, 50%, 100%) nut keeper kit | Lista Papel 2020 SI | 0 | 0
3VA2225-5HN42-0AB0 |  | 3VA2225-5HN42-0AB0 | 1 | UN | 1 | 10 | C | D | EAR99 | N | 85362090 | 1 | 4042949023968 | 3.16 | KG | 1469.6 | 1469.6 | LP18 | LP18 | circuit breaker 3VA2 IEC frame 250 breaking capacity class M Icu=55kA @ 415V 4-pole, line protection ETU350, LSI, In=250A overload protection Ir=100A...250A short-circuit protection Isd=1.5...10 x Ir, Ii=10 x In N conductor protection adjustable (OFF, 50%, 100%) nut keeper kit 2 auxiliary switches HP | - | 0 | 0
3VA2225-5HN42-0AC0 |  | 3VA2225-5HN42-0AC0 | 1 | UN | 1 | 10 | C | D | EAR99 | N | 85362090 | 1 | 4042949024606 | 3.14 | KG | 1452 | 1452 | LP18 | LP18 | circuit breaker 3VA2 IEC frame 250 breaking capacity class M Icu=55kA @ 415V 4-pole, line protection ETU350, LSI, In=250A overload protection Ir=100A...250A short-circuit protection Isd=1.5...10 x Ir, Ii=10 x In N conductor protection adjustable (OFF, 50%, 100%) nut keeper kit 2 auxiliary switches HQ | - | 0 | 0
3VA2225-5HN42-0AD0 |  | 3VA2225-5HN42-0AD0 | 1 | UN | 1 | 10 | C | D | EAR99 | N | 85362090 | 1 | 4042949025245 | 3.17 | KG | 1469.6 | 1469.6 | LP18 | LP18 | circuit breaker 3VA2 IEC frame 250 breaking capacity class M Icu=55kA @ 415V 4-pole, line protection ETU350, LSI, In=250A overload protection Ir=100A...250A short-circuit protection Isd=1.5...10 x Ir, Ii=10 x In N conductor protection adjustable (OFF, 50%, 100%) nut keeper kit 3 auxiliary switches HQ | - | 0 | 0
3VA2225-5HN42-0AE0 |  | 3VA2225-5HN42-0AE0 | 1 | UN | 1 | 10 | C | D | EAR99 | N | 85362090 | 1 | 4042949025887 | 3.2 | KG | 1496 | 1496 | LP18 | LP18 | circuit breaker 3VA2 IEC frame 250 breaking capacity class M Icu=55kA @ 415V 4-pole, line protection ETU350, LSI, In=250A overload protection Ir=100A...250A short-circuit protection Isd=1.5...10 x Ir, Ii=10 x In N conductor protection adjustable (OFF, 50%, 100%) nut keeper kit 4 auxiliary switches HQ | - | 0 | 0
3VA2225-5HN42-0AF0 |  | 3VA2225-5HN42-0AF0 | 1 | UN | 1 | 10 | C | D | EAR99 | N | 85362090 | 1 | 4042949026525 | 3.14 | KG | 1452 | 1452 | LP18 | LP18 | circuit breaker 3VA2 IEC frame 250 breaking capacity class M Icu=55kA @ 415V 4-pole, line protection ETU350, LSI, In=250A overload protection Ir=100A...250A short-circuit protection Isd=1.5...10 x Ir, Ii=10 x In N conductor protection adjustable (OFF, 50%, 100%) nut keeper kit 1 auxiliary switch HQ 1 trip alarm switch HQ | - | 0 | 0
3VA2225-5HN42-0AG0 |  | 3VA2225-5HN42-0AG0 | 1 | UN | 1 | 10 | C | D | EAR99 | N | 85362090 | 1 | 4042949027164 | 3.16 | KG | 1469.6 | 1469.6 | LP18 | LP18 | circuit breaker 3VA2 IEC frame 250 breaking capacity class M Icu=55kA @ 415V 4-pole, line protection ETU350, LSI, In=250A overload protection Ir=100A...250A short-circuit protection Isd=1.5...10 x Ir, Ii=10 x In N conductor protection adjustable (OFF, 50%, 100%) nut keeper kit 1 auxiliary switch HP 1 trip alarm switch HP | - | 0 | 0
3VA2225-5HN42-0AH0 |  | 3VA2225-5HN42-0AH0 | 1 | UN | 1 | 10 | C | D | EAR99 | N | 85362090 | 1 | 4042949027805 | 3.17 | KG | 1469.6 | 1469.6 | LP18 | LP18 | circuit breaker 3VA2 IEC frame 250 breaking capacity class M Icu=55kA @ 415V 4-pole, line protection ETU350, LSI, In=250A overload protection Ir=100A...250A short-circuit protection Isd=1.5...10 x Ir, Ii=10 x In N conductor protection adjustable (OFF, 50%, 100%) nut keeper kit 2 auxiliary switches HQ 1 trip alarm switch HQ | - | 0 | 0
3VA2225-5HN42-0AJ0 |  | 3VA2225-5HN42-0AJ0 | 1 | UN | 1 | 10 | C | D | EAR99 | N | 85362090 | 1 | 4042949028444 | 3.2 | KG | 1513.6 | 1513.6 | LP18 | LP18 | circuit breaker 3VA2 IEC frame 250 breaking capacity class M Icu=55kA @ 415V 4-pole, line protection ETU350, LSI, In=250A overload protection Ir=100A...250A short-circuit protection Isd=1.5...10 x Ir, Ii=10 x In N conductor protection adjustable (OFF, 50%, 100%) nut keeper kit 2 auxiliary switches HP 1 trip alarm switch HP | - | 0 | 0
3VA2225-5HN42-0BA0 |  | 3VA2225-5HN42-0BA0 | 1 | UN | 1 | 10 | C | D | EAR99 | N | 85362090 | 1 | 4042949020127 | 3.2 | KG | 1513.6 | 1513.6 | LP18 | LP18 | circuit breaker 3VA2 IEC frame 250 breaking capacity class M Icu=55kA @ 415V 4-pole, line protection ETU350, LSI, In=250A overload protection Ir=100A...250A short-circuit protection Isd=1.5...10 x Ir, Ii=10 x In N conductor protection adjustable (OFF, 50%, 100%) nut keeper kit undervoltage release (UVR) 24V DC | - | 0 | 0
3VA2225-5HN42-0BC0 |  | 3VA2225-5HN42-0BC0 | 1 | UN | 1 | 10 | C | D | EAR99 | N | 85362090 | 1 | 4042949029083 | 3.26 | KG | 1566.4 | 1566.4 | LP18 | LP18 | circuit breaker 3VA2 IEC frame 250 breaking capacity class M Icu=55kA @ 415V 4-pole, line protection ETU350, LSI, In=250A overload protection Ir=100A...250A short-circuit protection Isd=1.5...10 x Ir, Ii=10 x In N conductor protection adjustable (OFF, 50%, 100%) nut keeper kit undervoltage release (UVR) 24V DC 2 auxiliary switches HQ | - | 0 | 0
3VA2225-5HN42-0BH0 |  | 3VA2225-5HN42-0BH0 | 1 | UN | 1 | 10 | C | D | EAR99 | N | 85362090 | 1 | 4042949032922 | 3.29 | KG | 1584 | 1584 | LP18 | LP18 | circuit breaker 3VA2 IEC frame 250 breaking capacity class M Icu=55kA @ 415V 4-pole, line protection ETU350, LSI, In=250A overload protection Ir=100A...250A short-circuit protection Isd=1.5...10 x Ir, Ii=10 x In N conductor protection adjustable (OFF, 50%, 100%) nut keeper kit undervoltage release (UVR) 24V DC 2 auxiliary switches HQ 1 trip alarm switch HQ | - | 0 | 0
3VA2225-5HN42-0BL0 |  | 3VA2225-5HN42-0BL0 | 1 | UN | 1 | 10 | C | D | EAR99 | N | 85362090 | 1 | 4042949036760 | 3.32 | KG | 1628 | 1628 | LP18 | LP18 | circuit breaker 3VA2 IEC frame 250 breaking capacity class M Icu=55kA @ 415V 4-pole, line protection ETU350, LSI, In=250A overload protection Ir=100A...250A short-circuit protection Isd=1.5...10 x Ir, Ii=10 x In N conductor protection adjustable (OFF, 50%, 100%) nut keeper kit undervoltage release (UVR) 24V DC 2 auxiliary switches HQ 1 trip alarm switch HQ 1 electrical alarm switch | - | 0 | 0
3VA2225-5HN42-0CA0 |  | 3VA2225-5HN42-0CA0 | 1 | UN | 1 | 10 | C | D | EAR99 | N | 85362090 | 1 | 4042949020769 | 3.2 | KG | 1513.6 | 1513.6 | LP18 | LP18 | circuit breaker 3VA2 IEC frame 250 breaking capacity class M Icu=55kA @ 415V 4-pole, line protection ETU350, LSI, In=250A overload protection Ir=100A...250A short-circuit protection Isd=1.5...10 x Ir, Ii=10 x In N conductor protection adjustable (OFF, 50%, 100%) nut keeper kit undervoltage release (UVR) 120-127V AC 50/60Hz | - | 0 | 0
3VA2225-5HN42-0CC0 |  | 3VA2225-5HN42-0CC0 | 1 | UN | 1 | 10 | C | D | EAR99 | N | 85362090 | 1 | 4042949029724 | 3.26 | KG | 1566.4 | 1566.4 | LP18 | LP18 | circuit breaker 3VA2 IEC frame 250 breaking capacity class M Icu=55kA @ 415V 4-pole, line protection ETU350, LSI, In=250A overload protection Ir=100A...250A short-circuit protection Isd=1.5...10 x Ir, Ii=10 x In N conductor protection adjustable (OFF, 50%, 100%) nut keeper kit undervoltage release (UVR) 120-127V AC 50/60Hz 2 auxiliary switches HQ | - | 0 | 0
3VA2225-5HN42-0CH0 |  | 3VA2225-5HN42-0CH0 | 1 | UN | 1 | 10 | C | D | EAR99 | N | 85362090 | 1 | 4042949033561 | 3.29 | KG | 1584 | 1584 | LP18 | LP18 | circuit breaker 3VA2 IEC frame 250 breaking capacity class M Icu=55kA @ 415V 4-pole, line protection ETU350, LSI, In=250A overload protection Ir=100A...250A short-circuit protection Isd=1.5...10 x Ir, Ii=10 x In N conductor protection adjustable (OFF, 50%, 100%) nut keeper kit undervoltage release (UVR) 120-127V AC 50/60Hz 2 auxiliary switches HQ 1 trip alarm switch HQ | - | 0 | 0
3VA2225-5HN42-0CL0 |  | 3VA2225-5HN42-0CL0 | 1 | UN | 1 | 10 | C | D | EAR99 | N | 85362090 | 1 | 4042949037408 | 3.32 | KG | 1628 | 1628 | LP18 | LP18 | circuit breaker 3VA2 IEC frame 250 breaking capacity class M Icu=55kA @ 415V 4-pole, line protection ETU350, LSI, In=250A overload protection Ir=100A...250A short-circuit protection Isd=1.5...10 x Ir, Ii=10 x In N conductor protection adjustable (OFF, 50%, 100%) nut keeper kit undervoltage release (UVR) 120-127V AC 50/60Hz 2 auxiliary switches HQ 1 trip alarm switch HQ 1 electrical alarm switch | - | 0 | 0
3VA2225-5HN42-0DA0 |  | 3VA2225-5HN42-0DA0 | 1 | UN | 1 | 10 | C | D | EAR99 | N | 85362090 | 1 | 4042949021407 | 3.2 | KG | 1513.6 | 1513.6 | LP18 | LP18 | circuit breaker 3VA2 IEC frame 250 breaking capacity class M Icu=55kA @ 415V 4-pole, line protection ETU350, LSI, In=250A overload protection Ir=100A...250A short-circuit protection Isd=1.5...10 x Ir, Ii=10 x In N conductor protection adjustable (OFF, 50%, 100%) nut keeper kit undervoltage release (UVR) 208-230V AC 50/60Hz | - | 0 | 0
3VA2225-5HN42-0DC0 |  | 3VA2225-5HN42-0DC0 | 1 | UN | 1 | 10 | C | D | EAR99 | N | 85362090 | 1 | 4042949030362 | 3.26 | KG | 1566.4 | 1566.4 | LP18 | LP18 | circuit breaker 3VA2 IEC frame 250 breaking capacity class M Icu=55kA @ 415V 4-pole, line protection ETU350, LSI, In=250A overload protection Ir=100A...250A short-circuit protection Isd=1.5...10 x Ir, Ii=10 x In N conductor protection adjustable (OFF, 50%, 100%) nut keeper kit undervoltage release (UVR) 208-230V AC 50/60Hz 2 auxiliary switches HQ | - | 0 | 0
3VA2225-5HN42-0DH0 |  | 3VA2225-5HN42-0DH0 | 1 | UN | 1 | 10 | C | D | EAR99 | N | 85362090 | 1 | 4042949034209 | 3.29 | KG | 1584 | 1584 | LP18 | LP18 | circuit breaker 3VA2 IEC frame 250 breaking capacity class M Icu=55kA @ 415V 4-pole, line protection ETU350, LSI, In=250A overload protection Ir=100A...250A short-circuit protection Isd=1.5...10 x Ir, Ii=10 x In N conductor protection adjustable (OFF, 50%, 100%) nut keeper kit undervoltage release (UVR) 208-230V AC 50/60Hz 2 auxiliary switches HQ 1 trip alarm switch HQ | - | 0 | 0
3VA2225-5HN42-0DL0 |  | 3VA2225-5HN42-0DL0 | 1 | UN | 1 | 10 | C | D | EAR99 | N | 85362090 | 1 | 4042949038047 | 3.32 | KG | 1628 | 1628 | LP18 | LP18 | circuit breaker 3VA2 IEC frame 250 breaking capacity class M Icu=55kA @ 415V 4-pole, line protection ETU350, LSI, In=250A overload protection Ir=100A...250A short-circuit protection Isd=1.5...10 x Ir, Ii=10 x In N conductor protection adjustable (OFF, 50%, 100%) nut keeper kit undervoltage release (UVR) 208-230V AC 50/60Hz 2 auxiliary switches HQ 1 trip alarm switch HQ 1 electrical alarm switch | - | 0 | 0
3VA2225-5HN42-0HA0 |  | 3VA2225-5HN42-0HA0 | 1 | UN | 1 | 10 | C | D | EAR99 | N | 85362090 | 1 | 4042949022046 | 3.17 | KG | 1487.2 | 1487.2 | LP18 | LP18 | circuit breaker 3VA2 IEC frame 250 breaking capacity class M Icu=55kA @ 415V 4-pole, line protection ETU350, LSI, In=250A overload protection Ir=100A...250A short-circuit protection Isd=1.5...10 x Ir, Ii=10 x In N conductor protection adjustable (OFF, 50%, 100%) nut keeper kit shunt trip (STL) 12-30V DC; 24V AC 50/60Hz | - | 0 | 0
3VA2225-5HN42-0HC0 |  | 3VA2225-5HN42-0HC0 | 1 | UN | 1 | 10 | C | D | EAR99 | N | 85362090 | 1 | 4042949031000 | 3.23 | KG | 1540 | 1540 | LP18 | LP18 | circuit breaker 3VA2 IEC frame 250 breaking capacity class M Icu=55kA @ 415V 4-pole, line protection ETU350, LSI, In=250A overload protection Ir=100A...250A short-circuit protection Isd=1.5...10 x Ir, Ii=10 x In N conductor protection adjustable (OFF, 50%, 100%) nut keeper kit shunt trip (STL) 12-30V DC; 24V AC 50/60Hz 2 auxiliary switches HQ | - | 0 | 0
3VA2225-5HN42-0HH0 |  | 3VA2225-5HN42-0HH0 | 1 | UN | 1 | 10 | C | D | EAR99 | N | 85362090 | 1 | 4042949034841 | 3.26 | KG | 1566.4 | 1566.4 | LP18 | LP18 | circuit breaker 3VA2 IEC frame 250 breaking capacity class M Icu=55kA @ 415V 4-pole, line protection ETU350, LSI, In=250A overload protection Ir=100A...250A short-circuit protection Isd=1.5...10 x Ir, Ii=10 x In N conductor protection adjustable (OFF, 50%, 100%) nut keeper kit shunt trip (STL) 12-30V DC; 24V AC 50/60Hz 2 auxiliary switches HQ 1 trip alarm switch HQ | - | 0 | 0
3VA2225-5HN42-0HL0 |  | 3VA2225-5HN42-0HL0 | 1 | UN | 1 | 10 | C | D | EAR99 | N | 85362090 | 1 | 4042949038689 | 3.29 | KG | 1601.6 | 1601.6 | LP18 | LP18 | circuit breaker 3VA2 IEC frame 250 breaking capacity class M Icu=55kA @ 415V 4-pole, line protection ETU350, LSI, In=250A overload protection Ir=100A...250A short-circuit protection Isd=1.5...10 x Ir, Ii=10 x In N conductor protection adjustable (OFF, 50%, 100%) nut keeper kit shunt trip (STL) 12-30V DC; 24V AC 50/60Hz 2 auxiliary switches HQ 1 trip alarm switch HQ 1 electrical alarm switch | - | 0 | 0
3VA2225-5HN42-0JA0 |  | 3VA2225-5HN42-0JA0 | 1 | UN | 1 | 10 | C | D | EAR99 | N | 85362090 | 1 | 4042949022688 | 3.17 | KG | 1487.2 | 1487.2 | LP18 | LP18 | circuit breaker 3VA2 IEC frame 250 breaking capacity class M Icu=55kA @ 415V 4-pole, line protection ETU350, LSI, In=250A overload protection Ir=100A...250A short-circuit protection Isd=1.5...10 x Ir, Ii=10 x In N conductor protection adjustable (OFF, 50%, 100%) nut keeper kit shunt trip (STL) 110-127V DC, AC 50/60Hz | - | 0 | 0
3VA2225-5HN42-0JC0 |  | 3VA2225-5HN42-0JC0 | 1 | UN | 1 | 10 | C | D | EAR99 | N | 85362090 | 1 | 4042949031642 | 3.23 | KG | 1540 | 1540 | LP18 | LP18 | circuit breaker 3VA2 IEC frame 250 breaking capacity class M Icu=55kA @ 415V 4-pole, line protection ETU350, LSI, In=250A overload protection Ir=100A...250A short-circuit protection Isd=1.5...10 x Ir, Ii=10 x In N conductor protection adjustable (OFF, 50%, 100%) nut keeper kit shunt trip (STL) 110-127V DC, AC 50/60Hz 2 auxiliary switches HQ | - | 0 | 0
3VA2225-5HN42-0JH0 |  | 3VA2225-5HN42-0JH0 | 1 | UN | 1 | 10 | C | D | EAR99 | N | 85362090 | 1 | 4042949035480 | 3.26 | KG | 1566.4 | 1566.4 | LP18 | LP18 | circuit breaker 3VA2 IEC frame 250 breaking capacity class M Icu=55kA @ 415V 4-pole, line protection ETU350, LSI, In=250A overload protection Ir=100A...250A short-circuit protection Isd=1.5...10 x Ir, Ii=10 x In N conductor protection adjustable (OFF, 50%, 100%) nut keeper kit shunt trip (STL) 110-127V DC, AC 50/60Hz 2 auxiliary switches HQ 1 trip alarm switch HQ | - | 0 | 0
3VA2225-5HN42-0JL0 |  | 3VA2225-5HN42-0JL0 | 1 | UN | 1 | 10 | C | D | EAR99 | N | 85362090 | 1 | 4042949039327 | 3.29 | KG | 1601.6 | 1601.6 | LP18 | LP18 | circuit breaker 3VA2 IEC frame 250 breaking capacity class M Icu=55kA @ 415V 4-pole, line protection ETU350, LSI, In=250A overload protection Ir=100A...250A short-circuit protection Isd=1.5...10 x Ir, Ii=10 x In N conductor protection adjustable (OFF, 50%, 100%) nut keeper kit shunt trip (STL) 110-127V DC, AC 50/60Hz 2 auxiliary switches HQ 1 trip alarm switch HQ 1 electrical alarm switch | - | 0 | 0
3VA2225-5HN42-0KA0 |  | 3VA2225-5HN42-0KA0 | 1 | UN | 1 | 10 | C | D | EAR99 | N | 85362090 | 1 | 4042949023326 | 3.17 | KG | 1487.2 | 1487.2 | LP18 | LP18 | circuit breaker 3VA2 IEC frame 250 breaking capacity class M Icu=55kA @ 415V 4-pole, line protection ETU350, LSI, In=250A overload protection Ir=100A...250A short-circuit protection Isd=1.5...10 x Ir, Ii=10 x In N conductor protection adjustable (OFF, 50%, 100%) nut keeper kit shunt trip (STL) 220-250V DC; 208-277V AC | - | 0 | 0
3VA2225-5HN42-0KB0 |  | 3VA2225-5HN42-0KB0 | 1 | UN | 1 | 10 | C | D | EAR99 | N | 85362090 | 1 | 4042949322924 | 3.046 | KG | 1566.4 | 1566.4 | LP18 | LP18 | circuit breaker 3VA2 IEC frame 250 breaking capacity class M Icu=55kA @ 415V 4-pole, line protection ETU350, LSI, In=250A overload protection Ir=100A ...250A short-circuit protection Isd=1.5...10 x Ir, Ii=10 x In N conductor protection adjustable (OFF,50%,100%) nut keeper kit shunt trip (STL) 220-250V DC; 208-277V AC 2 auxiliary switches HP | - | 0 | 0
3VA2225-5HN42-0KC0 |  | 3VA2225-5HN42-0KC0 | 1 | UN | 1 | 10 | C | D | EAR99 | N | 85362090 | 1 | 4042949032281 | 3.23 | KG | 1540 | 1540 | LP18 | LP18 | circuit breaker 3VA2 IEC frame 250 breaking capacity class M Icu=55kA @ 415V 4-pole, line protection ETU350, LSI, In=250A overload protection Ir=100A...250A short-circuit protection Isd=1.5...10 x Ir, Ii=10 x In N conductor protection adjustable (OFF, 50%, 100%) nut keeper kit shunt trip (STL) 220-250V DC; 208-277V AC 2 auxiliary switches HQ | - | 0 | 0
3VA2225-5HN42-0KH0 |  | 3VA2225-5HN42-0KH0 | 1 | UN | 1 | 10 | C | D | EAR99 | N | 85362090 | 1 | 4042949036128 | 3.26 | KG | 1566.4 | 1566.4 | LP18 | LP18 | circuit breaker 3VA2 IEC frame 250 breaking capacity class M Icu=55kA @ 415V 4-pole, line protection ETU350, LSI, In=250A overload protection Ir=100A...250A short-circuit protection Isd=1.5...10 x Ir, Ii=10 x In N conductor protection adjustable (OFF, 50%, 100%) nut keeper kit shunt trip (STL) 220-250V DC; 208-277V AC 2 auxiliary switches HQ 1 trip alarm switch HQ | - | 0 | 0
3VA2225-5HN42-0KL0 |  | 3VA2225-5HN42-0KL0 | 1 | UN | 1 | 10 | C | D | EAR99 | N | 85362090 | 1 | 4042949039969 | 3.29 | KG | 1601.6 | 1601.6 | LP18 | LP18 | circuit breaker 3VA2 IEC frame 250 breaking capacity class M Icu=55kA @ 415V 4-pole, line protection ETU350, LSI, In=250A overload protection Ir=100A...250A short-circuit protection Isd=1.5...10 x Ir, Ii=10 x In N conductor protection adjustable (OFF, 50%, 100%) nut keeper kit shunt trip (STL) 220-250V DC; 208-277V AC 2 auxiliary switches HQ 1 trip alarm switch HQ 1 electrical alarm switch | - | 0 | 0
3VA2225-5JP32-0AA0 |  | 3VA2225-5JP32-0AA0 | 1 | UN | 1 | 2 | A | D | EAR99 | N | 85362090 | 1 | 4042948805459 | 2.242 | KG | 1453.5 | 1411 | LP18 | LP18 | circuit breaker 3VA2 IEC frame 250 breaking capacity class M Icu=55kA @ 415V 3-pole, line protection ETU550, LSI, In=250A overload protection Ir=100A...250A short-circuit protection Isd=0.6..10x In, Ii=1.5..10x In N conductor protection optionally with external current transformer, up to 160% nut keeper kit | Lista Papel 2020 SI | 0 | 0
3VA2225-5JP32-0AB0 |  | 3VA2225-5JP32-0AB0 | 1 | UN | 1 | 10 | C | D | EAR99 | N | 85362090 | 1 | 4042949023951 | 2.48 | KG | 1575.2 | 1575.2 | LP18 | LP18 | circuit breaker 3VA2 IEC frame 250 breaking capacity class M Icu=55kA @ 415V 3-pole, line protection ETU550, LSI, In=250A overload protection Ir=100A...250A short-circuit protection Isd=0.6..10x In, Ii=1.5..10x In N conductor protection optionally with external current transformer nut keeper kit 2 auxiliary switches HP | - | 0 | 0
3VA2225-5JP32-0AC0 |  | 3VA2225-5JP32-0AC0 | 1 | UN | 1 | 10 | C | D | EAR99 | N | 85362090 | 1 | 4042949024590 | 2.46 | KG | 1557.6 | 1557.6 | LP18 | LP18 | circuit breaker 3VA2 IEC frame 250 breaking capacity class M Icu=55kA @ 415V 3-pole, line protection ETU550, LSI, In=250A overload protection Ir=100A...250A short-circuit protection Isd=0.6..10x In, Ii=1.5..10x In N conductor protection optionally with external current transformer nut keeper kit 2 auxiliary switches HQ | - | 0 | 0
3VA2225-5JP32-0AD0 |  | 3VA2225-5JP32-0AD0 | 1 | UN | 1 | 10 | C | D | EAR99 | N | 85362090 | 1 | 4042949025238 | 2.49 | KG | 1575.2 | 1575.2 | LP18 | LP18 | circuit breaker 3VA2 IEC frame 250 breaking capacity class M Icu=55kA @ 415V 3-pole, line protection ETU550, LSI, In=250A overload protection Ir=100A...250A short-circuit protection Isd=0.6..10x In, Ii=1.5..10x In N conductor protection optionally with external current transformer nut keeper kit 3 auxiliary switches HQ | - | 0 | 0
3VA2225-5JP32-0AE0 |  | 3VA2225-5JP32-0AE0 | 1 | UN | 1 | 10 | C | D | EAR99 | N | 85362090 | 1 | 4042949025870 | 2.52 | KG | 1601.6 | 1601.6 | LP18 | LP18 | circuit breaker 3VA2 IEC frame 250 breaking capacity class M Icu=55kA @ 415V 3-pole, line protection ETU550, LSI, In=250A overload protection Ir=100A...250A short-circuit protection Isd=0.6..10x In, Ii=1.5..10x In N conductor protection optionally with external current transformer nut keeper kit 4 auxiliary switches HQ | - | 0 | 0
3VA2225-5JP32-0AF0 |  | 3VA2225-5JP32-0AF0 | 1 | UN | 1 | 10 | C | D | EAR99 | N | 85362090 | 1 | 4042949026518 | 2.46 | KG | 1557.6 | 1557.6 | LP18 | LP18 | circuit breaker 3VA2 IEC frame 250 breaking capacity class M Icu=55kA @ 415V 3-pole, line protection ETU550, LSI, In=250A overload protection Ir=100A...250A short-circuit protection Isd=0.6..10x In, Ii=1.5..10x In N conductor protection optionally with external current transformer nut keeper kit 1 auxiliary switch HQ 1 trip alarm switch HQ | - | 0 | 0
3VA2225-5JP32-0AG0 |  | 3VA2225-5JP32-0AG0 | 1 | UN | 1 | 10 | C | D | EAR99 | N | 85362090 | 1 | 4042949027157 | 2.48 | KG | 1575.2 | 1575.2 | LP18 | LP18 | circuit breaker 3VA2 IEC frame 250 breaking capacity class M Icu=55kA @ 415V 3-pole, line protection ETU550, LSI, In=250A overload protection Ir=100A...250A short-circuit protection Isd=0.6..10x In, Ii=1.5..10x In N conductor protection optionally with external current transformer nut keeper kit 1 auxiliary switch HP 1 trip alarm switch HP | - | 0 | 0
3VA2225-5JP32-0AH0 |  | 3VA2225-5JP32-0AH0 | 1 | UN | 1 | 10 | C | D | EAR99 | N | 85362090 | 1 | 4042949027799 | 2.49 | KG | 1575.2 | 1575.2 | LP18 | LP18 | circuit breaker 3VA2 IEC frame 250 breaking capacity class M Icu=55kA @ 415V 3-pole, line protection ETU550, LSI, In=250A overload protection Ir=100A...250A short-circuit protection Isd=0.6..10x In, Ii=1.5..10x In N conductor protection optionally with external current transformer nut keeper kit 2 auxiliary switches HQ 1 trip alarm switch HQ | - | 0 | 0
3VA2225-5JP32-0AJ0 |  | 3VA2225-5JP32-0AJ0 | 1 | UN | 1 | 10 | C | D | EAR99 | N | 85362090 | 1 | 4042949028437 | 2.52 | KG | 1619.2 | 1619.2 | LP18 | LP18 | circuit breaker 3VA2 IEC frame 250 breaking capacity class M Icu=55kA @ 415V 3-pole, line protection ETU550, LSI, In=250A overload protection Ir=100A...250A short-circuit protection Isd=0.6..10x In, Ii=1.5..10x In N conductor protection optionally with external current transformer nut keeper kit 2 auxiliary switches HP 1 trip alarm switch HP | - | 0 | 0
3VA2225-5JP32-0BA0 |  | 3VA2225-5JP32-0BA0 | 1 | UN | 1 | 10 | C | D | EAR99 | N | 85362090 | 1 | 4042949020110 | 2.52 | KG | 1619.2 | 1619.2 | LP18 | LP18 | circuit breaker 3VA2 IEC frame 250 breaking capacity class M Icu=55kA @ 415V 3-pole, line protection ETU550, LSI, In=250A overload protection Ir=100A...250A short-circuit protection Isd=0.6..10x In, Ii=1.5..10x In N conductor protection optionally with external current transformer nut keeper kit undervoltage release (UVR) 24V DC | - | 0 | 0
3VA2225-5JP32-0BC0 |  | 3VA2225-5JP32-0BC0 | 1 | UN | 1 | 10 | C | D | EAR99 | N | 85362090 | 1 | 4042949029076 | 2.58 | KG | 1663.2 | 1663.2 | LP18 | LP18 | circuit breaker 3VA2 IEC frame 250 breaking capacity class M Icu=55kA @ 415V 3-pole, line protection ETU550, LSI, In=250A overload protection Ir=100A...250A short-circuit protection Isd=0.6..10x In, Ii=1.5..10x In N conductor protection optionally with external current transformer nut keeper kit undervoltage release (UVR) 24V DC 2 auxiliary switches HQ | - | 0 | 0
3VA2225-5JP32-0BH0 |  | 3VA2225-5JP32-0BH0 | 1 | UN | 1 | 10 | C | D | EAR99 | N | 85362090 | 1 | 4042949032915 | 2.61 | KG | 1680.8 | 1680.8 | LP18 | LP18 | circuit breaker 3VA2 IEC frame 250 breaking capacity class M Icu=55kA @ 415V 3-pole, line protection ETU550, LSI, In=250A overload protection Ir=100A...250A short-circuit protection Isd=0.6..10x In, Ii=1.5..10x In N conductor protection optionally with external current transformer nut keeper kit undervoltage release (UVR) 24V DC 2 auxiliary switches HQ 1 trip alarm switch HQ | - | 0 | 0
3VA2225-5JP32-0BL0 |  | 3VA2225-5JP32-0BL0 | 1 | UN | 1 | 10 | C | D | EAR99 | N | 85362090 | 1 | 4042949036753 | 2.64 | KG | 1724.8 | 1724.8 | LP18 | LP18 | circuit breaker 3VA2 IEC frame 250 breaking capacity class M Icu=55kA @ 415V 3-pole, line protection ETU550, LSI, In=250A overload protection Ir=100A...250A short-circuit protection Isd=0.6..10x In, Ii=1.5..10x In N conductor protection optionally with external current transformer nut keeper kit undervoltage release (UVR) 24V DC 2 auxiliary switches HQ 1 trip alarm switch HQ 1 electrical alarm switch | - | 0 | 0
3VA2225-5JP32-0CA0 |  | 3VA2225-5JP32-0CA0 | 1 | UN | 1 | 10 | C | D | EAR99 | N | 85362090 | 1 | 4042949020752 | 2.52 | KG | 1619.2 | 1619.2 | LP18 | LP18 | circuit breaker 3VA2 IEC frame 250 breaking capacity class M Icu=55kA @ 415V 3-pole, line protection ETU550, LSI, In=250A overload protection Ir=100A...250A short-circuit protection Isd=0.6..10x In, Ii=1.5..10x In N conductor protection optionally with external current transformer nut keeper kit undervoltage release (UVR) 120-127V AC 50/60Hz | - | 0 | 0
3VA2225-5JP32-0CC0 |  | 3VA2225-5JP32-0CC0 | 1 | UN | 1 | 10 | C | D | EAR99 | N | 85362090 | 1 | 4042949029717 | 2.58 | KG | 1663.2 | 1663.2 | LP18 | LP18 | circuit breaker 3VA2 IEC frame 250 breaking capacity class M Icu=55kA @ 415V 3-pole, line protection ETU550, LSI, In=250A overload protection Ir=100A...250A short-circuit protection Isd=0.6..10x In, Ii=1.5..10x In N conductor protection optionally with external current transformer nut keeper kit undervoltage release (UVR) 120-127V AC 50/60Hz 2 auxiliary switches HQ | - | 0 | 0
3VA2225-5JP32-0CH0 |  | 3VA2225-5JP32-0CH0 | 1 | UN | 1 | 10 | C | D | EAR99 | N | 85362090 | 1 | 4042949033554 | 2.61 | KG | 1680.8 | 1680.8 | LP18 | LP18 | circuit breaker 3VA2 IEC frame 250 breaking capacity class M Icu=55kA @ 415V 3-pole, line protection ETU550, LSI, In=250A overload protection Ir=100A...250A short-circuit protection Isd=0.6..10x In, Ii=1.5..10x In N conductor protection optionally with external current transformer nut keeper kit undervoltage release (UVR) 120-127V AC 50/60Hz 2 auxiliary switches HQ 1 trip alarm switch HQ | - | 0 | 0
3VA2225-5JP32-0CL0 |  | 3VA2225-5JP32-0CL0 | 1 | UN | 1 | 10 | C | D | EAR99 | N | 85362090 | 1 | 4042949037392 | 2.64 | KG | 1724.8 | 1724.8 | LP18 | LP18 | circuit breaker 3VA2 IEC frame 250 breaking capacity class M Icu=55kA @ 415V 3-pole, line protection ETU550, LSI, In=250A overload protection Ir=100A...250A short-circuit protection Isd=0.6..10x In, Ii=1.5..10x In N conductor protection optionally with external current transformer nut keeper kit undervoltage release (UVR) 120-127V AC 50/60Hz 2 auxiliary switches HQ 1 trip alarm switch HQ 1 electrical alarm switch | - | 0 | 0
3VA2225-5JP32-0DA0 |  | 3VA2225-5JP32-0DA0 | 1 | UN | 1 | 10 | C | D | EAR99 | N | 85362090 | 1 | 4042949021391 | 2.52 | KG | 1619.2 | 1619.2 | LP18 | LP18 | circuit breaker 3VA2 IEC frame 250 breaking capacity class M Icu=55kA @ 415V 3-pole, line protection ETU550, LSI, In=250A overload protection Ir=100A...250A short-circuit protection Isd=0.6..10x In, Ii=1.5..10x In N conductor protection optionally with external current transformer nut keeper kit undervoltage release (UVR) 208-230V AC 50/60Hz | - | 0 | 0
3VA2225-5JP32-0DC0 |  | 3VA2225-5JP32-0DC0 | 1 | UN | 1 | 10 | C | D | EAR99 | N | 85362090 | 1 | 4042949030355 | 2.58 | KG | 1663.2 | 1663.2 | LP18 | LP18 | circuit breaker 3VA2 IEC frame 250 breaking capacity class M Icu=55kA @ 415V 3-pole, line protection ETU550, LSI, In=250A overload protection Ir=100A...250A short-circuit protection Isd=0.6..10x In, Ii=1.5..10x In N conductor protection optionally with external current transformer nut keeper kit undervoltage release (UVR) 208-230V AC 50/60Hz 2 auxiliary switches HQ | - | 0 | 0
3VA2225-5JP32-0DH0 |  | 3VA2225-5JP32-0DH0 | 1 | UN | 1 | 10 | C | D | EAR99 | N | 85362090 | 1 | 4042949034193 | 2.61 | KG | 1680.8 | 1680.8 | LP18 | LP18 | circuit breaker 3VA2 IEC frame 250 breaking capacity class M Icu=55kA @ 415V 3-pole, line protection ETU550, LSI, In=250A overload protection Ir=100A...250A short-circuit protection Isd=0.6..10x In, Ii=1.5..10x In N conductor protection optionally with external current transformer nut keeper kit undervoltage release (UVR) 208-230V AC 50/60Hz 2 auxiliary switches HQ 1 trip alarm switch HQ | - | 0 | 0
3VA2225-5JP32-0DL0 |  | 3VA2225-5JP32-0DL0 | 1 | UN | 1 | 10 | C | D | EAR99 | N | 85362090 | 1 | 4042949038030 | 2.64 | KG | 1724.8 | 1724.8 | LP18 | LP18 | circuit breaker 3VA2 IEC frame 250 breaking capacity class M Icu=55kA @ 415V 3-pole, line protection ETU550, LSI, In=250A overload protection Ir=100A...250A short-circuit protection Isd=0.6..10x In, Ii=1.5..10x In N conductor protection optionally with external current transformer nut keeper kit undervoltage release (UVR) 208-230V AC 50/60Hz 2 auxiliary switches HQ 1 trip alarm switch HQ 1 electrical alarm switch | - | 0 | 0
3VA2225-5JP32-0HA0 |  | 3VA2225-5JP32-0HA0 | 1 | UN | 1 | 10 | C | D | EAR99 | N | 85362090 | 1 | 4042949022039 | 2.49 | KG | 1584 | 1584 | LP18 | LP18 | circuit breaker 3VA2 IEC frame 250 breaking capacity class M Icu=55kA @ 415V 3-pole, line protection ETU550, LSI, In=250A overload protection Ir=100A...250A short-circuit protection Isd=0.6..10x In, Ii=1.5..10x In N conductor protection optionally with external current transformer nut keeper kit shunt trip (STL) 12-30V DC; 24V AC 50/60Hz | - | 0 | 0
3VA2225-5JP32-0HC0 |  | 3VA2225-5JP32-0HC0 | 1 | UN | 1 | 10 | C | D | EAR99 | N | 85362090 | 1 | 4042949030997 | 2.55 | KG | 1636.8 | 1636.8 | LP18 | LP18 | circuit breaker 3VA2 IEC frame 250 breaking capacity class M Icu=55kA @ 415V 3-pole, line protection ETU550, LSI, In=250A overload protection Ir=100A...250A short-circuit protection Isd=0.6..10x In, Ii=1.5..10x In N conductor protection optionally with external current transformer nut keeper kit shunt trip (STL) 12-30V DC; 24V AC 50/60Hz 2 auxiliary switches HQ | - | 0 | 0
3VA2225-5JP32-0HH0 |  | 3VA2225-5JP32-0HH0 | 1 | UN | 1 | 10 | C | D | EAR99 | N | 85362090 | 1 | 4042949034834 | 2.58 | KG | 1663.2 | 1663.2 | LP18 | LP18 | circuit breaker 3VA2 IEC frame 250 breaking capacity class M Icu=55kA @ 415V 3-pole, line protection ETU550, LSI, In=250A overload protection Ir=100A...250A short-circuit protection Isd=0.6..10x In, Ii=1.5..10x In N conductor protection optionally with external current transformer nut keeper kit shunt trip (STL) 12-30V DC; 24V AC 50/60Hz 2 auxiliary switches HQ 1 trip alarm switch HQ | - | 0 | 0
3VA2225-5JP32-0HL0 |  | 3VA2225-5JP32-0HL0 | 1 | UN | 1 | 10 | C | D | EAR99 | N | 85362090 | 1 | 4042949038672 | 2.61 | KG | 1689.6 | 1689.6 | LP18 | LP18 | circuit breaker 3VA2 IEC frame 250 breaking capacity class M Icu=55kA @ 415V 3-pole, line protection ETU550, LSI, In=250A overload protection Ir=100A...250A short-circuit protection Isd=0.6..10x In, Ii=1.5..10x In N conductor protection optionally with external current transformer nut keeper kit shunt trip (STL) 12-30V DC; 24V AC 50/60Hz 2 auxiliary switches HQ 1 trip alarm switch HQ 1 electrical alarm switch | - | 0 | 0
3VA2225-5JP32-0JA0 |  | 3VA2225-5JP32-0JA0 | 1 | UN | 1 | 10 | C | D | EAR99 | N | 85362090 | 1 | 4042949022671 | 2.49 | KG | 1584 | 1584 | LP18 | LP18 | circuit breaker 3VA2 IEC frame 250 breaking capacity class M Icu=55kA @ 415V 3-pole, line protection ETU550, LSI, In=250A overload protection Ir=100A...250A short-circuit protection Isd=0.6..10x In, Ii=1.5..10x In N conductor protection optionally with external current transformer nut keeper kit shunt trip (STL) 110-127V DC, AC 50/60Hz | - | 0 | 0
3VA2225-5JP32-0JC0 |  | 3VA2225-5JP32-0JC0 | 1 | UN | 1 | 10 | C | D | EAR99 | N | 85362090 | 1 | 4042949031635 | 2.55 | KG | 1636.8 | 1636.8 | LP18 | LP18 | circuit breaker 3VA2 IEC frame 250 breaking capacity class M Icu=55kA @ 415V 3-pole, line protection ETU550, LSI, In=250A overload protection Ir=100A...250A short-circuit protection Isd=0.6..10x In, Ii=1.5..10x In N conductor protection optionally with external current transformer nut keeper kit shunt trip (STL) 110-127V DC, AC 50/60Hz 2 auxiliary switches HQ | - | 0 | 0
3VA2225-5JP32-0JH0 |  | 3VA2225-5JP32-0JH0 | 1 | UN | 1 | 10 | C | D | EAR99 | N | 85362090 | 1 | 4042949035473 | 2.58 | KG | 1663.2 | 1663.2 | LP18 | LP18 | circuit breaker 3VA2 IEC frame 250 breaking capacity class M Icu=55kA @ 415V 3-pole, line protection ETU550, LSI, In=250A overload protection Ir=100A...250A short-circuit protection Isd=0.6..10x In, Ii=1.5..10x In N conductor protection optionally with external current transformer nut keeper kit shunt trip (STL) 110-127V DC, AC 50/60Hz 2 auxiliary switches HQ 1 trip alarm switch HQ | - | 0 | 0
3VA2225-5JP32-0JL0 |  | 3VA2225-5JP32-0JL0 | 1 | UN | 1 | 10 | C | D | EAR99 | N | 85362090 | 1 | 4042949039310 | 2.61 | KG | 1689.6 | 1689.6 | LP18 | LP18 | circuit breaker 3VA2 IEC frame 250 breaking capacity class M Icu=55kA @ 415V 3-pole, line protection ETU550, LSI, In=250A overload protection Ir=100A...250A short-circuit protection Isd=0.6..10x In, Ii=1.5..10x In N conductor protection optionally with external current transformer nut keeper kit shunt trip (STL) 110-127V DC, AC 50/60Hz 2 auxiliary switches HQ 1 trip alarm switch HQ 1 electrical alarm switch | - | 0 | 0
3VA2225-5JP32-0KA0 |  | 3VA2225-5JP32-0KA0 | 1 | UN | 1 | 10 | C | D | EAR99 | N | 85362090 | 1 | 4042949023319 | 2.49 | KG | 1584 | 1584 | LP18 | LP18 | circuit breaker 3VA2 IEC frame 250 breaking capacity class M Icu=55kA @ 415V 3-pole, line protection ETU550, LSI, In=250A overload protection Ir=100A...250A short-circuit protection Isd=0.6..10x In, Ii=1.5..10x In N conductor protection optionally with external current transformer nut keeper kit shunt trip (STL) 220-250V DC; 208-277V AC | - | 0 | 0
3VA2225-5JP32-0KC0 |  | 3VA2225-5JP32-0KC0 | 1 | UN | 1 | 10 | C | D | EAR99 | N | 85362090 | 1 | 4042949032274 | 2.55 | KG | 1636.8 | 1636.8 | LP18 | LP18 | circuit breaker 3VA2 IEC frame 250 breaking capacity class M Icu=55kA @ 415V 3-pole, line protection ETU550, LSI, In=250A overload protection Ir=100A...250A short-circuit protection Isd=0.6..10x In, Ii=1.5..10x In N conductor protection optionally with external current transformer nut keeper kit shunt trip (STL) 220-250V DC; 208-277V AC 2 auxiliary switches HQ | - | 0 | 0
3VA2225-5JP32-0KH0 |  | 3VA2225-5JP32-0KH0 | 1 | UN | 1 | 10 | C | D | EAR99 | N | 85362090 | 1 | 4042949036111 | 2.58 | KG | 1663.2 | 1663.2 | LP18 | LP18 | circuit breaker 3VA2 IEC frame 250 breaking capacity class M Icu=55kA @ 415V 3-pole, line protection ETU550, LSI, In=250A overload protection Ir=100A...250A short-circuit protection Isd=0.6..10x In, Ii=1.5..10x In N conductor protection optionally with external current transformer nut keeper kit shunt trip (STL) 220-250V DC; 208-277V AC 2 auxiliary switches HQ 1 trip alarm switch HQ | - | 0 | 0
3VA2225-5JP32-0KL0 |  | 3VA2225-5JP32-0KL0 | 1 | UN | 1 | 10 | C | D | EAR99 | N | 85362090 | 1 | 4042949039952 | 2.61 | KG | 1689.6 | 1689.6 | LP18 | LP18 | circuit breaker 3VA2 IEC frame 250 breaking capacity class M Icu=55kA @ 415V 3-pole, line protection ETU550, LSI, In=250A overload protection Ir=100A...250A short-circuit protection Isd=0.6..10x In, Ii=1.5..10x In N conductor protection optionally with external current transformer nut keeper kit shunt trip (STL) 220-250V DC; 208-277V AC 2 auxiliary switches HQ 1 trip alarm switch HQ 1 electrical alarm switch | - | 0 | 0
3VA2225-5JP42-0AA0 |  | 3VA2225-5JP42-0AA0 | 1 | UN | 1 | 5 | B | D | EAR99 | N | 85362090 | 1 | 4042948806012 | 2.894 | KG | 1768 | 1717 | LP18 | LP18 | circuit breaker 3VA2 IEC frame 250 breaking capacity class M Icu=55kA @ 415V 4-pole, line protection ETU550, LSI, In=250A overload protection Ir=100A...250A short-circuit protection Isd=0.6..10x In, Ii=1.5..10x In N conductor protection adjustable (OFF, up to 100%) nut keeper kit | Lista Papel 2020 SI | 0 | 0
3VA2225-5JP42-0DF0 |  | 3VA2225-5JP42-0DF0 | 1 | UN | 1 | 10 | C | D | EAR99 | N | 85362090 | 1 | 4042949324157 | 3.22 | KG | 1980 | 1980 | LP18 | LP18 | circuit breaker 3VA2 IEC frame 250 breaking capacity class M Icu=55kA @ 415V 4-pole, line protection ETU550, LSI, In=250A overload protection Ir=100A...250A short-circuit protection Isd=0.6..10x In, Ii=1.5..10x In N conductor protection adjustable (OFF, up to 100%) nut keeper kit undervoltage release (UVR) 208-230V AC 50/60Hz 1 auxiliary switch HQ 1 trip alarm switch HQ | - | 0 | 0
3VA2225-5JP42-0HC0 |  | 3VA2225-5JP42-0HC0 | 1 | UN | 1 | 10 | C | D | EAR99 | N | 85362090 | 1 | 4042949320388 | 3.219 | KG | 1953.6 | 1953.6 | LP18 | LP18 | circuit breaker 3VA2 IEC frame 250 breaking capacity class M Icu=55kA @ 415V 4-pole, line protection ETU550, LSI, In=250A overload protection Ir=100A...250A short-circuit protection Isd=0.6..10x In, Ii=1.5..10x In N conductor protection adjustable (OFF, 50%, 100%) nut keeper kit shunt trip (STL) 12-30V DC; 24V AC 50/60Hz 2 auxiliary switches HQ | - | 0 | 0
3VA2225-5JP42-0KH0 |  | 3VA2225-5JP42-0KH0 | 1 | UN | 1 | 10 | C | D | EAR99 | N | 85362090 | 1 | 4042949323488 | 3.244 | KG | 1971.2 | 1971.2 | LP18 | LP18 | circuit breaker 3VA2 IEC frame 250 breaking capacity class M Icu=55kA @ 415V 4-pole, line protection ETU550, LSI, In=250A overload protection Ir=100A...250A short-circuit protection Isd=0.6..10x In, Ii=1.5..10x In N conductor protection adjustable (OFF, up to 100%) nut keeper kit shunt trip (STL) 220-250V DC; 208-277V AC 2 auxiliary switches HQ 1 trip alarm switch HQ | - | 0 | 0
3VA2225-5JP42-0KL0 |  | 3VA2225-5JP42-0KL0 | 1 | UN | 1 | 10 | C | D | EAR99 | N | 85362090 | 1 | 4042949329817 | 3.08 | KG | 2024 |  | LP18 |  | circuit breaker 3VA2 IEC frame 250 breaking capacity class M Icu=55kA @ 415V 4-pole, line protection ETU550, LSI, In=250A overload protection Ir=100A...250A short-circuit protection Isd=0.6..10x In, Ii=1.5..10x In N conductor protection adjustable (OFF, up to 100%) nut keeper kit circuit breaker 3VA2 IEC frame 250 breaking capacity class M Icu=55kA @ 415V 4-pole, line protection ETU550, LSI, In=250A overload protection SHUNT TRIP LEFT 208-277 V AC 50/60 HZ 220-250 V DC ACCESSORY 2 AUXILIARY SWITCH CHANGEOVER H 1 TRIP ALARM SWITCH CHANGEOVER 1 electrical alarm switch HQ |  | 0 | 0
3VA2225-5JQ32-0AA0 |  | 3VA2225-5JQ32-0AA0 | 1 | UN | 1 | 5 | B | D | EAR99 | N | 85362090 | 1 | 4042948805466 | 2.213 | KG | 1700 | 1649 | LP18 | LP18 | circuit breaker 3VA2 IEC frame 250 breaking capacity class M Icu=55kA @ 415V 3-pole, line protection ETU560, LSIG, In=250A overload protection Ir=100A...250A short-circuit protection Isd=0.6..10x In, Ii=1.5..10x In N conductor protection optionally with external current transformer, up to 160% gr.-fault prot., can be sw. off Ig=0.2...1 x In, tg=0.05-0.8s nut keeper kit | Lista Papel 2020 SI | 0 | 0
3VA2225-5JQ32-0AB0 |  | 3VA2225-5JQ32-0AB0 | 1 | UN | 1 | 10 | C | D | EAR99 | N | 85362090 | 1 | 4042949023944 | 2.48 | KG | 1839.2 | 1839.2 | LP18 | LP18 | circuit breaker 3VA2 IEC frame 250 breaking capacity class M Icu=55kA @ 415V 3-pole, line protection ETU560, LSIG, In=250A overload protection Ir=100A...250A short-circuit protection Isd=0.6..10x In, Ii=1.5..10x In N conductor protection optionally with external current transformer gr.-fault prot., can be sw. off Ig=0.2...1 x In, tg=0.05-0.8s nut keeper kit 2 auxiliary switches HP | - | 0 | 0
3VA2225-5JQ32-0AC0 |  | 3VA2225-5JQ32-0AC0 | 1 | UN | 1 | 10 | C | D | EAR99 | N | 85362090 | 1 | 4042949024583 | 2.46 | KG | 1821.6 | 1821.6 | LP18 | LP18 | circuit breaker 3VA2 IEC frame 250 breaking capacity class M Icu=55kA @ 415V 3-pole, line protection ETU560, LSIG, In=250A overload protection Ir=100A...250A short-circuit protection Isd=0.6..10x In, Ii=1.5..10x In N conductor protection optionally with external current transformer gr.-fault prot., can be sw. off Ig=0.2...1 x In, tg=0.05-0.8s nut keeper kit 2 auxiliary switches HQ | - | 0 | 0
3VA2225-5JQ32-0AD0 |  | 3VA2225-5JQ32-0AD0 | 1 | UN | 1 | 10 | C | D | EAR99 | N | 85362090 | 1 | 4042949025221 | 2.49 | KG | 1839.2 | 1839.2 | LP18 | LP18 | circuit breaker 3VA2 IEC frame 250 breaking capacity class M Icu=55kA @ 415V 3-pole, line protection ETU560, LSIG, In=250A overload protection Ir=100A...250A short-circuit protection Isd=0.6..10x In, Ii=1.5..10x In N conductor protection optionally with external current transformer gr.-fault prot., can be sw. off Ig=0.2...1 x In, tg=0.05-0.8s nut keeper kit 3 auxiliary switches HQ | - | 0 | 0
3VA2225-5JQ32-0AE0 |  | 3VA2225-5JQ32-0AE0 | 1 | UN | 1 | 10 | C | D | EAR99 | N | 85362090 | 1 | 4042949025863 | 2.52 | KG | 1856.8 | 1856.8 | LP18 | LP18 | circuit breaker 3VA2 IEC frame 250 breaking capacity class M Icu=55kA @ 415V 3-pole, line protection ETU560, LSIG, In=250A overload protection Ir=100A...250A short-circuit protection Isd=0.6..10x In, Ii=1.5..10x In N conductor protection optionally with external current transformer gr.-fault prot., can be sw. off Ig=0.2...1 x In, tg=0.05-0.8s nut keeper kit 4 auxiliary switches HQ | - | 0 | 0
3VA2225-5JQ32-0AF0 |  | 3VA2225-5JQ32-0AF0 | 1 | UN | 1 | 10 | C | D | EAR99 | N | 85362090 | 1 | 4042949026501 | 2.46 | KG | 1821.6 | 1821.6 | LP18 | LP18 | circuit breaker 3VA2 IEC frame 250 breaking capacity class M Icu=55kA @ 415V 3-pole, line protection ETU560, LSIG, In=250A overload protection Ir=100A...250A short-circuit protection Isd=0.6..10x In, Ii=1.5..10x In N conductor protection optionally with external current transformer gr.-fault prot., can be sw. off Ig=0.2...1 x In, tg=0.05-0.8s nut keeper kit 1 auxiliary switch HQ 1 trip alarm switch HQ | - | 0 | 0
3VA2225-5JQ32-0AG0 |  | 3VA2225-5JQ32-0AG0 | 1 | UN | 1 | 10 | C | D | EAR99 | N | 85362090 | 1 | 4042949027140 | 2.48 | KG | 1839.2 | 1839.2 | LP18 | LP18 | circuit breaker 3VA2 IEC frame 250 breaking capacity class M Icu=55kA @ 415V 3-pole, line protection ETU560, LSIG, In=250A overload protection Ir=100A...250A short-circuit protection Isd=0.6..10x In, Ii=1.5..10x In N conductor protection optionally with external current transformer gr.-fault prot., can be sw. off Ig=0.2...1 x In, tg=0.05-0.8s nut keeper kit 1 auxiliary switch HP 1 trip alarm switch HP | - | 0 | 0
3VA2225-5JQ32-0AH0 |  | 3VA2225-5JQ32-0AH0 | 1 | UN | 1 | 10 | C | D | EAR99 | N | 85362090 | 1 | 4042949027782 | 2.49 | KG | 1839.2 | 1839.2 | LP18 | LP18 | circuit breaker 3VA2 IEC frame 250 breaking capacity class M Icu=55kA @ 415V 3-pole, line protection ETU560, LSIG, In=250A overload protection Ir=100A...250A short-circuit protection Isd=0.6..10x In, Ii=1.5..10x In N conductor protection optionally with external current transformer gr.-fault prot., can be sw. off Ig=0.2...1 x In, tg=0.05-0.8s nut keeper kit 2 auxiliary switches HQ 1 trip alarm switch HQ | - | 0 | 0
3VA2225-5JQ32-0AJ0 |  | 3VA2225-5JQ32-0AJ0 | 1 | UN | 1 | 10 | C | D | EAR99 | N | 85362090 | 1 | 4042949028420 | 2.52 | KG | 1874.4 | 1874.4 | LP18 | LP18 | circuit breaker 3VA2 IEC frame 250 breaking capacity class M Icu=55kA @ 415V 3-pole, line protection ETU560, LSIG, In=250A overload protection Ir=100A...250A short-circuit protection Isd=0.6..10x In, Ii=1.5..10x In N conductor protection optionally with external current transformer gr.-fault prot., can be sw. off Ig=0.2...1 x In, tg=0.05-0.8s nut keeper kit 2 auxiliary switches HP 1 trip alarm switch HP | - | 0 | 0
3VA2225-5JQ32-0BA0 |  | 3VA2225-5JQ32-0BA0 | 1 | UN | 1 | 10 | C | D | EAR99 | N | 85362090 | 1 | 4042949020103 | 2.52 | KG | 1874.4 | 1874.4 | LP18 | LP18 | circuit breaker 3VA2 IEC frame 250 breaking capacity class M Icu=55kA @ 415V 3-pole, line protection ETU560, LSIG, In=250A overload protection Ir=100A...250A short-circuit protection Isd=0.6..10x In, Ii=1.5..10x In N conductor protection optionally with external current transformer gr.-fault prot., can be sw. off Ig=0.2...1 x In, tg=0.05-0.8s nut keeper kit undervoltage release (UVR) 24V DC | - | 0 | 0
3VA2225-5JQ32-0BC0 |  | 3VA2225-5JQ32-0BC0 | 1 | UN | 1 | 10 | C | D | EAR99 | N | 85362090 | 1 | 4042949029069 | 2.58 | KG | 1918.4 | 1918.4 | LP18 | LP18 | circuit breaker 3VA2 IEC frame 250 breaking capacity class M Icu=55kA @ 415V 3-pole, line protection ETU560, LSIG, In=250A overload protection Ir=100A...250A short-circuit protection Isd=0.6..10x In, Ii=1.5..10x In N conductor protection optionally with external current transformer gr.-fault prot., can be sw. off Ig=0.2...1 x In, tg=0.05-0.8s nut keeper kit undervoltage release (UVR) 24V DC 2 auxiliary switches HQ | - | 0 | 0
3VA2225-5JQ32-0BH0 |  | 3VA2225-5JQ32-0BH0 | 1 | UN | 1 | 10 | C | D | EAR99 | N | 85362090 | 1 | 4042949032908 | 2.61 | KG | 1944.8 | 1944.8 | LP18 | LP18 | circuit breaker 3VA2 IEC frame 250 breaking capacity class M Icu=55kA @ 415V 3-pole, line protection ETU560, LSIG, In=250A overload protection Ir=100A...250A short-circuit protection Isd=0.6..10x In, Ii=1.5..10x In N conductor protection optionally with external current transformer gr.-fault prot., can be sw. off Ig=0.2...1 x In, tg=0.05-0.8s nut keeper kit undervoltage release (UVR) 24V DC 2 auxiliary switches HQ 1 trip alarm switch HQ | - | 0 | 0
3VA2225-5JQ32-0BL0 |  | 3VA2225-5JQ32-0BL0 | 1 | UN | 1 | 10 | C | D | EAR99 | N | 85362090 | 1 | 4042949036746 | 2.64 | KG | 1980 | 1980 | LP18 | LP18 | circuit breaker 3VA2 IEC frame 250 breaking capacity class M Icu=55kA @ 415V 3-pole, line protection ETU560, LSIG, In=250A overload protection Ir=100A...250A short-circuit protection Isd=0.6..10x In, Ii=1.5..10x In N conductor protection, opt. w. external current transformer gr.-fault prot., can be sw. off Ig=0.2...1 x In= tg=0.05-0.8s nut keeper kit undervoltage release (UVR) 24V DC 2 auxiliary switches HQ 1 trip alarm switch HQ 1 electrical alarm switch | - | 0 | 0
3VA2225-5JQ32-0CA0 |  | 3VA2225-5JQ32-0CA0 | 1 | UN | 1 | 10 | C | D | EAR99 | N | 85362090 | 1 | 4042949020745 | 2.52 | KG | 1874.4 | 1874.4 | LP18 | LP18 | circuit breaker 3VA2 IEC frame 250 breaking capacity class M Icu=55kA @ 415V 3-pole, line protection ETU560, LSIG, In=250A overload protection Ir=100A...250A short-circuit protection Isd=0.6..10x In, Ii=1.5..10x In N conductor protection optionally with external current transformer gr.-fault prot., can be sw. off Ig=0.2...1 x In, tg=0.05-0.8s nut keeper kit undervoltage release (UVR) 120-127V AC 50/60Hz | - | 0 | 0
3VA2225-5JQ32-0CC0 |  | 3VA2225-5JQ32-0CC0 | 1 | UN | 1 | 10 | C | D | EAR99 | N | 85362090 | 1 | 4042949029700 | 2.58 | KG | 1918.4 | 1918.4 | LP18 | LP18 | circuit breaker 3VA2 IEC frame 250 breaking capacity class M Icu=55kA @ 415V 3-pole, line protection ETU560, LSIG, In=250A overload protection Ir=100A...250A short-circuit protection Isd=0.6..10x In, Ii=1.5..10x In N conductor protection optionally with external current transformer gr.-fault prot., can be sw. off Ig=0.2...1 x In, tg=0.05-0.8s nut keeper kit undervoltage release (UVR) 120-127V AC 50/60Hz 2 auxiliary switches HQ | - | 0 | 0
3VA2225-5JQ32-0CH0 |  | 3VA2225-5JQ32-0CH0 | 1 | UN | 1 | 10 | C | D | EAR99 | N | 85362090 | 1 | 4042949033547 | 2.61 | KG | 1944.8 | 1944.8 | LP18 | LP18 | circuit breaker 3VA2 IEC frame 250 breaking capacity class M Icu=55kA @ 415V 3-pole, line protection ETU560, LSIG, In=250A overload protection Ir=100A...250A short-circuit protection Isd=0.6..10x In, Ii=1.5..10x In N conductor protection optionally with external current transformer gr.-fault prot., can be sw. off Ig=0.2...1 x In, tg=0.05-0.8s nut keeper kit undervoltage release (UVR) 120-127V AC 50/60Hz 2 auxiliary switches HQ 1 trip alarm switch HQ | - | 0 | 0
3VA2225-5JQ32-0CL0 |  | 3VA2225-5JQ32-0CL0 | 1 | UN | 1 | 10 | C | D | EAR99 | N | 85362090 | 1 | 4042949037385 | 2.64 | KG | 1980 | 1980 | LP18 | LP18 | circuit breaker 3VA2 IEC frame 250 breaking capacity class M Icu=55kA @ 415V 3-pole, line protection ETU560, LSIG, In=250A overload protection Ir=100A...250A short-circuit protection Isd=0.6..10x In, Ii=1.5..10x In N conductor protection, opt. w. external current transformer gr.-fault prot., can be sw. off Ig=0.2...1 x In= tg=0.05-0.8s nut keeper kit undervoltage release (UVR) 120-127V AC 50/60Hz 2 auxiliary switches HQ 1 trip alarm switch HQ 1 electrical alarm switch | - | 0 | 0
3VA2225-5JQ32-0DA0 |  | 3VA2225-5JQ32-0DA0 | 1 | UN | 1 | 10 | C | D | EAR99 | N | 85362090 | 1 | 4042949021384 | 2.52 | KG | 1874.4 | 1874.4 | LP18 | LP18 | circuit breaker 3VA2 IEC frame 250 breaking capacity class M Icu=55kA @ 415V 3-pole, line protection ETU560, LSIG, In=250A overload protection Ir=100A...250A short-circuit protection Isd=0.6..10x In, Ii=1.5..10x In N conductor protection optionally with external current transformer gr.-fault prot., can be sw. off Ig=0.2...1 x In, tg=0.05-0.8s nut keeper kit undervoltage release (UVR) 208-230V AC 50/60Hz | - | 0 | 0
3VA2225-5JQ32-0DC0 |  | 3VA2225-5JQ32-0DC0 | 1 | UN | 1 | 10 | C | D | EAR99 | N | 85362090 | 1 | 4042949030348 | 2.58 | KG | 1918.4 | 1918.4 | LP18 | LP18 | circuit breaker 3VA2 IEC frame 250 breaking capacity class M Icu=55kA @ 415V 3-pole, line protection ETU560, LSIG, In=250A overload protection Ir=100A...250A short-circuit protection Isd=0.6..10x In, Ii=1.5..10x In N conductor protection optionally with external current transformer gr.-fault prot., can be sw. off Ig=0.2...1 x In, tg=0.05-0.8s nut keeper kit undervoltage release (UVR) 208-230V AC 50/60Hz 2 auxiliary switches HQ | - | 0 | 0
3VA2225-5JQ32-0DE0 |  | 3VA2225-5JQ32-0DE0 | 1 | UN | 1 | 10 | C | D | EAR99 | N | 85362090 | 1 | 4042949324287 | 2.422 | KG | 1962.4 | 1962.4 | LP18 | LP18 | circuit breaker 3VA2 IEC frame 250 breaking capacity class M Icu=55kA @ 415V 3-pole, line protection ETU560, LSIG, In=250A overload protection Ir=100A...250A short-circuit protection ISD=0.6..10xIn, II=1.5..10xIn N conductor protection optionally with external current transformer, up to 160% gr.-fault prot., can be sw. off IG=0.2...1xIn, TG=0.050,8S undervoltage release 208-230V AC 50/60Hz 4 auxiliary switches | - | 0 | 0
3VA2225-5JQ32-0DH0 |  | 3VA2225-5JQ32-0DH0 | 1 | UN | 1 | 10 | C | D | EAR99 | N | 85362090 | 1 | 4042949034186 | 2.61 | KG | 1944.8 | 1944.8 | LP18 | LP18 | circuit breaker 3VA2 IEC frame 250 breaking capacity class M Icu=55kA @ 415V 3-pole, line protection ETU560, LSIG, In=250A overload protection Ir=100A...250A short-circuit protection Isd=0.6..10x In, Ii=1.5..10x In N conductor protection optionally with external current transformer gr.-fault prot., can be sw. off Ig=0.2...1 x In, tg=0.05-0.8s nut keeper kit undervoltage release (UVR) 208-230V AC 50/60Hz 2 auxiliary switches HQ 1 trip alarm switch HQ | - | 0 | 0
3VA2225-5JQ32-0DL0 |  | 3VA2225-5JQ32-0DL0 | 1 | UN | 1 | 10 | C | D | EAR99 | N | 85362090 | 1 | 4042949038023 | 2.64 | KG | 1980 | 1980 | LP18 | LP18 | circuit breaker 3VA2 IEC frame 250 breaking capacity class M Icu=55kA @ 415V 3-pole, line protection ETU560, LSIG, In=250A overload protection Ir=100A...250A short-circuit protection Isd=0.6..10x In, Ii=1.5..10x In N conductor protection, opt. w. external current transformer gr.-fault prot., can be sw. off Ig=0.2...1 x In= tg=0.05-0.8s nut keeper kit undervoltage release (UVR) 208-230V AC 50/60Hz 2 auxiliary switches HQ 1 trip alarm switch HQ 1 electrical alarm switch | - | 0 | 0
3VA2225-5JQ32-0HA0 |  | 3VA2225-5JQ32-0HA0 | 1 | UN | 1 | 10 | C | D | EAR99 | N | 85362090 | 1 | 4042949022022 | 2.49 | KG | 1848 | 1848 | LP18 | LP18 | circuit breaker 3VA2 IEC frame 250 breaking capacity class M Icu=55kA @ 415V 3-pole, line protection ETU560, LSIG, In=250A overload protection Ir=100A...250A short-circuit protection Isd=0.6..10x In, Ii=1.5..10x In N conductor protection optionally with external current transformer gr.-fault prot., can be sw. off Ig=0.2...1 x In, tg=0.05-0.8s nut keeper kit shunt trip (STL) 12-30V DC; 24V AC 50/60Hz | - | 0 | 0
3VA2225-5JQ32-0HC0 |  | 3VA2225-5JQ32-0HC0 | 1 | UN | 1 | 10 | C | D | EAR99 | N | 85362090 | 1 | 4042949030980 | 2.55 | KG | 1892 | 1892 | LP18 | LP18 | circuit breaker 3VA2 IEC frame 250 breaking capacity class M Icu=55kA @ 415V 3-pole, line protection ETU560, LSIG, In=250A overload protection Ir=100A...250A short-circuit protection Isd=0.6..10x In, Ii=1.5..10x In N conductor protection optionally with external current transformer gr.-fault prot., can be sw. off Ig=0.2...1 x In, tg=0.05-0.8s nut keeper kit shunt trip (STL) 12-30V DC; 24V AC 50/60Hz 2 auxiliary switches HQ | - | 0 | 0
3VA2225-5JQ32-0HH0 |  | 3VA2225-5JQ32-0HH0 | 1 | UN | 1 | 10 | C | D | EAR99 | N | 85362090 | 1 | 4042949034827 | 2.58 | KG | 1918.4 | 1918.4 | LP18 | LP18 | circuit breaker 3VA2 IEC frame 250 breaking capacity class M Icu=55kA @ 415V 3-pole, line protection ETU560, LSIG, In=250A overload protection Ir=100A...250A short-circuit protection Isd=0.6..10x In, Ii=1.5..10x In N conductor protection optionally with external current transformer gr.-fault prot., can be sw. off Ig=0.2...1 x In, tg=0.05-0.8s nut keeper kit shunt trip (STL) 12-30V DC; 24V AC 50/60Hz 2 auxiliary switches HQ 1 trip alarm switch HQ | - | 0 | 0
3VA2225-5JQ32-0HL0 |  | 3VA2225-5JQ32-0HL0 | 1 | UN | 1 | 10 | C | D | EAR99 | N | 85362090 | 1 | 4042949038665 | 2.61 | KG | 1953.6 | 1953.6 | LP18 | LP18 | circuit breaker 3VA2 IEC frame 250 breaking capacity class M Icu=55kA @ 415V 3-pole, line protection ETU560, LSIG, In=250A overload protection Ir=100A...250A short-circuit protection Isd=0.6..10x In, Ii=1.5..10x In N conductor protection, opt. w. external current transformer gr.-fault prot., can be sw. off Ig=0.2...1 x In= tg=0.05-0.8s nut keeper kit shunt trip (STL) 12-30V DC; 24V AC 50/60Hz 2 auxiliary switches HQ 1 trip alarm switch HQ 1 electrical alarm switch | - | 0 | 0
3VA2225-5JQ32-0JA0 |  | 3VA2225-5JQ32-0JA0 | 1 | UN | 1 | 10 | C | D | EAR99 | N | 85362090 | 1 | 4042949022664 | 2.49 | KG | 1848 | 1848 | LP18 | LP18 | circuit breaker 3VA2 IEC frame 250 breaking capacity class M Icu=55kA @ 415V 3-pole, line protection ETU560, LSIG, In=250A overload protection Ir=100A...250A short-circuit protection Isd=0.6..10x In, Ii=1.5..10x In N conductor protection optionally with external current transformer gr.-fault prot., can be sw. off Ig=0.2...1 x In, tg=0.05-0.8s nut keeper kit shunt trip (STL) 110-127V DC, AC 50/60Hz | - | 0 | 0
3VA2225-5JQ32-0JC0 |  | 3VA2225-5JQ32-0JC0 | 1 | UN | 1 | 10 | C | D | EAR99 | N | 85362090 | 1 | 4042949031628 | 2.55 | KG | 1892 | 1892 | LP18 | LP18 | circuit breaker 3VA2 IEC frame 250 breaking capacity class M Icu=55kA @ 415V 3-pole, line protection ETU560, LSIG, In=250A overload protection Ir=100A...250A short-circuit protection Isd=0.6..10x In, Ii=1.5..10x In N conductor protection optionally with external current transformer gr.-fault prot., can be sw. off Ig=0.2...1 x In, tg=0.05-0.8s nut keeper kit shunt trip (STL) 110-127V DC, AC 50/60Hz 2 auxiliary switches HQ | - | 0 | 0
3VA2225-5JQ32-0JH0 |  | 3VA2225-5JQ32-0JH0 | 1 | UN | 1 | 10 | C | D | EAR99 | N | 85362090 | 1 | 4042949035466 | 2.58 | KG | 1918.4 | 1918.4 | LP18 | LP18 | circuit breaker 3VA2 IEC frame 250 breaking capacity class M Icu=55kA @ 415V 3-pole, line protection ETU560, LSIG, In=250A overload protection Ir=100A...250A short-circuit protection Isd=0.6..10x In, Ii=1.5..10x In N conductor protection optionally with external current transformer gr.-fault prot., can be sw. off Ig=0.2...1 x In, tg=0.05-0.8s nut keeper kit shunt trip (STL) 110-127V DC, AC 50/60Hz 2 auxiliary switches HQ 1 trip alarm switch HQ | - | 0 | 0
3VA2225-5JQ32-0JL0 |  | 3VA2225-5JQ32-0JL0 | 1 | UN | 1 | 10 | C | D | EAR99 | N | 85362090 | 1 | 4042949039303 | 2.61 | KG | 1953.6 | 1953.6 | LP18 | LP18 | circuit breaker 3VA2 IEC frame 250 breaking capacity class M Icu=55kA @ 415V 3-pole, line protection ETU560, LSIG, In=250A overload protection Ir=100A...250A short-circuit protection Isd=0.6..10x In, Ii=1.5..10x In N conductor protection, opt. w. external current transformer gr.-fault prot., can be sw. off Ig=0.2...1 x In= tg=0.05-0.8s nut keeper kit shunt trip (STL) 110-127V DC, AC 50/60Hz 2 auxiliary switches HQ 1 trip alarm switch HQ 1 electrical alarm switch | - | 0 | 0
3VA2225-5JQ32-0KA0 |  | 3VA2225-5JQ32-0KA0 | 1 | UN | 1 | 10 | C | D | EAR99 | N | 85362090 | 1 | 4042949023302 | 2.49 | KG | 1848 | 1848 | LP18 | LP18 | circuit breaker 3VA2 IEC frame 250 breaking capacity class M Icu=55kA @ 415V 3-pole, line protection ETU560, LSIG, In=250A overload protection Ir=100A...250A short-circuit protection Isd=0.6..10x In, Ii=1.5..10x In N conductor protection optionally with external current transformer gr.-fault prot., can be sw. off Ig=0.2...1 x In, tg=0.05-0.8s nut keeper kit shunt trip (STL) 220-250V DC; 208-277V AC | - | 0 | 0
3VA2225-5JQ32-0KC0 |  | 3VA2225-5JQ32-0KC0 | 1 | UN | 1 | 10 | C | D | EAR99 | N | 85362090 | 1 | 4042949032267 | 2.55 | KG | 1892 | 1892 | LP18 | LP18 | circuit breaker 3VA2 IEC frame 250 breaking capacity class M Icu=55kA @ 415V 3-pole, line protection ETU560, LSIG, In=250A overload protection Ir=100A...250A short-circuit protection Isd=0.6..10x In, Ii=1.5..10x In N conductor protection optionally with external current transformer gr.-fault prot., can be sw. off Ig=0.2...1 x In, tg=0.05-0.8s nut keeper kit shunt trip (STL) 220-250V DC; 208-277V AC 2 auxiliary switches HQ | - | 0 | 0
3VA2225-5JQ32-0KH0 |  | 3VA2225-5JQ32-0KH0 | 1 | UN | 1 | 10 | C | D | EAR99 | N | 85362090 | 1 | 4042949036104 | 2.58 | KG | 1918.4 | 1918.4 | LP18 | LP18 | circuit breaker 3VA2 IEC frame 250 breaking capacity class M Icu=55kA @ 415V 3-pole, line protection ETU560, LSIG, In=250A overload protection Ir=100A...250A short-circuit protection Isd=0.6..10x In, Ii=1.5..10x In N conductor protection optionally with external current transformer gr.-fault prot., can be sw. off Ig=0.2...1 x In, tg=0.05-0.8s nut keeper kit shunt trip (STL) 220-250V DC; 208-277V AC 2 auxiliary switches HQ 1 trip alarm switch HQ | - | 0 | 0
3VA2225-5JQ32-0KL0 |  | 3VA2225-5JQ32-0KL0 | 1 | UN | 1 | 10 | C | D | EAR99 | N | 85362090 | 1 | 4042949039945 | 2.61 | KG | 1953.6 | 1953.6 | LP18 | LP18 | circuit breaker 3VA2 IEC frame 250 breaking capacity class M Icu=55kA @ 415V 3-pole, line protection ETU560, LSIG, In=250A overload protection Ir=100A...250A short-circuit protection Isd=0.6..10x In, Ii=1.5..10x In N conductor protection, opt. w. external current transformer gr.-fault prot., can be sw. off Ig=0.2...1 x In= tg=0.05-0.8s nut keeper kit shunt trip (STL) 220-250V DC; 208-277V AC 2 auxiliary switches HQ 1 trip alarm switch HQ 1 electrical alarm switch | - | 0 | 0
3VA2225-5JQ42-0AA0 |  | 3VA2225-5JQ42-0AA0 | 1 | UN | 1 | 5 | B | D | EAR99 | N | 85362090 | 1 | 4042948806029 | 2.881 | KG | 2006 | 1946.5 | LP18 | LP18 | circuit breaker 3VA2 IEC frame 250 breaking capacity class M Icu=55kA @ 415V 4-pole, line protection ETU560, LSIG, In=250A overload protection Ir=100A...250A short-circuit protection Isd=0.6..10x In, Ii=1.5..10x In N conductor protection adjustable (OFF, up to 100%) gr.-fault prot., can be sw. off Ig=0.2...1 x In= tg=0.05-0.8s nut keeper kit | Lista Papel 2020 SI | 0 | 0
3VA2225-5JQ42-0DH0 |  | 3VA2225-5JQ42-0DH0 | 1 | UN | 1 | 10 | C | D | EAR99 | N | 85362090 | 1 | 4042949320180 | 3.257 | KG | 2261.6 | 2261.6 | LP18 | LP18 | circuit breaker 3VA2 IEC frame 250 breaking capacity class M Icu=55kA @ 415V 4-pole, line protection ETU560, LSIG, In=250A overload protection Ir=100A...250A short-circuit protection Isd=0.6..10x In, Ii=1.5..10x In N conductor protection adjustable (OFF, 50%, 100%) gr.-fault prot., can be sw. off Ig=0.2...1 x In= tg=0.05-0.8s nut keeper kit undervoltage release (UVR) 208-230V AC 50/60Hz 2 auxiliary switches HQ 1 trip alarm switch HQ | - | 0 | 0
3VA2225-5JQ42-0DJ0 |  | 3VA2225-5JQ42-0DJ0 | 1 | UN | 1 | 10 | C | D | EAR99 | N | 85362090 | 1 | 4042949320203 | 3.301 | KG | 2296.8 | 2296.8 | LP18 | LP18 | circuit breaker 3VA2 IEC frame 250 breaking capacity class M Icu=55kA @ 415V 4-pole, line protection ETU560, LSIG, In=250A overload protection Ir=100A...250A short-circuit protection Isd=0.6..10x In, Ii=1.5..10x In N conductor protection adjustable (OFF, 50%, 100%) gr.-fault prot., can be sw. off Ig=0.2...1 x In= tg=0.05-0.8s nut keeper kit undervoltage release (UVR) 208-230V AC 50/60Hz 2 auxiliary switches HP 1 trip alarm switch HP | - | 0 | 0
3VA2225-5JQ42-0KL0 |  | 3VA2225-5JQ42-0KL0 | 1 | UN | 1 | 10 | C | D | EAR99 | N | 85362090 | 1 | 4042949329831 | 3.067 | KG | 2270.4 |  | LP18 |  | circuit breaker 3VA2 IEC frame 250 breaking capacity class M Icu=55kA @ 415V 4-pole, line protection ETU560, LSIG, In=250A overload protection Ir=100A...250A short-circuit protection Isd=0.6..10x In, Ii=1.5..10x In N conductor protection adjustable (OFF, up to 100%) gr.-fault prot., can be sw. off Ig=0.2...1 x In= tg=0.05-0.8s nut keeper kit circuit breaker 3VA2 IEC frame 250 breaking capacity class M Icu=55kA @ 415V 4-pole, line SHUNT TRIP LEFT 208-277 V AC 50/60 HZ 220-250 V DC ACCESSORY 2 AUXILIARY SWITCH CHANGEOVER H 1 TRIP ALARM SWITCH CHANGEOVER 1 electrical alarm switch HQ |  | 0 | 0
3VA2225-5KP32-0AA0 |  | 3VA2225-5KP32-0AA0 | 1 | UN | 1 | 2 | A | D | EAR99 | N | 85362090 | 1 | 4042948805473 | 2.292 | KG | 1649 | 1606.5 | LP18 | LP18 | circuit breaker 3VA2 IEC frame 250 breaking capacity class M Icu=55kA @ 415V 3-pole, line protection ETU850, LSI, In=250A overload protection Ir=100A...250A short-circuit protection Isd=0.6..10x In, Ii=1.5..10x In N conductor protection optionally with external current transformer, up to 160% nut keeper kit | Lista Papel 2020 SI | 0 | 0
3VA2225-5KP32-0AB0 |  | 3VA2225-5KP32-0AB0 | 1 | UN | 1 | 10 | C | D | EAR99 | N | 85362090 | 1 | 4042949023937 | 2.5 | KG | 1795.2 | 1795.2 | LP18 | LP18 | circuit breaker 3VA2 IEC frame 250 breaking capacity class M Icu=55kA @ 415V 3-pole, line protection ETU850, LSI, In=250A overload protection Ir=100A...250A short-circuit protection Isd=0.6..10x In, Ii=1.5..10x In N conductor protection optionally with external current transformer nut keeper kit 2 auxiliary switches HP | - | 0 | 0
3VA2225-5KP32-0AC0 |  | 3VA2225-5KP32-0AC0 | 1 | UN | 1 | 10 | C | D | EAR99 | N | 85362090 | 1 | 4042949024576 | 2.48 | KG | 1768.8 | 1768.8 | LP18 | LP18 | circuit breaker 3VA2 IEC frame 250 breaking capacity class M Icu=55kA @ 415V 3-pole, line protection ETU850, LSI, In=250A overload protection Ir=100A...250A short-circuit protection Isd=0.6..10x In, Ii=1.5..10x In N conductor protection optionally with external current transformer nut keeper kit 2 auxiliary switches HQ | - | 0 | 0
3VA2225-5KP32-0AD0 |  | 3VA2225-5KP32-0AD0 | 1 | UN | 1 | 10 | C | D | EAR99 | N | 85362090 | 1 | 4042949025214 | 2.51 | KG | 1795.2 | 1795.2 | LP18 | LP18 | circuit breaker 3VA2 IEC frame 250 breaking capacity class M Icu=55kA @ 415V 3-pole, line protection ETU850, LSI, In=250A overload protection Ir=100A...250A short-circuit protection Isd=0.6..10x In, Ii=1.5..10x In N conductor protection optionally with external current transformer nut keeper kit 3 auxiliary switches HQ | - | 0 | 0
3VA2225-5KP32-0AE0 |  | 3VA2225-5KP32-0AE0 | 1 | UN | 1 | 10 | C | D | EAR99 | N | 85362090 | 1 | 4042949025856 | 2.54 | KG | 1821.6 | 1821.6 | LP18 | LP18 | circuit breaker 3VA2 IEC frame 250 breaking capacity class M Icu=55kA @ 415V 3-pole, line protection ETU850, LSI, In=250A overload protection Ir=100A...250A short-circuit protection Isd=0.6..10x In, Ii=1.5..10x In N conductor protection optionally with external current transformer nut keeper kit 4 auxiliary switches HQ | - | 0 | 0
3VA2225-5KP32-0AF0 |  | 3VA2225-5KP32-0AF0 | 1 | UN | 1 | 10 | C | D | EAR99 | N | 85362090 | 1 | 4042949026495 | 2.38 | KG | 1768.8 | 1768.8 | LP18 | LP18 | circuit breaker 3VA2 IEC frame 250 breaking capacity class M Icu=55kA @ 415V 3-pole, line protection ETU850, LSI, In=250A overload protection Ir=100A...250A short-circuit protection Isd=0.6..10x In, Ii=1.5..10x In N conductor protection optionally with external current transformer nut keeper kit 1 auxiliary switch HQ 1 trip alarm switch HQ | - | 0 | 0
3VA2225-5KP32-0AG0 |  | 3VA2225-5KP32-0AG0 | 1 | UN | 1 | 10 | C | D | EAR99 | N | 85362090 | 1 | 4042949027133 | 2.4 | KG | 1795.2 | 1795.2 | LP18 | LP18 | circuit breaker 3VA2 IEC frame 250 breaking capacity class M Icu=55kA @ 415V 3-pole, line protection ETU850, LSI, In=250A overload protection Ir=100A...250A short-circuit protection Isd=0.6..10x In, Ii=1.5..10x In N conductor protection optionally with external current transformer nut keeper kit 1 auxiliary switch HP 1 trip alarm switch HP | - | 0 | 0
3VA2225-5KP32-0AH0 |  | 3VA2225-5KP32-0AH0 | 1 | UN | 1 | 10 | C | D | EAR99 | N | 85362090 | 1 | 4042949027775 | 2.41 | KG | 1795.2 | 1795.2 | LP18 | LP18 | circuit breaker 3VA2 IEC frame 250 breaking capacity class M Icu=55kA @ 415V 3-pole, line protection ETU850, LSI, In=250A overload protection Ir=100A...250A short-circuit protection Isd=0.6..10x In, Ii=1.5..10x In N conductor protection optionally with external current transformer nut keeper kit 2 auxiliary switches HQ 1 trip alarm switch HQ | - | 0 | 0
3VA2225-5KP32-0AJ0 |  | 3VA2225-5KP32-0AJ0 | 1 | UN | 1 | 10 | C | D | EAR99 | N | 85362090 | 1 | 4042949028413 | 2.44 | KG | 1839.2 | 1839.2 | LP18 | LP18 | circuit breaker 3VA2 IEC frame 250 breaking capacity class M Icu=55kA @ 415V 3-pole, line protection ETU850, LSI, In=250A overload protection Ir=100A...250A short-circuit protection Isd=0.6..10x In, Ii=1.5..10x In N conductor protection optionally with external current transformer nut keeper kit 2 auxiliary switches HP 1 trip alarm switch HP | - | 0 | 0
3VA2225-5KP32-0BA0 |  | 3VA2225-5KP32-0BA0 | 1 | UN | 1 | 10 | C | D | EAR99 | N | 85362090 | 1 | 4042949020097 | 2.54 | KG | 1839.2 | 1839.2 | LP18 | LP18 | circuit breaker 3VA2 IEC frame 250 breaking capacity class M Icu=55kA @ 415V 3-pole, line protection ETU850, LSI, In=250A overload protection Ir=100A...250A short-circuit protection Isd=0.6..10x In, Ii=1.5..10x In N conductor protection optionally with external current transformer nut keeper kit undervoltage release (UVR) 24V DC | - | 0 | 0
3VA2225-5KP32-0BC0 |  | 3VA2225-5KP32-0BC0 | 1 | UN | 1 | 10 | C | D | EAR99 | N | 85362090 | 1 | 4042949029052 | 2.5 | KG | 1883.2 | 1883.2 | LP18 | LP18 | circuit breaker 3VA2 IEC frame 250 breaking capacity class M Icu=55kA @ 415V 3-pole, line protection ETU850, LSI, In=250A overload protection Ir=100A...250A short-circuit protection Isd=0.6..10x In, Ii=1.5..10x In N conductor protection optionally with external current transformer nut keeper kit undervoltage release (UVR) 24V DC 2 auxiliary switches HQ | - | 0 | 0
3VA2225-5KP32-0BH0 |  | 3VA2225-5KP32-0BH0 | 1 | UN | 1 | 10 | C | D | EAR99 | N | 85362090 | 1 | 4042949032892 | 2.53 | KG | 1900.8 | 1900.8 | LP18 | LP18 | circuit breaker 3VA2 IEC frame 250 breaking capacity class M Icu=55kA @ 415V 3-pole, line protection ETU850, LSI, In=250A overload protection Ir=100A...250A short-circuit protection Isd=0.6..10x In, Ii=1.5..10x In N conductor protection optionally with external current transformer nut keeper kit undervoltage release (UVR) 24V DC 2 auxiliary switches HQ 1 trip alarm switch HQ | - | 0 | 0
3VA2225-5KP32-0BL0 |  | 3VA2225-5KP32-0BL0 | 1 | UN | 1 | 10 | C | D | EAR99 | N | 85362090 | 1 | 4042949036739 | 2.56 | KG | 1944.8 | 1944.8 | LP18 | LP18 | circuit breaker 3VA2 IEC frame 250 breaking capacity class M Icu=55kA @ 415V 3-pole, line protection ETU850, LSI, In=250A overload protection Ir=100A...250A short-circuit protection Isd=0.6..10x In, Ii=1.5..10x In N conductor protection optionally with external current transformer nut keeper kit undervoltage release (UVR) 24V DC 2 auxiliary switches HQ 1 trip alarm switch HQ 1 electrical alarm switch | - | 0 | 0
3VA2225-5KP32-0CA0 |  | 3VA2225-5KP32-0CA0 | 1 | UN | 1 | 10 | C | D | EAR99 | N | 85362090 | 1 | 4042949020738 | 2.54 | KG | 1839.2 | 1839.2 | LP18 | LP18 | circuit breaker 3VA2 IEC frame 250 breaking capacity class M Icu=55kA @ 415V 3-pole, line protection ETU850, LSI, In=250A overload protection Ir=100A...250A short-circuit protection Isd=0.6..10x In, Ii=1.5..10x In N conductor protection optionally with external current transformer nut keeper kit undervoltage release (UVR) 120-127V AC 50/60Hz | - | 0 | 0
3VA2225-5KP32-0CC0 |  | 3VA2225-5KP32-0CC0 | 1 | UN | 1 | 10 | C | D | EAR99 | N | 85362090 | 1 | 4042949029694 | 2.5 | KG | 1883.2 | 1883.2 | LP18 | LP18 | circuit breaker 3VA2 IEC frame 250 breaking capacity class M Icu=55kA @ 415V 3-pole, line protection ETU850, LSI, In=250A overload protection Ir=100A...250A short-circuit protection Isd=0.6..10x In, Ii=1.5..10x In N conductor protection optionally with external current transformer nut keeper kit undervoltage release (UVR) 120-127V AC 50/60Hz 2 auxiliary switches HQ | - | 0 | 0
3VA2225-5KP32-0CH0 |  | 3VA2225-5KP32-0CH0 | 1 | UN | 1 | 10 | C | D | EAR99 | N | 85362090 | 1 | 4042949033530 | 2.53 | KG | 1900.8 | 1900.8 | LP18 | LP18 | circuit breaker 3VA2 IEC frame 250 breaking capacity class M Icu=55kA @ 415V 3-pole, line protection ETU850, LSI, In=250A overload protection Ir=100A...250A short-circuit protection Isd=0.6..10x In, Ii=1.5..10x In N conductor protection optionally with external current transformer nut keeper kit undervoltage release (UVR) 120-127V AC 50/60Hz 2 auxiliary switches HQ 1 trip alarm switch HQ | - | 0 | 0
3VA2225-5KP32-0CL0 |  | 3VA2225-5KP32-0CL0 | 1 | UN | 1 | 10 | C | D | EAR99 | N | 85362090 | 1 | 4042949037378 | 2.56 | KG | 1944.8 | 1944.8 | LP18 | LP18 | circuit breaker 3VA2 IEC frame 250 breaking capacity class M Icu=55kA @ 415V 3-pole, line protection ETU850, LSI, In=250A overload protection Ir=100A...250A short-circuit protection Isd=0.6..10x In, Ii=1.5..10x In N conductor protection optionally with external current transformer nut keeper kit undervoltage release (UVR) 120-127V AC 50/60Hz 2 auxiliary switches HQ 1 trip alarm switch HQ 1 electrical alarm switch | - | 0 | 0
3VA2225-5KP32-0DA0 |  | 3VA2225-5KP32-0DA0 | 1 | UN | 1 | 10 | C | D | EAR99 | N | 85362090 | 1 | 4042949021377 | 2.54 | KG | 1839.2 | 1839.2 | LP18 | LP18 | circuit breaker 3VA2 IEC frame 250 breaking capacity class M Icu=55kA @ 415V 3-pole, line protection ETU850, LSI, In=250A overload protection Ir=100A...250A short-circuit protection Isd=0.6..10x In, Ii=1.5..10x In N conductor protection optionally with external current transformer nut keeper kit undervoltage release (UVR) 208-230V AC 50/60Hz | - | 0 | 0
3VA2225-5KP32-0DC0 |  | 3VA2225-5KP32-0DC0 | 1 | UN | 1 | 10 | C | D | EAR99 | N | 85362090 | 1 | 4042949030331 | 2.5 | KG | 1883.2 | 1883.2 | LP18 | LP18 | circuit breaker 3VA2 IEC frame 250 breaking capacity class M Icu=55kA @ 415V 3-pole, line protection ETU850, LSI, In=250A overload protection Ir=100A...250A short-circuit protection Isd=0.6..10x In, Ii=1.5..10x In N conductor protection optionally with external current transformer nut keeper kit undervoltage release (UVR) 208-230V AC 50/60Hz 2 auxiliary switches HQ | - | 0 | 0
3VA2225-5KP32-0DH0 |  | 3VA2225-5KP32-0DH0 | 1 | UN | 1 | 10 | C | D | EAR99 | N | 85362090 | 1 | 4042949034179 | 2.53 | KG | 1900.8 | 1900.8 | LP18 | LP18 | circuit breaker 3VA2 IEC frame 250 breaking capacity class M Icu=55kA @ 415V 3-pole, line protection ETU850, LSI, In=250A overload protection Ir=100A...250A short-circuit protection Isd=0.6..10x In, Ii=1.5..10x In N conductor protection optionally with external current transformer nut keeper kit undervoltage release (UVR) 208-230V AC 50/60Hz 2 auxiliary switches HQ 1 trip alarm switch HQ | - | 0 | 0
3VA2225-5KP32-0DL0 |  | 3VA2225-5KP32-0DL0 | 1 | UN | 1 | 10 | C | D | EAR99 | N | 85362090 | 1 | 4042949038016 | 2.56 | KG | 1944.8 | 1944.8 | LP18 | LP18 | circuit breaker 3VA2 IEC frame 250 breaking capacity class M Icu=55kA @ 415V 3-pole, line protection ETU850, LSI, In=250A overload protection Ir=100A...250A short-circuit protection Isd=0.6..10x In, Ii=1.5..10x In N conductor protection optionally with external current transformer nut keeper kit undervoltage release (UVR) 208-230V AC 50/60Hz 2 auxiliary switches HQ 1 trip alarm switch HQ 1 electrical alarm switch | - | 0 | 0
3VA2225-5KP32-0HA0 |  | 3VA2225-5KP32-0HA0 | 1 | UN | 1 | 10 | C | D | EAR99 | N | 85362090 | 1 | 4042949022015 | 2.51 | KG | 1812.8 | 1812.8 | LP18 | LP18 | circuit breaker 3VA2 IEC frame 250 breaking capacity class M Icu=55kA @ 415V 3-pole, line protection ETU850, LSI, In=250A overload protection Ir=100A...250A short-circuit protection Isd=0.6..10x In, Ii=1.5..10x In N conductor protection optionally with external current transformer nut keeper kit shunt trip (STL) 12-30V DC; 24V AC 50/60Hz | - | 0 | 0
3VA2225-5KP32-0HC0 |  | 3VA2225-5KP32-0HC0 | 1 | UN | 1 | 10 | C | D | EAR99 | N | 85362090 | 1 | 4042949030973 | 2.47 | KG | 1856.8 | 1856.8 | LP18 | LP18 | circuit breaker 3VA2 IEC frame 250 breaking capacity class M Icu=55kA @ 415V 3-pole, line protection ETU850, LSI, In=250A overload protection Ir=100A...250A short-circuit protection Isd=0.6..10x In, Ii=1.5..10x In N conductor protection optionally with external current transformer nut keeper kit shunt trip (STL) 12-30V DC; 24V AC 50/60Hz 2 auxiliary switches HQ | - | 0 | 0
3VA2225-5KP32-0HH0 |  | 3VA2225-5KP32-0HH0 | 1 | UN | 1 | 10 | C | D | EAR99 | N | 85362090 | 1 | 4042949034810 | 2.5 | KG | 1883.2 | 1883.2 | LP18 | LP18 | circuit breaker 3VA2 IEC frame 250 breaking capacity class M Icu=55kA @ 415V 3-pole, line protection ETU850, LSI, In=250A overload protection Ir=100A...250A short-circuit protection Isd=0.6..10x In, Ii=1.5..10x In N conductor protection optionally with external current transformer nut keeper kit shunt trip (STL) 12-30V DC; 24V AC 50/60Hz 2 auxiliary switches HQ 1 trip alarm switch HQ | - | 0 | 0
3VA2225-5KP32-0HL0 |  | 3VA2225-5KP32-0HL0 | 1 | UN | 1 | 10 | C | D | EAR99 | N | 85362090 | 1 | 4042949038658 | 2.53 | KG | 1909.6 | 1909.6 | LP18 | LP18 | circuit breaker 3VA2 IEC frame 250 breaking capacity class M Icu=55kA @ 415V 3-pole, line protection ETU850, LSI, In=250A overload protection Ir=100A...250A short-circuit protection Isd=0.6..10x In, Ii=1.5..10x In N conductor protection optionally with external current transformer nut keeper kit shunt trip (STL) 12-30V DC; 24V AC 50/60Hz 2 auxiliary switches HQ 1 trip alarm switch HQ 1 electrical alarm switch | - | 0 | 0
3VA2225-5KP32-0JA0 |  | 3VA2225-5KP32-0JA0 | 1 | UN | 1 | 10 | C | D | EAR99 | N | 85362090 | 1 | 4042949022657 | 2.51 | KG | 1812.8 | 1812.8 | LP18 | LP18 | circuit breaker 3VA2 IEC frame 250 breaking capacity class M Icu=55kA @ 415V 3-pole, line protection ETU850, LSI, In=250A overload protection Ir=100A...250A short-circuit protection Isd=0.6..10x In, Ii=1.5..10x In N conductor protection optionally with external current transformer nut keeper kit shunt trip (STL) 110-127V DC, AC 50/60Hz | - | 0 | 0
3VA2225-5KP32-0JC0 |  | 3VA2225-5KP32-0JC0 | 1 | UN | 1 | 10 | C | D | EAR99 | N | 85362090 | 1 | 4042949031611 | 2.47 | KG | 1856.8 | 1856.8 | LP18 | LP18 | circuit breaker 3VA2 IEC frame 250 breaking capacity class M Icu=55kA @ 415V 3-pole, line protection ETU850, LSI, In=250A overload protection Ir=100A...250A short-circuit protection Isd=0.6..10x In, Ii=1.5..10x In N conductor protection optionally with external current transformer nut keeper kit shunt trip (STL) 110-127V DC, AC 50/60Hz 2 auxiliary switches HQ | - | 0 | 0
3VA2225-5KP32-0JD0 |  | 3VA2225-5KP32-0JD0 | 1 | UN | 1 | 10 | C | D | EAR99 | N | 85362090 | 1 | 4042949324669 | 2.46 | KG | 1874.4 | 1874.4 | LP18 | LP18 | circuit breaker 3VA2 IEC frame 250 breaking capacity class M Icu=55kA @ 415V 3-pole, line protection ETU850, LSI, In=250A overload protection Ir=100A...250A short-circuit protection Isd=0.6..10x In, Ii=1.5..10x In N conductor protection optionally with external current transformer, up to 160% nut keeper kit shunt trip left 110-127V AC 50/60Hz/DC 3 auxiliary switches | - | 0 | 0
3VA2225-5KP32-0JH0 |  | 3VA2225-5KP32-0JH0 | 1 | UN | 1 | 10 | C | D | EAR99 | N | 85362090 | 1 | 4042949035459 | 2.5 | KG | 1883.2 | 1883.2 | LP18 | LP18 | circuit breaker 3VA2 IEC frame 250 breaking capacity class M Icu=55kA @ 415V 3-pole, line protection ETU850, LSI, In=250A overload protection Ir=100A...250A short-circuit protection Isd=0.6..10x In, Ii=1.5..10x In N conductor protection optionally with external current transformer nut keeper kit shunt trip (STL) 110-127V DC, AC 50/60Hz 2 auxiliary switches HQ 1 trip alarm switch HQ | - | 0 | 0
3VA2225-5KP32-0JL0 |  | 3VA2225-5KP32-0JL0 | 1 | UN | 1 | 10 | C | D | EAR99 | N | 85362090 | 1 | 4042949039297 | 2.53 | KG | 1909.6 | 1909.6 | LP18 | LP18 | circuit breaker 3VA2 IEC frame 250 breaking capacity class M Icu=55kA @ 415V 3-pole, line protection ETU850, LSI, In=250A overload protection Ir=100A...250A short-circuit protection Isd=0.6..10x In, Ii=1.5..10x In N conductor protection optionally with external current transformer nut keeper kit shunt trip (STL) 110-127V DC, AC 50/60Hz 2 auxiliary switches HQ 1 trip alarm switch HQ 1 electrical alarm switch | - | 0 | 0
3VA2225-5KP32-0KA0 |  | 3VA2225-5KP32-0KA0 | 1 | UN | 1 | 10 | C | D | EAR99 | N | 85362090 | 1 | 4042949023296 | 2.51 | KG | 1812.8 | 1812.8 | LP18 | LP18 | circuit breaker 3VA2 IEC frame 250 breaking capacity class M Icu=55kA @ 415V 3-pole, line protection ETU850, LSI, In=250A overload protection Ir=100A...250A short-circuit protection Isd=0.6..10x In, Ii=1.5..10x In N conductor protection optionally with external current transformer nut keeper kit shunt trip (STL) 220-250V DC; 208-277V AC | - | 0 | 0
3VA2225-5KP32-0KC0 |  | 3VA2225-5KP32-0KC0 | 1 | UN | 1 | 10 | C | D | EAR99 | N | 85362090 | 1 | 4042949032250 | 2.47 | KG | 1856.8 | 1856.8 | LP18 | LP18 | circuit breaker 3VA2 IEC frame 250 breaking capacity class M Icu=55kA @ 415V 3-pole, line protection ETU850, LSI, In=250A overload protection Ir=100A...250A short-circuit protection Isd=0.6..10x In, Ii=1.5..10x In N conductor protection optionally with external current transformer nut keeper kit shunt trip (STL) 220-250V DC; 208-277V AC 2 auxiliary switches HQ | - | 0 | 0
3VA2225-5KP32-0KF0 |  | 3VA2225-5KP32-0KF0 | 1 | UN | 1 | 10 | C | D | EAR99 | N | 85362090 | 1 | 4042949323181 | 2.436 | KG | 1856.8 | 1856.8 | LP18 | LP18 | circuit breaker 3VA2 IEC frame 250 breaking capacity class M Icu=55kA @ 415V 3-pole, line protection ETU850, LSI, In=250A overload protection Ir=100A...250A short-circuit protection Isd=0.6..10x In, Ii=1.5..10x In N conductor protection optionally with external current transformer, up to 160% nut keeper kit shunt trip (STL) 220-250V DC; 208-277V AC 1 auxiliary switch HQ 1 trip alarm switch HQ | - | 0 | 0
3VA2225-5KP32-0KH0 |  | 3VA2225-5KP32-0KH0 | 1 | UN | 1 | 10 | C | D | EAR99 | N | 85362090 | 1 | 4042949036098 | 2.5 | KG | 1883.2 | 1883.2 | LP18 | LP18 | circuit breaker 3VA2 IEC frame 250 breaking capacity class M Icu=55kA @ 415V 3-pole, line protection ETU850, LSI, In=250A overload protection Ir=100A...250A short-circuit protection Isd=0.6..10x In, Ii=1.5..10x In N conductor protection optionally with external current transformer nut keeper kit shunt trip (STL) 220-250V DC; 208-277V AC 2 auxiliary switches HQ 1 trip alarm switch HQ | - | 0 | 0
3VA2225-5KP32-0KL0 |  | 3VA2225-5KP32-0KL0 | 1 | UN | 1 | 10 | C | D | EAR99 | N | 85362090 | 1 | 4042949039938 | 2.53 | KG | 1909.6 | 1909.6 | LP18 | LP18 | circuit breaker 3VA2 IEC frame 250 breaking capacity class M Icu=55kA @ 415V 3-pole, line protection ETU850, LSI, In=250A overload protection Ir=100A...250A short-circuit protection Isd=0.6..10x In, Ii=1.5..10x In N conductor protection optionally with external current transformer nut keeper kit shunt trip (STL) 220-250V DC; 208-277V AC 2 auxiliary switches HQ 1 trip alarm switch HQ 1 electrical alarm switch | - | 0 | 0
3VA2225-5KP42-0AA0 |  | 3VA2225-5KP42-0AA0 | 1 | UN | 1 | 2 | A | D | EAR99 | N | 85362090 | 1 | 4042948806036 | 2.942 | KG | 1972 | 1912.5 | LP18 | LP18 | circuit breaker 3VA2 IEC frame 250 breaking capacity class M Icu=55kA @ 415V 4-pole, line protection ETU850, LSI, In=250A overload protection Ir=100A...250A short-circuit protection Isd=0.6..10x In, Ii=1.5..10x In N conductor protection adjustable (OFF, up to 100%) nut keeper kit | Lista Papel 2020 SI | 0 | 0
3VA2225-5KP42-0AE0 |  | 3VA2225-5KP42-0AE0 | 1 | UN | 1 | 10 | C | D | EAR99 | N | 85362090 | 1 | 4042949325918 | 3.034 | KG | 2129.6 | 2129.6 | LP18 | LP18 | circuit breaker 3VA2 IEC frame 250 breaking capacity class M Icu=55kA @ 415V 4-pole, line protection ETU850, LSI, In=250A overload protection Ir=100A...250A short-circuit protection Isd=0.6..10x In, Ii=1.5..10x In N conductor protection adjustable (OFF, up to 100%) nut keeper kit circuit breaker 3VA2 IEC frame 250 4 auxiliary switches HQ | - | 0 | 0
3VA2225-5KP42-0AJ0 |  | 3VA2225-5KP42-0AJ0 | 1 | UN | 1 | 10 | C | D | EAR99 | N | 85362090 | 1 | 4042949321842 | 3.038 | KG | 2147.2 | 2147.2 | LP18 | LP18 | circuit breaker 3VA2 IEC frame 250 breaking capacity class M Icu=55kA @ 415V 4-pole, line protection ETU850, LSI, In=250A overload protection Ir=100A...250A short-circuit protection Isd=0.6..10x In, Ii=1.5..10x In N conductor protection adjustable (OFF, up to 100%) nut keeper kit 2 auxiliary switches HP 1 trip alarm switch HP | - | 0 | 0
3VA2225-5KP42-0DK0 |  | 3VA2225-5KP42-0DK0 | 1 | UN | 1 | 10 | C | D | EAR99 | N | 85362090 | 1 | 4042949321408 | 3.102 | KG | 2235.2 | 2235.2 | LP18 | LP18 | circuit breaker 3VA2 IEC frame 250 breaking capacity class M Icu=55kA @ 415V 4-pole, line protection ETU850, LSI, In=250A overload protection Ir=100A...250A short-circuit protection Isd=0.6..10x In, Ii=1.5..10x In N conductor protection adjustable (OFF, up to 100%) nut keeper kit undervoltage release (UVR) 208-230V AC 50/60Hz 1 auxiliary switch HQ 1 trip alarm switch HQ 1 electrical alarm switch | - | 0 | 0
3VA2225-5KP42-0KD0 |  | 3VA2225-5KP42-0KD0 | 1 | UN | 1 | 10 | C | D | EAR99 | N | 85362090 | 1 | 4042949321361 | 3.099 | KG | 2200 | 2200 | LP18 | LP18 | circuit breaker 3VA2 IEC frame 250 breaking capacity class M Icu=55kA @ 415V 4-pole, line protection ETU850, LSI, In=250A overload protection Ir=100A...250A short-circuit protection Isd=0.6..10x In, Ii=1.5..10x In N conductor protection adjustable (OFF, up to 100%) nut keeper kit shunt trip (STL) 220-250V DC; 208-277V AC 3 auxiliary switches HQ | - | 0 | 0
3VA2225-5KQ32-0AA0 |  | 3VA2225-5KQ32-0AA0 | 1 | UN | 1 | 5 | B | D | EAR99 | N | 85362090 | 1 | 4042948805480 | 2.267 | KG | 1802 | 1751 | LP18 | LP18 | circuit breaker 3VA2 IEC frame 250 breaking capacity class M Icu=55kA @ 415V 3-pole, line protection ETU860, LSIG, In=250A overload protection Ir=100A...250A short-circuit protection Isd=0.6..10x In, Ii=1.5..10x In N conductor protection optionally with external current transformer, up to 160% gr.-fault prot., can be sw. off Ig=0.2...1 x In, tg=0.05-0.8s nut keeper kit | Lista Papel 2020 SI | 0 | 0
3VA2225-5KQ42-0AA0 |  | 3VA2225-5KQ42-0AA0 | 1 | UN | 1 | 5 | B | D | EAR99 | N | 85362090 | 1 | 4042948806043 | 2.924 | KG | 2099.5 | 2040 | LP18 | LP18 | circuit breaker 3VA2 IEC frame 250 breaking capacity class M Icu=55kA @ 415V 4-pole, line protection ETU860, LSIG, In=250A overload protection Ir=100A...250A short-circuit protection Isd=0.6..10x In, Ii=1.5..10x In N conductor protection adjustable (OFF, up to 100%) gr.-fault prot., can be sw. off Ig=0.2...1 x In= tg=0.05-0.8s nut keeper kit | Lista Papel 2020 SI | 0 | 0
3VA2225-6HL32-0AA0 |  | 3VA2225-6HL32-0AA0 | 1 | UN | 1 | 2 | A | D | EAR99 | N | 85362090 | 1 | 4042948832509 | 2.223 | KG | 1113.5 | 1079.5 | LP18 | LP18 | circuit breaker 3VA2 IEC frame 250 breaking capacity class H Icu=85kA @ 415V 3-pole, line protection ETU320, LI, In=250A overload protection Ir=100A...250A short-circuit protection Ii=1.5...10 x In nut keeper kit | Lista Papel 2020 SI | 0 | 0
3VA2225-6HL32-0AB0 |  | 3VA2225-6HL32-0AB0 | 1 | UN | 1 | 10 | C | D | EAR99 | N | 85362090 | 1 | 4042949023920 | 2.47 | KG | 1223.2 | 1223.2 | LP18 | LP18 | circuit breaker 3VA2 IEC frame 250 breaking capacity class H Icu=85kA @ 415V 3-pole, line protection ETU320, LI, In=250A overload protection Ir=100A...250A short-circuit protection Ii=1.5...10 x In nut keeper kit 2 auxiliary switches HP | - | 0 | 0
3VA2225-6HL32-0AC0 |  | 3VA2225-6HL32-0AC0 | 1 | UN | 1 | 10 | C | D | EAR99 | N | 85362090 | 1 | 4042949024569 | 2.45 | KG | 1196.8 | 1196.8 | LP18 | LP18 | circuit breaker 3VA2 IEC frame 250 breaking capacity class H Icu=85kA @ 415V 3-pole, line protection ETU320, LI, In=250A overload protection Ir=100A...250A short-circuit protection Ii=1.5...10 x In nut keeper kit 2 auxiliary switches HQ | - | 0 | 0
3VA2225-6HL32-0AD0 |  | 3VA2225-6HL32-0AD0 | 1 | UN | 1 | 10 | C | D | EAR99 | N | 85362090 | 1 | 4042949025207 | 2.48 | KG | 1223.2 | 1223.2 | LP18 | LP18 | circuit breaker 3VA2 IEC frame 250 breaking capacity class H Icu=85kA @ 415V 3-pole, line protection ETU320, LI, In=250A overload protection Ir=100A...250A short-circuit protection Ii=1.5...10 x In nut keeper kit 3 auxiliary switches HQ | - | 0 | 0
3VA2225-6HL32-0AE0 |  | 3VA2225-6HL32-0AE0 | 1 | UN | 1 | 10 | C | D | EAR99 | N | 85362090 | 1 | 4042949025849 | 2.51 | KG | 1258.4 | 1258.4 | LP18 | LP18 | circuit breaker 3VA2 IEC frame 250 breaking capacity class H Icu=85kA @ 415V 3-pole, line protection ETU320, LI, In=250A overload protection Ir=100A...250A short-circuit protection Ii=1.5...10 x In nut keeper kit 4 auxiliary switches HQ | - | 0 | 0
3VA2225-6HL32-0AF0 |  | 3VA2225-6HL32-0AF0 | 1 | UN | 1 | 10 | C | D | EAR99 | N | 85362090 | 1 | 4042949026488 | 2.45 | KG | 1196.8 | 1196.8 | LP18 | LP18 | circuit breaker 3VA2 IEC frame 250 breaking capacity class H Icu=85kA @ 415V 3-pole, line protection ETU320, LI, In=250A overload protection Ir=100A...250A short-circuit protection Ii=1.5...10 x In nut keeper kit 1 auxiliary switch HQ 1 trip alarm switch HQ | - | 0 | 0
3VA2225-6HL32-0AG0 |  | 3VA2225-6HL32-0AG0 | 1 | UN | 1 | 10 | C | D | EAR99 | N | 85362090 | 1 | 4042949027126 | 2.47 | KG | 1223.2 | 1223.2 | LP18 | LP18 | circuit breaker 3VA2 IEC frame 250 breaking capacity class H Icu=85kA @ 415V 3-pole, line protection ETU320, LI, In=250A overload protection Ir=100A...250A short-circuit protection Ii=1.5...10 x In nut keeper kit 1 auxiliary switch HP 1 trip alarm switch HP | - | 0 | 0
3VA2225-6HL32-0AH0 |  | 3VA2225-6HL32-0AH0 | 1 | UN | 1 | 10 | C | D | EAR99 | N | 85362090 | 1 | 4042949027768 | 2.48 | KG | 1223.2 | 1223.2 | LP18 | LP18 | circuit breaker 3VA2 IEC frame 250 breaking capacity class H Icu=85kA @ 415V 3-pole, line protection ETU320, LI, In=250A overload protection Ir=100A...250A short-circuit protection Ii=1.5...10 x In nut keeper kit 2 auxiliary switches HQ 1 trip alarm switch HQ | - | 0 | 0
3VA2225-6HL32-0AJ0 |  | 3VA2225-6HL32-0AJ0 | 1 | UN | 1 | 10 | C | D | EAR99 | N | 85362090 | 1 | 4042949028406 | 2.51 | KG | 1276 | 1276 | LP18 | LP18 | circuit breaker 3VA2 IEC frame 250 breaking capacity class H Icu=85kA @ 415V 3-pole, line protection ETU320, LI, In=250A overload protection Ir=100A...250A short-circuit protection Ii=1.5...10 x In nut keeper kit 2 auxiliary switches HP 1 trip alarm switch HP | - | 0 | 0
3VA2225-6HL32-0BA0 |  | 3VA2225-6HL32-0BA0 | 1 | UN | 1 | 10 | C | D | EAR99 | N | 85362090 | 1 | 4042949020080 | 2.51 | KG | 1276 | 1276 | LP18 | LP18 | circuit breaker 3VA2 IEC frame 250 breaking capacity class H Icu=85kA @ 415V 3-pole, line protection ETU320, LI, In=250A overload protection Ir=100A...250A short-circuit protection Ii=1.5...10 x In nut keeper kit undervoltage release (UVR) 24V DC | - | 0 | 0
3VA2225-6HL32-0BC0 |  | 3VA2225-6HL32-0BC0 | 1 | UN | 1 | 10 | C | D | EAR99 | N | 85362090 | 1 | 4042949029045 | 2.57 | KG | 1320 | 1320 | LP18 | LP18 | circuit breaker 3VA2 IEC frame 250 breaking capacity class H Icu=85kA @ 415V 3-pole, line protection ETU320, LI, In=250A overload protection Ir=100A...250A short-circuit protection Ii=1.5...10 x In nut keeper kit undervoltage release (UVR) 24V DC 2 auxiliary switches HQ | - | 0 | 0
3VA2225-6HL32-0BH0 |  | 3VA2225-6HL32-0BH0 | 1 | UN | 1 | 10 | C | D | EAR99 | N | 85362090 | 1 | 4042949032885 | 2.6 | KG | 1337.6 | 1337.6 | LP18 | LP18 | circuit breaker 3VA2 IEC frame 250 breaking capacity class H Icu=85kA @ 415V 3-pole, line protection ETU320, LI, In=250A overload protection Ir=100A...250A short-circuit protection Ii=1.5...10 x In nut keeper kit undervoltage release (UVR) 24V DC 2 auxiliary switches HQ 1 trip alarm switch HQ | - | 0 | 0
3VA2225-6HL32-0BL0 |  | 3VA2225-6HL32-0BL0 | 1 | UN | 1 | 10 | C | D | EAR99 | N | 85362090 | 1 | 4042949036722 | 2.63 | KG | 1372.8 | 1372.8 | LP18 | LP18 | circuit breaker 3VA2 IEC frame 250 breaking capacity class H Icu=85kA @ 415V 3-pole, line protection ETU320, LI, In=250A overload protection Ir=100A...250A short-circuit protection Ii=1.5...10 x In nut keeper kit undervoltage release (UVR) 24V DC 2 auxiliary switches HQ 1 trip alarm switch HQ 1 electrical alarm switch | - | 0 | 0
3VA2225-6HL32-0CA0 |  | 3VA2225-6HL32-0CA0 | 1 | UN | 1 | 10 | C | D | EAR99 | N | 85362090 | 1 | 4042949020721 | 2.51 | KG | 1276 | 1276 | LP18 | LP18 | circuit breaker 3VA2 IEC frame 250 breaking capacity class H Icu=85kA @ 415V 3-pole, line protection ETU320, LI, In=250A overload protection Ir=100A...250A short-circuit protection Ii=1.5...10 x In nut keeper kit undervoltage release (UVR) 120-127V AC 50/60Hz | - | 0 | 0
3VA2225-6HL32-0CC0 |  | 3VA2225-6HL32-0CC0 | 1 | UN | 1 | 10 | C | D | EAR99 | N | 85362090 | 1 | 4042949029687 | 2.57 | KG | 1320 | 1320 | LP18 | LP18 | circuit breaker 3VA2 IEC frame 250 breaking capacity class H Icu=85kA @ 415V 3-pole, line protection ETU320, LI, In=250A overload protection Ir=100A...250A short-circuit protection Ii=1.5...10 x In nut keeper kit undervoltage release (UVR) 120-127V AC 50/60Hz 2 auxiliary switches HQ | - | 0 | 0
3VA2225-6HL32-0CH0 |  | 3VA2225-6HL32-0CH0 | 1 | UN | 1 | 10 | C | D | EAR99 | N | 85362090 | 1 | 4042949033523 | 2.6 | KG | 1337.6 | 1337.6 | LP18 | LP18 | circuit breaker 3VA2 IEC frame 250 breaking capacity class H Icu=85kA @ 415V 3-pole, line protection ETU320, LI, In=250A overload protection Ir=100A...250A short-circuit protection Ii=1.5...10 x In nut keeper kit undervoltage release (UVR) 120-127V AC 50/60Hz 2 auxiliary switches HQ 1 trip alarm switch HQ | - | 0 | 0
3VA2225-6HL32-0CL0 |  | 3VA2225-6HL32-0CL0 | 1 | UN | 1 | 10 | C | D | EAR99 | N | 85362090 | 1 | 4042949037361 | 2.63 | KG | 1372.8 | 1372.8 | LP18 | LP18 | circuit breaker 3VA2 IEC frame 250 breaking capacity class H Icu=85kA @ 415V 3-pole, line protection ETU320, LI, In=250A overload protection Ir=100A...250A short-circuit protection Ii=1.5...10 x In nut keeper kit undervoltage release (UVR) 120-127V AC 50/60Hz 2 auxiliary switches HQ 1 trip alarm switch HQ 1 electrical alarm switch | - | 0 | 0
3VA2225-6HL32-0DA0 |  | 3VA2225-6HL32-0DA0 | 1 | UN | 1 | 10 | C | D | EAR99 | N | 85362090 | 1 | 4042949021360 | 2.51 | KG | 1276 | 1276 | LP18 | LP18 | circuit breaker 3VA2 IEC frame 250 breaking capacity class H Icu=85kA @ 415V 3-pole, line protection ETU320, LI, In=250A overload protection Ir=100A...250A short-circuit protection Ii=1.5...10 x In nut keeper kit undervoltage release (UVR) 208-230V AC 50/60Hz | - | 0 | 0
3VA2225-6HL32-0DB0 |  | 3VA2225-6HL32-0DB0 | 1 | UN | 1 | 10 | C | D | EAR99 | N | 85362090 | 1 | 4042949329787 | 2.383 | KG | 1337.6 |  | LP18 |  | circuit breaker 3VA2 IEC frame 250 breaking capacity class H Icu=85kA @ 415V 3-pole, line protection ETU320, LI, In=250A overload protection Ir=100A...250A short-circuit protection Ii=1.5...10 x In nut keeper kit circuit breaker 3VA2 IEC frame 250 breaking capacity class H Icu=85kA @ 415V 3-pole, line protection ETU320, LI, In=250A overload protection Ir=100A...250A short-circuit protection Ii=1.5...10 x In nut UNDERVOLTAGE RELEASE 208-230 V AC 50/60 HZ ACCESSORY FOR 3VA1 2 AUXILIARY SWITCH CHANGEOVER H |  | 0 | 0
3VA2225-6HL32-0DC0 |  | 3VA2225-6HL32-0DC0 | 1 | UN | 1 | 10 | C | D | EAR99 | N | 85362090 | 1 | 4042949030324 | 2.57 | KG | 1320 | 1320 | LP18 | LP18 | circuit breaker 3VA2 IEC frame 250 breaking capacity class H Icu=85kA @ 415V 3-pole, line protection ETU320, LI, In=250A overload protection Ir=100A...250A short-circuit protection Ii=1.5...10 x In nut keeper kit undervoltage release (UVR) 208-230V AC 50/60Hz 2 auxiliary switches HQ | - | 0 | 0
3VA2225-6HL32-0DH0 |  | 3VA2225-6HL32-0DH0 | 1 | UN | 1 | 10 | C | D | EAR99 | N | 85362090 | 1 | 4042949034162 | 2.6 | KG | 1337.6 | 1337.6 | LP18 | LP18 | circuit breaker 3VA2 IEC frame 250 breaking capacity class H Icu=85kA @ 415V 3-pole, line protection ETU320, LI, In=250A overload protection Ir=100A...250A short-circuit protection Ii=1.5...10 x In nut keeper kit undervoltage release (UVR) 208-230V AC 50/60Hz 2 auxiliary switches HQ 1 trip alarm switch HQ | - | 0 | 0
3VA2225-6HL32-0DK0 |  | 3VA2225-6HL32-0DK0 | 1 | UN | 1 | 10 | C | D | EAR99 | N | 85362090 | 1 | 4042949329794 | 2.396 | KG | 1346.4 |  | LP18 |  | circuit breaker 3VA2 IEC frame 250 breaking capacity class H Icu=85kA @ 415V 3-pole, line protection ETU320, LI, In=250A overload protection Ir=100A...250A short-circuit protection Ii=1.5...10 x In nut keeper kit circuit breaker 3VA2 IEC frame 250 breaking capacity class H Icu=85kA @ 415V 3-pole, line protection ETU320, LI, In=250A overload protection Ir=100A...250A short-circuit protection Ii=1.5...10 x In nut UNDERVOLTAGE RELEASE 208-230 V AC 50/60 HZ ACCESSORY FOR 3VA1 1 AUXILIARY SWITCH CHANGEOVER H 1 TRIP ALARM SWITCH CHANGEOVER 1 electrical alarm switch HQ |  | 0 | 0
3VA2225-6HL32-0DL0 |  | 3VA2225-6HL32-0DL0 | 1 | UN | 1 | 10 | C | D | EAR99 | N | 85362090 | 1 | 4042949038009 | 2.63 | KG | 1372.8 | 1372.8 | LP18 | LP18 | circuit breaker 3VA2 IEC frame 250 breaking capacity class H Icu=85kA @ 415V 3-pole, line protection ETU320, LI, In=250A overload protection Ir=100A...250A short-circuit protection Ii=1.5...10 x In nut keeper kit undervoltage release (UVR) 208-230V AC 50/60Hz 2 auxiliary switches HQ 1 trip alarm switch HQ 1 electrical alarm switch | - | 0 | 0
3VA2225-6HL32-0HA0 |  | 3VA2225-6HL32-0HA0 | 1 | UN | 1 | 10 | C | D | EAR99 | N | 85362090 | 1 | 4042949022008 | 2.48 | KG | 1240.8 | 1240.8 | LP18 | LP18 | circuit breaker 3VA2 IEC frame 250 breaking capacity class H Icu=85kA @ 415V 3-pole, line protection ETU320, LI, In=250A overload protection Ir=100A...250A short-circuit protection Ii=1.5...10 x In nut keeper kit shunt trip (STL) 12-30V DC, 24V AC 50/60Hz | - | 0 | 0
3VA2225-6HL32-0HC0 |  | 3VA2225-6HL32-0HC0 | 1 | UN | 1 | 10 | C | D | EAR99 | N | 85362090 | 1 | 4042949030966 | 2.54 | KG | 1293.6 | 1293.6 | LP18 | LP18 | circuit breaker 3VA2 IEC frame 250 breaking capacity class H Icu=85kA @ 415V 3-pole, line protection ETU320, LI, In=250A overload protection Ir=100A...250A short-circuit protection Ii=1.5...10 x In nut keeper kit shunt trip (STL) 12-30V DC, 24V AC 50/60Hz 2 auxiliary switches HQ | - | 0 | 0
3VA2225-6HL32-0HH0 |  | 3VA2225-6HL32-0HH0 | 1 | UN | 1 | 10 | C | D | EAR99 | N | 85362090 | 1 | 4042949034803 | 2.57 | KG | 1320 | 1320 | LP18 | LP18 | circuit breaker 3VA2 IEC frame 250 breaking capacity class H Icu=85kA @ 415V 3-pole, line protection ETU320, LI, In=250A overload protection Ir=100A...250A short-circuit protection Ii=1.5...10 x In nut keeper kit shunt trip (STL) 12-30V DC, 24V AC 50/60Hz 2 auxiliary switches HQ 1 trip alarm switch HQ | - | 0 | 0
3VA2225-6HL32-0HL0 |  | 3VA2225-6HL32-0HL0 | 1 | UN | 1 | 10 | C | D | EAR99 | N | 85362090 | 1 | 4042949038641 | 2.6 | KG | 1346.4 | 1346.4 | LP18 | LP18 | circuit breaker 3VA2 IEC frame 250 breaking capacity class H Icu=85kA @ 415V 3-pole, line protection ETU320, LI, In=250A overload protection Ir=100A...250A short-circuit protection Ii=1.5...10 x In nut keeper kit shunt trip (STL) 12-30V DC, 24V AC 50/60Hz 2 auxiliary switches HQ 1 trip alarm switch HQ 1 electrical alarm switch | - | 0 | 0
3VA2225-6HL32-0JA0 |  | 3VA2225-6HL32-0JA0 | 1 | UN | 1 | 10 | C | D | EAR99 | N | 85362090 | 1 | 4042949022640 | 2.48 | KG | 1240.8 | 1240.8 | LP18 | LP18 | circuit breaker 3VA2 IEC frame 250 breaking capacity class H Icu=85kA @ 415V 3-pole, line protection ETU320, LI, In=250A overload protection Ir=100A...250A short-circuit protection Ii=1.5...10 x In nut keeper kit shunt trip (STL) 110-127V DC, AC 50/60Hz | - | 0 | 0
3VA2225-6HL32-0JC0 |  | 3VA2225-6HL32-0JC0 | 1 | UN | 1 | 10 | C | D | EAR99 | N | 85362090 | 1 | 4042949031604 | 2.54 | KG | 1293.6 | 1293.6 | LP18 | LP18 | circuit breaker 3VA2 IEC frame 250 breaking capacity class H Icu=85kA @ 415V 3-pole, line protection ETU320, LI, In=250A overload protection Ir=100A...250A short-circuit protection Ii=1.5...10 x In nut keeper kit shunt trip (STL) 110-127V DC, AC 50/60Hz 2 auxiliary switches HQ | - | 0 | 0
3VA2225-6HL32-0JH0 |  | 3VA2225-6HL32-0JH0 | 1 | UN | 1 | 10 | C | D | EAR99 | N | 85362090 | 1 | 4042949035442 | 2.57 | KG | 1320 | 1320 | LP18 | LP18 | circuit breaker 3VA2 IEC frame 250 breaking capacity class H Icu=85kA @ 415V 3-pole, line protection ETU320, LI, In=250A overload protection Ir=100A...250A short-circuit protection Ii=1.5...10 x In nut keeper kit shunt trip (STL) 110-127V DC, AC 50/60Hz 2 auxiliary switches HQ 1 trip alarm switch HQ | - | 0 | 0
3VA2225-6HL32-0JL0 |  | 3VA2225-6HL32-0JL0 | 1 | UN | 1 | 10 | C | D | EAR99 | N | 85362090 | 1 | 4042949039280 | 2.6 | KG | 1346.4 | 1346.4 | LP18 | LP18 | circuit breaker 3VA2 IEC frame 250 breaking capacity class H Icu=85kA @ 415V 3-pole, line protection ETU320, LI, In=250A overload protection Ir=100A...250A short-circuit protection Ii=1.5...10 x In nut keeper kit shunt trip (STL) 110-127V DC, AC 50/60Hz 2 auxiliary switches HQ 1 trip alarm switch HQ 1 electrical alarm switch | - | 0 | 0
3VA2225-6HL32-0KA0 |  | 3VA2225-6HL32-0KA0 | 1 | UN | 1 | 10 | C | D | EAR99 | N | 85362090 | 1 | 4042949023289 | 2.48 | KG | 1240.8 | 1240.8 | LP18 | LP18 | circuit breaker 3VA2 IEC frame 250 breaking capacity class H Icu=85kA @ 415V 3-pole, line protection ETU320, LI, In=250A overload protection Ir=100A...250A short-circuit protection Ii=1.5...10 x In nut keeper kit shunt trip (STL) 220-250V DC, 208-277V AC | - | 0 | 0
3VA2225-6HL32-0KC0 |  | 3VA2225-6HL32-0KC0 | 1 | UN | 1 | 10 | C | D | EAR99 | N | 85362090 | 1 | 4042949032243 | 2.54 | KG | 1293.6 | 1293.6 | LP18 | LP18 | circuit breaker 3VA2 IEC frame 250 breaking capacity class H Icu=85kA @ 415V 3-pole, line protection ETU320, LI, In=250A overload protection Ir=100A...250A short-circuit protection Ii=1.5...10 x In nut keeper kit shunt trip (STL) 220-250V DC, 208-277V AC 2 auxiliary switches HQ | - | 0 | 0
3VA2225-6HL32-0KH0 |  | 3VA2225-6HL32-0KH0 | 1 | UN | 1 | 10 | C | D | EAR99 | N | 85362090 | 1 | 4042949036081 | 2.327 | KG | 1320 | 1320 | LP18 | LP18 | circuit breaker 3VA2 IEC frame 250 breaking capacity class H Icu=85kA @ 415V 3-pole, line protection ETU320, LI, In=250A overload protection Ir=100A...250A short-circuit protection Ii=1.5...10 x In nut keeper kit shunt trip (STL) 220-250V DC, 208-277V AC 2 auxiliary switches HQ 1 trip alarm switch HQ | - | 0 | 0
3VA2225-6HL32-0KL0 |  | 3VA2225-6HL32-0KL0 | 1 | UN | 1 | 10 | C | D | EAR99 | N | 85362090 | 1 | 4042949039921 | 2.6 | KG | 1346.4 | 1346.4 | LP18 | LP18 | circuit breaker 3VA2 IEC frame 250 breaking capacity class H Icu=85kA @ 415V 3-pole, line protection ETU320, LI, In=250A overload protection Ir=100A...250A short-circuit protection Ii=1.5...10 x In nut keeper kit shunt trip (STL) 220-250V DC, 208-277V AC 2 auxiliary switches HQ 1 trip alarm switch HQ 1 electrical alarm switch | - | 0 | 0
3VA2225-6HL42-0AA0 |  | 3VA2225-6HL42-0AA0 | 1 | UN | 1 | 2 | A | D | EAR99 | N | 85362090 | 1 | 4042948832493 | 2.874 | KG | 1470.5 | 1428 | LP18 | LP18 | circuit breaker 3VA2 IEC frame 250 breaking capacity class H Icu=85kA @ 415V 4-pole, line protection ETU320, LI, In=250A overload protection Ir=100A...250A short-circuit protection Ii=1.5...10 x In N conductor protection adjustable (OFF, 50%, 100%) nut keeper kit | Lista Papel 2020 SI | 0 | 0
3VA2225-6HL42-0KH0 |  | 3VA2225-6HL42-0KH0 | 1 | UN | 1 | 10 | C | D | EAR99 | N | 85362090 | 1 | 4042949320890 | 3.051 | KG | 1672 | 1672 | LP18 | LP18 | circuit breaker 3VA2 IEC frame 250 breaking capacity class H Icu=85kA @ 415V 4-pole, line protection ETU320, LI, In=250A overload protection Ir=100A...250A short-circuit protection Ii=1.5...10 x In N conductor protection adjustable (OFF, 50%, 100%) nut keeper kit shunt trip (STL) 220-250V DC; 208-277V AC 2 auxiliary switches HQ 1 trip alarm switch HQ | - | 0 | 0
3VA2225-6HM32-0AA0 |  | 3VA2225-6HM32-0AA0 | 1 | UN | 1 | 5 | B | D | EAR99 | N | 85362090 | 1 | 4042948805510 | 2.234 | KG | 1368.5 | 1326 | LP18 | LP18 | circuit breaker 3VA2 IEC frame 250 breaking capacity class H Icu=85kA @ 415V 3-pole, line protection ETU330, LIG, In=250A overload protection Ir=100A...250A short-circuit protection Ii=1.5...10 x In ground-fault protection Ig=0.2...1 x In, tg=0.1/0.3s nut keeper kit | Lista Papel 2020 SI | 0 | 0
3VA2225-6HM42-0AA0 |  | 3VA2225-6HM42-0AA0 | 1 | UN | 1 | 5 | B | D | EAR99 | N | 85362090 | 1 | 4042948806074 | 2.837 | KG | 1717 | 1666 | LP18 | LP18 | circuit breaker 3VA2 IEC frame 250 breaking capacity class H Icu=85kA @ 415V 4-pole, line protection ETU330, LIG, In=250A overload protection Ir=100A...250A short-circuit protection Ii=1.5...10 x In N conductor protection adjustable (OFF, 50%, 100%) ground-fault protection Ig=0.2...1 x In= tg=0.1/0.3s nut keeper kit | Lista Papel 2020 SI | 0 | 0
3VA2225-6HN32-0AA0 |  | 3VA2225-6HN32-0AA0 | 1 | UN | 1 | 2 | A | D | EAR99 | N | 85362090 | 1 | 4042948805503 | 2.201 | KG | 1173 | 1139 | LP18 | LP18 | circuit breaker 3VA2 IEC frame 250 breaking capacity class H Icu=85kA @ 415V 3-pole, line protection ETU350, LSI, In=250A overload protection Ir=100A...250A short-circuit protection Isd=1.5...10 x Ir, Ii=10 x In nut keeper kit | Lista Papel 2020 SI | 0 | 0
3VA2225-6HN32-0AB0 |  | 3VA2225-6HN32-0AB0 | 1 | UN | 1 | 10 | C | D | EAR99 | N | 85362090 | 1 | 4042949023913 | 2.47 | KG | 1293.6 | 1293.6 | LP18 | LP18 | circuit breaker 3VA2 IEC frame 250 breaking capacity class H Icu=85kA @ 415V 3-pole, line protection ETU350, LSI, In=250A overload protection Ir=100A...250A short-circuit protection Isd=1.5...10 x Ir, Ii=10 x In nut keeper kit 2 auxiliary switches HP | - | 0 | 0
3VA2225-6HN32-0AC0 |  | 3VA2225-6HN32-0AC0 | 1 | UN | 1 | 10 | C | D | EAR99 | N | 85362090 | 1 | 4042949024552 | 2.45 | KG | 1276 | 1276 | LP18 | LP18 | circuit breaker 3VA2 IEC frame 250 breaking capacity class H Icu=85kA @ 415V 3-pole, line protection ETU350, LSI, In=250A overload protection Ir=100A...250A short-circuit protection Isd=1.5...10 x Ir, Ii=10 x In nut keeper kit 2 auxiliary switches HQ | - | 0 | 0
3VA2225-6HN32-0AD0 |  | 3VA2225-6HN32-0AD0 | 1 | UN | 1 | 10 | C | D | EAR99 | N | 85362090 | 1 | 4042949025191 | 2.48 | KG | 1293.6 | 1293.6 | LP18 | LP18 | circuit breaker 3VA2 IEC frame 250 breaking capacity class H Icu=85kA @ 415V 3-pole, line protection ETU350, LSI, In=250A overload protection Ir=100A...250A short-circuit protection Isd=1.5...10 x Ir, Ii=10 x In nut keeper kit 3 auxiliary switches HQ | - | 0 | 0
3VA2225-6HN32-0AE0 |  | 3VA2225-6HN32-0AE0 | 1 | UN | 1 | 10 | C | D | EAR99 | N | 85362090 | 1 | 4042949025832 | 2.51 | KG | 1311.2 | 1311.2 | LP18 | LP18 | circuit breaker 3VA2 IEC frame 250 breaking capacity class H Icu=85kA @ 415V 3-pole, line protection ETU350, LSI, In=250A overload protection Ir=100A...250A short-circuit protection Isd=1.5...10 x Ir, Ii=10 x In nut keeper kit 4 auxiliary switches HQ | - | 0 | 0
3VA2225-6HN32-0AF0 |  | 3VA2225-6HN32-0AF0 | 1 | UN | 1 | 10 | C | D | EAR99 | N | 85362090 | 1 | 4042949026471 | 2.45 | KG | 1276 | 1276 | LP18 | LP18 | circuit breaker 3VA2 IEC frame 250 breaking capacity class H Icu=85kA @ 415V 3-pole, line protection ETU350, LSI, In=250A overload protection Ir=100A...250A short-circuit protection Isd=1.5...10 x Ir, Ii=10 x In nut keeper kit 1 auxiliary switch HQ 1 trip alarm switch HQ | - | 0 | 0
3VA2225-6HN32-0AG0 |  | 3VA2225-6HN32-0AG0 | 1 | UN | 1 | 10 | C | D | EAR99 | N | 85362090 | 1 | 4042949027119 | 2.47 | KG | 1293.6 | 1293.6 | LP18 | LP18 | circuit breaker 3VA2 IEC frame 250 breaking capacity class H Icu=85kA @ 415V 3-pole, line protection ETU350, LSI, In=250A overload protection Ir=100A...250A short-circuit protection Isd=1.5...10 x Ir, Ii=10 x In nut keeper kit 1 auxiliary switch HP 1 trip alarm switch HP | - | 0 | 0
3VA2225-6HN32-0AH0 |  | 3VA2225-6HN32-0AH0 | 1 | UN | 1 | 10 | C | D | EAR99 | N | 85362090 | 1 | 4042949027751 | 2.48 | KG | 1293.6 | 1293.6 | LP18 | LP18 | circuit breaker 3VA2 IEC frame 250 breaking capacity class H Icu=85kA @ 415V 3-pole, line protection ETU350, LSI, In=250A overload protection Ir=100A...250A short-circuit protection Isd=1.5...10 x Ir, Ii=10 x In nut keeper kit 2 auxiliary switches HQ 1 trip alarm switch HQ | - | 0 | 0
3VA2225-6HN32-0AJ0 |  | 3VA2225-6HN32-0AJ0 | 1 | UN | 1 | 10 | C | D | EAR99 | N | 85362090 | 1 | 4042949028390 | 2.51 | KG | 1328.8 | 1328.8 | LP18 | LP18 | circuit breaker 3VA2 IEC frame 250 breaking capacity class H Icu=85kA @ 415V 3-pole, line protection ETU350, LSI, In=250A overload protection Ir=100A...250A short-circuit protection Isd=1.5...10 x Ir, Ii=10 x In nut keeper kit 2 auxiliary switches HP 1 trip alarm switch HP | - | 0 | 0
3VA2225-6HN32-0BA0 |  | 3VA2225-6HN32-0BA0 | 1 | UN | 1 | 10 | C | D | EAR99 | N | 85362090 | 1 | 4042949020073 | 2.51 | KG | 1328.8 | 1328.8 | LP18 | LP18 | circuit breaker 3VA2 IEC frame 250 breaking capacity class H Icu=85kA @ 415V 3-pole, line protection ETU350, LSI, In=250A overload protection Ir=100A...250A short-circuit protection Isd=1.5...10 x Ir, Ii=10 x In nut keeper kit undervoltage release (UVR) 24V DC | - | 0 | 0
3VA2225-6HN32-0BC0 |  | 3VA2225-6HN32-0BC0 | 1 | UN | 1 | 10 | C | D | EAR99 | N | 85362090 | 1 | 4042949029038 | 2.57 | KG | 1372.8 | 1372.8 | LP18 | LP18 | circuit breaker 3VA2 IEC frame 250 breaking capacity class H Icu=85kA @ 415V 3-pole, line protection ETU350, LSI, In=250A overload protection Ir=100A...250A short-circuit protection Isd=1.5...10 x Ir, Ii=10 x In nut keeper kit undervoltage release (UVR) 24V DC 2 auxiliary switches HQ | - | 0 | 0
3VA2225-6HN32-0BH0 |  | 3VA2225-6HN32-0BH0 | 1 | UN | 1 | 10 | C | D | EAR99 | N | 85362090 | 1 | 4042949032878 | 2.6 | KG | 1399.2 | 1399.2 | LP18 | LP18 | circuit breaker 3VA2 IEC frame 250 breaking capacity class H Icu=85kA @ 415V 3-pole, line protection ETU350, LSI, In=250A overload protection Ir=100A...250A short-circuit protection Isd=1.5...10 x Ir, Ii=10 x In nut keeper kit undervoltage release (UVR) 24V DC 2 auxiliary switches HQ 1 trip alarm switch HQ | - | 0 | 0
3VA2225-6HN32-0BL0 |  | 3VA2225-6HN32-0BL0 | 1 | UN | 1 | 10 | C | D | EAR99 | N | 85362090 | 1 | 4042949036715 | 2.63 | KG | 1443.2 | 1443.2 | LP18 | LP18 | circuit breaker 3VA2 IEC frame 250 breaking capacity class H Icu=85kA @ 415V 3-pole, line protection ETU350, LSI, In=250A overload protection Ir=100A...250A short-circuit protection Isd=1.5...10 x Ir, Ii=10 x In nut keeper kit undervoltage release (UVR) 24V DC 2 auxiliary switches HQ 1 trip alarm switch HQ 1 electrical alarm switch | - | 0 | 0
3VA2225-6HN32-0CA0 |  | 3VA2225-6HN32-0CA0 | 1 | UN | 1 | 10 | C | D | EAR99 | N | 85362090 | 1 | 4042949020714 | 2.51 | KG | 1328.8 | 1328.8 | LP18 | LP18 | circuit breaker 3VA2 IEC frame 250 breaking capacity class H Icu=85kA @ 415V 3-pole, line protection ETU350, LSI, In=250A overload protection Ir=100A...250A short-circuit protection Isd=1.5...10 x Ir, Ii=10 x In nut keeper kit undervoltage release (UVR) 120-127V AC 50/60Hz | - | 0 | 0
3VA2225-6HN32-0CC0 |  | 3VA2225-6HN32-0CC0 | 1 | UN | 1 | 10 | C | D | EAR99 | N | 85362090 | 1 | 4042949029670 | 2.57 | KG | 1372.8 | 1372.8 | LP18 | LP18 | circuit breaker 3VA2 IEC frame 250 breaking capacity class H Icu=85kA @ 415V 3-pole, line protection ETU350, LSI, In=250A overload protection Ir=100A...250A short-circuit protection Isd=1.5...10 x Ir, Ii=10 x In nut keeper kit undervoltage release (UVR) 120-127V AC 50/60Hz 2 auxiliary switches HQ | - | 0 | 0
3VA2225-6HN32-0CH0 |  | 3VA2225-6HN32-0CH0 | 1 | UN | 1 | 10 | C | D | EAR99 | N | 85362090 | 1 | 4042949033516 | 2.6 | KG | 1399.2 | 1399.2 | LP18 | LP18 | circuit breaker 3VA2 IEC frame 250 breaking capacity class H Icu=85kA @ 415V 3-pole, line protection ETU350, LSI, In=250A overload protection Ir=100A...250A short-circuit protection Isd=1.5...10 x Ir, Ii=10 x In nut keeper kit undervoltage release (UVR) 120-127V AC 50/60Hz 2 auxiliary switches HQ 1 trip alarm switch HQ | - | 0 | 0
3VA2225-6HN32-0CL0 |  | 3VA2225-6HN32-0CL0 | 1 | UN | 1 | 10 | C | D | EAR99 | N | 85362090 | 1 | 4042949037354 | 2.63 | KG | 1443.2 | 1443.2 | LP18 | LP18 | circuit breaker 3VA2 IEC frame 250 breaking capacity class H Icu=85kA @ 415V 3-pole, line protection ETU350, LSI, In=250A overload protection Ir=100A...250A short-circuit protection Isd=1.5...10 x Ir, Ii=10 x In nut keeper kit undervoltage release (UVR) 120-127V AC 50/60Hz 2 auxiliary switches HQ 1 trip alarm switch HQ 1 electrical alarm switch | - | 0 | 0
3VA2225-6HN32-0DA0 |  | 3VA2225-6HN32-0DA0 | 1 | UN | 1 | 10 | C | D | EAR99 | N | 85362090 | 1 | 4042949021353 | 2.51 | KG | 1328.8 | 1328.8 | LP18 | LP18 | circuit breaker 3VA2 IEC frame 250 breaking capacity class H Icu=85kA @ 415V 3-pole, line protection ETU350, LSI, In=250A overload protection Ir=100A...250A short-circuit protection Isd=1.5...10 x Ir, Ii=10 x In nut keeper kit undervoltage release (UVR) 208-230V AC 50/60Hz | - | 0 | 0
3VA2225-6HN32-0DC0 |  | 3VA2225-6HN32-0DC0 | 1 | UN | 1 | 10 | C | D | EAR99 | N | 85362090 | 1 | 4042949030317 | 2.57 | KG | 1372.8 | 1372.8 | LP18 | LP18 | circuit breaker 3VA2 IEC frame 250 breaking capacity class H Icu=85kA @ 415V 3-pole, line protection ETU350, LSI, In=250A overload protection Ir=100A...250A short-circuit protection Isd=1.5...10 x Ir, Ii=10 x In nut keeper kit undervoltage release (UVR) 208-230V AC 50/60Hz 2 auxiliary switches HQ | - | 0 | 0
3VA2225-6HN32-0DH0 |  | 3VA2225-6HN32-0DH0 | 1 | UN | 1 | 10 | C | D | EAR99 | N | 85362090 | 1 | 4042949034155 | 2.6 | KG | 1399.2 | 1399.2 | LP18 | LP18 | circuit breaker 3VA2 IEC frame 250 breaking capacity class H Icu=85kA @ 415V 3-pole, line protection ETU350, LSI, In=250A overload protection Ir=100A...250A short-circuit protection Isd=1.5...10 x Ir, Ii=10 x In nut keeper kit undervoltage release (UVR) 208-230V AC 50/60Hz 2 auxiliary switches HQ 1 trip alarm switch HQ | - | 0 | 0
3VA2225-6HN32-0DL0 |  | 3VA2225-6HN32-0DL0 | 1 | UN | 1 | 10 | C | D | EAR99 | N | 85362090 | 1 | 4042949037996 | 2.63 | KG | 1443.2 | 1443.2 | LP18 | LP18 | circuit breaker 3VA2 IEC frame 250 breaking capacity class H Icu=85kA @ 415V 3-pole, line protection ETU350, LSI, In=250A overload protection Ir=100A...250A short-circuit protection Isd=1.5...10 x Ir, Ii=10 x In nut keeper kit undervoltage release (UVR) 208-230V AC 50/60Hz 2 auxiliary switches HQ 1 trip alarm switch HQ 1 electrical alarm switch | - | 0 | 0
3VA2225-6HN32-0HA0 |  | 3VA2225-6HN32-0HA0 | 1 | UN | 1 | 10 | C | D | EAR99 | N | 85362090 | 1 | 4042949021995 | 2.48 | KG | 1302.4 | 1302.4 | LP18 | LP18 | circuit breaker 3VA2 IEC frame 250 breaking capacity class H Icu=85kA @ 415V 3-pole, line protection ETU350, LSI, In=250A overload protection Ir=100A...250A short-circuit protection Isd=1.5...10 x Ir, Ii=10 x In nut keeper kit shunt trip (STL) 12-30V DC, 24V AC 50/60Hz | - | 0 | 0
3VA2225-6HN32-0HC0 |  | 3VA2225-6HN32-0HC0 | 1 | UN | 1 | 10 | C | D | EAR99 | N | 85362090 | 1 | 4042949030959 | 2.54 | KG | 1346.4 | 1346.4 | LP18 | LP18 | circuit breaker 3VA2 IEC frame 250 breaking capacity class H Icu=85kA @ 415V 3-pole, line protection ETU350, LSI, In=250A overload protection Ir=100A...250A short-circuit protection Isd=1.5...10 x Ir, Ii=10 x In nut keeper kit shunt trip (STL) 12-30V DC, 24V AC 50/60Hz 2 auxiliary switches HQ | - | 0 | 0
3VA2225-6HN32-0HD0 |  | 3VA2225-6HN32-0HD0 | 1 | UN | 1 | 10 | C | D | EAR99 | N | 85362090 | 1 | 4042949324430 | 2.396 | KG | 1364 | 1364 | LP18 | LP18 | circuit breaker 3VA2 IEC frame 250 breaking capacity class H Icu=85kA @ 415V 3-pole, line protection ETU350, LSI, In=250A overload protection Ir=100A...250A short-circuit protection Isd=1.5...10 x Ir, Ii=10 x In nut keeper kit shunt trip left 24V AC 50/60Hz/24-30V DC 3 auxiliary switches | - | 0 | 0
3VA2225-6HN32-0HH0 |  | 3VA2225-6HN32-0HH0 | 1 | UN | 1 | 10 | C | D | EAR99 | N | 85362090 | 1 | 4042949034797 | 2.57 | KG | 1372.8 | 1372.8 | LP18 | LP18 | circuit breaker 3VA2 IEC frame 250 breaking capacity class H Icu=85kA @ 415V 3-pole, line protection ETU350, LSI, In=250A overload protection Ir=100A...250A short-circuit protection Isd=1.5...10 x Ir, Ii=10 x In nut keeper kit shunt trip (STL) 12-30V DC, 24V AC 50/60Hz 2 auxiliary switches HQ 1 trip alarm switch HQ | - | 0 | 0
3VA2225-6HN32-0HL0 |  | 3VA2225-6HN32-0HL0 | 1 | UN | 1 | 10 | C | D | EAR99 | N | 85362090 | 1 | 4042949038634 | 2.6 | KG | 1416.8 | 1416.8 | LP18 | LP18 | circuit breaker 3VA2 IEC frame 250 breaking capacity class H Icu=85kA @ 415V 3-pole, line protection ETU350, LSI, In=250A overload protection Ir=100A...250A short-circuit protection Isd=1.5...10 x Ir, Ii=10 x In nut keeper kit shunt trip (STL) 12-30V DC, 24V AC 50/60Hz 2 auxiliary switches HQ 1 trip alarm switch HQ 1 electrical alarm switch | - | 0 | 0
3VA2225-6HN32-0JA0 |  | 3VA2225-6HN32-0JA0 | 1 | UN | 1 | 10 | C | D | EAR99 | N | 85362090 | 1 | 4042949022633 | 2.48 | KG | 1302.4 | 1302.4 | LP18 | LP18 | circuit breaker 3VA2 IEC frame 250 breaking capacity class H Icu=85kA @ 415V 3-pole, line protection ETU350, LSI, In=250A overload protection Ir=100A...250A short-circuit protection Isd=1.5...10 x Ir, Ii=10 x In nut keeper kit shunt trip (STL) 110-127V DC, AC 50/60Hz | - | 0 | 0
3VA2225-6HN32-0JC0 |  | 3VA2225-6HN32-0JC0 | 1 | UN | 1 | 10 | C | D | EAR99 | N | 85362090 | 1 | 4042949031598 | 2.54 | KG | 1346.4 | 1346.4 | LP18 | LP18 | circuit breaker 3VA2 IEC frame 250 breaking capacity class H Icu=85kA @ 415V 3-pole, line protection ETU350, LSI, In=250A overload protection Ir=100A...250A short-circuit protection Isd=1.5...10 x Ir, Ii=10 x In nut keeper kit shunt trip (STL) 110-127V DC, AC 50/60Hz 2 auxiliary switches HQ | - | 0 | 0
3VA2225-6HN32-0JH0 |  | 3VA2225-6HN32-0JH0 | 1 | UN | 1 | 10 | C | D | EAR99 | N | 85362090 | 1 | 4042949035435 | 2.57 | KG | 1372.8 | 1372.8 | LP18 | LP18 | circuit breaker 3VA2 IEC frame 250 breaking capacity class H Icu=85kA @ 415V 3-pole, line protection ETU350, LSI, In=250A overload protection Ir=100A...250A short-circuit protection Isd=1.5...10 x Ir, Ii=10 x In nut keeper kit shunt trip (STL) 110-127V DC, AC 50/60Hz 2 auxiliary switches HQ 1 trip alarm switch HQ | - | 0 | 0
3VA2225-6HN32-0JL0 |  | 3VA2225-6HN32-0JL0 | 1 | UN | 1 | 10 | C | D | EAR99 | N | 85362090 | 1 | 4042949039273 | 2.6 | KG | 1416.8 | 1416.8 | LP18 | LP18 | circuit breaker 3VA2 IEC frame 250 breaking capacity class H Icu=85kA @ 415V 3-pole, line protection ETU350, LSI, In=250A overload protection Ir=100A...250A short-circuit protection Isd=1.5...10 x Ir, Ii=10 x In nut keeper kit shunt trip (STL) 110-127V DC, AC 50/60Hz 2 auxiliary switches HQ 1 trip alarm switch HQ 1 electrical alarm switch | - | 0 | 0
3VA2225-6HN32-0KA0 |  | 3VA2225-6HN32-0KA0 | 1 | UN | 1 | 10 | C | D | EAR99 | N | 85362090 | 1 | 4042949023272 | 2.48 | KG | 1302.4 | 1302.4 | LP18 | LP18 | circuit breaker 3VA2 IEC frame 250 breaking capacity class H Icu=85kA @ 415V 3-pole, line protection ETU350, LSI, In=250A overload protection Ir=100A...250A short-circuit protection Isd=1.5...10 x Ir, Ii=10 x In nut keeper kit shunt trip (STL) 220-250V DC, 208-277V AC | - | 0 | 0
3VA2225-6HN32-0KC0 |  | 3VA2225-6HN32-0KC0 | 1 | UN | 1 | 10 | C | D | EAR99 | N | 85362090 | 1 | 4042949032236 | 2.54 | KG | 1346.4 | 1346.4 | LP18 | LP18 | circuit breaker 3VA2 IEC frame 250 breaking capacity class H Icu=85kA @ 415V 3-pole, line protection ETU350, LSI, In=250A overload protection Ir=100A...250A short-circuit protection Isd=1.5...10 x Ir, Ii=10 x In nut keeper kit shunt trip (STL) 220-250V DC, 208-277V AC 2 auxiliary switches HQ | - | 0 | 0
3VA2225-6HN32-0KH0 |  | 3VA2225-6HN32-0KH0 | 1 | UN | 1 | 10 | C | D | EAR99 | N | 85362090 | 1 | 4042949036074 | 2.57 | KG | 1372.8 | 1372.8 | LP18 | LP18 | circuit breaker 3VA2 IEC frame 250 breaking capacity class H Icu=85kA @ 415V 3-pole, line protection ETU350, LSI, In=250A overload protection Ir=100A...250A short-circuit protection Isd=1.5...10 x Ir, Ii=10 x In nut keeper kit shunt trip (STL) 220-250V DC, 208-277V AC 2 auxiliary switches HQ 1 trip alarm switch HQ | - | 0 | 0
3VA2225-6HN32-0KL0 |  | 3VA2225-6HN32-0KL0 | 1 | UN | 1 | 10 | C | D | EAR99 | N | 85362090 | 1 | 4042949039914 | 2.6 | KG | 1416.8 | 1416.8 | LP18 | LP18 | circuit breaker 3VA2 IEC frame 250 breaking capacity class H Icu=85kA @ 415V 3-pole, line protection ETU350, LSI, In=250A overload protection Ir=100A...250A short-circuit protection Isd=1.5...10 x Ir, Ii=10 x In nut keeper kit shunt trip (STL) 220-250V DC, 208-277V AC 2 auxiliary switches HQ 1 trip alarm switch HQ 1 electrical alarm switch | - | 0 | 0
3VA2225-6HN42-0AA0 |  | 3VA2225-6HN42-0AA0 | 1 | UN | 1 | 5 | B | D | EAR99 | N | 85362090 | 1 | 4042948806067 | 2.896 | KG | 1530 | 1487.5 | LP18 | LP18 | circuit breaker 3VA2 IEC frame 250 breaking capacity class H Icu=85kA @ 415V 4-pole, line protection ETU350, LSI, In=250A overload protection Ir=100A...250A short-circuit protection Isd=1.5...10 x Ir, Ii=10 x In N conductor protection adjustable (OFF, 50%, 100%) nut keeper kit | Lista Papel 2020 SI | 0 | 0
3VA2225-6HN42-0AD0 |  | 3VA2225-6HN42-0AD0 | 1 | UN | 1 | 10 | C | D | EAR99 | N | 85362090 | 1 | 4042949325802 | 2.965 | KG | 1654.4 | 1654.4 | LP18 | LP18 | circuit breaker 3VA2 IEC frame 250 breaking capacity class H Icu=85kA @ 415V 4-pole, line protection ETU350, LSI, In=250A overload protection Ir=100A...250A short-circuit protection Isd=1.5...10 x Ir, Ii=10 x In N conductor protection adjustable (OFF, 50%, 100%) nut keeper kit circuit breaker 3VA2 IEC frame 250 3 auxiliary switches HQ | - | 0 | 0
3VA2225-6HN42-0BA0 |  | 3VA2225-6HN42-0BA0 | 1 | UN | 1 | 10 | C | D | EAR99 | N | 85362090 | 1 | 4042949326908 | 2.981 | KG | 1698.4 | 1698.4 | LP18 | LP18 | circuit breaker 3VA2 IEC frame 250 breaking capacity class H Icu=85kA @ 415 V 4pole, line protection ETU350, LSI, In=250A overload protection Ir=100A ...250A short circuit protection Isd=1,5... 10 x Ir, iI=10 x In neutral protection adjustable(off,50%,100%) busbar connection circuit breaker 3VA2 IEC frame 250 breaking capacity class H Icu=85kA @ 415 V 4pole, line protection ETU350, LSI, In=250A overload protection Ir=100A undervoltage release 24 V DC accessory for 3VA1 100/160 3VA2 | - | 0 | 0
3VA2225-6JP32-0AA0 |  | 3VA2225-6JP32-0AA0 | 1 | UN | 1 | 5 | B | D | EAR99 | N | 85362090 | 1 | 4042948805527 | 2.238 | KG | 1589.5 | 1547 | LP18 | LP18 | circuit breaker 3VA2 IEC frame 250 breaking capacity class H Icu=85kA @ 415V 3-pole, line protection ETU550, LSI, In=250A overload protection Ir=100A...250A short-circuit protection Isd=0.6..10x In, Ii=1.5..10x In N conductor protection optionally with external current transformer, up to 160% nut keeper kit | Lista Papel 2020 SI | 0 | 0
3VA2225-6JP32-0AB0 |  | 3VA2225-6JP32-0AB0 | 1 | UN | 1 | 10 | C | D | EAR99 | N | 85362090 | 1 | 4042949023906 | 2.48 | KG | 1707.2 | 1707.2 | LP18 | LP18 | circuit breaker 3VA2 IEC frame 250 breaking capacity class H Icu=85kA @ 415V 3-pole, line protection ETU550, LSI, In=250A overload protection Ir=100A...250A short-circuit protection Isd=0.6..10x In, Ii=1.5..10x In N conductor protection optionally with external current transformer nut keeper kit 2 auxiliary switches HP | - | 0 | 0
3VA2225-6JP32-0AC0 |  | 3VA2225-6JP32-0AC0 | 1 | UN | 1 | 10 | C | D | EAR99 | N | 85362090 | 1 | 4042949024545 | 2.46 | KG | 1689.6 | 1689.6 | LP18 | LP18 | circuit breaker 3VA2 IEC frame 250 breaking capacity class H Icu=85kA @ 415V 3-pole, line protection ETU550, LSI, In=250A overload protection Ir=100A...250A short-circuit protection Isd=0.6..10x In, Ii=1.5..10x In N conductor protection optionally with external current transformer nut keeper kit 2 auxiliary switches HQ | - | 0 | 0
3VA2225-6JP32-0AD0 |  | 3VA2225-6JP32-0AD0 | 1 | UN | 1 | 10 | C | D | EAR99 | N | 85362090 | 1 | 4042949025184 | 2.49 | KG | 1707.2 | 1707.2 | LP18 | LP18 | circuit breaker 3VA2 IEC frame 250 breaking capacity class H Icu=85kA @ 415V 3-pole, line protection ETU550, LSI, In=250A overload protection Ir=100A...250A short-circuit protection Isd=0.6..10x In, Ii=1.5..10x In N conductor protection optionally with external current transformer nut keeper kit 3 auxiliary switches HQ | - | 0 | 0
3VA2225-6JP32-0AE0 |  | 3VA2225-6JP32-0AE0 | 1 | UN | 1 | 10 | C | D | EAR99 | N | 85362090 | 1 | 4042949025825 | 2.52 | KG | 1733.6 | 1733.6 | LP18 | LP18 | circuit breaker 3VA2 IEC frame 250 breaking capacity class H Icu=85kA @ 415V 3-pole, line protection ETU550, LSI, In=250A overload protection Ir=100A...250A short-circuit protection Isd=0.6..10x In, Ii=1.5..10x In N conductor protection optionally with external current transformer nut keeper kit 4 auxiliary switches HQ | - | 0 | 0
3VA2225-6JP32-0AF0 |  | 3VA2225-6JP32-0AF0 | 1 | UN | 1 | 10 | C | D | EAR99 | N | 85362090 | 1 | 4042949026464 | 2.46 | KG | 1689.6 | 1689.6 | LP18 | LP18 | circuit breaker 3VA2 IEC frame 250 breaking capacity class H Icu=85kA @ 415V 3-pole, line protection ETU550, LSI, In=250A overload protection Ir=100A...250A short-circuit protection Isd=0.6..10x In, Ii=1.5..10x In N conductor protection optionally with external current transformer nut keeper kit 1 auxiliary switch HQ 1 trip alarm switch HQ | - | 0 | 0
3VA2225-6JP32-0AG0 |  | 3VA2225-6JP32-0AG0 | 1 | UN | 1 | 10 | C | D | EAR99 | N | 85362090 | 1 | 4042949027102 | 2.48 | KG | 1707.2 | 1707.2 | LP18 | LP18 | circuit breaker 3VA2 IEC frame 250 breaking capacity class H Icu=85kA @ 415V 3-pole, line protection ETU550, LSI, In=250A overload protection Ir=100A...250A short-circuit protection Isd=0.6..10x In, Ii=1.5..10x In N conductor protection optionally with external current transformer nut keeper kit 1 auxiliary switch HP 1 trip alarm switch HP | - | 0 | 0
3VA2225-6JP32-0AH0 |  | 3VA2225-6JP32-0AH0 | 1 | UN | 1 | 10 | C | D | EAR99 | N | 85362090 | 1 | 4042949027744 | 2.49 | KG | 1707.2 | 1707.2 | LP18 | LP18 | circuit breaker 3VA2 IEC frame 250 breaking capacity class H Icu=85kA @ 415V 3-pole, line protection ETU550, LSI, In=250A overload protection Ir=100A...250A short-circuit protection Isd=0.6..10x In, Ii=1.5..10x In N conductor protection optionally with external current transformer nut keeper kit 2 auxiliary switches HQ 1 trip alarm switch HQ | - | 0 | 0
3VA2225-6JP32-0AJ0 |  | 3VA2225-6JP32-0AJ0 | 1 | UN | 1 | 10 | C | D | EAR99 | N | 85362090 | 1 | 4042949028383 | 2.52 | KG | 1760 | 1760 | LP18 | LP18 | circuit breaker 3VA2 IEC frame 250 breaking capacity class H Icu=85kA @ 415V 3-pole, line protection ETU550, LSI, In=250A overload protection Ir=100A...250A short-circuit protection Isd=0.6..10x In, Ii=1.5..10x In N conductor protection optionally with external current transformer nut keeper kit 2 auxiliary switches HP 1 trip alarm switch HP | - | 0 | 0
3VA2225-6JP32-0BA0 |  | 3VA2225-6JP32-0BA0 | 1 | UN | 1 | 10 | C | D | EAR99 | N | 85362090 | 1 | 4042949020066 | 2.52 | KG | 1760 | 1760 | LP18 | LP18 | circuit breaker 3VA2 IEC frame 250 breaking capacity class H Icu=85kA @ 415V 3-pole, line protection ETU550, LSI, In=250A overload protection Ir=100A...250A short-circuit protection Isd=0.6..10x In, Ii=1.5..10x In N conductor protection optionally with external current transformer nut keeper kit undervoltage release (UVR) 24V DC | - | 0 | 0
3VA2225-6JP32-0BC0 |  | 3VA2225-6JP32-0BC0 | 1 | UN | 1 | 10 | C | D | EAR99 | N | 85362090 | 1 | 4042949029021 | 2.58 | KG | 1821.6 | 1821.6 | LP18 | LP18 | circuit breaker 3VA2 IEC frame 250 breaking capacity class H Icu=85kA @ 415V 3-pole, line protection ETU550, LSI, In=250A overload protection Ir=100A...250A short-circuit protection Isd=0.6..10x In, Ii=1.5..10x In N conductor protection optionally with external current transformer nut keeper kit undervoltage release (UVR) 24V DC 2 auxiliary switches HQ | - | 0 | 0
3VA2225-6JP32-0BE0 |  | 3VA2225-6JP32-0BE0 | 1 | UN | 1 | 10 | C | D | EAR99 | N | 85362090 | 1 | 4042949325857 | 2.415 | KG | 1856.8 | 1856.8 | LP18 | LP18 | circuit breaker 3VA2 IEC frame 250 breaking capacity class H Icu=85kA @ 415V 3-pole, line protection ETU550, LSI, In=250A overload protection Ir=100A...250A short-circuit protection Isd=0.6..10x In, Ii=1.5..10x In N conductor protection optionally with external current transformer, up to 160% nut keeper kit circuit breaker 3VA2 IEC undervoltage release 24V DC 4 auxiliary switches HQ | - | 0 | 0
3VA2225-6JP32-0BG0 |  | 3VA2225-6JP32-0BG0 | 1 | UN | 1 | 10 | C | D | EAR99 | N | 85362090 | 1 | 4042949320128 | 2.581 | KG | 1839.2 | 1839.2 | LP18 | LP18 | circuit breaker 3VA2 IEC frame 250 breaking capacity class H Icu=85kA @ 415V 3-pole, line protection ETU550, LSI, In=250A overload protection Ir=100A...250A short-circuit protection Isd=0.6..10x In, Ii=1.5..10x In N conductor protection optionally with external current transformer nut keeper kit undervoltage release (UVR) 24V DC 1 auxiliary switch HP 1 trip alarm switch HP | - | 0 | 0
3VA2225-6JP32-0BH0 |  | 3VA2225-6JP32-0BH0 | 1 | UN | 1 | 10 | C | D | EAR99 | N | 85362090 | 1 | 4042949032861 | 2.61 | KG | 1839.2 | 1839.2 | LP18 | LP18 | circuit breaker 3VA2 IEC frame 250 breaking capacity class H Icu=85kA @ 415V 3-pole, line protection ETU550, LSI, In=250A overload protection Ir=100A...250A short-circuit protection Isd=0.6..10x In, Ii=1.5..10x In N conductor protection optionally with external current transformer nut keeper kit undervoltage release (UVR) 24V DC 2 auxiliary switches HQ 1 trip alarm switch HQ | - | 0 | 0
3VA2225-6JP32-0BL0 |  | 3VA2225-6JP32-0BL0 | 1 | UN | 1 | 10 | C | D | EAR99 | N | 85362090 | 1 | 4042949036708 | 2.64 | KG | 1874.4 | 1874.4 | LP18 | LP18 | circuit breaker 3VA2 IEC frame 250 breaking capacity class H Icu=85kA @ 415V 3-pole, line protection ETU550, LSI, In=250A overload protection Ir=100A...250A short-circuit protection Isd=0.6..10x In, Ii=1.5..10x In N conductor protection optionally with external current transformer nut keeper kit undervoltage release (UVR) 24V DC 2 auxiliary switches HQ 1 trip alarm switch HQ 1 electrical alarm switch | - | 0 | 0
3VA2225-6JP32-0CA0 |  | 3VA2225-6JP32-0CA0 | 1 | UN | 1 | 10 | C | D | EAR99 | N | 85362090 | 1 | 4042949020707 | 2.52 | KG | 1760 | 1760 | LP18 | LP18 | circuit breaker 3VA2 IEC frame 250 breaking capacity class H Icu=85kA @ 415V 3-pole, line protection ETU550, LSI, In=250A overload protection Ir=100A...250A short-circuit protection Isd=0.6..10x In, Ii=1.5..10x In N conductor protection optionally with external current transformer nut keeper kit undervoltage release (UVR) 120-127V AC 50/60Hz | - | 0 | 0
3VA2225-6JP32-0CC0 |  | 3VA2225-6JP32-0CC0 | 1 | UN | 1 | 10 | C | D | EAR99 | N | 85362090 | 1 | 4042949029663 | 2.58 | KG | 1821.6 | 1821.6 | LP18 | LP18 | circuit breaker 3VA2 IEC frame 250 breaking capacity class H Icu=85kA @ 415V 3-pole, line protection ETU550, LSI, In=250A overload protection Ir=100A...250A short-circuit protection Isd=0.6..10x In, Ii=1.5..10x In N conductor protection optionally with external current transformer nut keeper kit undervoltage release (UVR) 120-127V AC 50/60Hz 2 auxiliary switches HQ | - | 0 | 0
3VA2225-6JP32-0CH0 |  | 3VA2225-6JP32-0CH0 | 1 | UN | 1 | 10 | C | D | EAR99 | N | 85362090 | 1 | 4042949033509 | 2.61 | KG | 1839.2 | 1839.2 | LP18 | LP18 | circuit breaker 3VA2 IEC frame 250 breaking capacity class H Icu=85kA @ 415V 3-pole, line protection ETU550, LSI, In=250A overload protection Ir=100A...250A short-circuit protection Isd=0.6..10x In, Ii=1.5..10x In N conductor protection optionally with external current transformer nut keeper kit undervoltage release (UVR) 120-127V AC 50/60Hz 2 auxiliary switches HQ 1 trip alarm switch HQ | - | 0 | 0
3VA2225-6JP32-0CL0 |  | 3VA2225-6JP32-0CL0 | 1 | UN | 1 | 10 | C | D | EAR99 | N | 85362090 | 1 | 4042949037347 | 2.64 | KG | 1874.4 | 1874.4 | LP18 | LP18 | circuit breaker 3VA2 IEC frame 250 breaking capacity class H Icu=85kA @ 415V 3-pole, line protection ETU550, LSI, In=250A overload protection Ir=100A...250A short-circuit protection Isd=0.6..10x In, Ii=1.5..10x In N conductor protection optionally with external current transformer nut keeper kit undervoltage release (UVR) 120-127V AC 50/60Hz 2 auxiliary switches HQ 1 trip alarm switch HQ 1 electrical alarm switch | - | 0 | 0
3VA2225-6JP32-0DA0 |  | 3VA2225-6JP32-0DA0 | 1 | UN | 1 | 10 | C | D | EAR99 | N | 85362090 | 1 | 4042949021346 | 2.52 | KG | 1760 | 1760 | LP18 | LP18 | circuit breaker 3VA2 IEC frame 250 breaking capacity class H Icu=85kA @ 415V 3-pole, line protection ETU550, LSI, In=250A overload protection Ir=100A...250A short-circuit protection Isd=0.6..10x In, Ii=1.5..10x In N conductor protection optionally with external current transformer nut keeper kit undervoltage release (UVR) 208-230V AC 50/60Hz | - | 0 | 0
3VA2225-6JP32-0DC0 |  | 3VA2225-6JP32-0DC0 | 1 | UN | 1 | 10 | C | D | EAR99 | N | 85362090 | 1 | 4042949030300 | 2.58 | KG | 1821.6 | 1821.6 | LP18 | LP18 | circuit breaker 3VA2 IEC frame 250 breaking capacity class H Icu=85kA @ 415V 3-pole, line protection ETU550, LSI, In=250A overload protection Ir=100A...250A short-circuit protection Isd=0.6..10x In, Ii=1.5..10x In N conductor protection optionally with external current transformer nut keeper kit undervoltage release (UVR) 208-230V AC 50/60Hz 2 auxiliary switches HQ | - | 0 | 0
3VA2225-6JP32-0DH0 |  | 3VA2225-6JP32-0DH0 | 1 | UN | 1 | 10 | C | D | EAR99 | N | 85362090 | 1 | 4042949034148 | 2.61 | KG | 1839.2 | 1839.2 | LP18 | LP18 | circuit breaker 3VA2 IEC frame 250 breaking capacity class H Icu=85kA @ 415V 3-pole, line protection ETU550, LSI, In=250A overload protection Ir=100A...250A short-circuit protection Isd=0.6..10x In, Ii=1.5..10x In N conductor protection optionally with external current transformer nut keeper kit undervoltage release (UVR) 208-230V AC 50/60Hz 2 auxiliary switches HQ 1 trip alarm switch HQ | - | 0 | 0
3VA2225-6JP32-0DL0 |  | 3VA2225-6JP32-0DL0 | 1 | UN | 1 | 10 | C | D | EAR99 | N | 85362090 | 1 | 4042949037989 | 2.64 | KG | 1874.4 | 1874.4 | LP18 | LP18 | circuit breaker 3VA2 IEC frame 250 breaking capacity class H Icu=85kA @ 415V 3-pole, line protection ETU550, LSI, In=250A overload protection Ir=100A...250A short-circuit protection Isd=0.6..10x In, Ii=1.5..10x In N conductor protection optionally with external current transformer nut keeper kit undervoltage release (UVR) 208-230V AC 50/60Hz 2 auxiliary switches HQ 1 trip alarm switch HQ 1 electrical alarm switch | - | 0 | 0
3VA2225-6JP32-0HA0 |  | 3VA2225-6JP32-0HA0 | 1 | UN | 1 | 10 | C | D | EAR99 | N | 85362090 | 1 | 4042949021988 | 2.49 | KG | 1724.8 | 1724.8 | LP18 | LP18 | circuit breaker 3VA2 IEC frame 250 breaking capacity class H Icu=85kA @ 415V 3-pole, line protection ETU550, LSI, In=250A overload protection Ir=100A...250A short-circuit protection Isd=0.6..10x In, Ii=1.5..10x In N conductor protection optionally with external current transformer nut keeper kit shunt trip (STL) 12-30V DC; 24V AC 50/60Hz | - | 0 | 0
3VA2225-6JP32-0HC0 |  | 3VA2225-6JP32-0HC0 | 1 | UN | 1 | 10 | C | D | EAR99 | N | 85362090 | 1 | 4042949030942 | 2.55 | KG | 1777.6 | 1777.6 | LP18 | LP18 | circuit breaker 3VA2 IEC frame 250 breaking capacity class H Icu=85kA @ 415V 3-pole, line protection ETU550, LSI, In=250A overload protection Ir=100A...250A short-circuit protection Isd=0.6..10x In, Ii=1.5..10x In N conductor protection optionally with external current transformer nut keeper kit shunt trip (STL) 12-30V DC; 24V AC 50/60Hz 2 auxiliary switches HQ | - | 0 | 0
3VA2225-6JP32-0HH0 |  | 3VA2225-6JP32-0HH0 | 1 | UN | 1 | 10 | C | D | EAR99 | N | 85362090 | 1 | 4042949034780 | 2.58 | KG | 1821.6 | 1821.6 | LP18 | LP18 | circuit breaker 3VA2 IEC frame 250 breaking capacity class H Icu=85kA @ 415V 3-pole, line protection ETU550, LSI, In=250A overload protection Ir=100A...250A short-circuit protection Isd=0.6..10x In, Ii=1.5..10x In N conductor protection optionally with external current transformer nut keeper kit shunt trip (STL) 12-30V DC; 24V AC 50/60Hz 2 auxiliary switches HQ 1 trip alarm switch HQ | - | 0 | 0
3VA2225-6JP32-0HL0 |  | 3VA2225-6JP32-0HL0 | 1 | UN | 1 | 10 | C | D | EAR99 | N | 85362090 | 1 | 4042949038627 | 2.61 | KG | 1848 | 1848 | LP18 | LP18 | circuit breaker 3VA2 IEC frame 250 breaking capacity class H Icu=85kA @ 415V 3-pole, line protection ETU550, LSI, In=250A overload protection Ir=100A...250A short-circuit protection Isd=0.6..10x In, Ii=1.5..10x In N conductor protection optionally with external current transformer nut keeper kit shunt trip (STL) 12-30V DC; 24V AC 50/60Hz 2 auxiliary switches HQ 1 trip alarm switch HQ 1 electrical alarm switch | - | 0 | 0
3VA2225-6JP32-0JA0 |  | 3VA2225-6JP32-0JA0 | 1 | UN | 1 | 10 | C | D | EAR99 | N | 85362090 | 1 | 4042949022626 | 2.49 | KG | 1724.8 | 1724.8 | LP18 | LP18 | circuit breaker 3VA2 IEC frame 250 breaking capacity class H Icu=85kA @ 415V 3-pole, line protection ETU550, LSI, In=250A overload protection Ir=100A...250A short-circuit protection Isd=0.6..10x In, Ii=1.5..10x In N conductor protection optionally with external current transformer nut keeper kit shunt trip (STL) 110-127V DC, AC 50/60Hz | - | 0 | 0
3VA2225-6JP32-0JC0 |  | 3VA2225-6JP32-0JC0 | 1 | UN | 1 | 10 | C | D | EAR99 | N | 85362090 | 1 | 4042949031581 | 2.55 | KG | 1777.6 | 1777.6 | LP18 | LP18 | circuit breaker 3VA2 IEC frame 250 breaking capacity class H Icu=85kA @ 415V 3-pole, line protection ETU550, LSI, In=250A overload protection Ir=100A...250A short-circuit protection Isd=0.6..10x In, Ii=1.5..10x In N conductor protection optionally with external current transformer nut keeper kit shunt trip (STL) 110-127V DC, AC 50/60Hz 2 auxiliary switches HQ | - | 0 | 0
3VA2225-6JP32-0JH0 |  | 3VA2225-6JP32-0JH0 | 1 | UN | 1 | 10 | C | D | EAR99 | N | 85362090 | 1 | 4042949035428 | 2.58 | KG | 1821.6 | 1821.6 | LP18 | LP18 | circuit breaker 3VA2 IEC frame 250 breaking capacity class H Icu=85kA @ 415V 3-pole, line protection ETU550, LSI, In=250A overload protection Ir=100A...250A short-circuit protection Isd=0.6..10x In, Ii=1.5..10x In N conductor protection optionally with external current transformer nut keeper kit shunt trip (STL) 110-127V DC, AC 50/60Hz 2 auxiliary switches HQ 1 trip alarm switch HQ | - | 0 | 0
3VA2225-6JP32-0JL0 |  | 3VA2225-6JP32-0JL0 | 1 | UN | 1 | 10 | C | D | EAR99 | N | 85362090 | 1 | 4042949039266 | 2.61 | KG | 1848 | 1848 | LP18 | LP18 | circuit breaker 3VA2 IEC frame 250 breaking capacity class H Icu=85kA @ 415V 3-pole, line protection ETU550, LSI, In=250A overload protection Ir=100A...250A short-circuit protection Isd=0.6..10x In, Ii=1.5..10x In N conductor protection optionally with external current transformer nut keeper kit shunt trip (STL) 110-127V DC, AC 50/60Hz 2 auxiliary switches HQ 1 trip alarm switch HQ 1 electrical alarm switch | - | 0 | 0
3VA2225-6JP32-0KA0 |  | 3VA2225-6JP32-0KA0 | 1 | UN | 1 | 10 | C | D | EAR99 | N | 85362090 | 1 | 4042949023265 | 2.49 | KG | 1724.8 | 1724.8 | LP18 | LP18 | circuit breaker 3VA2 IEC frame 250 breaking capacity class H Icu=85kA @ 415V 3-pole, line protection ETU550, LSI, In=250A overload protection Ir=100A...250A short-circuit protection Isd=0.6..10x In, Ii=1.5..10x In N conductor protection optionally with external current transformer nut keeper kit shunt trip (STL) 220-250V DC; 208-277V AC | - | 0 | 0
3VA2225-6JP32-0KC0 |  | 3VA2225-6JP32-0KC0 | 1 | UN | 1 | 10 | C | D | EAR99 | N | 85362090 | 1 | 4042949032229 | 2.55 | KG | 1777.6 | 1777.6 | LP18 | LP18 | circuit breaker 3VA2 IEC frame 250 breaking capacity class H Icu=85kA @ 415V 3-pole, line protection ETU550, LSI, In=250A overload protection Ir=100A...250A short-circuit protection Isd=0.6..10x In, Ii=1.5..10x In N conductor protection optionally with external current transformer nut keeper kit shunt trip (STL) 220-250V DC; 208-277V AC 2 auxiliary switches HQ | - | 0 | 0
3VA2225-6JP32-0KH0 |  | 3VA2225-6JP32-0KH0 | 1 | UN | 1 | 10 | C | D | EAR99 | N | 85362090 | 1 | 4042949036067 | 2.58 | KG | 1821.6 | 1821.6 | LP18 | LP18 | circuit breaker 3VA2 IEC frame 250 breaking capacity class H Icu=85kA @ 415V 3-pole, line protection ETU550, LSI, In=250A overload protection Ir=100A...250A short-circuit protection Isd=0.6..10x In, Ii=1.5..10x In N conductor protection optionally with external current transformer nut keeper kit shunt trip (STL) 220-250V DC; 208-277V AC 2 auxiliary switches HQ 1 trip alarm switch HQ | - | 0 | 0
3VA2225-6JP32-0KL0 |  | 3VA2225-6JP32-0KL0 | 1 | UN | 1 | 10 | C | D | EAR99 | N | 85362090 | 1 | 4042949039907 | 2.61 | KG | 1848 | 1848 | LP18 | LP18 | circuit breaker 3VA2 IEC frame 250 breaking capacity class H Icu=85kA @ 415V 3-pole, line protection ETU550, LSI, In=250A overload protection Ir=100A...250A short-circuit protection Isd=0.6..10x In, Ii=1.5..10x In N conductor protection optionally with external current transformer nut keeper kit shunt trip (STL) 220-250V DC; 208-277V AC 2 auxiliary switches HQ 1 trip alarm switch HQ 1 electrical alarm switch | - | 0 | 0
3VA2225-6JP32-0LA0 |  | 3VA2225-6JP32-0LA0 | 1 | UN | 1 | 10 | C | D | EAR99 | N | 85362090 | 1 | 4042949322757 | 2.5 | KG | 1856.8 | 1856.8 | LP18 | LP18 | circuit breaker 3VA2 IEC frame 250 breaking capacity class H Icu=85kA @ 415V 3-pole, line protection ETU550, LSI, In=250A overload protection Ir=100A...250A short-circuit protection Isd=0.6..10x In, Ii=1.5..10x In N conductor protection optionally with external current transformer, up to 160% nut keeper kit universal release (UNI) 24V DC | - | 0 | 0
3VA2225-6JP32-0LK0 |  | 3VA2225-6JP32-0LK0 | 1 | UN | 1 | 10 | C | D | EAR99 | N | 85362090 | 1 | 4042949326885 | 2.403 | KG | 1927.2 | 1927.2 | LP18 | LP18 | circuit breaker 3VA2 IEC frame 250 breaking capacity class H Icu=85kA @ 415 V 3pole, line protection ETU550, LSI, In=250A overload protection Ir=100A ...250A short circuit protection Isd=0,6..10x In, iI=1,5..10x In neutral protection optional with ext. ct,upto 160% busbar connection circuit breaker 3VA2 IEC frame 250 breaking capacity class H Icu=85kA @ 415 V 3pole, line protection ETU550, LSI, In=250A overload protection Ir=100A universal release 24 V DC accessory for 3VA1 100/160 3VA2 1 auxiliary switch changeover H 1 trip alarm switch changeover 1 electrical alarm switch HQ | - | 0 | 0
3VA2225-6JP42-0AA0 |  | 3VA2225-6JP42-0AA0 | 1 | UN | 1 | 5 | B | D | EAR99 | N | 85362090 | 1 | 4042948806081 | 2.885 | KG | 1946.5 | 1895.5 | LP18 | LP18 | circuit breaker 3VA2 IEC frame 250 breaking capacity class H Icu=85kA @ 415V 4-pole, line protection ETU550, LSI, In=250A overload protection Ir=100A...250A short-circuit protection Isd=0.6..10x In, Ii=1.5..10x In N conductor protection adjustable (OFF, up to 100%) nut keeper kit | Lista Papel 2020 SI | 0 | 0
3VA2225-6JP42-0AH0 |  | 3VA2225-6JP42-0AH0 | 1 | UN | 1 | 10 | C | D | EAR99 | N | 85362090 | 1 | 4042949328742 | 2.962 | KG | 2085.6 | 2085.6 | LP18 | LP18 | circuit breaker 3VA2 IEC frame 250 breaking capacity class H Icu=85kA @ 415V 4-pole, line protection ETU550, LSI, In=250A overload protection Ir=100A...250A short-circuit protection Isd=0.6..10x In, Ii=1.5..10x In N conductor protection adjustable (OFF, up to 100%) nut keeper kit circuit breaker 3VA2 IEC frame 250 breaking capacity class H Icu=85kA @ 415V 4-pole, line protection ETU550, LSI, In=250A overload protection 2 AUXILIARY SWITCH CHANGEOVER H 1 TRIP ALARM SWITCH CHANGEOVER |  | 0 | 0
3VA2225-6JQ32-0AA0 |  | 3VA2225-6JQ32-0AA0 | 1 | UN | 1 | 5 | B | D | EAR99 | N | 85362090 | 1 | 4042948805534 | 2.244 | KG | 1827.5 | 1776.5 | LP18 | LP18 | circuit breaker 3VA2 IEC frame 250 breaking capacity class H Icu=85kA @ 415V 3-pole, line protection ETU560, LSIG, In=250A overload protection Ir=100A...250A short-circuit protection Isd=0.6..10x In, Ii=1.5..10x In N conductor protection optionally with external current transformer, up to 160% gr.-fault prot., can be sw. off Ig=0.2...1 x In, tg=0.05-0.8s nut keeper kit | Lista Papel 2020 SI | 0 | 0
3VA2225-6JQ32-0AB0 |  | 3VA2225-6JQ32-0AB0 | 1 | UN | 1 | 10 | C | D | EAR99 | N | 85362090 | 1 | 4042949023890 | 2.48 | KG | 1962.4 | 1962.4 | LP18 | LP18 | circuit breaker 3VA2 IEC frame 250 breaking capacity class H Icu=85kA @ 415V 3-pole, line protection ETU560, LSIG, In=250A overload protection Ir=100A...250A short-circuit protection Isd=0.6..10x In, Ii=1.5..10x In N conductor protection optionally with external current transformer gr.-fault prot., can be sw. off Ig=0.2...1 x In, tg=0.05-0.8s nut keeper kit 2 auxiliary switches HP | - | 0 | 0
3VA2225-6JQ32-0AC0 |  | 3VA2225-6JQ32-0AC0 | 1 | UN | 1 | 10 | C | D | EAR99 | N | 85362090 | 1 | 4042949024538 | 2.46 | KG | 1944.8 | 1944.8 | LP18 | LP18 | circuit breaker 3VA2 IEC frame 250 breaking capacity class H Icu=85kA @ 415V 3-pole, line protection ETU560, LSIG, In=250A overload protection Ir=100A...250A short-circuit protection Isd=0.6..10x In, Ii=1.5..10x In N conductor protection optionally with external current transformer gr.-fault prot., can be sw. off Ig=0.2...1 x In, tg=0.05-0.8s nut keeper kit 2 auxiliary switches HQ | - | 0 | 0
3VA2225-6JQ32-0AD0 |  | 3VA2225-6JQ32-0AD0 | 1 | UN | 1 | 10 | C | D | EAR99 | N | 85362090 | 1 | 4042949025177 | 2.49 | KG | 1962.4 | 1962.4 | LP18 | LP18 | circuit breaker 3VA2 IEC frame 250 breaking capacity class H Icu=85kA @ 415V 3-pole, line protection ETU560, LSIG, In=250A overload protection Ir=100A...250A short-circuit protection Isd=0.6..10x In, Ii=1.5..10x In N conductor protection optionally with external current transformer gr.-fault prot., can be sw. off Ig=0.2...1 x In, tg=0.05-0.8s nut keeper kit 3 auxiliary switches HQ | - | 0 | 0
3VA2225-6JQ32-0AE0 |  | 3VA2225-6JQ32-0AE0 | 1 | UN | 1 | 10 | C | D | EAR99 | N | 85362090 | 1 | 4042949025818 | 2.52 | KG | 1980 | 1980 | LP18 | LP18 | circuit breaker 3VA2 IEC frame 250 breaking capacity class H Icu=85kA @ 415V 3-pole, line protection ETU560, LSIG, In=250A overload protection Ir=100A...250A short-circuit protection Isd=0.6..10x In, Ii=1.5..10x In N conductor protection optionally with external current transformer gr.-fault prot., can be sw. off Ig=0.2...1 x In, tg=0.05-0.8s nut keeper kit 4 auxiliary switches HQ | - | 0 | 0
3VA2225-6JQ32-0AF0 |  | 3VA2225-6JQ32-0AF0 | 1 | UN | 1 | 10 | C | D | EAR99 | N | 85362090 | 1 | 4042949026457 | 2.46 | KG | 1944.8 | 1944.8 | LP18 | LP18 | circuit breaker 3VA2 IEC frame 250 breaking capacity class H Icu=85kA @ 415V 3-pole, line protection ETU560, LSIG, In=250A overload protection Ir=100A...250A short-circuit protection Isd=0.6..10x In, Ii=1.5..10x In N conductor protection optionally with external current transformer gr.-fault prot., can be sw. off Ig=0.2...1 x In, tg=0.05-0.8s nut keeper kit 1 auxiliary switch HQ 1 trip alarm switch HQ | - | 0 | 0
3VA2225-6JQ32-0AG0 |  | 3VA2225-6JQ32-0AG0 | 1 | UN | 1 | 10 | C | D | EAR99 | N | 85362090 | 1 | 4042949027096 | 2.48 | KG | 1962.4 | 1962.4 | LP18 | LP18 | circuit breaker 3VA2 IEC frame 250 breaking capacity class H Icu=85kA @ 415V 3-pole, line protection ETU560, LSIG, In=250A overload protection Ir=100A...250A short-circuit protection Isd=0.6..10x In, Ii=1.5..10x In N conductor protection optionally with external current transformer gr.-fault prot., can be sw. off Ig=0.2...1 x In, tg=0.05-0.8s nut keeper kit 1 auxiliary switch HP 1 trip alarm switch HP | - | 0 | 0
3VA2225-6JQ32-0AH0 |  | 3VA2225-6JQ32-0AH0 | 1 | UN | 1 | 10 | C | D | EAR99 | N | 85362090 | 1 | 4042949027737 | 2.49 | KG | 1962.4 | 1962.4 | LP18 | LP18 | circuit breaker 3VA2 IEC frame 250 breaking capacity class H Icu=85kA @ 415V 3-pole, line protection ETU560, LSIG, In=250A overload protection Ir=100A...250A short-circuit protection Isd=0.6..10x In, Ii=1.5..10x In N conductor protection optionally with external current transformer gr.-fault prot., can be sw. off Ig=0.2...1 x In, tg=0.05-0.8s nut keeper kit 2 auxiliary switches HQ 1 trip alarm switch HQ | - | 0 | 0
3VA2225-6JQ32-0AJ0 |  | 3VA2225-6JQ32-0AJ0 | 1 | UN | 1 | 10 | C | D | EAR99 | N | 85362090 | 1 | 4042949028376 | 2.52 | KG | 1997.6 | 1997.6 | LP18 | LP18 | circuit breaker 3VA2 IEC frame 250 breaking capacity class H Icu=85kA @ 415V 3-pole, line protection ETU560, LSIG, In=250A overload protection Ir=100A...250A short-circuit protection Isd=0.6..10x In, Ii=1.5..10x In N conductor protection optionally with external current transformer gr.-fault prot., can be sw. off Ig=0.2...1 x In, tg=0.05-0.8s nut keeper kit 2 auxiliary switches HP 1 trip alarm switch HP | - | 0 | 0
3VA2225-6JQ32-0BA0 |  | 3VA2225-6JQ32-0BA0 | 1 | UN | 1 | 10 | C | D | EAR99 | N | 85362090 | 1 | 4042949020059 | 2.52 | KG | 1997.6 | 1997.6 | LP18 | LP18 | circuit breaker 3VA2 IEC frame 250 breaking capacity class H Icu=85kA @ 415V 3-pole, line protection ETU560, LSIG, In=250A overload protection Ir=100A...250A short-circuit protection Isd=0.6..10x In, Ii=1.5..10x In N conductor protection optionally with external current transformer gr.-fault prot., can be sw. off Ig=0.2...1 x In, tg=0.05-0.8s nut keeper kit undervoltage release (UVR) 24V DC | - | 0 | 0
3VA2225-6JQ32-0BC0 |  | 3VA2225-6JQ32-0BC0 | 1 | UN | 1 | 10 | C | D | EAR99 | N | 85362090 | 1 | 4042949029014 | 2.58 | KG | 2059.2 | 2059.2 | LP18 | LP18 | circuit breaker 3VA2 IEC frame 250 breaking capacity class H Icu=85kA @ 415V 3-pole, line protection ETU560, LSIG, In=250A overload protection Ir=100A...250A short-circuit protection Isd=0.6..10x In, Ii=1.5..10x In N conductor protection optionally with external current transformer gr.-fault prot., can be sw. off Ig=0.2...1 x In, tg=0.05-0.8s nut keeper kit undervoltage release (UVR) 24V DC 2 auxiliary switches HQ | - | 0 | 0
3VA2225-6JQ32-0BH0 |  | 3VA2225-6JQ32-0BH0 | 1 | UN | 1 | 10 | C | D | EAR99 | N | 85362090 | 1 | 4042949032854 | 2.61 | KG | 2076.8 | 2076.8 | LP18 | LP18 | circuit breaker 3VA2 IEC frame 250 breaking capacity class H Icu=85kA @ 415V 3-pole, line protection ETU560, LSIG, In=250A overload protection Ir=100A...250A short-circuit protection Isd=0.6..10x In, Ii=1.5..10x In N conductor protection optionally with external current transformer gr.-fault prot., can be sw. off Ig=0.2...1 x In, tg=0.05-0.8s nut keeper kit undervoltage release (UVR) 24V DC 2 auxiliary switches HQ 1 trip alarm switch HQ | - | 0 | 0
3VA2225-6JQ32-0BL0 |  | 3VA2225-6JQ32-0BL0 | 1 | UN | 1 | 10 | C | D | EAR99 | N | 85362090 | 1 | 4042949036692 | 2.64 | KG | 2120.8 | 2120.8 | LP18 | LP18 | circuit breaker 3VA2 IEC frame 250 breaking capacity class H Icu=85kA @ 415V 3-pole, line protection ETU560, LSIG, In=250A overload protection Ir=100A...250A short-circuit protection Isd=0.6..10x In, Ii=1.5..10x In N conductor protection, opt. w. external current transformer gr.-fault prot., can be sw. off Ig=0.2...1 x In= tg=0.05-0.8s nut keeper kit undervoltage release (UVR) 24V DC 2 auxiliary switches HQ 1 trip alarm switch HQ 1 electrical alarm switch | - | 0 | 0
3VA2225-6JQ32-0CA0 |  | 3VA2225-6JQ32-0CA0 | 1 | UN | 1 | 10 | C | D | EAR99 | N | 85362090 | 1 | 4042949020691 | 2.52 | KG | 1997.6 | 1997.6 | LP18 | LP18 | circuit breaker 3VA2 IEC frame 250 breaking capacity class H Icu=85kA @ 415V 3-pole, line protection ETU560, LSIG, In=250A overload protection Ir=100A...250A short-circuit protection Isd=0.6..10x In, Ii=1.5..10x In N conductor protection optionally with external current transformer gr.-fault prot., can be sw. off Ig=0.2...1 x In, tg=0.05-0.8s nut keeper kit undervoltage release (UVR) 120-127V AC 50/60Hz | - | 0 | 0
3VA2225-6JQ32-0CC0 |  | 3VA2225-6JQ32-0CC0 | 1 | UN | 1 | 10 | C | D | EAR99 | N | 85362090 | 1 | 4042949029656 | 2.58 | KG | 2059.2 | 2059.2 | LP18 | LP18 | circuit breaker 3VA2 IEC frame 250 breaking capacity class H Icu=85kA @ 415V 3-pole, line protection ETU560, LSIG, In=250A overload protection Ir=100A...250A short-circuit protection Isd=0.6..10x In, Ii=1.5..10x In N conductor protection optionally with external current transformer gr.-fault prot., can be sw. off Ig=0.2...1 x In, tg=0.05-0.8s nut keeper kit undervoltage release (UVR) 120-127V AC 50/60Hz 2 auxiliary switches HQ | - | 0 | 0
3VA2225-6JQ32-0CH0 |  | 3VA2225-6JQ32-0CH0 | 1 | UN | 1 | 10 | C | D | EAR99 | N | 85362090 | 1 | 4042949033493 | 2.61 | KG | 2076.8 | 2076.8 | LP18 | LP18 | circuit breaker 3VA2 IEC frame 250 breaking capacity class H Icu=85kA @ 415V 3-pole, line protection ETU560, LSIG, In=250A overload protection Ir=100A...250A short-circuit protection Isd=0.6..10x In, Ii=1.5..10x In N conductor protection optionally with external current transformer gr.-fault prot., can be sw. off Ig=0.2...1 x In, tg=0.05-0.8s nut keeper kit undervoltage release (UVR) 120-127V AC 50/60Hz 2 auxiliary switches HQ 1 trip alarm switch HQ | - | 0 | 0
3VA2225-6JQ32-0CL0 |  | 3VA2225-6JQ32-0CL0 | 1 | UN | 1 | 10 | C | D | EAR99 | N | 85362090 | 1 | 4042949037330 | 2.64 | KG | 2120.8 | 2120.8 | LP18 | LP18 | circuit breaker 3VA2 IEC frame 250 breaking capacity class H Icu=85kA @ 415V 3-pole, line protection ETU560, LSIG, In=250A overload protection Ir=100A...250A short-circuit protection Isd=0.6..10x In, Ii=1.5..10x In N conductor protection, opt. w. external current transformer gr.-fault prot., can be sw. off Ig=0.2...1 x In= tg=0.05-0.8s nut keeper kit undervoltage release (UVR) 120-127V AC 50/60Hz 2 auxiliary switches HQ 1 trip alarm switch HQ 1 electrical alarm switch | - | 0 | 0
3VA2225-6JQ32-0DA0 |  | 3VA2225-6JQ32-0DA0 | 1 | UN | 1 | 10 | C | D | EAR99 | N | 85362090 | 1 | 4042949021339 | 2.52 | KG | 1997.6 | 1997.6 | LP18 | LP18 | circuit breaker 3VA2 IEC frame 250 breaking capacity class H Icu=85kA @ 415V 3-pole, line protection ETU560, LSIG, In=250A overload protection Ir=100A...250A short-circuit protection Isd=0.6..10x In, Ii=1.5..10x In N conductor protection optionally with external current transformer gr.-fault prot., can be sw. off Ig=0.2...1 x In, tg=0.05-0.8s nut keeper kit undervoltage release (UVR) 208-230V AC 50/60Hz | - | 0 | 0
3VA2225-6JQ32-0DC0 |  | 3VA2225-6JQ32-0DC0 | 1 | UN | 1 | 10 | C | D | EAR99 | N | 85362090 | 1 | 4042949030294 | 2.58 | KG | 2059.2 | 2059.2 | LP18 | LP18 | circuit breaker 3VA2 IEC frame 250 breaking capacity class H Icu=85kA @ 415V 3-pole, line protection ETU560, LSIG, In=250A overload protection Ir=100A...250A short-circuit protection Isd=0.6..10x In, Ii=1.5..10x In N conductor protection optionally with external current transformer gr.-fault prot., can be sw. off Ig=0.2...1 x In, tg=0.05-0.8s nut keeper kit undervoltage release (UVR) 208-230V AC 50/60Hz 2 auxiliary switches HQ | - | 0 | 0
3VA2225-6JQ32-0DH0 |  | 3VA2225-6JQ32-0DH0 | 1 | UN | 1 | 10 | C | D | EAR99 | N | 85362090 | 1 | 4042949034131 | 2.61 | KG | 2076.8 | 2076.8 | LP18 | LP18 | circuit breaker 3VA2 IEC frame 250 breaking capacity class H Icu=85kA @ 415V 3-pole, line protection ETU560, LSIG, In=250A overload protection Ir=100A...250A short-circuit protection Isd=0.6..10x In, Ii=1.5..10x In N conductor protection optionally with external current transformer gr.-fault prot., can be sw. off Ig=0.2...1 x In, tg=0.05-0.8s nut keeper kit undervoltage release (UVR) 208-230V AC 50/60Hz 2 auxiliary switches HQ 1 trip alarm switch HQ | - | 0 | 0
3VA2225-6JQ32-0DL0 |  | 3VA2225-6JQ32-0DL0 | 1 | UN | 1 | 10 | C | D | EAR99 | N | 85362090 | 1 | 4042949037972 | 2.64 | KG | 2120.8 | 2120.8 | LP18 | LP18 | circuit breaker 3VA2 IEC frame 250 breaking capacity class H Icu=85kA @ 415V 3-pole, line protection ETU560, LSIG, In=250A overload protection Ir=100A...250A short-circuit protection Isd=0.6..10x In, Ii=1.5..10x In N conductor protection, opt. w. external current transformer gr.-fault prot., can be sw. off Ig=0.2...1 x In= tg=0.05-0.8s nut keeper kit undervoltage release (UVR) 208-230V AC 50/60Hz 2 auxiliary switches HQ 1 trip alarm switch HQ 1 electrical alarm switch | - | 0 | 0
3VA2225-6JQ32-0HA0 |  | 3VA2225-6JQ32-0HA0 | 1 | UN | 1 | 10 | C | D | EAR99 | N | 85362090 | 1 | 4042949021971 | 2.49 | KG | 1971.2 | 1971.2 | LP18 | LP18 | circuit breaker 3VA2 IEC frame 250 breaking capacity class H Icu=85kA @ 415V 3-pole, line protection ETU560, LSIG, In=250A overload protection Ir=100A...250A short-circuit protection Isd=0.6..10x In, Ii=1.5..10x In N conductor protection optionally with external current transformer gr.-fault prot., can be sw. off Ig=0.2...1 x In, tg=0.05-0.8s nut keeper kit shunt trip (STL) 12-30V DC; 24V AC 50/60Hz | - | 0 | 0
3VA2225-6JQ32-0HC0 |  | 3VA2225-6JQ32-0HC0 | 1 | UN | 1 | 10 | C | D | EAR99 | N | 85362090 | 1 | 4042949030935 | 2.55 | KG | 2024 | 2024 | LP18 | LP18 | circuit breaker 3VA2 IEC frame 250 breaking capacity class H Icu=85kA @ 415V 3-pole, line protection ETU560, LSIG, In=250A overload protection Ir=100A...250A short-circuit protection Isd=0.6..10x In, Ii=1.5..10x In N conductor protection optionally with external current transformer gr.-fault prot., can be sw. off Ig=0.2...1 x In, tg=0.05-0.8s nut keeper kit shunt trip (STL) 12-30V DC; 24V AC 50/60Hz 2 auxiliary switches HQ | - | 0 | 0
3VA2225-6JQ32-0HH0 |  | 3VA2225-6JQ32-0HH0 | 1 | UN | 1 | 10 | C | D | EAR99 | N | 85362090 | 1 | 4042949034773 | 2.58 | KG | 2059.2 | 2059.2 | LP18 | LP18 | circuit breaker 3VA2 IEC frame 250 breaking capacity class H Icu=85kA @ 415V 3-pole, line protection ETU560, LSIG, In=250A overload protection Ir=100A...250A short-circuit protection Isd=0.6..10x In, Ii=1.5..10x In N conductor protection optionally with external current transformer gr.-fault prot., can be sw. off Ig=0.2...1 x In, tg=0.05-0.8s nut keeper kit shunt trip (STL) 12-30V DC; 24V AC 50/60Hz 2 auxiliary switches HQ 1 trip alarm switch HQ | - | 0 | 0
3VA2225-6JQ32-0HL0 |  | 3VA2225-6JQ32-0HL0 | 1 | UN | 1 | 10 | C | D | EAR99 | N | 85362090 | 1 | 4042949038610 | 2.61 | KG | 2094.4 | 2094.4 | LP18 | LP18 | circuit breaker 3VA2 IEC frame 250 breaking capacity class H Icu=85kA @ 415V 3-pole, line protection ETU560, LSIG, In=250A overload protection Ir=100A...250A short-circuit protection Isd=0.6..10x In, Ii=1.5..10x In N conductor protection, opt. w. external current transformer gr.-fault prot., can be sw. off Ig=0.2...1 x In= tg=0.05-0.8s nut keeper kit shunt trip (STL) 12-30V DC; 24V AC 50/60Hz 2 auxiliary switches HQ 1 trip alarm switch HQ 1 electrical alarm switch | - | 0 | 0
3VA2225-6JQ32-0JA0 |  | 3VA2225-6JQ32-0JA0 | 1 | UN | 1 | 10 | C | D | EAR99 | N | 85362090 | 1 | 4042949022619 | 2.49 | KG | 1971.2 | 1971.2 | LP18 | LP18 | circuit breaker 3VA2 IEC frame 250 breaking capacity class H Icu=85kA @ 415V 3-pole, line protection ETU560, LSIG, In=250A overload protection Ir=100A...250A short-circuit protection Isd=0.6..10x In, Ii=1.5..10x In N conductor protection optionally with external current transformer gr.-fault prot., can be sw. off Ig=0.2...1 x In, tg=0.05-0.8s nut keeper kit shunt trip (STL) 110-127V DC, AC 50/60Hz | - | 0 | 0
3VA2225-6JQ32-0JC0 |  | 3VA2225-6JQ32-0JC0 | 1 | UN | 1 | 10 | C | D | EAR99 | N | 85362090 | 1 | 4042949031574 | 2.55 | KG | 2024 | 2024 | LP18 | LP18 | circuit breaker 3VA2 IEC frame 250 breaking capacity class H Icu=85kA @ 415V 3-pole, line protection ETU560, LSIG, In=250A overload protection Ir=100A...250A short-circuit protection Isd=0.6..10x In, Ii=1.5..10x In N conductor protection optionally with external current transformer gr.-fault prot., can be sw. off Ig=0.2...1 x In, tg=0.05-0.8s nut keeper kit shunt trip (STL) 110-127V DC, AC 50/60Hz 2 auxiliary switches HQ | - | 0 | 0
3VA2225-6JQ32-0JH0 |  | 3VA2225-6JQ32-0JH0 | 1 | UN | 1 | 10 | C | D | EAR99 | N | 85362090 | 1 | 4042949035411 | 2.58 | KG | 2059.2 | 2059.2 | LP18 | LP18 | circuit breaker 3VA2 IEC frame 250 breaking capacity class H Icu=85kA @ 415V 3-pole, line protection ETU560, LSIG, In=250A overload protection Ir=100A...250A short-circuit protection Isd=0.6..10x In, Ii=1.5..10x In N conductor protection optionally with external current transformer gr.-fault prot., can be sw. off Ig=0.2...1 x In, tg=0.05-0.8s nut keeper kit shunt trip (STL) 110-127V DC, AC 50/60Hz 2 auxiliary switches HQ 1 trip alarm switch HQ | - | 0 | 0
3VA2225-6JQ32-0JL0 |  | 3VA2225-6JQ32-0JL0 | 1 | UN | 1 | 10 | C | D | EAR99 | N | 85362090 | 1 | 4042949039259 | 2.61 | KG | 2094.4 | 2094.4 | LP18 | LP18 | circuit breaker 3VA2 IEC frame 250 breaking capacity class H Icu=85kA @ 415V 3-pole, line protection ETU560, LSIG, In=250A overload protection Ir=100A...250A short-circuit protection Isd=0.6..10x In, Ii=1.5..10x In N conductor protection, opt. w. external current transformer gr.-fault prot., can be sw. off Ig=0.2...1 x In= tg=0.05-0.8s nut keeper kit shunt trip (STL) 110-127V DC, AC 50/60Hz 2 auxiliary switches HQ 1 trip alarm switch HQ 1 electrical alarm switch | - | 0 | 0
3VA2225-6JQ32-0KA0 |  | 3VA2225-6JQ32-0KA0 | 1 | UN | 1 | 10 | C | D | EAR99 | N | 85362090 | 1 | 4042949023258 | 2.49 | KG | 1971.2 | 1971.2 | LP18 | LP18 | circuit breaker 3VA2 IEC frame 250 breaking capacity class H Icu=85kA @ 415V 3-pole, line protection ETU560, LSIG, In=250A overload protection Ir=100A...250A short-circuit protection Isd=0.6..10x In, Ii=1.5..10x In N conductor protection optionally with external current transformer gr.-fault prot., can be sw. off Ig=0.2...1 x In, tg=0.05-0.8s nut keeper kit shunt trip (STL) 220-250V DC; 208-277V AC | - | 0 | 0
3VA2225-6JQ32-0KC0 |  | 3VA2225-6JQ32-0KC0 | 1 | UN | 1 | 10 | C | D | EAR99 | N | 85362090 | 1 | 4042949032212 | 2.55 | KG | 2024 | 2024 | LP18 | LP18 | circuit breaker 3VA2 IEC frame 250 breaking capacity class H Icu=85kA @ 415V 3-pole, line protection ETU560, LSIG, In=250A overload protection Ir=100A...250A short-circuit protection Isd=0.6..10x In, Ii=1.5..10x In N conductor protection optionally with external current transformer gr.-fault prot., can be sw. off Ig=0.2...1 x In, tg=0.05-0.8s nut keeper kit shunt trip (STL) 220-250V DC; 208-277V AC 2 auxiliary switches HQ | - | 0 | 0
3VA2225-6JQ32-0KH0 |  | 3VA2225-6JQ32-0KH0 | 1 | UN | 1 | 10 | C | D | EAR99 | N | 85362090 | 1 | 4042949036050 | 2.58 | KG | 2059.2 | 2059.2 | LP18 | LP18 | circuit breaker 3VA2 IEC frame 250 breaking capacity class H Icu=85kA @ 415V 3-pole, line protection ETU560, LSIG, In=250A overload protection Ir=100A...250A short-circuit protection Isd=0.6..10x In, Ii=1.5..10x In N conductor protection optionally with external current transformer gr.-fault prot., can be sw. off Ig=0.2...1 x In, tg=0.05-0.8s nut keeper kit shunt trip (STL) 220-250V DC; 208-277V AC 2 auxiliary switches HQ 1 trip alarm switch HQ | - | 0 | 0
3VA2225-6JQ32-0KL0 |  | 3VA2225-6JQ32-0KL0 | 1 | UN | 1 | 10 | C | D | EAR99 | N | 85362090 | 1 | 4042949039891 | 2.61 | KG | 2094.4 | 2094.4 | LP18 | LP18 | circuit breaker 3VA2 IEC frame 250 breaking capacity class H Icu=85kA @ 415V 3-pole, line protection ETU560, LSIG, In=250A overload protection Ir=100A...250A short-circuit protection Isd=0.6..10x In, Ii=1.5..10x In N conductor protection, opt. w. external current transformer gr.-fault prot., can be sw. off Ig=0.2...1 x In= tg=0.05-0.8s nut keeper kit shunt trip (STL) 220-250V DC; 208-277V AC 2 auxiliary switches HQ 1 trip alarm switch HQ 1 electrical alarm switch | - | 0 | 0
3VA2225-6JQ42-0AA0 |  | 3VA2225-6JQ42-0AA0 | 1 | UN | 1 | 5 | B | D | EAR99 | N | 85362090 | 1 | 4042948806098 | 2.885 | KG | 2176 | 2116.5 | LP18 | LP18 | circuit breaker 3VA2 IEC frame 250 breaking capacity class H Icu=85kA @ 415V 4-pole, line protection ETU560, LSIG, In=250A overload protection Ir=100A...250A short-circuit protection Isd=0.6..10x In, Ii=1.5..10x In N conductor protection adjustable (OFF, up to 100%) gr.-fault prot., can be sw. off Ig=0.2...1 x In= tg=0.05-0.8s nut keeper kit | Lista Papel 2020 SI | 0 | 0
3VA2225-6KP32-0AA0 |  | 3VA2225-6KP32-0AA0 | 1 | UN | 1 | 5 | B | D | EAR99 | N | 85362090 | 1 | 4042948805541 | 2.301 | KG | 1793.5 | 1742.5 | LP18 | LP18 | circuit breaker 3VA2 IEC frame 250 breaking capacity class H Icu=85kA @ 415V 3-pole, line protection ETU850, LSI, In=250A overload protection Ir=100A...250A short-circuit protection Isd=0.6..10x In, Ii=1.5..10x In N conductor protection optionally with external current transformer, up to 160% nut keeper kit | Lista Papel 2020 SI | 0 | 0
3VA2225-6KP32-0AB0 |  | 3VA2225-6KP32-0AB0 | 1 | UN | 1 | 10 | C | D | EAR99 | N | 85362090 | 1 | 4042949023883 | 2.5 | KG | 1918.4 | 1918.4 | LP18 | LP18 | circuit breaker 3VA2 IEC frame 250 breaking capacity class H Icu=85kA @ 415V 3-pole, line protection ETU850, LSI, In=250A overload protection Ir=100A...250A short-circuit protection Isd=0.6..10x In, Ii=1.5..10x In N conductor protection optionally with external current transformer nut keeper kit 2 auxiliary switches HP | - | 0 | 0
3VA2225-6KP32-0AC0 |  | 3VA2225-6KP32-0AC0 | 1 | UN | 1 | 10 | C | D | EAR99 | N | 85362090 | 1 | 4042949024521 | 2.48 | KG | 1900.8 | 1900.8 | LP18 | LP18 | circuit breaker 3VA2 IEC frame 250 breaking capacity class H Icu=85kA @ 415V 3-pole, line protection ETU850, LSI, In=250A overload protection Ir=100A...250A short-circuit protection Isd=0.6..10x In, Ii=1.5..10x In N conductor protection optionally with external current transformer nut keeper kit 2 auxiliary switches HQ | - | 0 | 0
3VA2225-6KP32-0AD0 |  | 3VA2225-6KP32-0AD0 | 1 | UN | 1 | 10 | C | D | EAR99 | N | 85362090 | 1 | 4042949025160 | 2.51 | KG | 1918.4 | 1918.4 | LP18 | LP18 | circuit breaker 3VA2 IEC frame 250 breaking capacity class H Icu=85kA @ 415V 3-pole, line protection ETU850, LSI, In=250A overload protection Ir=100A...250A short-circuit protection Isd=0.6..10x In, Ii=1.5..10x In N conductor protection optionally with external current transformer nut keeper kit 3 auxiliary switches HQ | - | 0 | 0
3VA2225-6KP32-0AE0 |  | 3VA2225-6KP32-0AE0 | 1 | UN | 1 | 10 | C | D | EAR99 | N | 85362090 | 1 | 4042949025801 | 2.54 | KG | 1944.8 | 1944.8 | LP18 | LP18 | circuit breaker 3VA2 IEC frame 250 breaking capacity class H Icu=85kA @ 415V 3-pole, line protection ETU850, LSI, In=250A overload protection Ir=100A...250A short-circuit protection Isd=0.6..10x In, Ii=1.5..10x In N conductor protection optionally with external current transformer nut keeper kit 4 auxiliary switches HQ | - | 0 | 0
3VA2225-6KP32-0AF0 |  | 3VA2225-6KP32-0AF0 | 1 | UN | 1 | 10 | C | D | EAR99 | N | 85362090 | 1 | 4042949026440 | 2.38 | KG | 1900.8 | 1900.8 | LP18 | LP18 | circuit breaker 3VA2 IEC frame 250 breaking capacity class H Icu=85kA @ 415V 3-pole, line protection ETU850, LSI, In=250A overload protection Ir=100A...250A short-circuit protection Isd=0.6..10x In, Ii=1.5..10x In N conductor protection optionally with external current transformer nut keeper kit 1 auxiliary switch HQ 1 trip alarm switch HQ | - | 0 | 0
3VA2225-6KP32-0AG0 |  | 3VA2225-6KP32-0AG0 | 1 | UN | 1 | 10 | C | D | EAR99 | N | 85362090 | 1 | 4042949027089 | 2.4 | KG | 1918.4 | 1918.4 | LP18 | LP18 | circuit breaker 3VA2 IEC frame 250 breaking capacity class H Icu=85kA @ 415V 3-pole, line protection ETU850, LSI, In=250A overload protection Ir=100A...250A short-circuit protection Isd=0.6..10x In, Ii=1.5..10x In N conductor protection optionally with external current transformer nut keeper kit 1 auxiliary switch HP 1 trip alarm switch HP | - | 0 | 0
3VA2225-6KP32-0AH0 |  | 3VA2225-6KP32-0AH0 | 1 | UN | 1 | 10 | C | D | EAR99 | N | 85362090 | 1 | 4042949027720 | 2.41 | KG | 1918.4 | 1918.4 | LP18 | LP18 | circuit breaker 3VA2 IEC frame 250 breaking capacity class H Icu=85kA @ 415V 3-pole, line protection ETU850, LSI, In=250A overload protection Ir=100A...250A short-circuit protection Isd=0.6..10x In, Ii=1.5..10x In N conductor protection optionally with external current transformer nut keeper kit 2 auxiliary switches HQ 1 trip alarm switch HQ | - | 0 | 0
3VA2225-6KP32-0AJ0 |  | 3VA2225-6KP32-0AJ0 | 1 | UN | 1 | 10 | C | D | EAR99 | N | 85362090 | 1 | 4042949028369 | 2.44 | KG | 1962.4 | 1962.4 | LP18 | LP18 | circuit breaker 3VA2 IEC frame 250 breaking capacity class H Icu=85kA @ 415V 3-pole, line protection ETU850, LSI, In=250A overload protection Ir=100A...250A short-circuit protection Isd=0.6..10x In, Ii=1.5..10x In N conductor protection optionally with external current transformer nut keeper kit 2 auxiliary switches HP 1 trip alarm switch HP | - | 0 | 0
3VA2225-6KP32-0BA0 |  | 3VA2225-6KP32-0BA0 | 1 | UN | 1 | 10 | C | D | EAR99 | N | 85362090 | 1 | 4042949020042 | 2.54 | KG | 1962.4 | 1962.4 | LP18 | LP18 | circuit breaker 3VA2 IEC frame 250 breaking capacity class H Icu=85kA @ 415V 3-pole, line protection ETU850, LSI, In=250A overload protection Ir=100A...250A short-circuit protection Isd=0.6..10x In, Ii=1.5..10x In N conductor protection optionally with external current transformer nut keeper kit undervoltage release (UVR) 24V DC | - | 0 | 0
3VA2225-6KP32-0BC0 |  | 3VA2225-6KP32-0BC0 | 1 | UN | 1 | 10 | C | D | EAR99 | N | 85362090 | 1 | 4042949029007 | 2.5 | KG | 2015.2 | 2015.2 | LP18 | LP18 | circuit breaker 3VA2 IEC frame 250 breaking capacity class H Icu=85kA @ 415V 3-pole, line protection ETU850, LSI, In=250A overload protection Ir=100A...250A short-circuit protection Isd=0.6..10x In, Ii=1.5..10x In N conductor protection optionally with external current transformer nut keeper kit undervoltage release (UVR) 24V DC 2 auxiliary switches HQ | - | 0 | 0
3VA2225-6KP32-0BH0 |  | 3VA2225-6KP32-0BH0 | 1 | UN | 1 | 10 | C | D | EAR99 | N | 85362090 | 1 | 4042949032847 | 2.53 | KG | 2041.6 | 2041.6 | LP18 | LP18 | circuit breaker 3VA2 IEC frame 250 breaking capacity class H Icu=85kA @ 415V 3-pole, line protection ETU850, LSI, In=250A overload protection Ir=100A...250A short-circuit protection Isd=0.6..10x In, Ii=1.5..10x In N conductor protection optionally with external current transformer nut keeper kit undervoltage release (UVR) 24V DC 2 auxiliary switches HQ 1 trip alarm switch HQ | - | 0 | 0
3VA2225-6KP32-0BL0 |  | 3VA2225-6KP32-0BL0 | 1 | UN | 1 | 10 | C | D | EAR99 | N | 85362090 | 1 | 4042949036685 | 2.56 | KG | 2076.8 | 2076.8 | LP18 | LP18 | circuit breaker 3VA2 IEC frame 250 breaking capacity class H Icu=85kA @ 415V 3-pole, line protection ETU850, LSI, In=250A overload protection Ir=100A...250A short-circuit protection Isd=0.6..10x In, Ii=1.5..10x In N conductor protection optionally with external current transformer nut keeper kit undervoltage release (UVR) 24V DC 2 auxiliary switches HQ 1 trip alarm switch HQ 1 electrical alarm switch | - | 0 | 0
3VA2225-6KP32-0CA0 |  | 3VA2225-6KP32-0CA0 | 1 | UN | 1 | 10 | C | D | EAR99 | N | 85362090 | 1 | 4042949020684 | 2.54 | KG | 1962.4 | 1962.4 | LP18 | LP18 | circuit breaker 3VA2 IEC frame 250 breaking capacity class H Icu=85kA @ 415V 3-pole, line protection ETU850, LSI, In=250A overload protection Ir=100A...250A short-circuit protection Isd=0.6..10x In, Ii=1.5..10x In N conductor protection optionally with external current transformer nut keeper kit undervoltage release (UVR) 120-127V AC 50/60Hz | - | 0 | 0
3VA2225-6KP32-0CC0 |  | 3VA2225-6KP32-0CC0 | 1 | UN | 1 | 10 | C | D | EAR99 | N | 85362090 | 1 | 4042949029649 | 2.5 | KG | 2015.2 | 2015.2 | LP18 | LP18 | circuit breaker 3VA2 IEC frame 250 breaking capacity class H Icu=85kA @ 415V 3-pole, line protection ETU850, LSI, In=250A overload protection Ir=100A...250A short-circuit protection Isd=0.6..10x In, Ii=1.5..10x In N conductor protection optionally with external current transformer nut keeper kit undervoltage release (UVR) 120-127V AC 50/60Hz 2 auxiliary switches HQ | - | 0 | 0
3VA2225-6KP32-0CH0 |  | 3VA2225-6KP32-0CH0 | 1 | UN | 1 | 10 | C | D | EAR99 | N | 85362090 | 1 | 4042949033486 | 2.53 | KG | 2041.6 | 2041.6 | LP18 | LP18 | circuit breaker 3VA2 IEC frame 250 breaking capacity class H Icu=85kA @ 415V 3-pole, line protection ETU850, LSI, In=250A overload protection Ir=100A...250A short-circuit protection Isd=0.6..10x In, Ii=1.5..10x In N conductor protection optionally with external current transformer nut keeper kit undervoltage release (UVR) 120-127V AC 50/60Hz 2 auxiliary switches HQ 1 trip alarm switch HQ | - | 0 | 0
3VA2225-6KP32-0CL0 |  | 3VA2225-6KP32-0CL0 | 1 | UN | 1 | 10 | C | D | EAR99 | N | 85362090 | 1 | 4042949037323 | 2.56 | KG | 2076.8 | 2076.8 | LP18 | LP18 | circuit breaker 3VA2 IEC frame 250 breaking capacity class H Icu=85kA @ 415V 3-pole, line protection ETU850, LSI, In=250A overload protection Ir=100A...250A short-circuit protection Isd=0.6..10x In, Ii=1.5..10x In N conductor protection optionally with external current transformer nut keeper kit undervoltage release (UVR) 120-127V AC 50/60Hz 2 auxiliary switches HQ 1 trip alarm switch HQ 1 electrical alarm switch | - | 0 | 0
3VA2225-6KP32-0DA0 |  | 3VA2225-6KP32-0DA0 | 1 | UN | 1 | 10 | C | D | EAR99 | N | 85362090 | 1 | 4042949021322 | 2.54 | KG | 1962.4 | 1962.4 | LP18 | LP18 | circuit breaker 3VA2 IEC frame 250 breaking capacity class H Icu=85kA @ 415V 3-pole, line protection ETU850, LSI, In=250A overload protection Ir=100A...250A short-circuit protection Isd=0.6..10x In, Ii=1.5..10x In N conductor protection optionally with external current transformer nut keeper kit undervoltage release (UVR) 208-230V AC 50/60Hz | - | 0 | 0
3VA2225-6KP32-0DC0 |  | 3VA2225-6KP32-0DC0 | 1 | UN | 1 | 10 | C | D | EAR99 | N | 85362090 | 1 | 4042949030287 | 2.5 | KG | 2015.2 | 2015.2 | LP18 | LP18 | circuit breaker 3VA2 IEC frame 250 breaking capacity class H Icu=85kA @ 415V 3-pole, line protection ETU850, LSI, In=250A overload protection Ir=100A...250A short-circuit protection Isd=0.6..10x In, Ii=1.5..10x In N conductor protection optionally with external current transformer nut keeper kit undervoltage release (UVR) 208-230V AC 50/60Hz 2 auxiliary switches HQ | - | 0 | 0
3VA2225-6KP32-0DH0 |  | 3VA2225-6KP32-0DH0 | 1 | UN | 1 | 10 | C | D | EAR99 | N | 85362090 | 1 | 4042949034124 | 2.53 | KG | 2041.6 | 2041.6 | LP18 | LP18 | circuit breaker 3VA2 IEC frame 250 breaking capacity class H Icu=85kA @ 415V 3-pole, line protection ETU850, LSI, In=250A overload protection Ir=100A...250A short-circuit protection Isd=0.6..10x In, Ii=1.5..10x In N conductor protection optionally with external current transformer nut keeper kit undervoltage release (UVR) 208-230V AC 50/60Hz 2 auxiliary switches HQ 1 trip alarm switch HQ | - | 0 | 0
3VA2225-6KP32-0DL0 |  | 3VA2225-6KP32-0DL0 | 1 | UN | 1 | 10 | C | D | EAR99 | N | 85362090 | 1 | 4042949037965 | 2.56 | KG | 2076.8 | 2076.8 | LP18 | LP18 | circuit breaker 3VA2 IEC frame 250 breaking capacity class H Icu=85kA @ 415V 3-pole, line protection ETU850, LSI, In=250A overload protection Ir=100A...250A short-circuit protection Isd=0.6..10x In, Ii=1.5..10x In N conductor protection optionally with external current transformer nut keeper kit undervoltage release (UVR) 208-230V AC 50/60Hz 2 auxiliary switches HQ 1 trip alarm switch HQ 1 electrical alarm switch | - | 0 | 0
3VA2225-6KP32-0HA0 |  | 3VA2225-6KP32-0HA0 | 1 | UN | 1 | 10 | C | D | EAR99 | N | 85362090 | 1 | 4042949021964 | 2.51 | KG | 1927.2 | 1927.2 | LP18 | LP18 | circuit breaker 3VA2 IEC frame 250 breaking capacity class H Icu=85kA @ 415V 3-pole, line protection ETU850, LSI, In=250A overload protection Ir=100A...250A short-circuit protection Isd=0.6..10x In, Ii=1.5..10x In N conductor protection optionally with external current transformer nut keeper kit shunt trip (STL) 12-30V DC; 24V AC 50/60Hz | - | 0 | 0
3VA2225-6KP32-0HC0 |  | 3VA2225-6KP32-0HC0 | 1 | UN | 1 | 10 | C | D | EAR99 | N | 85362090 | 1 | 4042949030928 | 2.47 | KG | 1980 | 1980 | LP18 | LP18 | circuit breaker 3VA2 IEC frame 250 breaking capacity class H Icu=85kA @ 415V 3-pole, line protection ETU850, LSI, In=250A overload protection Ir=100A...250A short-circuit protection Isd=0.6..10x In, Ii=1.5..10x In N conductor protection optionally with external current transformer nut keeper kit shunt trip (STL) 12-30V DC; 24V AC 50/60Hz 2 auxiliary switches HQ | - | 0 | 0
3VA2225-6KP32-0HH0 |  | 3VA2225-6KP32-0HH0 | 1 | UN | 1 | 10 | C | D | EAR99 | N | 85362090 | 1 | 4042949034766 | 2.5 | KG | 2015.2 | 2015.2 | LP18 | LP18 | circuit breaker 3VA2 IEC frame 250 breaking capacity class H Icu=85kA @ 415V 3-pole, line protection ETU850, LSI, In=250A overload protection Ir=100A...250A short-circuit protection Isd=0.6..10x In, Ii=1.5..10x In N conductor protection optionally with external current transformer nut keeper kit shunt trip (STL) 12-30V DC; 24V AC 50/60Hz 2 auxiliary switches HQ 1 trip alarm switch HQ | - | 0 | 0
3VA2225-6KP32-0HL0 |  | 3VA2225-6KP32-0HL0 | 1 | UN | 1 | 10 | C | D | EAR99 | N | 85362090 | 1 | 4042949038603 | 2.53 | KG | 2050.4 | 2050.4 | LP18 | LP18 | circuit breaker 3VA2 IEC frame 250 breaking capacity class H Icu=85kA @ 415V 3-pole, line protection ETU850, LSI, In=250A overload protection Ir=100A...250A short-circuit protection Isd=0.6..10x In, Ii=1.5..10x In N conductor protection optionally with external current transformer nut keeper kit shunt trip (STL) 12-30V DC; 24V AC 50/60Hz 2 auxiliary switches HQ 1 trip alarm switch HQ 1 electrical alarm switch | - | 0 | 0
3VA2225-6KP32-0JA0 |  | 3VA2225-6KP32-0JA0 | 1 | UN | 1 | 10 | C | D | EAR99 | N | 85362090 | 1 | 4042949022602 | 2.51 | KG | 1927.2 | 1927.2 | LP18 | LP18 | circuit breaker 3VA2 IEC frame 250 breaking capacity class H Icu=85kA @ 415V 3-pole, line protection ETU850, LSI, In=250A overload protection Ir=100A...250A short-circuit protection Isd=0.6..10x In, Ii=1.5..10x In N conductor protection optionally with external current transformer nut keeper kit shunt trip (STL) 110-127V DC, AC 50/60Hz | - | 0 | 0
3VA2225-6KP32-0JC0 |  | 3VA2225-6KP32-0JC0 | 1 | UN | 1 | 10 | C | D | EAR99 | N | 85362090 | 1 | 4042949031567 | 2.47 | KG | 1980 | 1980 | LP18 | LP18 | circuit breaker 3VA2 IEC frame 250 breaking capacity class H Icu=85kA @ 415V 3-pole, line protection ETU850, LSI, In=250A overload protection Ir=100A...250A short-circuit protection Isd=0.6..10x In, Ii=1.5..10x In N conductor protection optionally with external current transformer nut keeper kit shunt trip (STL) 110-127V DC, AC 50/60Hz 2 auxiliary switches HQ | - | 0 | 0
3VA2225-6KP32-0JH0 |  | 3VA2225-6KP32-0JH0 | 1 | UN | 1 | 10 | C | D | EAR99 | N | 85362090 | 1 | 4042949035404 | 2.5 | KG | 2015.2 | 2015.2 | LP18 | LP18 | circuit breaker 3VA2 IEC frame 250 breaking capacity class H Icu=85kA @ 415V 3-pole, line protection ETU850, LSI, In=250A overload protection Ir=100A...250A short-circuit protection Isd=0.6..10x In, Ii=1.5..10x In N conductor protection optionally with external current transformer nut keeper kit shunt trip (STL) 110-127V DC, AC 50/60Hz 2 auxiliary switches HQ 1 trip alarm switch HQ | - | 0 | 0
3VA2225-6KP32-0JL0 |  | 3VA2225-6KP32-0JL0 | 1 | UN | 1 | 10 | C | D | EAR99 | N | 85362090 | 1 | 4042949039242 | 2.53 | KG | 2050.4 | 2050.4 | LP18 | LP18 | circuit breaker 3VA2 IEC frame 250 breaking capacity class H Icu=85kA @ 415V 3-pole, line protection ETU850, LSI, In=250A overload protection Ir=100A...250A short-circuit protection Isd=0.6..10x In, Ii=1.5..10x In N conductor protection optionally with external current transformer nut keeper kit shunt trip (STL) 110-127V DC, AC 50/60Hz 2 auxiliary switches HQ 1 trip alarm switch HQ 1 electrical alarm switch | - | 0 | 0
3VA2225-6KP32-0KA0 |  | 3VA2225-6KP32-0KA0 | 1 | UN | 1 | 10 | C | D | EAR99 | N | 85362090 | 1 | 4042949023241 | 2.51 | KG | 1927.2 | 1927.2 | LP18 | LP18 | circuit breaker 3VA2 IEC frame 250 breaking capacity class H Icu=85kA @ 415V 3-pole, line protection ETU850, LSI, In=250A overload protection Ir=100A...250A short-circuit protection Isd=0.6..10x In, Ii=1.5..10x In N conductor protection optionally with external current transformer nut keeper kit shunt trip (STL) 220-250V DC; 208-277V AC | - | 0 | 0
3VA2225-6KP32-0KC0 |  | 3VA2225-6KP32-0KC0 | 1 | UN | 1 | 10 | C | D | EAR99 | N | 85362090 | 1 | 4042949032205 | 2.47 | KG | 1980 | 1980 | LP18 | LP18 | circuit breaker 3VA2 IEC frame 250 breaking capacity class H Icu=85kA @ 415V 3-pole, line protection ETU850, LSI, In=250A overload protection Ir=100A...250A short-circuit protection Isd=0.6..10x In, Ii=1.5..10x In N conductor protection optionally with external current transformer nut keeper kit shunt trip (STL) 220-250V DC; 208-277V AC 2 auxiliary switches HQ | - | 0 | 0
3VA2225-6KP32-0KH0 |  | 3VA2225-6KP32-0KH0 | 1 | UN | 1 | 10 | C | D | EAR99 | N | 85362090 | 1 | 4042949036043 | 2.5 | KG | 2015.2 | 2015.2 | LP18 | LP18 | circuit breaker 3VA2 IEC frame 250 breaking capacity class H Icu=85kA @ 415V 3-pole, line protection ETU850, LSI, In=250A overload protection Ir=100A...250A short-circuit protection Isd=0.6..10x In, Ii=1.5..10x In N conductor protection optionally with external current transformer nut keeper kit shunt trip (STL) 220-250V DC; 208-277V AC 2 auxiliary switches HQ 1 trip alarm switch HQ | - | 0 | 0
3VA2225-6KP32-0KL0 |  | 3VA2225-6KP32-0KL0 | 1 | UN | 1 | 10 | C | D | EAR99 | N | 85362090 | 1 | 4042949039884 | 2.53 | KG | 2050.4 | 2050.4 | LP18 | LP18 | circuit breaker 3VA2 IEC frame 250 breaking capacity class H Icu=85kA @ 415V 3-pole, line protection ETU850, LSI, In=250A overload protection Ir=100A...250A short-circuit protection Isd=0.6..10x In, Ii=1.5..10x In N conductor protection optionally with external current transformer nut keeper kit shunt trip (STL) 220-250V DC; 208-277V AC 2 auxiliary switches HQ 1 trip alarm switch HQ 1 electrical alarm switch | - | 0 | 0
3VA2225-6KP42-0AA0 |  | 3VA2225-6KP42-0AA0 | 1 | UN | 1 | 5 | B | D | EAR99 | N | 85362090 | 1 | 4042948806104 | 3.1 | KG | 2142 | 2082.5 | LP18 | LP18 | circuit breaker 3VA2 IEC frame 250 breaking capacity class H Icu=85kA @ 415V 4-pole, line protection ETU850, LSI, In=250A overload protection Ir=100A...250A short-circuit protection Isd=0.6..10x In, Ii=1.5..10x In N conductor protection adjustable (OFF, up to 100%) nut keeper kit | Lista Papel 2020 SI | 0 | 0
3VA2225-6KP42-0HG0 |  | 3VA2225-6KP42-0HG0 | 1 | UN | 1 | 10 | C | D | EAR99 | N | 85362090 | 1 | 4042949320302 | 3.262 | KG | 2384.8 | 2384.8 | LP18 | LP18 | circuit breaker 3VA2 IEC frame 250 breaking capacity class H Icu=85kA @ 415V 4-pole, line protection ETU850, LSI, In=250A overload protection Ir=100A...250A short-circuit protection Isd=0.6..10x In, Ii=1.5..10x In N conductor protection adjustable (OFF, 50%, 100%) nut keeper kit shunt trip (STL) 12-30V DC; 24V AC 50/60Hz 1 auxiliary switch HP 1 trip alarm switch HP | - | 0 | 0
3VA2225-6KP42-0LA0 |  | 3VA2225-6KP42-0LA0 | 1 | UN | 1 | 10 | C | D | EAR99 | N | 85362090 | 1 | 4042949320739 | 3.191 | KG | 2349.6 | 2349.6 | LP18 | LP18 | circuit breaker 3VA2 IEC frame 250 breaking capacity class H Icu=85kA @ 415V 4-pole, line protection ETU850, LSI, In=250A overload protection Ir=100A...250A short-circuit protection Isd=0.6..10x In, Ii=1.5..10x In N conductor protection adjustable (OFF, up to 100%) nut keeper kit universal release (UNI) 24V DC | - | 0 | 0
3VA2225-6KQ32-0AA0 |  | 3VA2225-6KQ32-0AA0 | 1 | UN | 1 | 5 | B | D | EAR99 | N | 85362090 | 1 | 4042948805558 | 2.5 | KG | 1929.5 | 1878.5 | LP18 | LP18 | circuit breaker 3VA2 IEC frame 250 breaking capacity class H Icu=85kA @ 415V 3-pole, line protection ETU860, LSIG, In=250A overload protection Ir=100A...250A short-circuit protection Isd=0.6..10x In, Ii=1.5..10x In N conductor protection optionally with external current transformer, up to 160% gr.-fault prot., can be sw. off Ig=0.2...1 x In, tg=0.05-0.8s nut keeper kit | Lista Papel 2020 SI | 0 | 0
3VA2225-6KQ42-0AA0 |  | 3VA2225-6KQ42-0AA0 | 1 | UN | 1 | 5 | B | D | EAR99 | N | 85362090 | 1 | 4042948806111 | 3.2 | KG | 2286.5 | 2218.5 | LP18 | LP18 | circuit breaker 3VA2 IEC frame 250 breaking capacity class H Icu=85kA @ 415V 4-pole, line protection ETU860, LSIG, In=250A overload protection Ir=100A...250A short-circuit protection Isd=0.6..10x In, Ii=1.5..10x In N conductor protection adjustable (OFF, up to 100%) gr.-fault prot., can be sw. off Ig=0.2...1 x In= tg=0.05-0.8s nut keeper kit | Lista Papel 2020 SI | 0 | 0
3VA2225-7HL32-0AA0 |  | 3VA2225-7HL32-0AA0 | 1 | UN | 1 | 2 | A | D | EAR99 | N | 85362090 | 1 | 4042948832486 | 2.223 | KG | 1215.5 | 1181.5 | LP18 | LP18 | circuit breaker 3VA2 IEC frame 250 breaking capacity class C Icu=110kA @ 415V 3-pole, line protection ETU320, LI, In=250A overload protection Ir=100A...250A short-circuit protection Ii=1.5...10 x In nut keeper kit | Lista Papel 2020 SI | 0 | 0
3VA2225-7HL32-0AB0 |  | 3VA2225-7HL32-0AB0 | 1 | UN | 1 | 10 | C | D | EAR99 | N | 85362090 | 1 | 4042949023876 | 2.47 | KG | 1320 | 1320 | LP18 | LP18 | circuit breaker 3VA2 IEC frame 250 breaking capacity class C Icu=110kA @ 415V 3-pole, line protection ETU320, LI, In=250A overload protection Ir=100A...250A short-circuit protection Ii=1.5...10 x In nut keeper kit 2 auxiliary switches HP | - | 0 | 0
3VA2225-7HL32-0AC0 |  | 3VA2225-7HL32-0AC0 | 1 | UN | 1 | 10 | C | D | EAR99 | N | 85362090 | 1 | 4042949024514 | 2.45 | KG | 1302.4 | 1302.4 | LP18 | LP18 | circuit breaker 3VA2 IEC frame 250 breaking capacity class C Icu=110kA @ 415V 3-pole, line protection ETU320, LI, In=250A overload protection Ir=100A...250A short-circuit protection Ii=1.5...10 x In nut keeper kit 2 auxiliary switches HQ | - | 0 | 0
3VA2225-7HL32-0AD0 |  | 3VA2225-7HL32-0AD0 | 1 | UN | 1 | 10 | C | D | EAR99 | N | 85362090 | 1 | 4042949025153 | 2.48 | KG | 1320 | 1320 | LP18 | LP18 | circuit breaker 3VA2 IEC frame 250 breaking capacity class C Icu=110kA @ 415V 3-pole, line protection ETU320, LI, In=250A overload protection Ir=100A...250A short-circuit protection Ii=1.5...10 x In nut keeper kit 3 auxiliary switches HQ | - | 0 | 0
3VA2225-7HL32-0AE0 |  | 3VA2225-7HL32-0AE0 | 1 | UN | 1 | 10 | C | D | EAR99 | N | 85362090 | 1 | 4042949025795 | 2.51 | KG | 1337.6 | 1337.6 | LP18 | LP18 | circuit breaker 3VA2 IEC frame 250 breaking capacity class C Icu=110kA @ 415V 3-pole, line protection ETU320, LI, In=250A overload protection Ir=100A...250A short-circuit protection Ii=1.5...10 x In nut keeper kit 4 auxiliary switches HQ | - | 0 | 0
3VA2225-7HL32-0AF0 |  | 3VA2225-7HL32-0AF0 | 1 | UN | 1 | 10 | C | D | EAR99 | N | 85362090 | 1 | 4042949026433 | 2.45 | KG | 1302.4 | 1302.4 | LP18 | LP18 | circuit breaker 3VA2 IEC frame 250 breaking capacity class C Icu=110kA @ 415V 3-pole, line protection ETU320, LI, In=250A overload protection Ir=100A...250A short-circuit protection Ii=1.5...10 x In nut keeper kit 1 auxiliary switch HQ 1 trip alarm switch HQ | - | 0 | 0
3VA2225-7HL32-0AG0 |  | 3VA2225-7HL32-0AG0 | 1 | UN | 1 | 10 | C | D | EAR99 | N | 85362090 | 1 | 4042949027072 | 2.47 | KG | 1320 | 1320 | LP18 | LP18 | circuit breaker 3VA2 IEC frame 250 breaking capacity class C Icu=110kA @ 415V 3-pole, line protection ETU320, LI, In=250A overload protection Ir=100A...250A short-circuit protection Ii=1.5...10 x In nut keeper kit 1 auxiliary switch HP 1 trip alarm switch HP | - | 0 | 0
3VA2225-7HL32-0AH0 |  | 3VA2225-7HL32-0AH0 | 1 | UN | 1 | 10 | C | D | EAR99 | N | 85362090 | 1 | 4042949027713 | 2.48 | KG | 1320 | 1320 | LP18 | LP18 | circuit breaker 3VA2 IEC frame 250 breaking capacity class C Icu=110kA @ 415V 3-pole, line protection ETU320, LI, In=250A overload protection Ir=100A...250A short-circuit protection Ii=1.5...10 x In nut keeper kit 2 auxiliary switches HQ 1 trip alarm switch HQ | - | 0 | 0
3VA2225-7HL32-0AJ0 |  | 3VA2225-7HL32-0AJ0 | 1 | UN | 1 | 10 | C | D | EAR99 | N | 85362090 | 1 | 4042949028352 | 2.51 | KG | 1355.2 | 1355.2 | LP18 | LP18 | circuit breaker 3VA2 IEC frame 250 breaking capacity class C Icu=110kA @ 415V 3-pole, line protection ETU320, LI, In=250A overload protection Ir=100A...250A short-circuit protection Ii=1.5...10 x In nut keeper kit 2 auxiliary switches HP 1 trip alarm switch HP | - | 0 | 0
3VA2225-7HL32-0BA0 |  | 3VA2225-7HL32-0BA0 | 1 | UN | 1 | 10 | C | D | EAR99 | N | 85362090 | 1 | 4042949020035 | 2.51 | KG | 1355.2 | 1355.2 | LP18 | LP18 | circuit breaker 3VA2 IEC frame 250 breaking capacity class C Icu=110kA @ 415V 3-pole, line protection ETU320, LI, In=250A overload protection Ir=100A...250A short-circuit protection Ii=1.5...10 x In nut keeper kit undervoltage release (UVR) 24V DC | - | 0 | 0
3VA2225-7HL32-0BC0 |  | 3VA2225-7HL32-0BC0 | 1 | UN | 1 | 10 | C | D | EAR99 | N | 85362090 | 1 | 4042949028994 | 2.57 | KG | 1416.8 | 1416.8 | LP18 | LP18 | circuit breaker 3VA2 IEC frame 250 breaking capacity class C Icu=110kA @ 415V 3-pole, line protection ETU320, LI, In=250A overload protection Ir=100A...250A short-circuit protection Ii=1.5...10 x In nut keeper kit undervoltage release (UVR) 24V DC 2 auxiliary switches HQ | - | 0 | 0
3VA2225-7HL32-0BH0 |  | 3VA2225-7HL32-0BH0 | 1 | UN | 1 | 10 | C | D | EAR99 | N | 85362090 | 1 | 4042949032830 | 2.6 | KG | 1434.4 | 1434.4 | LP18 | LP18 | circuit breaker 3VA2 IEC frame 250 breaking capacity class C Icu=110kA @ 415V 3-pole, line protection ETU320, LI, In=250A overload protection Ir=100A...250A short-circuit protection Ii=1.5...10 x In nut keeper kit undervoltage release (UVR) 24V DC 2 auxiliary switches HQ 1 trip alarm switch HQ | - | 0 | 0
3VA2225-7HL32-0BL0 |  | 3VA2225-7HL32-0BL0 | 1 | UN | 1 | 10 | C | D | EAR99 | N | 85362090 | 1 | 4042949036678 | 2.63 | KG | 1469.6 | 1469.6 | LP18 | LP18 | circuit breaker 3VA2 IEC frame 250 breaking capacity class C Icu=110kA @ 415V 3-pole, line protection ETU320, LI, In=250A overload protection Ir=100A...250A short-circuit protection Ii=1.5...10 x In nut keeper kit undervoltage release (UVR) 24V DC 2 auxiliary switches HQ 1 trip alarm switch HQ 1 electrical alarm switch | - | 0 | 0
3VA2225-7HL32-0CA0 |  | 3VA2225-7HL32-0CA0 | 1 | UN | 1 | 10 | C | D | EAR99 | N | 85362090 | 1 | 4042949020677 | 2.51 | KG | 1355.2 | 1355.2 | LP18 | LP18 | circuit breaker 3VA2 IEC frame 250 breaking capacity class C Icu=110kA @ 415V 3-pole, line protection ETU320, LI, In=250A overload protection Ir=100A...250A short-circuit protection Ii=1.5...10 x In nut keeper kit undervoltage release (UVR) 120-127V AC 50/60Hz | - | 0 | 0
3VA2225-7HL32-0CC0 |  | 3VA2225-7HL32-0CC0 | 1 | UN | 1 | 10 | C | D | EAR99 | N | 85362090 | 1 | 4042949029632 | 2.57 | KG | 1416.8 | 1416.8 | LP18 | LP18 | circuit breaker 3VA2 IEC frame 250 breaking capacity class C Icu=110kA @ 415V 3-pole, line protection ETU320, LI, In=250A overload protection Ir=100A...250A short-circuit protection Ii=1.5...10 x In nut keeper kit undervoltage release (UVR) 120-127V AC 50/60Hz 2 auxiliary switches HQ | - | 0 | 0
3VA2225-7HL32-0CH0 |  | 3VA2225-7HL32-0CH0 | 1 | UN | 1 | 10 | C | D | EAR99 | N | 85362090 | 1 | 4042949033479 | 2.6 | KG | 1434.4 | 1434.4 | LP18 | LP18 | circuit breaker 3VA2 IEC frame 250 breaking capacity class C Icu=110kA @ 415V 3-pole, line protection ETU320, LI, In=250A overload protection Ir=100A...250A short-circuit protection Ii=1.5...10 x In nut keeper kit undervoltage release (UVR) 120-127V AC 50/60Hz 2 auxiliary switches HQ 1 trip alarm switch HQ | - | 0 | 0
3VA2225-7HL32-0CL0 |  | 3VA2225-7HL32-0CL0 | 1 | UN | 1 | 10 | C | D | EAR99 | N | 85362090 | 1 | 4042949037316 | 2.63 | KG | 1469.6 | 1469.6 | LP18 | LP18 | circuit breaker 3VA2 IEC frame 250 breaking capacity class C Icu=110kA @ 415V 3-pole, line protection ETU320, LI, In=250A overload protection Ir=100A...250A short-circuit protection Ii=1.5...10 x In nut keeper kit undervoltage release (UVR) 120-127V AC 50/60Hz 2 auxiliary switches HQ 1 trip alarm switch HQ 1 electrical alarm switch | - | 0 | 0
3VA2225-7HL32-0DA0 |  | 3VA2225-7HL32-0DA0 | 1 | UN | 1 | 10 | C | D | EAR99 | N | 85362090 | 1 | 4042949021315 | 2.51 | KG | 1355.2 | 1355.2 | LP18 | LP18 | circuit breaker 3VA2 IEC frame 250 breaking capacity class C Icu=110kA @ 415V 3-pole, line protection ETU320, LI, In=250A overload protection Ir=100A...250A short-circuit protection Ii=1.5...10 x In nut keeper kit undervoltage release (UVR) 208-230V AC 50/60Hz | - | 0 | 0
3VA2225-7HL32-0DC0 |  | 3VA2225-7HL32-0DC0 | 1 | UN | 1 | 10 | C | D | EAR99 | N | 85362090 | 1 | 4042949030270 | 2.57 | KG | 1416.8 | 1416.8 | LP18 | LP18 | circuit breaker 3VA2 IEC frame 250 breaking capacity class C Icu=110kA @ 415V 3-pole, line protection ETU320, LI, In=250A overload protection Ir=100A...250A short-circuit protection Ii=1.5...10 x In nut keeper kit undervoltage release (UVR) 208-230V AC 50/60Hz 2 auxiliary switches HQ | - | 0 | 0
3VA2225-7HL32-0DH0 |  | 3VA2225-7HL32-0DH0 | 1 | UN | 1 | 10 | C | D | EAR99 | N | 85362090 | 1 | 4042949034117 | 2.6 | KG | 1434.4 | 1434.4 | LP18 | LP18 | circuit breaker 3VA2 IEC frame 250 breaking capacity class C Icu=110kA @ 415V 3-pole, line protection ETU320, LI, In=250A overload protection Ir=100A...250A short-circuit protection Ii=1.5...10 x In nut keeper kit undervoltage release (UVR) 208-230V AC 50/60Hz 2 auxiliary switches HQ 1 trip alarm switch HQ | - | 0 | 0
3VA2225-7HL32-0DL0 |  | 3VA2225-7HL32-0DL0 | 1 | UN | 1 | 10 | C | D | EAR99 | N | 85362090 | 1 | 4042949037958 | 2.63 | KG | 1469.6 | 1469.6 | LP18 | LP18 | circuit breaker 3VA2 IEC frame 250 breaking capacity class C Icu=110kA @ 415V 3-pole, line protection ETU320, LI, In=250A overload protection Ir=100A...250A short-circuit protection Ii=1.5...10 x In nut keeper kit undervoltage release (UVR) 208-230V AC 50/60Hz 2 auxiliary switches HQ 1 trip alarm switch HQ 1 electrical alarm switch | - | 0 | 0
3VA2225-7HL32-0HA0 |  | 3VA2225-7HL32-0HA0 | 1 | UN | 1 | 10 | C | D | EAR99 | N | 85362090 | 1 | 4042949021957 | 2.48 | KG | 1328.8 | 1328.8 | LP18 | LP18 | circuit breaker 3VA2 IEC frame 250 breaking capacity class C Icu=110kA @ 415V 3-pole, line protection ETU320, LI, In=250A overload protection Ir=100A...250A short-circuit protection Ii=1.5...10 x In nut keeper kit shunt trip (STL) 12-30V DC, 24V AC 50/60Hz | - | 0 | 0
3VA2225-7HL32-0HC0 |  | 3VA2225-7HL32-0HC0 | 1 | UN | 1 | 10 | C | D | EAR99 | N | 85362090 | 1 | 4042949030911 | 2.54 | KG | 1372.8 | 1372.8 | LP18 | LP18 | circuit breaker 3VA2 IEC frame 250 breaking capacity class C Icu=110kA @ 415V 3-pole, line protection ETU320, LI, In=250A overload protection Ir=100A...250A short-circuit protection Ii=1.5...10 x In nut keeper kit shunt trip (STL) 12-30V DC, 24V AC 50/60Hz 2 auxiliary switches HQ | - | 0 | 0
3VA2225-7HL32-0HH0 |  | 3VA2225-7HL32-0HH0 | 1 | UN | 1 | 10 | C | D | EAR99 | N | 85362090 | 1 | 4042949034759 | 2.57 | KG | 1416.8 | 1416.8 | LP18 | LP18 | circuit breaker 3VA2 IEC frame 250 breaking capacity class C Icu=110kA @ 415V 3-pole, line protection ETU320, LI, In=250A overload protection Ir=100A...250A short-circuit protection Ii=1.5...10 x In nut keeper kit shunt trip (STL) 12-30V DC, 24V AC 50/60Hz 2 auxiliary switches HQ 1 trip alarm switch HQ | - | 0 | 0
3VA2225-7HL32-0HL0 |  | 3VA2225-7HL32-0HL0 | 1 | UN | 1 | 10 | C | D | EAR99 | N | 85362090 | 1 | 4042949038597 | 2.6 | KG | 1443.2 | 1443.2 | LP18 | LP18 | circuit breaker 3VA2 IEC frame 250 breaking capacity class C Icu=110kA @ 415V 3-pole, line protection ETU320, LI, In=250A overload protection Ir=100A...250A short-circuit protection Ii=1.5...10 x In nut keeper kit shunt trip (STL) 12-30V DC, 24V AC 50/60Hz 2 auxiliary switches HQ 1 trip alarm switch HQ 1 electrical alarm switch | - | 0 | 0
3VA2225-7HL32-0JA0 |  | 3VA2225-7HL32-0JA0 | 1 | UN | 1 | 10 | C | D | EAR99 | N | 85362090 | 1 | 4042949022596 | 2.48 | KG | 1328.8 | 1328.8 | LP18 | LP18 | circuit breaker 3VA2 IEC frame 250 breaking capacity class C Icu=110kA @ 415V 3-pole, line protection ETU320, LI, In=250A overload protection Ir=100A...250A short-circuit protection Ii=1.5...10 x In nut keeper kit shunt trip (STL) 110-127V DC, AC 50/60Hz | - | 0 | 0
3VA2225-7HL32-0JC0 |  | 3VA2225-7HL32-0JC0 | 1 | UN | 1 | 10 | C | D | EAR99 | N | 85362090 | 1 | 4042949031550 | 2.54 | KG | 1372.8 | 1372.8 | LP18 | LP18 | circuit breaker 3VA2 IEC frame 250 breaking capacity class C Icu=110kA @ 415V 3-pole, line protection ETU320, LI, In=250A overload protection Ir=100A...250A short-circuit protection Ii=1.5...10 x In nut keeper kit shunt trip (STL) 110-127V DC, AC 50/60Hz 2 auxiliary switches HQ | - | 0 | 0
3VA2225-7HL32-0JH0 |  | 3VA2225-7HL32-0JH0 | 1 | UN | 1 | 10 | C | D | EAR99 | N | 85362090 | 1 | 4042949035398 | 2.57 | KG | 1416.8 | 1416.8 | LP18 | LP18 | circuit breaker 3VA2 IEC frame 250 breaking capacity class C Icu=110kA @ 415V 3-pole, line protection ETU320, LI, In=250A overload protection Ir=100A...250A short-circuit protection Ii=1.5...10 x In nut keeper kit shunt trip (STL) 110-127V DC, AC 50/60Hz 2 auxiliary switches HQ 1 trip alarm switch HQ | - | 0 | 0
3VA2225-7HL32-0JL0 |  | 3VA2225-7HL32-0JL0 | 1 | UN | 1 | 10 | C | D | EAR99 | N | 85362090 | 1 | 4042949039235 | 2.6 | KG | 1443.2 | 1443.2 | LP18 | LP18 | circuit breaker 3VA2 IEC frame 250 breaking capacity class C Icu=110kA @ 415V 3-pole, line protection ETU320, LI, In=250A overload protection Ir=100A...250A short-circuit protection Ii=1.5...10 x In nut keeper kit shunt trip (STL) 110-127V DC, AC 50/60Hz 2 auxiliary switches HQ 1 trip alarm switch HQ 1 electrical alarm switch | - | 0 | 0
3VA2225-7HL32-0KA0 |  | 3VA2225-7HL32-0KA0 | 1 | UN | 1 | 10 | C | D | EAR99 | N | 85362090 | 1 | 4042949023234 | 2.48 | KG | 1328.8 | 1328.8 | LP18 | LP18 | circuit breaker 3VA2 IEC frame 250 breaking capacity class C Icu=110kA @ 415V 3-pole, line protection ETU320, LI, In=250A overload protection Ir=100A...250A short-circuit protection Ii=1.5...10 x In nut keeper kit shunt trip (STL) 220-250V DC, 208-277V AC | - | 0 | 0
3VA2225-7HL32-0KC0 |  | 3VA2225-7HL32-0KC0 | 1 | UN | 1 | 10 | C | D | EAR99 | N | 85362090 | 1 | 4042949032199 | 2.54 | KG | 1372.8 | 1372.8 | LP18 | LP18 | circuit breaker 3VA2 IEC frame 250 breaking capacity class C Icu=110kA @ 415V 3-pole, line protection ETU320, LI, In=250A overload protection Ir=100A...250A short-circuit protection Ii=1.5...10 x In nut keeper kit shunt trip (STL) 220-250V DC, 208-277V AC 2 auxiliary switches HQ | - | 0 | 0
3VA2225-7HL32-0KH0 |  | 3VA2225-7HL32-0KH0 | 1 | UN | 1 | 10 | C | D | EAR99 | N | 85362090 | 1 | 4042949036036 | 2.57 | KG | 1416.8 | 1416.8 | LP18 | LP18 | circuit breaker 3VA2 IEC frame 250 breaking capacity class C Icu=110kA @ 415V 3-pole, line protection ETU320, LI, In=250A overload protection Ir=100A...250A short-circuit protection Ii=1.5...10 x In nut keeper kit shunt trip (STL) 220-250V DC, 208-277V AC 2 auxiliary switches HQ 1 trip alarm switch HQ | - | 0 | 0
3VA2225-7HL32-0KL0 |  | 3VA2225-7HL32-0KL0 | 1 | UN | 1 | 10 | C | D | EAR99 | N | 85362090 | 1 | 4042949039877 | 2.6 | KG | 1443.2 | 1443.2 | LP18 | LP18 | circuit breaker 3VA2 IEC frame 250 breaking capacity class C Icu=110kA @ 415V 3-pole, line protection ETU320, LI, In=250A overload protection Ir=100A...250A short-circuit protection Ii=1.5...10 x In nut keeper kit shunt trip (STL) 220-250V DC, 208-277V AC 2 auxiliary switches HQ 1 trip alarm switch HQ 1 electrical alarm switch | - | 0 | 0
3VA2225-7HL42-0AA0 |  | 3VA2225-7HL42-0AA0 | 1 | UN | 1 | 5 | B | D | EAR99 | N | 85362090 | 1 | 4042948832479 | 2.897 | KG | 1598 | 1555.5 | LP18 | LP18 | circuit breaker 3VA2 IEC frame 250 breaking capacity class C Icu=110kA @ 415V 4-pole, line protection ETU320, LI, In=250A overload protection Ir=100A...250A short-circuit protection Ii=1.5...10 x In N conductor protection adjustable (OFF, 50%, 100%) nut keeper kit | Lista Papel 2020 SI | 0 | 0
3VA2225-7HM32-0AA0 |  | 3VA2225-7HM32-0AA0 | 1 | UN | 1 | 5 | B | D | EAR99 | N | 85362090 | 1 | 4042948805589 | 2.5 | KG | 1453.5 | 1411 | LP18 | LP18 | circuit breaker 3VA2 IEC frame 250 breaking capacity class C Icu=110kA @ 415V 3-pole, line protection ETU330, LIG, In=250A overload protection Ir=100A...250A short-circuit protection Ii=1.5...10 x In ground-fault protection Ig=0.2...1 x In, tg=0.1/0.3s nut keeper kit | Lista Papel 2020 SI | 0 | 0
3VA2225-7HM32-0HL0 |  | 3VA2225-7HM32-0HL0 | 1 | UN | 1 | 10 | C | D | EAR99 | N | 85362090 | 1 | 4042949320968 | 2.589 | KG | 1689.6 | 1689.6 | LP18 | LP18 | circuit breaker 3VA2 IEC frame 250 breaking capacity class C Icu=110kA @ 415V 3-pole, line protection ETU330, LIG, In=250A overload protection Ir=100A...250A short-circuit protection Ii=1.5...10 x In ground-fault protection Ig=0.2... 1 x In, tg=0.1/0.3s nut keeper kit shunt trip (STL) 12-30V DC; 24V AC 50/60Hz 2 auxiliary switches HQ 1 trip alarm switch HQ 1 electrical alarm switch | - | 0 | 0
3VA2225-7HM42-0AA0 |  | 3VA2225-7HM42-0AA0 | 1 | UN | 1 | 5 | B | D | EAR99 | N | 85362090 | 1 | 4042948806142 | 3.2 | KG | 1836 | 1785 | LP18 | LP18 | circuit breaker 3VA2 IEC frame 250 breaking capacity class C Icu=110kA @ 415V 4-pole, line protection ETU330, LIG, In=250A overload protection Ir=100A...250A short-circuit protection Ii=1.5...10 x In N conductor protection adjustable (OFF, 50%, 100%) ground-fault protection Ig=0.2...1 x In= tg=0.1/0.3s nut keeper kit | Lista Papel 2020 SI | 0 | 0
3VA2225-7HN32-0AA0 |  | 3VA2225-7HN32-0AA0 | 1 | UN | 1 | 5 | B | D | EAR99 | N | 85362090 | 1 | 4042948805572 | 2.21 | KG | 1275 | 1241 | LP18 | LP18 | circuit breaker 3VA2 IEC frame 250 breaking capacity class C Icu=110kA @ 415V 3-pole, line protection ETU350, LSI, In=250A overload protection Ir=100A...250A short-circuit protection Isd=1.5...10 x Ir, Ii=10 x In nut keeper kit | Lista Papel 2020 SI | 0 | 0
3VA2225-7HN32-0AB0 |  | 3VA2225-7HN32-0AB0 | 1 | UN | 1 | 10 | C | D | EAR99 | N | 85362090 | 1 | 4042949023869 | 2.47 | KG | 1390.4 | 1390.4 | LP18 | LP18 | circuit breaker 3VA2 IEC frame 250 breaking capacity class C Icu=110kA @ 415V 3-pole, line protection ETU350, LSI, In=250A overload protection Ir=100A...250A short-circuit protection Isd=1.5...10 x Ir, Ii=10 x In nut keeper kit 2 auxiliary switches HP | - | 0 | 0
3VA2225-7HN32-0AC0 |  | 3VA2225-7HN32-0AC0 | 1 | UN | 1 | 10 | C | D | EAR99 | N | 85362090 | 1 | 4042949024507 | 2.45 | KG | 1364 | 1364 | LP18 | LP18 | circuit breaker 3VA2 IEC frame 250 breaking capacity class C Icu=110kA @ 415V 3-pole, line protection ETU350, LSI, In=250A overload protection Ir=100A...250A short-circuit protection Isd=1.5...10 x Ir, Ii=10 x In nut keeper kit 2 auxiliary switches HQ | - | 0 | 0
3VA2225-7HN32-0AD0 |  | 3VA2225-7HN32-0AD0 | 1 | UN | 1 | 10 | C | D | EAR99 | N | 85362090 | 1 | 4042949025146 | 2.48 | KG | 1390.4 | 1390.4 | LP18 | LP18 | circuit breaker 3VA2 IEC frame 250 breaking capacity class C Icu=110kA @ 415V 3-pole, line protection ETU350, LSI, In=250A overload protection Ir=100A...250A short-circuit protection Isd=1.5...10 x Ir, Ii=10 x In nut keeper kit 3 auxiliary switches HQ | - | 0 | 0
3VA2225-7HN32-0AE0 |  | 3VA2225-7HN32-0AE0 | 1 | UN | 1 | 10 | C | D | EAR99 | N | 85362090 | 1 | 4042949025788 | 2.51 | KG | 1416.8 | 1416.8 | LP18 | LP18 | circuit breaker 3VA2 IEC frame 250 breaking capacity class C Icu=110kA @ 415V 3-pole, line protection ETU350, LSI, In=250A overload protection Ir=100A...250A short-circuit protection Isd=1.5...10 x Ir, Ii=10 x In nut keeper kit 4 auxiliary switches HQ | - | 0 | 0
3VA2225-7HN32-0AF0 |  | 3VA2225-7HN32-0AF0 | 1 | UN | 1 | 10 | C | D | EAR99 | N | 85362090 | 1 | 4042949026426 | 2.45 | KG | 1364 | 1364 | LP18 | LP18 | circuit breaker 3VA2 IEC frame 250 breaking capacity class C Icu=110kA @ 415V 3-pole, line protection ETU350, LSI, In=250A overload protection Ir=100A...250A short-circuit protection Isd=1.5...10 x Ir, Ii=10 x In nut keeper kit 1 auxiliary switch HQ 1 trip alarm switch HQ | - | 0 | 0
3VA2225-7HN32-0AG0 |  | 3VA2225-7HN32-0AG0 | 1 | UN | 1 | 10 | C | D | EAR99 | N | 85362090 | 1 | 4042949027065 | 2.47 | KG | 1390.4 | 1390.4 | LP18 | LP18 | circuit breaker 3VA2 IEC frame 250 breaking capacity class C Icu=110kA @ 415V 3-pole, line protection ETU350, LSI, In=250A overload protection Ir=100A...250A short-circuit protection Isd=1.5...10 x Ir, Ii=10 x In nut keeper kit 1 auxiliary switch HP 1 trip alarm switch HP | - | 0 | 0
3VA2225-7HN32-0AH0 |  | 3VA2225-7HN32-0AH0 | 1 | UN | 1 | 10 | C | D | EAR99 | N | 85362090 | 1 | 4042949027706 | 2.48 | KG | 1390.4 | 1390.4 | LP18 | LP18 | circuit breaker 3VA2 IEC frame 250 breaking capacity class C Icu=110kA @ 415V 3-pole, line protection ETU350, LSI, In=250A overload protection Ir=100A...250A short-circuit protection Isd=1.5...10 x Ir, Ii=10 x In nut keeper kit 2 auxiliary switches HQ 1 trip alarm switch HQ | - | 0 | 0
3VA2225-7HN32-0AJ0 |  | 3VA2225-7HN32-0AJ0 | 1 | UN | 1 | 10 | C | D | EAR99 | N | 85362090 | 1 | 4042949028345 | 2.51 | KG | 1434.4 | 1434.4 | LP18 | LP18 | circuit breaker 3VA2 IEC frame 250 breaking capacity class C Icu=110kA @ 415V 3-pole, line protection ETU350, LSI, In=250A overload protection Ir=100A...250A short-circuit protection Isd=1.5...10 x Ir, Ii=10 x In nut keeper kit 2 auxiliary switches HP 1 trip alarm switch HP | - | 0 | 0
3VA2225-7HN32-0BA0 |  | 3VA2225-7HN32-0BA0 | 1 | UN | 1 | 10 | C | D | EAR99 | N | 85362090 | 1 | 4042949020028 | 2.51 | KG | 1434.4 | 1434.4 | LP18 | LP18 | circuit breaker 3VA2 IEC frame 250 breaking capacity class C Icu=110kA @ 415V 3-pole, line protection ETU350, LSI, In=250A overload protection Ir=100A...250A short-circuit protection Isd=1.5...10 x Ir, Ii=10 x In nut keeper kit undervoltage release (UVR) 24V DC | - | 0 | 0
3VA2225-7HN32-0BC0 |  | 3VA2225-7HN32-0BC0 | 1 | UN | 1 | 10 | C | D | EAR99 | N | 85362090 | 1 | 4042949028987 | 2.57 | KG | 1487.2 | 1487.2 | LP18 | LP18 | circuit breaker 3VA2 IEC frame 250 breaking capacity class C Icu=110kA @ 415V 3-pole, line protection ETU350, LSI, In=250A overload protection Ir=100A...250A short-circuit protection Isd=1.5...10 x Ir, Ii=10 x In nut keeper kit undervoltage release (UVR) 24V DC 2 auxiliary switches HQ | - | 0 | 0
3VA2225-7HN32-0BH0 |  | 3VA2225-7HN32-0BH0 | 1 | UN | 1 | 10 | C | D | EAR99 | N | 85362090 | 1 | 4042949032823 | 2.6 | KG | 1504.8 | 1504.8 | LP18 | LP18 | circuit breaker 3VA2 IEC frame 250 breaking capacity class C Icu=110kA @ 415V 3-pole, line protection ETU350, LSI, In=250A overload protection Ir=100A...250A short-circuit protection Isd=1.5...10 x Ir, Ii=10 x In nut keeper kit undervoltage release (UVR) 24V DC 2 auxiliary switches HQ 1 trip alarm switch HQ | - | 0 | 0
3VA2225-7HN32-0BL0 |  | 3VA2225-7HN32-0BL0 | 1 | UN | 1 | 10 | C | D | EAR99 | N | 85362090 | 1 | 4042949036661 | 2.63 | KG | 1548.8 | 1548.8 | LP18 | LP18 | circuit breaker 3VA2 IEC frame 250 breaking capacity class C Icu=110kA @ 415V 3-pole, line protection ETU350, LSI, In=250A overload protection Ir=100A...250A short-circuit protection Isd=1.5...10 x Ir, Ii=10 x In nut keeper kit undervoltage release (UVR) 24V DC 2 auxiliary switches HQ 1 trip alarm switch HQ 1 electrical alarm switch | - | 0 | 0
3VA2225-7HN32-0CA0 |  | 3VA2225-7HN32-0CA0 | 1 | UN | 1 | 10 | C | D | EAR99 | N | 85362090 | 1 | 4042949020660 | 2.51 | KG | 1434.4 | 1434.4 | LP18 | LP18 | circuit breaker 3VA2 IEC frame 250 breaking capacity class C Icu=110kA @ 415V 3-pole, line protection ETU350, LSI, In=250A overload protection Ir=100A...250A short-circuit protection Isd=1.5...10 x Ir, Ii=10 x In nut keeper kit undervoltage release (UVR) 120-127V AC 50/60Hz | - | 0 | 0
3VA2225-7HN32-0CC0 |  | 3VA2225-7HN32-0CC0 | 1 | UN | 1 | 10 | C | D | EAR99 | N | 85362090 | 1 | 4042949029625 | 2.57 | KG | 1487.2 | 1487.2 | LP18 | LP18 | circuit breaker 3VA2 IEC frame 250 breaking capacity class C Icu=110kA @ 415V 3-pole, line protection ETU350, LSI, In=250A overload protection Ir=100A...250A short-circuit protection Isd=1.5...10 x Ir, Ii=10 x In nut keeper kit undervoltage release (UVR) 120-127V AC 50/60Hz 2 auxiliary switches HQ | - | 0 | 0
3VA2225-7HN32-0CH0 |  | 3VA2225-7HN32-0CH0 | 1 | UN | 1 | 10 | C | D | EAR99 | N | 85362090 | 1 | 4042949033462 | 2.6 | KG | 1504.8 | 1504.8 | LP18 | LP18 | circuit breaker 3VA2 IEC frame 250 breaking capacity class C Icu=110kA @ 415V 3-pole, line protection ETU350, LSI, In=250A overload protection Ir=100A...250A short-circuit protection Isd=1.5...10 x Ir, Ii=10 x In nut keeper kit undervoltage release (UVR) 120-127V AC 50/60Hz 2 auxiliary switches HQ 1 trip alarm switch HQ | - | 0 | 0
3VA2225-7HN32-0CL0 |  | 3VA2225-7HN32-0CL0 | 1 | UN | 1 | 10 | C | D | EAR99 | N | 85362090 | 1 | 4042949037309 | 2.63 | KG | 1548.8 | 1548.8 | LP18 | LP18 | circuit breaker 3VA2 IEC frame 250 breaking capacity class C Icu=110kA @ 415V 3-pole, line protection ETU350, LSI, In=250A overload protection Ir=100A...250A short-circuit protection Isd=1.5...10 x Ir, Ii=10 x In nut keeper kit undervoltage release (UVR) 120-127V AC 50/60Hz 2 auxiliary switches HQ 1 trip alarm switch HQ 1 electrical alarm switch | - | 0 | 0
3VA2225-7HN32-0DA0 |  | 3VA2225-7HN32-0DA0 | 1 | UN | 1 | 10 | C | D | EAR99 | N | 85362090 | 1 | 4042949021308 | 2.51 | KG | 1434.4 | 1434.4 | LP18 | LP18 | circuit breaker 3VA2 IEC frame 250 breaking capacity class C Icu=110kA @ 415V 3-pole, line protection ETU350, LSI, In=250A overload protection Ir=100A...250A short-circuit protection Isd=1.5...10 x Ir, Ii=10 x In nut keeper kit undervoltage release (UVR) 208-230V AC 50/60Hz | - | 0 | 0
3VA2225-7HN32-0DC0 |  | 3VA2225-7HN32-0DC0 | 1 | UN | 1 | 10 | C | D | EAR99 | N | 85362090 | 1 | 4042949030263 | 2.57 | KG | 1487.2 | 1487.2 | LP18 | LP18 | circuit breaker 3VA2 IEC frame 250 breaking capacity class C Icu=110kA @ 415V 3-pole, line protection ETU350, LSI, In=250A overload protection Ir=100A...250A short-circuit protection Isd=1.5...10 x Ir, Ii=10 x In nut keeper kit undervoltage release (UVR) 208-230V AC 50/60Hz 2 auxiliary switches HQ | - | 0 | 0
3VA2225-7HN32-0DH0 |  | 3VA2225-7HN32-0DH0 | 1 | UN | 1 | 10 | C | D | EAR99 | N | 85362090 | 1 | 4042949034100 | 2.6 | KG | 1504.8 | 1504.8 | LP18 | LP18 | circuit breaker 3VA2 IEC frame 250 breaking capacity class C Icu=110kA @ 415V 3-pole, line protection ETU350, LSI, In=250A overload protection Ir=100A...250A short-circuit protection Isd=1.5...10 x Ir, Ii=10 x In nut keeper kit undervoltage release (UVR) 208-230V AC 50/60Hz 2 auxiliary switches HQ 1 trip alarm switch HQ | - | 0 | 0
3VA2225-7HN32-0DL0 |  | 3VA2225-7HN32-0DL0 | 1 | UN | 1 | 10 | C | D | EAR99 | N | 85362090 | 1 | 4042949037941 | 2.63 | KG | 1548.8 | 1548.8 | LP18 | LP18 | circuit breaker 3VA2 IEC frame 250 breaking capacity class C Icu=110kA @ 415V 3-pole, line protection ETU350, LSI, In=250A overload protection Ir=100A...250A short-circuit protection Isd=1.5...10 x Ir, Ii=10 x In nut keeper kit undervoltage release (UVR) 208-230V AC 50/60Hz 2 auxiliary switches HQ 1 trip alarm switch HQ 1 electrical alarm switch | - | 0 | 0
3VA2225-7HN32-0HA0 |  | 3VA2225-7HN32-0HA0 | 1 | UN | 1 | 10 | C | D | EAR99 | N | 85362090 | 1 | 4042949021940 | 2.48 | KG | 1399.2 | 1399.2 | LP18 | LP18 | circuit breaker 3VA2 IEC frame 250 breaking capacity class C Icu=110kA @ 415V 3-pole, line protection ETU350, LSI, In=250A overload protection Ir=100A...250A short-circuit protection Isd=1.5...10 x Ir, Ii=10 x In nut keeper kit shunt trip (STL) 12-30V DC, 24V AC 50/60Hz | - | 0 | 0
3VA2225-7HN32-0HC0 |  | 3VA2225-7HN32-0HC0 | 1 | UN | 1 | 10 | C | D | EAR99 | N | 85362090 | 1 | 4042949030904 | 2.54 | KG | 1452 | 1452 | LP18 | LP18 | circuit breaker 3VA2 IEC frame 250 breaking capacity class C Icu=110kA @ 415V 3-pole, line protection ETU350, LSI, In=250A overload protection Ir=100A...250A short-circuit protection Isd=1.5...10 x Ir, Ii=10 x In nut keeper kit shunt trip (STL) 12-30V DC, 24V AC 50/60Hz 2 auxiliary switches HQ | - | 0 | 0
3VA2225-7HN32-0HH0 |  | 3VA2225-7HN32-0HH0 | 1 | UN | 1 | 10 | C | D | EAR99 | N | 85362090 | 1 | 4042949034742 | 2.57 | KG | 1487.2 | 1487.2 | LP18 | LP18 | circuit breaker 3VA2 IEC frame 250 breaking capacity class C Icu=110kA @ 415V 3-pole, line protection ETU350, LSI, In=250A overload protection Ir=100A...250A short-circuit protection Isd=1.5...10 x Ir, Ii=10 x In nut keeper kit shunt trip (STL) 12-30V DC, 24V AC 50/60Hz 2 auxiliary switches HQ 1 trip alarm switch HQ | - | 0 | 0
3VA2225-7HN32-0HL0 |  | 3VA2225-7HN32-0HL0 | 1 | UN | 1 | 10 | C | D | EAR99 | N | 85362090 | 1 | 4042949038580 | 2.6 | KG | 1513.6 | 1513.6 | LP18 | LP18 | circuit breaker 3VA2 IEC frame 250 breaking capacity class C Icu=110kA @ 415V 3-pole, line protection ETU350, LSI, In=250A overload protection Ir=100A...250A short-circuit protection Isd=1.5...10 x Ir, Ii=10 x In nut keeper kit shunt trip (STL) 12-30V DC, 24V AC 50/60Hz 2 auxiliary switches HQ 1 trip alarm switch HQ 1 electrical alarm switch | - | 0 | 0
3VA2225-7HN32-0JA0 |  | 3VA2225-7HN32-0JA0 | 1 | UN | 1 | 10 | C | D | EAR99 | N | 85362090 | 1 | 4042949022589 | 2.48 | KG | 1399.2 | 1399.2 | LP18 | LP18 | circuit breaker 3VA2 IEC frame 250 breaking capacity class C Icu=110kA @ 415V 3-pole, line protection ETU350, LSI, In=250A overload protection Ir=100A...250A short-circuit protection Isd=1.5...10 x Ir, Ii=10 x In nut keeper kit shunt trip (STL) 110-127V DC, AC 50/60Hz | - | 0 | 0
3VA2225-7HN32-0JC0 |  | 3VA2225-7HN32-0JC0 | 1 | UN | 1 | 10 | C | D | EAR99 | N | 85362090 | 1 | 4042949031543 | 2.54 | KG | 1452 | 1452 | LP18 | LP18 | circuit breaker 3VA2 IEC frame 250 breaking capacity class C Icu=110kA @ 415V 3-pole, line protection ETU350, LSI, In=250A overload protection Ir=100A...250A short-circuit protection Isd=1.5...10 x Ir, Ii=10 x In nut keeper kit shunt trip (STL) 110-127V DC, AC 50/60Hz 2 auxiliary switches HQ | - | 0 | 0
3VA2225-7HN32-0JH0 |  | 3VA2225-7HN32-0JH0 | 1 | UN | 1 | 10 | C | D | EAR99 | N | 85362090 | 1 | 4042949035381 | 2.57 | KG | 1487.2 | 1487.2 | LP18 | LP18 | circuit breaker 3VA2 IEC frame 250 breaking capacity class C Icu=110kA @ 415V 3-pole, line protection ETU350, LSI, In=250A overload protection Ir=100A...250A short-circuit protection Isd=1.5...10 x Ir, Ii=10 x In nut keeper kit shunt trip (STL) 110-127V DC, AC 50/60Hz 2 auxiliary switches HQ 1 trip alarm switch HQ | - | 0 | 0
3VA2225-7HN32-0JL0 |  | 3VA2225-7HN32-0JL0 | 1 | UN | 1 | 10 | C | D | EAR99 | N | 85362090 | 1 | 4042949039228 | 2.6 | KG | 1513.6 | 1513.6 | LP18 | LP18 | circuit breaker 3VA2 IEC frame 250 breaking capacity class C Icu=110kA @ 415V 3-pole, line protection ETU350, LSI, In=250A overload protection Ir=100A...250A short-circuit protection Isd=1.5...10 x Ir, Ii=10 x In nut keeper kit shunt trip (STL) 110-127V DC, AC 50/60Hz 2 auxiliary switches HQ 1 trip alarm switch HQ 1 electrical alarm switch | - | 0 | 0
3VA2225-7HN32-0KA0 |  | 3VA2225-7HN32-0KA0 | 1 | UN | 1 | 10 | C | D | EAR99 | N | 85362090 | 1 | 4042949023227 | 2.48 | KG | 1399.2 | 1399.2 | LP18 | LP18 | circuit breaker 3VA2 IEC frame 250 breaking capacity class C Icu=110kA @ 415V 3-pole, line protection ETU350, LSI, In=250A overload protection Ir=100A...250A short-circuit protection Isd=1.5...10 x Ir, Ii=10 x In nut keeper kit shunt trip (STL) 220-250V DC, 208-277V AC | - | 0 | 0
3VA2225-7HN32-0KC0 |  | 3VA2225-7HN32-0KC0 | 1 | UN | 1 | 10 | C | D | EAR99 | N | 85362090 | 1 | 4042949032182 | 2.54 | KG | 1452 | 1452 | LP18 | LP18 | circuit breaker 3VA2 IEC frame 250 breaking capacity class C Icu=110kA @ 415V 3-pole, line protection ETU350, LSI, In=250A overload protection Ir=100A...250A short-circuit protection Isd=1.5...10 x Ir, Ii=10 x In nut keeper kit shunt trip (STL) 220-250V DC, 208-277V AC 2 auxiliary switches HQ | - | 0 | 0
3VA2225-7HN32-0KG0 |  | 3VA2225-7HN32-0KG0 | 1 | UN | 1 | 10 | C | D | EAR99 | N | 85362090 | 1 | 4042949321309 | 2.398 | KG | 1487.2 | 1487.2 | LP18 | LP18 | circuit breaker 3VA2 IEC frame 250 breaking capacity class C Icu=110kA @ 415V 3-pole, line protection ETU350, LSI, In=250A overload protection Ir=100A...250A short-circuit protection Isd=1.5...10 x Ir, Ii=10 x In nut keeper kit shunt trip (STL) 220-250V DC, 208-277V AC 1 auxiliary switch HP 1 trip alarm switch HP | - | 0 | 0
3VA2225-7HN32-0KH0 |  | 3VA2225-7HN32-0KH0 | 1 | UN | 1 | 10 | C | D | EAR99 | N | 85362090 | 1 | 4042949036029 | 2.57 | KG | 1487.2 | 1487.2 | LP18 | LP18 | circuit breaker 3VA2 IEC frame 250 breaking capacity class C Icu=110kA @ 415V 3-pole, line protection ETU350, LSI, In=250A overload protection Ir=100A...250A short-circuit protection Isd=1.5...10 x Ir, Ii=10 x In nut keeper kit shunt trip (STL) 220-250V DC, 208-277V AC 2 auxiliary switches HQ 1 trip alarm switch HQ | - | 0 | 0
3VA2225-7HN32-0KL0 |  | 3VA2225-7HN32-0KL0 | 1 | UN | 1 | 10 | C | D | EAR99 | N | 85362090 | 1 | 4042949039860 | 2.6 | KG | 1513.6 | 1513.6 | LP18 | LP18 | circuit breaker 3VA2 IEC frame 250 breaking capacity class C Icu=110kA @ 415V 3-pole, line protection ETU350, LSI, In=250A overload protection Ir=100A...250A short-circuit protection Isd=1.5...10 x Ir, Ii=10 x In nut keeper kit shunt trip (STL) 220-250V DC, 208-277V AC 2 auxiliary switches HQ 1 trip alarm switch HQ 1 electrical alarm switch | - | 0 | 0
3VA2225-7HN32-0LE0 |  | 3VA2225-7HN32-0LE0 | 1 | UN | 1 | 10 | C | D | EAR99 | N | 85362090 | 1 | 4042949327646 | 2.428 | KG | 1619.2 | 1619.2 | LP18 | LP18 | circuit breaker 3VA2 IEC frame 250 breaking capacity class C Icu=110kA @ 415V 3-pole, line protection ETU350, LSI, In=250A overload protection Ir=100A...250A short-circuit protection Isd=1.5...10 x Ir, Ii=10 x In nut keeper kit circuit breaker 3VA2 IEC frame 250 breaking capacity class C Icu=110kA @ 415V 3-pole, line protection ETU350, LSI, In=250A overload protection Ir=100A...250A short-circuit protection Isd=1.5...10 x Ir, UNIVERSAL RELEASE 24 V DC ACCESSORY FOR 3VA1 and 3VA20 up 4 AUXILIARY SWITCH CHANGEOVER H |  | 0 | 0
3VA2225-7HN42-0AA0 |  | 3VA2225-7HN42-0AA0 | 1 | UN | 1 | 5 | B | D | EAR99 | N | 85362090 | 1 | 4042948806135 | 2.888 | KG | 1640.5 | 1598 | LP18 | LP18 | circuit breaker 3VA2 IEC frame 250 breaking capacity class C Icu=110kA @ 415V 4-pole, line protection ETU350, LSI, In=250A overload protection Ir=100A...250A short-circuit protection Isd=1.5...10 x Ir, Ii=10 x In N conductor protection adjustable (OFF, 50%, 100%) nut keeper kit | Lista Papel 2020 SI | 0 | 0
3VA2225-7JP32-0AA0 |  | 3VA2225-7JP32-0AA0 | 1 | UN | 1 | 5 | B | D | EAR99 | N | 85362090 | 1 | 4042948805596 | 2.5 | KG | 1674.5 | 1623.5 | LP18 | LP18 | circuit breaker 3VA2 IEC frame 250 breaking capacity class C Icu=110kA @ 415V 3-pole, line protection ETU550, LSI, In=250A overload protection Ir=100A...250A short-circuit protection Isd=0.6..10x In, Ii=1.5..10x In N conductor protection optionally with external current transformer, up to 160% nut keeper kit | Lista Papel 2020 SI | 0 | 0
3VA2225-7JP32-0CA0 |  | 3VA2225-7JP32-0CA0 | 1 | UN | 1 | 10 | C | D | EAR99 | N | 85362090 | 1 | 4042949320494 | 2.501 | KG | 1856.8 | 1856.8 | LP18 | LP18 | circuit breaker 3VA2 IEC frame 250 breaking capacity class C Icu=110kA @ 415V 3-pole, line protection ETU550, LSI, In=250A overload protection Ir=100A...250A short-circuit protection Isd=0.6..10x In, Ii=1.5..10x In N conductor protection optionally with external current transformer, up to 160% nut keeper kit undervoltage release (UVR) 120-127V AC 50/60Hz | - | 0 | 0
3VA2225-7JP42-0AA0 |  | 3VA2225-7JP42-0AA0 | 1 | UN | 1 | 5 | B | D | EAR99 | N | 85362090 | 1 | 4042948806159 | 3.2 | KG | 2057 | 1997.5 | LP18 | LP18 | circuit breaker 3VA2 IEC frame 250 breaking capacity class C Icu=110kA @ 415V 4-pole, line protection ETU550, LSI, In=250A overload protection Ir=100A...250A short-circuit protection Isd=0.6..10x In, Ii=1.5..10x In N conductor protection adjustable (OFF, up to 100%) nut keeper kit | Lista Papel 2020 SI | 0 | 0
3VA2225-7JQ32-0AA0 |  | 3VA2225-7JQ32-0AA0 | 1 | UN | 1 | 5 | B | D | EAR99 | N | 85362090 | 1 | 4042948805602 | 2.237 | KG | 1912.5 | 1861.5 | LP18 | LP18 | circuit breaker 3VA2 IEC frame 250 breaking capacity class C Icu=110kA @ 415V 3-pole, line protection ETU560, LSIG, In=250A overload protection Ir=100A...250A short-circuit protection Isd=0.6..10x In, Ii=1.5..10x In N conductor protection optionally with external current transformer, up to 160% gr.-fault prot., can be sw. off Ig=0.2...1 x In, tg=0.05-0.8s nut keeper kit | Lista Papel 2020 SI | 0 | 0
3VA2225-7JQ42-0AA0 |  | 3VA2225-7JQ42-0AA0 | 1 | UN | 1 | 5 | B | D | EAR99 | N | 85362090 | 1 | 4042948806166 | 3.2 | KG | 2312 | 2244 | LP18 | LP18 | circuit breaker 3VA2 IEC frame 250 breaking capacity class C Icu=110kA @ 415V 4-pole, line protection ETU560, LSIG, In=250A overload protection Ir=100A...250A short-circuit protection Isd=0.6..10x In, Ii=1.5..10x In N conductor protection adjustable (OFF, up to 100%) gr.-fault prot., can be sw. off Ig=0.2...1 x In= tg=0.05-0.8s nut keeper kit | Lista Papel 2020 SI | 0 | 0
3VA2225-7JQ42-0DC0 |  | 3VA2225-7JQ42-0DC0 | 1 | UN | 1 | 10 | C | D | EAR99 | N | 85362090 | 1 | 4042949320487 | 3.227 | KG | 2534.4 | 2534.4 | LP18 | LP18 | circuit breaker 3VA2 IEC frame 250 breaking capacity class C Icu=110kA @ 415V 4-pole, line protection ETU560, LSIG, In=250A overload protection Ir=100A...250A short-circuit protection Isd=0.6..10x In, Ii=1.5..10x In N conductor protection adjustable (OFF, up to 100%) gr.-fault prot., can be sw. off Ig=0.2...1 x In= tg=0.05-0.8s nut keeper kit undervoltage release (UVR) 208-230V AC 50/60Hz 2 auxiliary switches HQ | - | 0 | 0
3VA2225-7KP32-0AA0 |  | 3VA2225-7KP32-0AA0 | 1 | UN | 1 | 5 | B | D | EAR99 | N | 85362090 | 1 | 4042948805619 | 2.314 | KG | 1878.5 | 1827.5 | LP18 | LP18 | circuit breaker 3VA2 IEC frame 250 breaking capacity class C Icu=110kA @ 415V 3-pole, line protection ETU850, LSI, In=250A overload protection Ir=100A...250A short-circuit protection Isd=0.6..10x In, Ii=1.5..10x In N conductor protection optionally with external current transformer, up to 160% nut keeper kit | Lista Papel 2020 SI | 0 | 0
3VA2225-7KP32-0AB0 |  | 3VA2225-7KP32-0AB0 | 1 | UN | 1 | 10 | C | D | EAR99 | N | 85362090 | 1 | 4042949023852 | 2.5 | KG | 2015.2 | 2015.2 | LP18 | LP18 | circuit breaker 3VA2 IEC frame 250 breaking capacity class C Icu=110kA @ 415V 3-pole, line protection ETU850, LSI, In=250A overload protection Ir=100A...250A short-circuit protection Isd=0.6..10x In, Ii=1.5..10x In N conductor protection optionally with external current transformer nut keeper kit 2 auxiliary switches HP | - | 0 | 0
3VA2225-7KP32-0AC0 |  | 3VA2225-7KP32-0AC0 | 1 | UN | 1 | 10 | C | D | EAR99 | N | 85362090 | 1 | 4042949024491 | 2.48 | KG | 1988.8 | 1988.8 | LP18 | LP18 | circuit breaker 3VA2 IEC frame 250 breaking capacity class C Icu=110kA @ 415V 3-pole, line protection ETU850, LSI, In=250A overload protection Ir=100A...250A short-circuit protection Isd=0.6..10x In, Ii=1.5..10x In N conductor protection optionally with external current transformer nut keeper kit 2 auxiliary switches HQ | - | 0 | 0
3VA2225-7KP32-0AD0 |  | 3VA2225-7KP32-0AD0 | 1 | UN | 1 | 10 | C | D | EAR99 | N | 85362090 | 1 | 4042949025139 | 2.51 | KG | 2015.2 | 2015.2 | LP18 | LP18 | circuit breaker 3VA2 IEC frame 250 breaking capacity class C Icu=110kA @ 415V 3-pole, line protection ETU850, LSI, In=250A overload protection Ir=100A...250A short-circuit protection Isd=0.6..10x In, Ii=1.5..10x In N conductor protection optionally with external current transformer nut keeper kit 3 auxiliary switches HQ | - | 0 | 0
3VA2225-7KP32-0AE0 |  | 3VA2225-7KP32-0AE0 | 1 | UN | 1 | 10 | C | D | EAR99 | N | 85362090 | 1 | 4042949025771 | 2.54 | KG | 2041.6 | 2041.6 | LP18 | LP18 | circuit breaker 3VA2 IEC frame 250 breaking capacity class C Icu=110kA @ 415V 3-pole, line protection ETU850, LSI, In=250A overload protection Ir=100A...250A short-circuit protection Isd=0.6..10x In, Ii=1.5..10x In N conductor protection optionally with external current transformer nut keeper kit 4 auxiliary switches HQ | - | 0 | 0
3VA2225-7KP32-0AF0 |  | 3VA2225-7KP32-0AF0 | 1 | UN | 1 | 10 | C | D | EAR99 | N | 85362090 | 1 | 4042949026419 | 2.38 | KG | 1988.8 | 1988.8 | LP18 | LP18 | circuit breaker 3VA2 IEC frame 250 breaking capacity class C Icu=110kA @ 415V 3-pole, line protection ETU850, LSI, In=250A overload protection Ir=100A...250A short-circuit protection Isd=0.6..10x In, Ii=1.5..10x In N conductor protection optionally with external current transformer nut keeper kit 1 auxiliary switch HQ 1 trip alarm switch HQ | - | 0 | 0
3VA2225-7KP32-0AG0 |  | 3VA2225-7KP32-0AG0 | 1 | UN | 1 | 10 | C | D | EAR99 | N | 85362090 | 1 | 4042949027058 | 2.4 | KG | 2015.2 | 2015.2 | LP18 | LP18 | circuit breaker 3VA2 IEC frame 250 breaking capacity class C Icu=110kA @ 415V 3-pole, line protection ETU850, LSI, In=250A overload protection Ir=100A...250A short-circuit protection Isd=0.6..10x In, Ii=1.5..10x In N conductor protection optionally with external current transformer nut keeper kit 1 auxiliary switch HP 1 trip alarm switch HP | - | 0 | 0
3VA2225-7KP32-0AH0 |  | 3VA2225-7KP32-0AH0 | 1 | UN | 1 | 10 | C | D | EAR99 | N | 85362090 | 1 | 4042949027690 | 2.41 | KG | 2015.2 | 2015.2 | LP18 | LP18 | circuit breaker 3VA2 IEC frame 250 breaking capacity class C Icu=110kA @ 415V 3-pole, line protection ETU850, LSI, In=250A overload protection Ir=100A...250A short-circuit protection Isd=0.6..10x In, Ii=1.5..10x In N conductor protection optionally with external current transformer nut keeper kit 2 auxiliary switches HQ 1 trip alarm switch HQ | - | 0 | 0
3VA2225-7KP32-0AJ0 |  | 3VA2225-7KP32-0AJ0 | 1 | UN | 1 | 10 | C | D | EAR99 | N | 85362090 | 1 | 4042949028338 | 2.44 | KG | 2059.2 | 2059.2 | LP18 | LP18 | circuit breaker 3VA2 IEC frame 250 breaking capacity class C Icu=110kA @ 415V 3-pole, line protection ETU850, LSI, In=250A overload protection Ir=100A...250A short-circuit protection Isd=0.6..10x In, Ii=1.5..10x In N conductor protection optionally with external current transformer nut keeper kit 2 auxiliary switches HP 1 trip alarm switch HP | - | 0 | 0
3VA2225-7KP32-0BA0 |  | 3VA2225-7KP32-0BA0 | 1 | UN | 1 | 10 | C | D | EAR99 | N | 85362090 | 1 | 4042949020011 | 2.54 | KG | 2059.2 | 2059.2 | LP18 | LP18 | circuit breaker 3VA2 IEC frame 250 breaking capacity class C Icu=110kA @ 415V 3-pole, line protection ETU850, LSI, In=250A overload protection Ir=100A...250A short-circuit protection Isd=0.6..10x In, Ii=1.5..10x In N conductor protection optionally with external current transformer nut keeper kit undervoltage release (UVR) 24V DC | - | 0 | 0
3VA2225-7KP32-0BC0 |  | 3VA2225-7KP32-0BC0 | 1 | UN | 1 | 10 | C | D | EAR99 | N | 85362090 | 1 | 4042949028970 | 2.5 | KG | 2112 | 2112 | LP18 | LP18 | circuit breaker 3VA2 IEC frame 250 breaking capacity class C Icu=110kA @ 415V 3-pole, line protection ETU850, LSI, In=250A overload protection Ir=100A...250A short-circuit protection Isd=0.6..10x In, Ii=1.5..10x In N conductor protection optionally with external current transformer nut keeper kit undervoltage release (UVR) 24V DC 2 auxiliary switches HQ | - | 0 | 0
3VA2225-7KP32-0BH0 |  | 3VA2225-7KP32-0BH0 | 1 | UN | 1 | 10 | C | D | EAR99 | N | 85362090 | 1 | 4042949032816 | 2.53 | KG | 2129.6 | 2129.6 | LP18 | LP18 | circuit breaker 3VA2 IEC frame 250 breaking capacity class C Icu=110kA @ 415V 3-pole, line protection ETU850, LSI, In=250A overload protection Ir=100A...250A short-circuit protection Isd=0.6..10x In, Ii=1.5..10x In N conductor protection optionally with external current transformer nut keeper kit undervoltage release (UVR) 24V DC 2 auxiliary switches HQ 1 trip alarm switch HQ | - | 0 | 0
3VA2225-7KP32-0BL0 |  | 3VA2225-7KP32-0BL0 | 1 | UN | 1 | 10 | C | D | EAR99 | N | 85362090 | 1 | 4042949036654 | 2.56 | KG | 2164.8 | 2164.8 | LP18 | LP18 | circuit breaker 3VA2 IEC frame 250 breaking capacity class C Icu=110kA @ 415V 3-pole, line protection ETU850, LSI, In=250A overload protection Ir=100A...250A short-circuit protection Isd=0.6..10x In, Ii=1.5..10x In N conductor protection optionally with external current transformer nut keeper kit undervoltage release (UVR) 24V DC 2 auxiliary switches HQ 1 trip alarm switch HQ 1 electrical alarm switch | - | 0 | 0
3VA2225-7KP32-0CA0 |  | 3VA2225-7KP32-0CA0 | 1 | UN | 1 | 10 | C | D | EAR99 | N | 85362090 | 1 | 4042949020653 | 2.54 | KG | 2059.2 | 2059.2 | LP18 | LP18 | circuit breaker 3VA2 IEC frame 250 breaking capacity class C Icu=110kA @ 415V 3-pole, line protection ETU850, LSI, In=250A overload protection Ir=100A...250A short-circuit protection Isd=0.6..10x In, Ii=1.5..10x In N conductor protection optionally with external current transformer nut keeper kit undervoltage release (UVR) 120-127V AC 50/60Hz | - | 0 | 0
3VA2225-7KP32-0CC0 |  | 3VA2225-7KP32-0CC0 | 1 | UN | 1 | 10 | C | D | EAR99 | N | 85362090 | 1 | 4042949029618 | 2.5 | KG | 2112 | 2112 | LP18 | LP18 | circuit breaker 3VA2 IEC frame 250 breaking capacity class C Icu=110kA @ 415V 3-pole, line protection ETU850, LSI, In=250A overload protection Ir=100A...250A short-circuit protection Isd=0.6..10x In, Ii=1.5..10x In N conductor protection optionally with external current transformer nut keeper kit undervoltage release (UVR) 120-127V AC 50/60Hz 2 auxiliary switches HQ | - | 0 | 0
3VA2225-7KP32-0CH0 |  | 3VA2225-7KP32-0CH0 | 1 | UN | 1 | 10 | C | D | EAR99 | N | 85362090 | 1 | 4042949033455 | 2.53 | KG | 2129.6 | 2129.6 | LP18 | LP18 | circuit breaker 3VA2 IEC frame 250 breaking capacity class C Icu=110kA @ 415V 3-pole, line protection ETU850, LSI, In=250A overload protection Ir=100A...250A short-circuit protection Isd=0.6..10x In, Ii=1.5..10x In N conductor protection optionally with external current transformer nut keeper kit undervoltage release (UVR) 120-127V AC 50/60Hz 2 auxiliary switches HQ 1 trip alarm switch HQ | - | 0 | 0
3VA2225-7KP32-0CL0 |  | 3VA2225-7KP32-0CL0 | 1 | UN | 1 | 10 | C | D | EAR99 | N | 85362090 | 1 | 4042949037293 | 2.56 | KG | 2164.8 | 2164.8 | LP18 | LP18 | circuit breaker 3VA2 IEC frame 250 breaking capacity class C Icu=110kA @ 415V 3-pole, line protection ETU850, LSI, In=250A overload protection Ir=100A...250A short-circuit protection Isd=0.6..10x In, Ii=1.5..10x In N conductor protection optionally with external current transformer nut keeper kit undervoltage release (UVR) 120-127V AC 50/60Hz 2 auxiliary switches HQ 1 trip alarm switch HQ 1 electrical alarm switch | - | 0 | 0
3VA2225-7KP32-0DA0 |  | 3VA2225-7KP32-0DA0 | 1 | UN | 1 | 10 | C | D | EAR99 | N | 85362090 | 1 | 4042949021292 | 2.54 | KG | 2059.2 | 2059.2 | LP18 | LP18 | circuit breaker 3VA2 IEC frame 250 breaking capacity class C Icu=110kA @ 415V 3-pole, line protection ETU850, LSI, In=250A overload protection Ir=100A...250A short-circuit protection Isd=0.6..10x In, Ii=1.5..10x In N conductor protection optionally with external current transformer nut keeper kit undervoltage release (UVR) 208-230V AC 50/60Hz | - | 0 | 0
3VA2225-7KP32-0DC0 |  | 3VA2225-7KP32-0DC0 | 1 | UN | 1 | 10 | C | D | EAR99 | N | 85362090 | 1 | 4042949030256 | 2.5 | KG | 2112 | 2112 | LP18 | LP18 | circuit breaker 3VA2 IEC frame 250 breaking capacity class C Icu=110kA @ 415V 3-pole, line protection ETU850, LSI, In=250A overload protection Ir=100A...250A short-circuit protection Isd=0.6..10x In, Ii=1.5..10x In N conductor protection optionally with external current transformer nut keeper kit undervoltage release (UVR) 208-230V AC 50/60Hz 2 auxiliary switches HQ | - | 0 | 0
3VA2225-7KP32-0DH0 |  | 3VA2225-7KP32-0DH0 | 1 | UN | 1 | 10 | C | D | EAR99 | N | 85362090 | 1 | 4042949034094 | 2.53 | KG | 2129.6 | 2129.6 | LP18 | LP18 | circuit breaker 3VA2 IEC frame 250 breaking capacity class C Icu=110kA @ 415V 3-pole, line protection ETU850, LSI, In=250A overload protection Ir=100A...250A short-circuit protection Isd=0.6..10x In, Ii=1.5..10x In N conductor protection optionally with external current transformer nut keeper kit undervoltage release (UVR) 208-230V AC 50/60Hz 2 auxiliary switches HQ 1 trip alarm switch HQ | - | 0 | 0
3VA2225-7KP32-0DL0 |  | 3VA2225-7KP32-0DL0 | 1 | UN | 1 | 10 | C | D | EAR99 | N | 85362090 | 1 | 4042949037934 | 2.56 | KG | 2164.8 | 2164.8 | LP18 | LP18 | circuit breaker 3VA2 IEC frame 250 breaking capacity class C Icu=110kA @ 415V 3-pole, line protection ETU850, LSI, In=250A overload protection Ir=100A...250A short-circuit protection Isd=0.6..10x In, Ii=1.5..10x In N conductor protection optionally with external current transformer nut keeper kit undervoltage release (UVR) 208-230V AC 50/60Hz 2 auxiliary switches HQ 1 trip alarm switch HQ 1 electrical alarm switch | - | 0 | 0
3VA2225-7KP32-0HA0 |  | 3VA2225-7KP32-0HA0 | 1 | UN | 1 | 10 | C | D | EAR99 | N | 85362090 | 1 | 4042949021933 | 2.51 | KG | 2024 | 2024 | LP18 | LP18 | circuit breaker 3VA2 IEC frame 250 breaking capacity class C Icu=110kA @ 415V 3-pole, line protection ETU850, LSI, In=250A overload protection Ir=100A...250A short-circuit protection Isd=0.6..10x In, Ii=1.5..10x In N conductor protection optionally with external current transformer nut keeper kit shunt trip (STL) 12-30V DC; 24V AC 50/60Hz | - | 0 | 0
3VA2225-7KP32-0HC0 |  | 3VA2225-7KP32-0HC0 | 1 | UN | 1 | 10 | C | D | EAR99 | N | 85362090 | 1 | 4042949030898 | 2.47 | KG | 2076.8 | 2076.8 | LP18 | LP18 | circuit breaker 3VA2 IEC frame 250 breaking capacity class C Icu=110kA @ 415V 3-pole, line protection ETU850, LSI, In=250A overload protection Ir=100A...250A short-circuit protection Isd=0.6..10x In, Ii=1.5..10x In N conductor protection optionally with external current transformer nut keeper kit shunt trip (STL) 12-30V DC; 24V AC 50/60Hz 2 auxiliary switches HQ | - | 0 | 0
3VA2225-7KP32-0HH0 |  | 3VA2225-7KP32-0HH0 | 1 | UN | 1 | 10 | C | D | EAR99 | N | 85362090 | 1 | 4042949034735 | 2.5 | KG | 2112 | 2112 | LP18 | LP18 | circuit breaker 3VA2 IEC frame 250 breaking capacity class C Icu=110kA @ 415V 3-pole, line protection ETU850, LSI, In=250A overload protection Ir=100A...250A short-circuit protection Isd=0.6..10x In, Ii=1.5..10x In N conductor protection optionally with external current transformer nut keeper kit shunt trip (STL) 12-30V DC; 24V AC 50/60Hz 2 auxiliary switches HQ 1 trip alarm switch HQ | - | 0 | 0
3VA2225-7KP32-0HL0 |  | 3VA2225-7KP32-0HL0 | 1 | UN | 1 | 10 | C | D | EAR99 | N | 85362090 | 1 | 4042949038573 | 2.53 | KG | 2138.4 | 2138.4 | LP18 | LP18 | circuit breaker 3VA2 IEC frame 250 breaking capacity class C Icu=110kA @ 415V 3-pole, line protection ETU850, LSI, In=250A overload protection Ir=100A...250A short-circuit protection Isd=0.6..10x In, Ii=1.5..10x In N conductor protection optionally with external current transformer nut keeper kit shunt trip (STL) 12-30V DC; 24V AC 50/60Hz 2 auxiliary switches HQ 1 trip alarm switch HQ 1 electrical alarm switch | - | 0 | 0
3VA2225-7KP32-0JA0 |  | 3VA2225-7KP32-0JA0 | 1 | UN | 1 | 10 | C | D | EAR99 | N | 85362090 | 1 | 4042949022572 | 2.51 | KG | 2024 | 2024 | LP18 | LP18 | circuit breaker 3VA2 IEC frame 250 breaking capacity class C Icu=110kA @ 415V 3-pole, line protection ETU850, LSI, In=250A overload protection Ir=100A...250A short-circuit protection Isd=0.6..10x In, Ii=1.5..10x In N conductor protection optionally with external current transformer nut keeper kit shunt trip (STL) 110-127V DC, AC 50/60Hz | - | 0 | 0
3VA2225-7KP32-0JC0 |  | 3VA2225-7KP32-0JC0 | 1 | UN | 1 | 10 | C | D | EAR99 | N | 85362090 | 1 | 4042949031536 | 2.47 | KG | 2076.8 | 2076.8 | LP18 | LP18 | circuit breaker 3VA2 IEC frame 250 breaking capacity class C Icu=110kA @ 415V 3-pole, line protection ETU850, LSI, In=250A overload protection Ir=100A...250A short-circuit protection Isd=0.6..10x In, Ii=1.5..10x In N conductor protection optionally with external current transformer nut keeper kit shunt trip (STL) 110-127V DC, AC 50/60Hz 2 auxiliary switches HQ | - | 0 | 0
3VA2225-7KP32-0JH0 |  | 3VA2225-7KP32-0JH0 | 1 | UN | 1 | 10 | C | D | EAR99 | N | 85362090 | 1 | 4042949035374 | 2.5 | KG | 2112 | 2112 | LP18 | LP18 | circuit breaker 3VA2 IEC frame 250 breaking capacity class C Icu=110kA @ 415V 3-pole, line protection ETU850, LSI, In=250A overload protection Ir=100A...250A short-circuit protection Isd=0.6..10x In, Ii=1.5..10x In N conductor protection optionally with external current transformer nut keeper kit shunt trip (STL) 110-127V DC, AC 50/60Hz 2 auxiliary switches HQ 1 trip alarm switch HQ | - | 0 | 0
3VA2225-7KP32-0JL0 |  | 3VA2225-7KP32-0JL0 | 1 | UN | 1 | 10 | C | D | EAR99 | N | 85362090 | 1 | 4042949039211 | 2.53 | KG | 2138.4 | 2138.4 | LP18 | LP18 | circuit breaker 3VA2 IEC frame 250 breaking capacity class C Icu=110kA @ 415V 3-pole, line protection ETU850, LSI, In=250A overload protection Ir=100A...250A short-circuit protection Isd=0.6..10x In, Ii=1.5..10x In N conductor protection optionally with external current transformer nut keeper kit shunt trip (STL) 110-127V DC, AC 50/60Hz 2 auxiliary switches HQ 1 trip alarm switch HQ 1 electrical alarm switch | - | 0 | 0
3VA2225-7KP32-0KA0 |  | 3VA2225-7KP32-0KA0 | 1 | UN | 1 | 10 | C | D | EAR99 | N | 85362090 | 1 | 4042949023210 | 2.51 | KG | 2024 | 2024 | LP18 | LP18 | circuit breaker 3VA2 IEC frame 250 breaking capacity class C Icu=110kA @ 415V 3-pole, line protection ETU850, LSI, In=250A overload protection Ir=100A...250A short-circuit protection Isd=0.6..10x In, Ii=1.5..10x In N conductor protection optionally with external current transformer nut keeper kit shunt trip (STL) 220-250V DC; 208-277V AC | - | 0 | 0
3VA2225-7KP32-0KC0 |  | 3VA2225-7KP32-0KC0 | 1 | UN | 1 | 10 | C | D | EAR99 | N | 85362090 | 1 | 4042949032175 | 2.47 | KG | 2076.8 | 2076.8 | LP18 | LP18 | circuit breaker 3VA2 IEC frame 250 breaking capacity class C Icu=110kA @ 415V 3-pole, line protection ETU850, LSI, In=250A overload protection Ir=100A...250A short-circuit protection Isd=0.6..10x In, Ii=1.5..10x In N conductor protection optionally with external current transformer nut keeper kit shunt trip (STL) 220-250V DC; 208-277V AC 2 auxiliary switches HQ | - | 0 | 0
3VA2225-7KP32-0KH0 |  | 3VA2225-7KP32-0KH0 | 1 | UN | 1 | 10 | C | D | EAR99 | N | 85362090 | 1 | 4042949036012 | 2.5 | KG | 2112 | 2112 | LP18 | LP18 | circuit breaker 3VA2 IEC frame 250 breaking capacity class C Icu=110kA @ 415V 3-pole, line protection ETU850, LSI, In=250A overload protection Ir=100A...250A short-circuit protection Isd=0.6..10x In, Ii=1.5..10x In N conductor protection optionally with external current transformer nut keeper kit shunt trip (STL) 220-250V DC; 208-277V AC 2 auxiliary switches HQ 1 trip alarm switch HQ | - | 0 | 0
3VA2225-7KP32-0KL0 |  | 3VA2225-7KP32-0KL0 | 1 | UN | 1 | 10 | C | D | EAR99 | N | 85362090 | 1 | 4042949039853 | 2.53 | KG | 2138.4 | 2138.4 | LP18 | LP18 | circuit breaker 3VA2 IEC frame 250 breaking capacity class C Icu=110kA @ 415V 3-pole, line protection ETU850, LSI, In=250A overload protection Ir=100A...250A short-circuit protection Isd=0.6..10x In, Ii=1.5..10x In N conductor protection optionally with external current transformer nut keeper kit shunt trip (STL) 220-250V DC; 208-277V AC 2 auxiliary switches HQ 1 trip alarm switch HQ 1 electrical alarm switch | - | 0 | 0
3VA2225-7KP42-0AA0 |  | 3VA2225-7KP42-0AA0 | 1 | UN | 1 | 5 | B | D | EAR99 | N | 85362090 | 1 | 4042948806173 | 3.1 | KG | 2252.5 | 2193 | LP18 | LP18 | circuit breaker 3VA2 IEC frame 250 breaking capacity class C Icu=110kA @ 415V 4-pole, line protection ETU850, LSI, In=250A overload protection Ir=100A...250A short-circuit protection Isd=0.6..10x In, Ii=1.5..10x In N conductor protection adjustable (OFF, up to 100%) nut keeper kit | Lista Papel 2020 SI | 0 | 0
3VA2225-7KQ32-0AA0 |  | 3VA2225-7KQ32-0AA0 | 1 | UN | 1 | 5 | B | D | EAR99 | N | 85362090 | 1 | 4042948805626 | 2.287 | KG | 2023 | 1963.5 | LP18 | LP18 | circuit breaker 3VA2 IEC frame 250 breaking capacity class C Icu=110kA @ 415V 3-pole, line protection ETU860, LSIG, In=250A overload protection Ir=100A...250A short-circuit protection Isd=0.6..10x In, Ii=1.5..10x In N conductor protection optionally with external current transformer, up to 160% gr.-fault prot., can be sw. off Ig=0.2...1 x In, tg=0.05-0.8s nut keeper kit | Lista Papel 2020 SI | 0 | 0
3VA2225-7KQ32-0KL0 |  | 3VA2225-7KQ32-0KL0 | 1 | UN | 1 | 10 | C | D | EAR99 | N | 85362090 | 1 | 4042949324737 | 2.604 | KG | 2279.2 | 2279.2 | LP18 | LP18 | circuit breaker 3VA2 IEC frame 250 breaking capacity class C Icu=110kA @ 415V 3-pole, line protection ETU860, LSIG, In=250A overload protection Ir=100A...250A short-circuit protection Isd=0.6..10x In, Ii=1.5..10x In N conductor protection optionally with external current transformer, up to 160% gr.-fault prot., can be sw. off Ig=0.2...1 x In, tg=0.05-0.8s shunt trip left 208-277V AC 50/60Hz 2 auxiliary switches 1 trip alarm switch 1 electrical alarm switch | - | 0 | 0
3VA2225-7KQ42-0AA0 |  | 3VA2225-7KQ42-0AA0 | 1 | UN | 1 | 5 | B | D | EAR99 | N | 85362090 | 1 | 4042948806180 | 3.2 | KG | 2397 | 2329 | LP18 | LP18 | circuit breaker 3VA2 IEC frame 250 breaking capacity class C Icu=110kA @ 415V 4-pole, line protection ETU860, LSIG, In=250A overload protection Ir=100A...250A short-circuit protection Isd=0.6..10x In, Ii=1.5..10x In N conductor protection adjustable (OFF, up to 100%) gr.-fault prot., can be sw. off Ig=0.2...1 x In= tg=0.05-0.8s nut keeper kit | Lista Papel 2020 SI | 0 | 0
3VA2225-7KQ42-0KK0 |  | 3VA2225-7KQ42-0KK0 | 1 | UN | 1 | 10 | C | D | EAR99 | N | 85362090 | 1 | 4042949320227 | 2.8 | KG | 2666.4 | 2666.4 | LP18 | LP18 | circuit breaker 3VA2 IEC frame 250 breaking capacity class C Icu=110kA @ 415V 4-pole, line protection ETU860, LSIG, In=250A overload protection Ir=100A...250A short-circuit protection Isd=0.6..10x In, Ii=1.5..10x In N conductor protection adjustable (OFF, 50%, 100%) gr.-fault prot., can be sw. off Ig=0.2...1 x In= tg=0.05-0.8s nut keeper kit shunt trip (STL) 220-250V DC; 208-277V AC 1 auxiliary switch HQ 1 trip alarm switch HQ 1 electrical alarm switch | - | 0 | 0
3VA2225-8HL32-0AA0 |  | 3VA2225-8HL32-0AA0 | 1 | UN | 1 | 2 | A | D | EAR99 | N | 85362090 | 1 | 4042948832462 | 2.262 | KG | 1385.5 | 1343 | LP18 | LP18 | circuit breaker 3VA2 IEC frame 250 breaking capacity class L Icu=150kA @ 415V 3-pole, line protection ETU320, LI, In=250A overload protection Ir=100A...250A short-circuit protection Ii=1.5...10 x In nut keeper kit | Lista Papel 2020 SI | 0 | 0
3VA2225-8HL32-0AB0 |  | 3VA2225-8HL32-0AB0 | 1 | UN | 1 | 10 | C | D | EAR99 | N | 85362090 | 1 | 4042949023845 | 2.47 | KG | 1504.8 | 1504.8 | LP18 | LP18 | circuit breaker 3VA2 IEC frame 250 breaking capacity class L Icu=150kA @ 415V 3-pole, line protection ETU320, LI, In=250A overload protection Ir=100A...250A short-circuit protection Ii=1.5...10 x In nut keeper kit 2 auxiliary switches HP | - | 0 | 0
3VA2225-8HL32-0AC0 |  | 3VA2225-8HL32-0AC0 | 1 | UN | 1 | 10 | C | D | EAR99 | N | 85362090 | 1 | 4042949024484 | 2.45 | KG | 1487.2 | 1487.2 | LP18 | LP18 | circuit breaker 3VA2 IEC frame 250 breaking capacity class L Icu=150kA @ 415V 3-pole, line protection ETU320, LI, In=250A overload protection Ir=100A...250A short-circuit protection Ii=1.5...10 x In nut keeper kit 2 auxiliary switches HQ | - | 0 | 0
3VA2225-8HL32-0AD0 |  | 3VA2225-8HL32-0AD0 | 1 | UN | 1 | 10 | C | D | EAR99 | N | 85362090 | 1 | 4042949025122 | 2.48 | KG | 1504.8 | 1504.8 | LP18 | LP18 | circuit breaker 3VA2 IEC frame 250 breaking capacity class L Icu=150kA @ 415V 3-pole, line protection ETU320, LI, In=250A overload protection Ir=100A...250A short-circuit protection Ii=1.5...10 x In nut keeper kit 3 auxiliary switches HQ | - | 0 | 0
3VA2225-8HL32-0AE0 |  | 3VA2225-8HL32-0AE0 | 1 | UN | 1 | 10 | C | D | EAR99 | N | 85362090 | 1 | 4042949025764 | 2.51 | KG | 1522.4 | 1522.4 | LP18 | LP18 | circuit breaker 3VA2 IEC frame 250 breaking capacity class L Icu=150kA @ 415V 3-pole, line protection ETU320, LI, In=250A overload protection Ir=100A...250A short-circuit protection Ii=1.5...10 x In nut keeper kit 4 auxiliary switches HQ | - | 0 | 0
3VA2225-8HL32-0AF0 |  | 3VA2225-8HL32-0AF0 | 1 | UN | 1 | 10 | C | D | EAR99 | N | 85362090 | 1 | 4042949026402 | 2.45 | KG | 1487.2 | 1487.2 | LP18 | LP18 | circuit breaker 3VA2 IEC frame 250 breaking capacity class L Icu=150kA @ 415V 3-pole, line protection ETU320, LI, In=250A overload protection Ir=100A...250A short-circuit protection Ii=1.5...10 x In nut keeper kit 1 auxiliary switch HQ 1 trip alarm switch HQ | - | 0 | 0
3VA2225-8HL32-0AG0 |  | 3VA2225-8HL32-0AG0 | 1 | UN | 1 | 10 | C | D | EAR99 | N | 85362090 | 1 | 4042949027041 | 2.47 | KG | 1504.8 | 1504.8 | LP18 | LP18 | circuit breaker 3VA2 IEC frame 250 breaking capacity class L Icu=150kA @ 415V 3-pole, line protection ETU320, LI, In=250A overload protection Ir=100A...250A short-circuit protection Ii=1.5...10 x In nut keeper kit 1 auxiliary switch HP 1 trip alarm switch HP | - | 0 | 0
3VA2225-8HL32-0AH0 |  | 3VA2225-8HL32-0AH0 | 1 | UN | 1 | 10 | C | D | EAR99 | N | 85362090 | 1 | 4042949027683 | 2.48 | KG | 1504.8 | 1504.8 | LP18 | LP18 | circuit breaker 3VA2 IEC frame 250 breaking capacity class L Icu=150kA @ 415V 3-pole, line protection ETU320, LI, In=250A overload protection Ir=100A...250A short-circuit protection Ii=1.5...10 x In nut keeper kit 2 auxiliary switches HQ 1 trip alarm switch HQ | - | 0 | 0
3VA2225-8HL32-0AJ0 |  | 3VA2225-8HL32-0AJ0 | 1 | UN | 1 | 10 | C | D | EAR99 | N | 85362090 | 1 | 4042949028321 | 2.51 | KG | 1548.8 | 1548.8 | LP18 | LP18 | circuit breaker 3VA2 IEC frame 250 breaking capacity class L Icu=150kA @ 415V 3-pole, line protection ETU320, LI, In=250A overload protection Ir=100A...250A short-circuit protection Ii=1.5...10 x In nut keeper kit 2 auxiliary switches HP 1 trip alarm switch HP | - | 0 | 0
3VA2225-8HL32-0BA0 |  | 3VA2225-8HL32-0BA0 | 1 | UN | 1 | 10 | C | D | EAR99 | N | 85362090 | 1 | 4042949020004 | 2.51 | KG | 1548.8 | 1548.8 | LP18 | LP18 | circuit breaker 3VA2 IEC frame 250 breaking capacity class L Icu=150kA @ 415V 3-pole, line protection ETU320, LI, In=250A overload protection Ir=100A...250A short-circuit protection Ii=1.5...10 x In nut keeper kit undervoltage release (UVR) 24V DC | - | 0 | 0
3VA2225-8HL32-0BC0 |  | 3VA2225-8HL32-0BC0 | 1 | UN | 1 | 10 | C | D | EAR99 | N | 85362090 | 1 | 4042949028963 | 2.57 | KG | 1601.6 | 1601.6 | LP18 | LP18 | circuit breaker 3VA2 IEC frame 250 breaking capacity class L Icu=150kA @ 415V 3-pole, line protection ETU320, LI, In=250A overload protection Ir=100A...250A short-circuit protection Ii=1.5...10 x In nut keeper kit undervoltage release (UVR) 24V DC 2 auxiliary switches HQ | - | 0 | 0
3VA2225-8HL32-0BH0 |  | 3VA2225-8HL32-0BH0 | 1 | UN | 1 | 10 | C | D | EAR99 | N | 85362090 | 1 | 4042949032809 | 2.6 | KG | 1619.2 | 1619.2 | LP18 | LP18 | circuit breaker 3VA2 IEC frame 250 breaking capacity class L Icu=150kA @ 415V 3-pole, line protection ETU320, LI, In=250A overload protection Ir=100A...250A short-circuit protection Ii=1.5...10 x In nut keeper kit undervoltage release (UVR) 24V DC 2 auxiliary switches HQ 1 trip alarm switch HQ | - | 0 | 0
3VA2225-8HL32-0BL0 |  | 3VA2225-8HL32-0BL0 | 1 | UN | 1 | 10 | C | D | EAR99 | N | 85362090 | 1 | 4042949036647 | 2.63 | KG | 1654.4 | 1654.4 | LP18 | LP18 | circuit breaker 3VA2 IEC frame 250 breaking capacity class L Icu=150kA @ 415V 3-pole, line protection ETU320, LI, In=250A overload protection Ir=100A...250A short-circuit protection Ii=1.5...10 x In nut keeper kit undervoltage release (UVR) 24V DC 2 auxiliary switches HQ 1 trip alarm switch HQ 1 electrical alarm switch | - | 0 | 0
3VA2225-8HL32-0CA0 |  | 3VA2225-8HL32-0CA0 | 1 | UN | 1 | 10 | C | D | EAR99 | N | 85362090 | 1 | 4042949020646 | 2.51 | KG | 1548.8 | 1548.8 | LP18 | LP18 | circuit breaker 3VA2 IEC frame 250 breaking capacity class L Icu=150kA @ 415V 3-pole, line protection ETU320, LI, In=250A overload protection Ir=100A...250A short-circuit protection Ii=1.5...10 x In nut keeper kit undervoltage release (UVR) 120-127V AC 50/60Hz | - | 0 | 0
3VA2225-8HL32-0CC0 |  | 3VA2225-8HL32-0CC0 | 1 | UN | 1 | 10 | C | D | EAR99 | N | 85362090 | 1 | 4042949029601 | 2.57 | KG | 1601.6 | 1601.6 | LP18 | LP18 | circuit breaker 3VA2 IEC frame 250 breaking capacity class L Icu=150kA @ 415V 3-pole, line protection ETU320, LI, In=250A overload protection Ir=100A...250A short-circuit protection Ii=1.5...10 x In nut keeper kit undervoltage release (UVR) 120-127V AC 50/60Hz 2 auxiliary switches HQ | - | 0 | 0
3VA2225-8HL32-0CH0 |  | 3VA2225-8HL32-0CH0 | 1 | UN | 1 | 10 | C | D | EAR99 | N | 85362090 | 1 | 4042949033448 | 2.6 | KG | 1619.2 | 1619.2 | LP18 | LP18 | circuit breaker 3VA2 IEC frame 250 breaking capacity class L Icu=150kA @ 415V 3-pole, line protection ETU320, LI, In=250A overload protection Ir=100A...250A short-circuit protection Ii=1.5...10 x In nut keeper kit undervoltage release (UVR) 120-127V AC 50/60Hz 2 auxiliary switches HQ 1 trip alarm switch HQ | - | 0 | 0
3VA2225-8HL32-0CL0 |  | 3VA2225-8HL32-0CL0 | 1 | UN | 1 | 10 | C | D | EAR99 | N | 85362090 | 1 | 4042949037286 | 2.63 | KG | 1654.4 | 1654.4 | LP18 | LP18 | circuit breaker 3VA2 IEC frame 250 breaking capacity class L Icu=150kA @ 415V 3-pole, line protection ETU320, LI, In=250A overload protection Ir=100A...250A short-circuit protection Ii=1.5...10 x In nut keeper kit undervoltage release (UVR) 120-127V AC 50/60Hz 2 auxiliary switches HQ 1 trip alarm switch HQ 1 electrical alarm switch | - | 0 | 0
3VA2225-8HL32-0DA0 |  | 3VA2225-8HL32-0DA0 | 1 | UN | 1 | 10 | C | D | EAR99 | N | 85362090 | 1 | 4042949021285 | 2.51 | KG | 1548.8 | 1548.8 | LP18 | LP18 | circuit breaker 3VA2 IEC frame 250 breaking capacity class L Icu=150kA @ 415V 3-pole, line protection ETU320, LI, In=250A overload protection Ir=100A...250A short-circuit protection Ii=1.5...10 x In nut keeper kit undervoltage release (UVR) 208-230V AC 50/60Hz | - | 0 | 0
3VA2225-8HL32-0DC0 |  | 3VA2225-8HL32-0DC0 | 1 | UN | 1 | 10 | C | D | EAR99 | N | 85362090 | 1 | 4042949030249 | 2.57 | KG | 1601.6 | 1601.6 | LP18 | LP18 | circuit breaker 3VA2 IEC frame 250 breaking capacity class L Icu=150kA @ 415V 3-pole, line protection ETU320, LI, In=250A overload protection Ir=100A...250A short-circuit protection Ii=1.5...10 x In nut keeper kit undervoltage release (UVR) 208-230V AC 50/60Hz 2 auxiliary switches HQ | - | 0 | 0
3VA2225-8HL32-0DH0 |  | 3VA2225-8HL32-0DH0 | 1 | UN | 1 | 10 | C | D | EAR99 | N | 85362090 | 1 | 4042949034087 | 2.6 | KG | 1619.2 | 1619.2 | LP18 | LP18 | circuit breaker 3VA2 IEC frame 250 breaking capacity class L Icu=150kA @ 415V 3-pole, line protection ETU320, LI, In=250A overload protection Ir=100A...250A short-circuit protection Ii=1.5...10 x In nut keeper kit undervoltage release (UVR) 208-230V AC 50/60Hz 2 auxiliary switches HQ 1 trip alarm switch HQ | - | 0 | 0
3VA2225-8HL32-0DL0 |  | 3VA2225-8HL32-0DL0 | 1 | UN | 1 | 10 | C | D | EAR99 | N | 85362090 | 1 | 4042949037927 | 2.63 | KG | 1654.4 | 1654.4 | LP18 | LP18 | circuit breaker 3VA2 IEC frame 250 breaking capacity class L Icu=150kA @ 415V 3-pole, line protection ETU320, LI, In=250A overload protection Ir=100A...250A short-circuit protection Ii=1.5...10 x In nut keeper kit undervoltage release (UVR) 208-230V AC 50/60Hz 2 auxiliary switches HQ 1 trip alarm switch HQ 1 electrical alarm switch | - | 0 | 0
3VA2225-8HL32-0HA0 |  | 3VA2225-8HL32-0HA0 | 1 | UN | 1 | 10 | C | D | EAR99 | N | 85362090 | 1 | 4042949021926 | 2.48 | KG | 1513.6 | 1513.6 | LP18 | LP18 | circuit breaker 3VA2 IEC frame 250 breaking capacity class L Icu=150kA @ 415V 3-pole, line protection ETU320, LI, In=250A overload protection Ir=100A...250A short-circuit protection Ii=1.5...10 x In nut keeper kit shunt trip (STL) 12-30V DC, 24V AC 50/60Hz | - | 0 | 0
3VA2225-8HL32-0HC0 |  | 3VA2225-8HL32-0HC0 | 1 | UN | 1 | 10 | C | D | EAR99 | N | 85362090 | 1 | 4042949030881 | 2.54 | KG | 1566.4 | 1566.4 | LP18 | LP18 | circuit breaker 3VA2 IEC frame 250 breaking capacity class L Icu=150kA @ 415V 3-pole, line protection ETU320, LI, In=250A overload protection Ir=100A...250A short-circuit protection Ii=1.5...10 x In nut keeper kit shunt trip (STL) 12-30V DC, 24V AC 50/60Hz 2 auxiliary switches HQ | - | 0 | 0
3VA2225-8HL32-0HH0 |  | 3VA2225-8HL32-0HH0 | 1 | UN | 1 | 10 | C | D | EAR99 | N | 85362090 | 1 | 4042949034728 | 2.57 | KG | 1601.6 | 1601.6 | LP18 | LP18 | circuit breaker 3VA2 IEC frame 250 breaking capacity class L Icu=150kA @ 415V 3-pole, line protection ETU320, LI, In=250A overload protection Ir=100A...250A short-circuit protection Ii=1.5...10 x In nut keeper kit shunt trip (STL) 12-30V DC, 24V AC 50/60Hz 2 auxiliary switches HQ 1 trip alarm switch HQ | - | 0 | 0
3VA2225-8HL32-0HL0 |  | 3VA2225-8HL32-0HL0 | 1 | UN | 1 | 10 | C | D | EAR99 | N | 85362090 | 1 | 4042949038566 | 2.6 | KG | 1628 | 1628 | LP18 | LP18 | circuit breaker 3VA2 IEC frame 250 breaking capacity class L Icu=150kA @ 415V 3-pole, line protection ETU320, LI, In=250A overload protection Ir=100A...250A short-circuit protection Ii=1.5...10 x In nut keeper kit shunt trip (STL) 12-30V DC, 24V AC 50/60Hz 2 auxiliary switches HQ 1 trip alarm switch HQ 1 electrical alarm switch | - | 0 | 0
3VA2225-8HL32-0JA0 |  | 3VA2225-8HL32-0JA0 | 1 | UN | 1 | 10 | C | D | EAR99 | N | 85362090 | 1 | 4042949022565 | 2.48 | KG | 1513.6 | 1513.6 | LP18 | LP18 | circuit breaker 3VA2 IEC frame 250 breaking capacity class L Icu=150kA @ 415V 3-pole, line protection ETU320, LI, In=250A overload protection Ir=100A...250A short-circuit protection Ii=1.5...10 x In nut keeper kit shunt trip (STL) 110-127V DC, AC 50/60Hz | - | 0 | 0
3VA2225-8HL32-0JC0 |  | 3VA2225-8HL32-0JC0 | 1 | UN | 1 | 10 | C | D | EAR99 | N | 85362090 | 1 | 4042949031529 | 2.54 | KG | 1566.4 | 1566.4 | LP18 | LP18 | circuit breaker 3VA2 IEC frame 250 breaking capacity class L Icu=150kA @ 415V 3-pole, line protection ETU320, LI, In=250A overload protection Ir=100A...250A short-circuit protection Ii=1.5...10 x In nut keeper kit shunt trip (STL) 110-127V DC, AC 50/60Hz 2 auxiliary switches HQ | - | 0 | 0
3VA2225-8HL32-0JH0 |  | 3VA2225-8HL32-0JH0 | 1 | UN | 1 | 10 | C | D | EAR99 | N | 85362090 | 1 | 4042949035367 | 2.57 | KG | 1601.6 | 1601.6 | LP18 | LP18 | circuit breaker 3VA2 IEC frame 250 breaking capacity class L Icu=150kA @ 415V 3-pole, line protection ETU320, LI, In=250A overload protection Ir=100A...250A short-circuit protection Ii=1.5...10 x In nut keeper kit shunt trip (STL) 110-127V DC, AC 50/60Hz 2 auxiliary switches HQ 1 trip alarm switch HQ | - | 0 | 0
3VA2225-8HL32-0JL0 |  | 3VA2225-8HL32-0JL0 | 1 | UN | 1 | 10 | C | D | EAR99 | N | 85362090 | 1 | 4042949039204 | 2.6 | KG | 1628 | 1628 | LP18 | LP18 | circuit breaker 3VA2 IEC frame 250 breaking capacity class L Icu=150kA @ 415V 3-pole, line protection ETU320, LI, In=250A overload protection Ir=100A...250A short-circuit protection Ii=1.5...10 x In nut keeper kit shunt trip (STL) 110-127V DC, AC 50/60Hz 2 auxiliary switches HQ 1 trip alarm switch HQ 1 electrical alarm switch | - | 0 | 0
3VA2225-8HL32-0KA0 |  | 3VA2225-8HL32-0KA0 | 1 | UN | 1 | 10 | C | D | EAR99 | N | 85362090 | 1 | 4042949023203 | 2.48 | KG | 1513.6 | 1513.6 | LP18 | LP18 | circuit breaker 3VA2 IEC frame 250 breaking capacity class L Icu=150kA @ 415V 3-pole, line protection ETU320, LI, In=250A overload protection Ir=100A...250A short-circuit protection Ii=1.5...10 x In nut keeper kit shunt trip (STL) 220-250V DC, 208-277V AC | - | 0 | 0
3VA2225-8HL32-0KC0 |  | 3VA2225-8HL32-0KC0 | 1 | UN | 1 | 10 | C | D | EAR99 | N | 85362090 | 1 | 4042949032168 | 2.54 | KG | 1566.4 | 1566.4 | LP18 | LP18 | circuit breaker 3VA2 IEC frame 250 breaking capacity class L Icu=150kA @ 415V 3-pole, line protection ETU320, LI, In=250A overload protection Ir=100A...250A short-circuit protection Ii=1.5...10 x In nut keeper kit shunt trip (STL) 220-250V DC, 208-277V AC 2 auxiliary switches HQ | - | 0 | 0
3VA2225-8HL32-0KH0 |  | 3VA2225-8HL32-0KH0 | 1 | UN | 1 | 10 | C | D | EAR99 | N | 85362090 | 1 | 4042949036005 | 2.57 | KG | 1601.6 | 1601.6 | LP18 | LP18 | circuit breaker 3VA2 IEC frame 250 breaking capacity class L Icu=150kA @ 415V 3-pole, line protection ETU320, LI, In=250A overload protection Ir=100A...250A short-circuit protection Ii=1.5...10 x In nut keeper kit shunt trip (STL) 220-250V DC, 208-277V AC 2 auxiliary switches HQ 1 trip alarm switch HQ | - | 0 | 0
3VA2225-8HL32-0KL0 |  | 3VA2225-8HL32-0KL0 | 1 | UN | 1 | 10 | C | D | EAR99 | N | 85362090 | 1 | 4042949039846 | 2.6 | KG | 1628 | 1628 | LP18 | LP18 | circuit breaker 3VA2 IEC frame 250 breaking capacity class L Icu=150kA @ 415V 3-pole, line protection ETU320, LI, In=250A overload protection Ir=100A...250A short-circuit protection Ii=1.5...10 x In nut keeper kit shunt trip (STL) 220-250V DC, 208-277V AC 2 auxiliary switches HQ 1 trip alarm switch HQ 1 electrical alarm switch | - | 0 | 0
3VA2225-8HL42-0AA0 |  | 3VA2225-8HL42-0AA0 | 1 | UN | 1 | 5 | B | D | EAR99 | N | 85362090 | 1 | 4042948832455 | 3.2 | KG | 1827.5 | 1776.5 | LP18 | LP18 | circuit breaker 3VA2 IEC frame 250 breaking capacity class L Icu=150kA @ 415V 4-pole, line protection ETU320, LI, In=250A overload protection Ir=100A...250A short-circuit protection Ii=1.5...10 x In N conductor protection adjustable (OFF, 50%, 100%) nut keeper kit | Lista Papel 2020 SI | 0 | 0
3VA2225-8HM32-0AA0 |  | 3VA2225-8HM32-0AA0 | 1 | UN | 1 | 5 | B | D | EAR99 | N | 85362090 | 1 | 4042948805657 | 2.233 | KG | 1623.5 | 1581 | LP18 | LP18 | circuit breaker 3VA2 IEC frame 250 breaking capacity class L Icu=150kA @ 415V 3-pole, line protection ETU330, LIG, In=250A overload protection Ir=100A...250A short-circuit protection Ii=1.5...10 x In ground-fault protection Ig=0.2...1 x In, tg=0.1/0.3s nut keeper kit | Lista Papel 2020 SI | 0 | 0
3VA2225-8HM42-0AA0 |  | 3VA2225-8HM42-0AA0 | 1 | UN | 1 | 5 | B | D | EAR99 | N | 85362090 | 1 | 4042948806210 | 3.2 | KG | 2074 | 2014.5 | LP18 | LP18 | circuit breaker 3VA2 IEC frame 250 breaking capacity class L Icu=150kA @ 415V 4-pole, line protection ETU330, LIG, In=250A overload protection Ir=100A...250A short-circuit protection Ii=1.5...10 x In N conductor protection adjustable (OFF, 50%, 100%) ground-fault protection Ig=0.2...1 x In= tg=0.1/0.3s nut keeper kit | Lista Papel 2020 SI | 0 | 0
3VA2225-8HN32-0AA0 |  | 3VA2225-8HN32-0AA0 | 1 | UN | 1 | 2 | A | D | EAR99 | N | 85362090 | 1 | 4042948805640 | 2.262 | KG | 1445 | 1402.5 | LP18 | LP18 | circuit breaker 3VA2 IEC frame 250 breaking capacity class L Icu=150kA @ 415V 3-pole, line protection ETU350, LSI, In=250A overload protection Ir=100A...250A short-circuit protection Isd=1.5...10 x Ir, Ii=10 x In nut keeper kit | Lista Papel 2020 SI | 0 | 0
3VA2225-8HN42-0AA0 |  | 3VA2225-8HN42-0AA0 | 1 | UN | 1 | 5 | B | D | EAR99 | N | 85362090 | 1 | 4042948806203 | 3.2 | KG | 1878.5 | 1827.5 | LP18 | LP18 | circuit breaker 3VA2 IEC frame 250 breaking capacity class L Icu=150kA @ 415V 4-pole, line protection ETU350, LSI, In=250A overload protection Ir=100A...250A short-circuit protection Isd=1.5...10 x Ir, Ii=10 x In N conductor protection adjustable (OFF, 50%, 100%) nut keeper kit | Lista Papel 2020 SI | 0 | 0
3VA2225-8JP32-0AA0 |  | 3VA2225-8JP32-0AA0 | 1 | UN | 1 | 5 | B | D | EAR99 | N | 85362090 | 1 | 4042948805664 | 2.5 | KG | 1844.5 | 1793.5 | LP18 | LP18 | circuit breaker 3VA2 IEC frame 250 breaking capacity class L Icu=150kA @ 415V 3-pole, line protection ETU550, LSI, In=250A overload protection Ir=100A...250A short-circuit protection Isd=0.6..10x In, Ii=1.5..10x In N conductor protection optionally with external current transformer, up to 160% nut keeper kit | Lista Papel 2020 SI | 0 | 0
3VA2225-8JP42-0AA0 |  | 3VA2225-8JP42-0AA0 | 1 | UN | 1 | 5 | B | D | EAR99 | N | 85362090 | 1 | 4042948806227 | 3.2 | KG | 2312 | 2244 | LP18 | LP18 | circuit breaker 3VA2 IEC frame 250 breaking capacity class L Icu=150kA @ 415V 4-pole, line protection ETU550, LSI, In=250A overload protection Ir=100A...250A short-circuit protection Isd=0.6..10x In, Ii=1.5..10x In N conductor protection adjustable (OFF, up to 100%) nut keeper kit | Lista Papel 2020 SI | 0 | 0
3VA2225-8JQ32-0AA0 |  | 3VA2225-8JQ32-0AA0 | 1 | UN | 1 | 5 | B | D | EAR99 | N | 85362090 | 1 | 4042948805671 | 2.5 | KG | 2091 | 2031.5 | LP18 | LP18 | circuit breaker 3VA2 IEC frame 250 breaking capacity class L Icu=150kA @ 415V 3-pole, line protection ETU560, LSIG, In=250A overload protection Ir=100A...250A short-circuit protection Isd=0.6..10x In, Ii=1.5..10x In N conductor protection optionally with external current transformer, up to 160% gr.-fault prot., can be sw. off Ig=0.2...1 x In, tg=0.05-0.8s nut keeper kit | Lista Papel 2020 SI | 0 | 0
3VA2225-8JQ42-0AA0 |  | 3VA2225-8JQ42-0AA0 | 1 | UN | 1 | 5 | B | D | EAR99 | N | 85362090 | 1 | 4042948806234 | 3.2 | KG | 2533 | 2465 | LP18 | LP18 | circuit breaker 3VA2 IEC frame 250 breaking capacity class L Icu=150kA @ 415V 4-pole, line protection ETU560, LSIG, In=250A overload protection Ir=100A...250A short-circuit protection Isd=0.6..10x In, Ii=1.5..10x In N conductor protection adjustable (OFF, up to 100%) gr.-fault prot., can be sw. off Ig=0.2...1 x In= tg=0.05-0.8s nut keeper kit | Lista Papel 2020 SI | 0 | 0
3VA2225-8KP32-0AA0 |  | 3VA2225-8KP32-0AA0 | 1 | UN | 1 | 2 | A | D | EAR99 | N | 85362090 | 1 | 4042948805688 | 2.42 | KG | 2057 | 1997.5 | LP18 | LP18 | circuit breaker 3VA2 IEC frame 250 breaking capacity class L Icu=150kA @ 415V 3-pole, line protection ETU850, LSI, In=250A overload protection Ir=100A...250A short-circuit protection Isd=0.6..10x In, Ii=1.5..10x In N conductor protection optionally with external current transformer, up to 160% nut keeper kit | Lista Papel 2020 SI | 0 | 0
3VA2225-8KP32-0BA0 |  | 3VA2225-8KP32-0BA0 | 1 | UN | 1 | 10 | C | D | EAR99 | N | 85362090 | 1 | 4042949329541 | 2.505 | KG | 2244 | 2244 | LP18 | LP18 | circuit breaker 3VA2 IEC frame 250 breaking capacity class L Icu=150kA @ 415V 3-pole, line protection ETU850, LSI, In=250A overload protection Ir=100A...250A short-circuit protection Isd=0.6..10x In, Ii=1.5..10x In N conductor protection optionally with external current transformer, up to 160% nut keeper kit circuit breaker 3VA2 IEC frame 250 breaking capacity class L Icu=150kA @ 415V 3-pole, line protection ETU850, LSI, In=250A UNDERVOLTAGE RELEASE 24 V DC ACCESSORY FOR 3VA1 and 3VA20 up |  | 0 | 0
3VA2225-8KP32-0LA0 |  | 3VA2225-8KP32-0LA0 | 1 | UN | 1 | 10 | C | D | EAR99 | N | 85362090 | 1 | 4042949321088 | 2.508 | KG | 2323.2 | 2323.2 | LP18 | LP18 | circuit breaker 3VA2 IEC frame 250 breaking capacity class L Icu=150kA @ 415V 3-pole, line protection ETU850, LSI, In=250A overload protection Ir=100A...250A short-circuit protection Isd=0.6..10x In, Ii=1.5..10x In N conductor protection optionally with external current transformer, up to 160% nut keeper kit universal release (UNI) 24V DC | - | 0 | 0
3VA2225-8KP42-0AA0 |  | 3VA2225-8KP42-0AA0 | 1 | UN | 1 | 5 | B | D | EAR99 | N | 85362090 | 1 | 4042948806241 | 3.2 | KG | 2499 | 2431 | LP18 | LP18 | circuit breaker 3VA2 IEC frame 250 breaking capacity class L Icu=150kA @ 415V 4-pole, line protection ETU850, LSI, In=250A overload protection Ir=100A...250A short-circuit protection Isd=0.6..10x In, Ii=1.5..10x In N conductor protection adjustable (OFF, up to 100%) nut keeper kit | Lista Papel 2020 SI | 0 | 0
3VA2225-8KQ32-0AA0 |  | 3VA2225-8KQ32-0AA0 | 1 | UN | 1 | 5 | B | D | EAR99 | N | 85362090 | 1 | 4042948805695 | 2.5 | KG | 2184.5 | 2125 | LP18 | LP18 | circuit breaker 3VA2 IEC frame 250 breaking capacity class L Icu=150kA @ 415V 3-pole, line protection ETU860, LSIG, In=250A overload protection Ir=100A...250A short-circuit protection Isd=0.6..10x In, Ii=1.5..10x In N conductor protection optionally with external current transformer, up to 160% gr.-fault prot., can be sw. off Ig=0.2...1 x In, tg=0.05-0.8s nut keeper kit | Lista Papel 2020 SI | 0 | 0
3VA2225-8KQ42-0AA0 |  | 3VA2225-8KQ42-0AA0 | 1 | UN | 1 | 5 | B | D | EAR99 | N | 85362090 | 1 | 4042948806258 | 3.2 | KG | 2643.5 | 2567 | LP18 | LP18 | circuit breaker 3VA2 IEC frame 250 breaking capacity class L Icu=150kA @ 415V 4-pole, line protection ETU860, LSIG, In=250A overload protection Ir=100A...250A short-circuit protection Isd=0.6..10x In, Ii=1.5..10x In N conductor protection adjustable (OFF, up to 100%) gr.-fault prot., can be sw. off Ig=0.2...1 x In= tg=0.05-0.8s nut keeper kit | Lista Papel 2020 SI | 0 | 0
3VA2325-5HK32-0AA0 |  | 3VA2325-5HK32-0AA0 | 1 | UN | 1 | 5 | B | D | EAR99 | N | 85362090 | 1 | 4042948806265 | 4.5 | KG | 1346.4 | 1346.4 | LP18 | LP18 | circuit breaker 3VA2 IEC frame 400 breaking capacity class M Icu=55kA @ 415V 3-pole, line protection ETU340, ELISA LI, In=250A overload protection Ir=100A...250A short-circuit protection Ii=15 x In nut keeper kit | - | 0 | 0
3VA2325-5HK42-0AA0 |  | 3VA2325-5HK42-0AA0 | 1 | UN | 1 | 5 | B | D | EAR99 | N | 85362090 | 1 | 4042948806821 | 6.03 | KG | 1768.8 | 1768.8 | LP18 | LP18 | circuit breaker 3VA2 IEC frame 400 breaking capacity class M Icu=55kA @ 415V 4-pole, line protection ETU340, ELISA LI, In=250A overload protection Ir=100A...250A short-circuit protection Ii=15 x In N conductor protection adjustable (OFF, 50%, 100%) nut keeper kit | - | 0 | 0
3VA2325-5HK42-0AB0 |  | 3VA2325-5HK42-0AB0 | 1 | UN | 1 | 10 | C | D | EAR99 | N | 85362090 | 1 | 4042949321989 | 5.7 | KG | 1839.2 | 1839.2 | LP18 | LP18 | circuit breaker 3VA2 IEC frame 400 breaking capacity class M Icu=55kA @ 415V 4-pole, line protection ETU340, ELISA LI, In=250A overload protection Ir=100A...250A short-circuit protection Ii=15 x In N conductor protection adjustable (OFF, 50%, 100%) nut keeper kit 2 auxiliary switches HP | - | 0 | 0
3VA2325-5HL32-0AA0 |  | 3VA2325-5HL32-0AA0 | 1 | UN | 1 | 5 | B | D | EAR99 | N | 85362090 | 1 | 4042948834367 | 4.66 | KG | 1346.4 | 1346.4 | LP18 | LP18 | circuit breaker 3VA2 IEC frame 400 breaking capacity class M Icu=55kA @ 415V 3-pole, line protection ETU320, LI, In=250A overload protection Ir=100A...250A short-circuit protection Ii=1.5...12 x In nut keeper kit |  | 0 | 0
3VA2325-5HL32-0AB0 |  | 3VA2325-5HL32-0AB0 | 1 | UN | 1 | 10 | C | D | EAR99 | N | 85362090 | 1 | 4042949096085 | 4.4 | KG | 1425.6 | 1425.6 | LP18 | LP18 | circuit breaker 3VA2 IEC frame 400 breaking capacity class M Icu=55kA @ 415V 3-pole, line protection ETU320, LI, In=250A overload protection Ir=100A...250A short-circuit protection Ii=1.5...12 x In nut keeper kit 2 auxiliary switches HP | - | 0 | 0
3VA2325-5HL32-0AC0 |  | 3VA2325-5HL32-0AC0 | 1 | UN | 1 | 10 | C | D | EAR99 | N | 85362090 | 1 | 4042949096207 | 4.4 | KG | 1399.2 | 1399.2 | LP18 | LP18 | circuit breaker 3VA2 IEC frame 400 breaking capacity class M Icu=55kA @ 415V 3-pole, line protection ETU320, LI, In=250A overload protection Ir=100A...250A short-circuit protection Ii=1.5...12 x In nut keeper kit 2 auxiliary switches HQ | - | 0 | 0
3VA2325-5HL32-0AD0 |  | 3VA2325-5HL32-0AD0 | 1 | UN | 1 | 10 | C | D | EAR99 | N | 85362090 | 1 | 4042949096320 | 4.4 | KG | 1425.6 | 1425.6 | LP18 | LP18 | circuit breaker 3VA2 IEC frame 400 breaking capacity class M Icu=55kA @ 415V 3-pole, line protection ETU320, LI, In=250A overload protection Ir=100A...250A short-circuit protection Ii=1.5...12 x In nut keeper kit 3 auxiliary switches HQ | - | 0 | 0
3VA2325-5HL32-0AE0 |  | 3VA2325-5HL32-0AE0 | 1 | UN | 1 | 10 | C | D | EAR99 | N | 85362090 | 1 | 4042949096443 | 4.4 | KG | 1443.2 | 1443.2 | LP18 | LP18 | circuit breaker 3VA2 IEC frame 400 breaking capacity class M Icu=55kA @ 415V 3-pole, line protection ETU320, LI, In=250A overload protection Ir=100A...250A short-circuit protection Ii=1.5...12 x In nut keeper kit 4 auxiliary switches HQ | - | 0 | 0
3VA2325-5HL32-0AF0 |  | 3VA2325-5HL32-0AF0 | 1 | UN | 1 | 10 | C | D | EAR99 | N | 85362090 | 1 | 4042949096566 | 4.4 | KG | 1399.2 | 1399.2 | LP18 | LP18 | circuit breaker 3VA2 IEC frame 400 breaking capacity class M Icu=55kA @ 415V 3-pole, line protection ETU320, LI, In=250A overload protection Ir=100A...250A short-circuit protection Ii=1.5...12 x In nut keeper kit 1 auxiliary switch HQ 1 trip alarm switch HQ | - | 0 | 0
3VA2325-5HL32-0AG0 |  | 3VA2325-5HL32-0AG0 | 1 | UN | 1 | 10 | C | D | EAR99 | N | 85362090 | 1 | 4042949096689 | 4.4 | KG | 1425.6 | 1425.6 | LP18 | LP18 | circuit breaker 3VA2 IEC frame 400 breaking capacity class M Icu=55kA @ 415V 3-pole, line protection ETU320, LI, In=250A overload protection Ir=100A...250A short-circuit protection Ii=1.5...12 x In nut keeper kit 1 auxiliary switch HP 1 trip alarm switch HP | - | 0 | 0
3VA2325-5HL32-0AH0 |  | 3VA2325-5HL32-0AH0 | 1 | UN | 1 | 10 | C | D | EAR99 | N | 85362090 | 1 | 4042949096801 | 4.4 | KG | 1425.6 | 1425.6 | LP18 | LP18 | circuit breaker 3VA2 IEC frame 400 breaking capacity class M Icu=55kA @ 415V 3-pole, line protection ETU320, LI, In=250A overload protection Ir=100A...250A short-circuit protection Ii=1.5...12 x In nut keeper kit 2 auxiliary switches HQ 1 trip alarm switch HQ | - | 0 | 0
3VA2325-5HL32-0AJ0 |  | 3VA2325-5HL32-0AJ0 | 1 | UN | 1 | 10 | C | D | EAR99 | N | 85362090 | 1 | 4042949096924 | 4.4 | KG | 1460.8 | 1460.8 | LP18 | LP18 | circuit breaker 3VA2 IEC frame 400 breaking capacity class M Icu=55kA @ 415V 3-pole, line protection ETU320, LI, In=250A overload protection Ir=100A...250A short-circuit protection Ii=1.5...12 x In nut keeper kit 2 auxiliary switches HP 1 trip alarm switch HP | - | 0 | 0
3VA2325-5HL32-0BA0 |  | 3VA2325-5HL32-0BA0 | 1 | UN | 1 | 10 | C | D | EAR99 | N | 85362090 | 1 | 4042949095361 | 4.4 | KG | 1460.8 | 1460.8 | LP18 | LP18 | circuit breaker 3VA2 IEC frame 400 breaking capacity class M Icu=55kA @ 415V 3-pole, line protection ETU320, LI, In=250A overload protection Ir=100A...250A short-circuit protection Ii=1.5...12 x In nut keeper kit undervoltage release (UVR) 24V DC | - | 0 | 0
3VA2325-5HL32-0BC0 |  | 3VA2325-5HL32-0BC0 | 1 | UN | 1 | 10 | C | D | EAR99 | N | 85362090 | 1 | 4042949097044 | 4.4 | KG | 1513.6 | 1513.6 | LP18 | LP18 | circuit breaker 3VA2 IEC frame 400 breaking capacity class M Icu=55kA @ 415V 3-pole, line protection ETU320, LI, In=250A overload protection Ir=100A...250A short-circuit protection Ii=1.5...12 x In nut keeper kit undervoltage release (UVR) 24V DC 2 auxiliary switches HQ | - | 0 | 0
3VA2325-5HL32-0BH0 |  | 3VA2325-5HL32-0BH0 | 1 | UN | 1 | 10 | C | D | EAR99 | N | 85362090 | 1 | 4042949097761 | 4.4 | KG | 1540 | 1540 | LP18 | LP18 | circuit breaker 3VA2 IEC frame 400 breaking capacity class M Icu=55kA @ 415V 3-pole, line protection ETU320, LI, In=250A overload protection Ir=100A...250A short-circuit protection Ii=1.5...12 x In nut keeper kit undervoltage release (UVR) 24V DC 2 auxiliary switches HQ 1 trip alarm switch HQ | - | 0 | 0
3VA2325-5HL32-0BL0 |  | 3VA2325-5HL32-0BL0 | 1 | UN | 1 | 10 | C | D | EAR99 | N | 85362090 | 1 | 4042949098485 | 4.4 | KG | 1575.2 | 1575.2 | LP18 | LP18 | circuit breaker 3VA2 IEC frame 400 breaking capacity class M Icu=55kA @ 415V 3-pole, line protection ETU320, LI, In=250A overload protection Ir=100A...250A short-circuit protection Ii=1.5...12 x In nut keeper kit undervoltage release (UVR) 24V DC 2 auxiliary switches HQ 1 trip alarm switch HQ 1 electrical alarm switch | - | 0 | 0
3VA2325-5HL32-0CA0 |  | 3VA2325-5HL32-0CA0 | 1 | UN | 1 | 10 | C | D | EAR99 | N | 85362090 | 1 | 4042949095484 | 4.4 | KG | 1460.8 | 1460.8 | LP18 | LP18 | circuit breaker 3VA2 IEC frame 400 breaking capacity class M Icu=55kA @ 415V 3-pole, line protection ETU320, LI, In=250A overload protection Ir=100A...250A short-circuit protection Ii=1.5...12 x In nut keeper kit undervoltage release (UVR) 120-127V AC 50/60Hz | - | 0 | 0
3VA2325-5HL32-0CC0 |  | 3VA2325-5HL32-0CC0 | 1 | UN | 1 | 10 | C | D | EAR99 | N | 85362090 | 1 | 4042949097167 | 4.4 | KG | 1513.6 | 1513.6 | LP18 | LP18 | circuit breaker 3VA2 IEC frame 400 breaking capacity class M Icu=55kA @ 415V 3-pole, line protection ETU320, LI, In=250A overload protection Ir=100A...250A short-circuit protection Ii=1.5...12 x In nut keeper kit undervoltage release (UVR) 120-127V AC 50/60Hz 2 auxiliary switches HQ | - | 0 | 0
3VA2325-5HL32-0CH0 |  | 3VA2325-5HL32-0CH0 | 1 | UN | 1 | 10 | C | D | EAR99 | N | 85362090 | 1 | 4042949097884 | 4.4 | KG | 1540 | 1540 | LP18 | LP18 | circuit breaker 3VA2 IEC frame 400 breaking capacity class M Icu=55kA @ 415V 3-pole, line protection ETU320, LI, In=250A overload protection Ir=100A...250A short-circuit protection Ii=1.5...12 x In nut keeper kit undervoltage release (UVR) 120-127V AC 50/60Hz 2 auxiliary switches HQ 1 trip alarm switch HQ | - | 0 | 0
3VA2325-5HL32-0CL0 |  | 3VA2325-5HL32-0CL0 | 1 | UN | 1 | 10 | C | D | EAR99 | N | 85362090 | 1 | 4042949098607 | 4.4 | KG | 1575.2 | 1575.2 | LP18 | LP18 | circuit breaker 3VA2 IEC frame 400 breaking capacity class M Icu=55kA @ 415V 3-pole, line protection ETU320, LI, In=250A overload protection Ir=100A...250A short-circuit protection Ii=1.5...12 x In nut keeper kit undervoltage release (UVR) 120-127V AC 50/60Hz 2 auxiliary switches HQ 1 trip alarm switch HQ 1 electrical alarm switch | - | 0 | 0
3VA2325-5HL32-0DA0 |  | 3VA2325-5HL32-0DA0 | 1 | UN | 1 | 10 | C | D | EAR99 | N | 85362090 | 1 | 4042949095606 | 4.3 | KG | 1460.8 | 1460.8 | LP18 | LP18 | circuit breaker 3VA2 IEC frame 400 breaking capacity class M Icu=55kA @ 415V 3-pole, line protection ETU320, LI, In=250A overload protection Ir=100A...250A short-circuit protection Ii=1.5...12 x In nut keeper kit undervoltage release (UVR) 208-230V AC 50/60Hz | - | 0 | 0
3VA2325-5HL32-0DC0 |  | 3VA2325-5HL32-0DC0 | 1 | UN | 1 | 10 | C | D | EAR99 | N | 85362090 | 1 | 4042949097280 | 4.3 | KG | 1513.6 | 1513.6 | LP18 | LP18 | circuit breaker 3VA2 IEC frame 400 breaking capacity class M Icu=55kA @ 415V 3-pole, line protection ETU320, LI, In=250A overload protection Ir=100A...250A short-circuit protection Ii=1.5...12 x In nut keeper kit undervoltage release (UVR) 208-230V AC 50/60Hz 2 auxiliary switches HQ | - | 0 | 0
3VA2325-5HL32-0DH0 |  | 3VA2325-5HL32-0DH0 | 1 | UN | 1 | 10 | C | D | EAR99 | N | 85362090 | 1 | 4042949098003 | 4.3 | KG | 1540 | 1540 | LP18 | LP18 | circuit breaker 3VA2 IEC frame 400 breaking capacity class M Icu=55kA @ 415V 3-pole, line protection ETU320, LI, In=250A overload protection Ir=100A...250A short-circuit protection Ii=1.5...12 x In nut keeper kit undervoltage release (UVR) 208-230V AC 50/60Hz 2 auxiliary switches HQ 1 trip alarm switch HQ | - | 0 | 0
3VA2325-5HL32-0DL0 |  | 3VA2325-5HL32-0DL0 | 1 | UN | 1 | 10 | C | D | EAR99 | N | 85362090 | 1 | 4042949098720 | 4.3 | KG | 1575.2 | 1575.2 | LP18 | LP18 | circuit breaker 3VA2 IEC frame 400 breaking capacity class M Icu=55kA @ 415V 3-pole, line protection ETU320, LI, In=250A overload protection Ir=100A...250A short-circuit protection Ii=1.5...12 x In nut keeper kit undervoltage release (UVR) 208-230V AC 50/60Hz 2 auxiliary switches HQ 1 trip alarm switch HQ 1 electrical alarm switch | - | 0 | 0
3VA2325-5HL32-0HA0 |  | 3VA2325-5HL32-0HA0 | 1 | UN | 1 | 10 | C | D | EAR99 | N | 85362090 | 1 | 4042949095729 | 4.3 | KG | 1434.4 | 1434.4 | LP18 | LP18 | circuit breaker 3VA2 IEC frame 400 breaking capacity class M Icu=55kA @ 415V 3-pole, line protection ETU320, LI, In=250A overload protection Ir=100A...250A short-circuit protection Ii=1.5...12 x In nut keeper kit shunt trip (STL) 12-30V DC, 24V AC 50/60Hz | - | 0 | 0
3VA2325-5HL32-0HC0 |  | 3VA2325-5HL32-0HC0 | 1 | UN | 1 | 10 | C | D | EAR99 | N | 85362090 | 1 | 4042949097402 | 4.3 | KG | 1487.2 | 1487.2 | LP18 | LP18 | circuit breaker 3VA2 IEC frame 400 breaking capacity class M Icu=55kA @ 415V 3-pole, line protection ETU320, LI, In=250A overload protection Ir=100A...250A short-circuit protection Ii=1.5...12 x In nut keeper kit shunt trip (STL) 12-30V DC, 24V AC 50/60Hz 2 auxiliary switches HQ | - | 0 | 0
3VA2325-5HL32-0HH0 |  | 3VA2325-5HL32-0HH0 | 1 | UN | 1 | 10 | C | D | EAR99 | N | 85362090 | 1 | 4042949098126 | 4.3 | KG | 1513.6 | 1513.6 | LP18 | LP18 | circuit breaker 3VA2 IEC frame 400 breaking capacity class M Icu=55kA @ 415V 3-pole, line protection ETU320, LI, In=250A overload protection Ir=100A...250A short-circuit protection Ii=1.5...12 x In nut keeper kit shunt trip (STL) 12-30V DC, 24V AC 50/60Hz 2 auxiliary switches HQ 1 trip alarm switch HQ | - | 0 | 0
3VA2325-5HL32-0HL0 |  | 3VA2325-5HL32-0HL0 | 1 | UN | 1 | 10 | C | D | EAR99 | N | 85362090 | 1 | 4042949098843 | 4.3 | KG | 1548.8 | 1548.8 | LP18 | LP18 | circuit breaker 3VA2 IEC frame 400 breaking capacity class M Icu=55kA @ 415V 3-pole, line protection ETU320, LI, In=250A overload protection Ir=100A...250A short-circuit protection Ii=1.5...12 x In nut keeper kit shunt trip (STL) 12-30V DC, 24V AC 50/60Hz 2 auxiliary switches HQ 1 trip alarm switch HQ 1 electrical alarm switch | - | 0 | 0
3VA2325-5HL32-0JA0 |  | 3VA2325-5HL32-0JA0 | 1 | UN | 1 | 10 | C | D | EAR99 | N | 85362090 | 1 | 4042949095842 | 4.3 | KG | 1434.4 | 1434.4 | LP18 | LP18 | circuit breaker 3VA2 IEC frame 400 breaking capacity class M Icu=55kA @ 415V 3-pole, line protection ETU320, LI, In=250A overload protection Ir=100A...250A short-circuit protection Ii=1.5...12 x In nut keeper kit shunt trip (STL) 110-127V DC, AC 50/60Hz | - | 0 | 0
3VA2325-5HL32-0JC0 |  | 3VA2325-5HL32-0JC0 | 1 | UN | 1 | 10 | C | D | EAR99 | N | 85362090 | 1 | 4042949097525 | 4.3 | KG | 1487.2 | 1487.2 | LP18 | LP18 | circuit breaker 3VA2 IEC frame 400 breaking capacity class M Icu=55kA @ 415V 3-pole, line protection ETU320, LI, In=250A overload protection Ir=100A...250A short-circuit protection Ii=1.5...12 x In nut keeper kit shunt trip (STL) 110-127V DC, AC 50/60Hz 2 auxiliary switches HQ | - | 0 | 0
3VA2325-5HL32-0JH0 |  | 3VA2325-5HL32-0JH0 | 1 | UN | 1 | 10 | C | D | EAR99 | N | 85362090 | 1 | 4042949098249 | 4.3 | KG | 1513.6 | 1513.6 | LP18 | LP18 | circuit breaker 3VA2 IEC frame 400 breaking capacity class M Icu=55kA @ 415V 3-pole, line protection ETU320, LI, In=250A overload protection Ir=100A...250A short-circuit protection Ii=1.5...12 x In nut keeper kit shunt trip (STL) 110-127V DC, AC 50/60Hz 2 auxiliary switches HQ 1 trip alarm switch HQ | - | 0 | 0
3VA2325-5HL32-0JL0 |  | 3VA2325-5HL32-0JL0 | 1 | UN | 1 | 10 | C | D | EAR99 | N | 85362090 | 1 | 4042949098966 | 4.3 | KG | 1548.8 | 1548.8 | LP18 | LP18 | circuit breaker 3VA2 IEC frame 400 breaking capacity class M Icu=55kA @ 415V 3-pole, line protection ETU320, LI, In=250A overload protection Ir=100A...250A short-circuit protection Ii=1.5...12 x In nut keeper kit shunt trip (STL) 110-127V DC, AC 50/60Hz 2 auxiliary switches HQ 1 trip alarm switch HQ 1 electrical alarm switch | - | 0 | 0
3VA2325-5HL32-0KA0 |  | 3VA2325-5HL32-0KA0 | 1 | UN | 1 | 10 | C | D | EAR99 | N | 85362090 | 1 | 4042949095965 | 4.3 | KG | 1434.4 | 1434.4 | LP18 | LP18 | circuit breaker 3VA2 IEC frame 400 breaking capacity class M Icu=55kA @ 415V 3-pole, line protection ETU320, LI, In=250A overload protection Ir=100A...250A short-circuit protection Ii=1.5...12 x In nut keeper kit shunt trip (STL) 220-250V DC, 208-277V AC | - | 0 | 0
3VA2325-5HL32-0KC0 |  | 3VA2325-5HL32-0KC0 | 1 | UN | 1 | 10 | C | D | EAR99 | N | 85362090 | 1 | 4042949097648 | 4.3 | KG | 1487.2 | 1487.2 | LP18 | LP18 | circuit breaker 3VA2 IEC frame 400 breaking capacity class M Icu=55kA @ 415V 3-pole, line protection ETU320, LI, In=250A overload protection Ir=100A...250A short-circuit protection Ii=1.5...12 x In nut keeper kit shunt trip (STL) 220-250V DC, 208-277V AC 2 auxiliary switches HQ | - | 0 | 0
3VA2325-5HL32-0KF0 |  | 3VA2325-5HL32-0KF0 | 1 | UN | 1 | 10 | C | D | EAR99 | N | 85362090 | 1 | 4042949323006 | 4.842 | KG | 1496 | 1496 | LP18 | LP18 | circuit breaker 3VA2 IEC frame 400 breaking capacity class M Icu=55kA @ 415V 3-pole, line protection ETU320, LI, In=250A overload protection Ir=100A ...250A short-circuit protection Ii=1.5...12 x In nut keeper kit shunt trip (STL) 220-250V DC, 208-277V AC 1 auxiliary switch HQ 1 trip alarm switch HQ | - | 0 | 0
3VA2325-5HL32-0KH0 |  | 3VA2325-5HL32-0KH0 | 1 | UN | 1 | 10 | C | D | EAR99 | N | 85362090 | 1 | 4042949098362 | 4.3 | KG | 1513.6 | 1513.6 | LP18 | LP18 | circuit breaker 3VA2 IEC frame 400 breaking capacity class M Icu=55kA @ 415V 3-pole, line protection ETU320, LI, In=250A overload protection Ir=100A...250A short-circuit protection Ii=1.5...12 x In nut keeper kit shunt trip (STL) 220-250V DC, 208-277V AC 2 auxiliary switches HQ 1 trip alarm switch HQ | - | 0 | 0
3VA2325-5HL32-0KL0 |  | 3VA2325-5HL32-0KL0 | 1 | UN | 1 | 10 | C | D | EAR99 | N | 85362090 | 1 | 4042949099086 | 4.3 | KG | 1548.8 | 1548.8 | LP18 | LP18 | circuit breaker 3VA2 IEC frame 400 breaking capacity class M Icu=55kA @ 415V 3-pole, line protection ETU320, LI, In=250A overload protection Ir=100A...250A short-circuit protection Ii=1.5...12 x In nut keeper kit shunt trip (STL) 220-250V DC, 208-277V AC 2 auxiliary switches HQ 1 trip alarm switch HQ 1 electrical alarm switch | - | 0 | 0
3VA2325-5HL42-0AA0 |  | 3VA2325-5HL42-0AA0 | 1 | UN | 1 | 5 | B | D | EAR99 | N | 85362090 | 1 | 4042948834350 | 6.021 | KG | 1768.8 | 1768.8 | LP18 | LP18 | circuit breaker 3VA2 IEC frame 400 breaking capacity class M Icu=55kA @ 415V 4-pole, line protection ETU320, LI, In=250A overload protection Ir=100A...250A short-circuit protection Ii=1.5...12 x In N conductor protection adjustable (OFF, 50%, 100%) nut keeper kit |  | 0 | 0
3VA2325-5HL42-0AF0 |  | 3VA2325-5HL42-0AF0 | 1 | UN | 1 | 10 | C | D | EAR99 | N | 85362090 | 1 | 4042949322689 | 5.743 | KG | 1830.4 | 1830.4 | LP18 | LP18 | circuit breaker 3VA2 IEC frame 400 breaking capacity class M Icu=55kA @ 415V 4-pole, line protection ETU320, LI, In=250A overload protection Ir=100A...250A short-circuit protection Ii=1.5...12 x In N conductor protection adjustable (OFF, 50%, 100%) nut keeper kit 1 auxiliary switch HQ 1 trip alarm switch HQ | - | 0 | 0
3VA2325-5HM32-0AA0 |  | 3VA2325-5HM32-0AA0 | 1 | UN | 1 | 5 | B | D | EAR99 | N | 85362090 | 1 | 4042948806289 | 4.5 | KG | 1610.4 | 1610.4 | LP18 | LP18 | circuit breaker 3VA2 IEC frame 400 breaking capacity class M Icu=55kA @ 415V 3-pole, line protection ETU330, LIG, In=250A overload protection Ir=100A...250A short-circuit protection Ii=1.5...12 x In ground-fault protection Ig=0.2...1 x In, tg=0.1/0.3s nut keeper kit |  | 0 | 0
3VA2325-5HM32-0BK0 |  | 3VA2325-5HM32-0BK0 | 1 | UN | 1 | 10 | C | D | EAR99 | N | 85362090 | 1 | 4042949324065 | 4.456 | KG | 1812.8 | 1812.8 | LP18 | LP18 | circuit breaker 3VA2 IEC frame 400 breaking capacity class M Icu=55kA @ 415V 3-pole, line protection ETU330, LIG, In=250A overload protection Ir=100A...250A short-circuit protection Ii=1.5...12 x In ground-fault protection Ig=0.2...1 x In, tg=0.1/0.3s nut keeper kit undervoltage release (UVR) 24V DC 1 auxiliary switch HQ 1 trip alarm switch HQ 1 electrical alarm switch | - | 0 | 0
3VA2325-5HM42-0AA0 |  | 3VA2325-5HM42-0AA0 | 1 | UN | 1 | 5 | B | D | EAR99 | N | 85362090 | 1 | 4042948806845 | 5.7 | KG | 2024 | 2024 | LP18 | LP18 | circuit breaker 3VA2 IEC frame 400 breaking capacity class M Icu=55kA @ 415V 4-pole, line protection ETU330, LIG, In=250A overload protection Ir=100A...250A short-circuit protection Ii=1.5...12 x In N conductor protection adjustable (OFF, 50%, 100%) ground-fault protection Ig=0.2...1 x In= tg=0.1/0.3s nut keeper kit |  | 0 | 0
3VA2325-5HN32-0AA0 |  | 3VA2325-5HN32-0AA0 | 1 | UN | 1 | 2 | A | D | EAR99 | N | 85362090 | 1 | 4042948806272 | 4.666 | KG | 1452 | 1452 | LP18 | LP18 | circuit breaker 3VA2 IEC frame 400 breaking capacity class M Icu=55kA @ 415V 3-pole, line protection ETU350, LSI, In=250A overload protection Ir=100A...250A short-circuit protection Isd=1.5...10 x Ir, Ii=12 x In nut keeper kit |  | 0 | 0
3VA2325-5HN32-0AB0 |  | 3VA2325-5HN32-0AB0 | 1 | UN | 1 | 10 | C | D | EAR99 | N | 85362090 | 1 | 4042949055099 | 4.4 | KG | 1522.4 | 1522.4 | LP18 | LP18 | circuit breaker 3VA2 IEC frame 400 breaking capacity class M Icu=55kA @ 415V 3-pole, line protection ETU350, LSI, In=250A overload protection Ir=100A...250A short-circuit protection Isd=1.5...10 x Ir, Ii=12 x In nut keeper kit 2 auxiliary switches HP | - | 0 | 0
3VA2325-5HN32-0AC0 |  | 3VA2325-5HN32-0AC0 | 1 | UN | 1 | 10 | C | D | EAR99 | N | 85362090 | 1 | 4042949057185 | 4.4 | KG | 1504.8 | 1504.8 | LP18 | LP18 | circuit breaker 3VA2 IEC frame 400 breaking capacity class M Icu=55kA @ 415V 3-pole, line protection ETU350, LSI, In=250A overload protection Ir=100A...250A short-circuit protection Isd=1.5...10 x Ir, Ii=12 x In nut keeper kit 2 auxiliary switches HQ | - | 0 | 0
3VA2325-5HN32-0AD0 |  | 3VA2325-5HN32-0AD0 | 1 | UN | 1 | 10 | C | D | EAR99 | N | 85362090 | 1 | 4042949059271 | 4.4 | KG | 1522.4 | 1522.4 | LP18 | LP18 | circuit breaker 3VA2 IEC frame 400 breaking capacity class M Icu=55kA @ 415V 3-pole, line protection ETU350, LSI, In=250A overload protection Ir=100A...250A short-circuit protection Isd=1.5...10 x Ir, Ii=12 x In nut keeper kit 3 auxiliary switches HQ | - | 0 | 0
3VA2325-5HN32-0AE0 |  | 3VA2325-5HN32-0AE0 | 1 | UN | 1 | 10 | C | D | EAR99 | N | 85362090 | 1 | 4042949061366 | 4.4 | KG | 1548.8 | 1548.8 | LP18 | LP18 | circuit breaker 3VA2 IEC frame 400 breaking capacity class M Icu=55kA @ 415V 3-pole, line protection ETU350, LSI, In=250A overload protection Ir=100A...250A short-circuit protection Isd=1.5...10 x Ir, Ii=12 x In nut keeper kit 4 auxiliary switches HQ | - | 0 | 0
3VA2325-5HN32-0AF0 |  | 3VA2325-5HN32-0AF0 | 1 | UN | 1 | 10 | C | D | EAR99 | N | 85362090 | 1 | 4042949063452 | 4.4 | KG | 1504.8 | 1504.8 | LP18 | LP18 | circuit breaker 3VA2 IEC frame 400 breaking capacity class M Icu=55kA @ 415V 3-pole, line protection ETU350, LSI, In=250A overload protection Ir=100A...250A short-circuit protection Isd=1.5...10 x Ir, Ii=12 x In nut keeper kit 1 auxiliary switch HQ 1 trip alarm switch HQ | - | 0 | 0
3VA2325-5HN32-0AG0 |  | 3VA2325-5HN32-0AG0 | 1 | UN | 1 | 10 | C | D | EAR99 | N | 85362090 | 1 | 4042949065548 | 4.4 | KG | 1522.4 | 1522.4 | LP18 | LP18 | circuit breaker 3VA2 IEC frame 400 breaking capacity class M Icu=55kA @ 415V 3-pole, line protection ETU350, LSI, In=250A overload protection Ir=100A...250A short-circuit protection Isd=1.5...10 x Ir, Ii=12 x In nut keeper kit 1 auxiliary switch HP 1 trip alarm switch HP | - | 0 | 0
3VA2325-5HN32-0AH0 |  | 3VA2325-5HN32-0AH0 | 1 | UN | 1 | 10 | C | D | EAR99 | N | 85362090 | 1 | 4042949067634 | 4.4 | KG | 1522.4 | 1522.4 | LP18 | LP18 | circuit breaker 3VA2 IEC frame 400 breaking capacity class M Icu=55kA @ 415V 3-pole, line protection ETU350, LSI, In=250A overload protection Ir=100A...250A short-circuit protection Isd=1.5...10 x Ir, Ii=12 x In nut keeper kit 2 auxiliary switches HQ 1 trip alarm switch HQ | - | 0 | 0
3VA2325-5HN32-0AJ0 |  | 3VA2325-5HN32-0AJ0 | 1 | UN | 1 | 10 | C | D | EAR99 | N | 85362090 | 1 | 4042949067993 | 4.4 | KG | 1566.4 | 1566.4 | LP18 | LP18 | circuit breaker 3VA2 IEC frame 400 breaking capacity class M Icu=55kA @ 415V 3-pole, line protection ETU350, LSI, In=250A overload protection Ir=100A...250A short-circuit protection Isd=1.5...10 x Ir, Ii=12 x In nut keeper kit 2 auxiliary switches HP 1 trip alarm switch HP | - | 0 | 0
3VA2325-5HN32-0BA0 |  | 3VA2325-5HN32-0BA0 | 1 | UN | 1 | 10 | C | D | EAR99 | N | 85362090 | 1 | 4042949042556 | 4.4 | KG | 1566.4 | 1566.4 | LP18 | LP18 | circuit breaker 3VA2 IEC frame 400 breaking capacity class M Icu=55kA @ 415V 3-pole, line protection ETU350, LSI, In=250A overload protection Ir=100A...250A short-circuit protection Isd=1.5...10 x Ir, Ii=12 x In nut keeper kit undervoltage release (UVR) 24V DC | - | 0 | 0
3VA2325-5HN32-0BC0 |  | 3VA2325-5HN32-0BC0 | 1 | UN | 1 | 10 | C | D | EAR99 | N | 85362090 | 1 | 4042949070085 | 4.4 | KG | 1619.2 | 1619.2 | LP18 | LP18 | circuit breaker 3VA2 IEC frame 400 breaking capacity class M Icu=55kA @ 415V 3-pole, line protection ETU350, LSI, In=250A overload protection Ir=100A...250A short-circuit protection Isd=1.5...10 x Ir, Ii=12 x In nut keeper kit undervoltage release (UVR) 24V DC 2 auxiliary switches HQ | - | 0 | 0
3VA2325-5HN32-0BH0 |  | 3VA2325-5HN32-0BH0 | 1 | UN | 1 | 10 | C | D | EAR99 | N | 85362090 | 1 | 4042949082620 | 4.4 | KG | 1636.8 | 1636.8 | LP18 | LP18 | circuit breaker 3VA2 IEC frame 400 breaking capacity class M Icu=55kA @ 415V 3-pole, line protection ETU350, LSI, In=250A overload protection Ir=100A...250A short-circuit protection Isd=1.5...10 x Ir, Ii=12 x In nut keeper kit undervoltage release (UVR) 24V DC 2 auxiliary switches HQ 1 trip alarm switch HQ | - | 0 | 0
3VA2325-5HN32-0BL0 |  | 3VA2325-5HN32-0BL0 | 1 | UN | 1 | 10 | C | D | EAR99 | N | 85362090 | 1 | 4042949093435 | 4.4 | KG | 1672 | 1672 | LP18 | LP18 | circuit breaker 3VA2 IEC frame 400 breaking capacity class M Icu=55kA @ 415V 3-pole, line protection ETU350, LSI, In=250A overload protection Ir=100A...250A short-circuit protection Isd=1.5...10 x Ir, Ii=12 x In nut keeper kit undervoltage release (UVR) 24V DC 2 auxiliary switches HQ 1 trip alarm switch HQ 1 electrical alarm switch | - | 0 | 0
3VA2325-5HN32-0CA0 |  | 3VA2325-5HN32-0CA0 | 1 | UN | 1 | 10 | C | D | EAR99 | N | 85362090 | 1 | 4042949044642 | 4.4 | KG | 1566.4 | 1566.4 | LP18 | LP18 | circuit breaker 3VA2 IEC frame 400 breaking capacity class M Icu=55kA @ 415V 3-pole, line protection ETU350, LSI, In=250A overload protection Ir=100A...250A short-circuit protection Isd=1.5...10 x Ir, Ii=12 x In nut keeper kit undervoltage release (UVR) 120-127V AC 50/60Hz | - | 0 | 0
3VA2325-5HN32-0CC0 |  | 3VA2325-5HN32-0CC0 | 1 | UN | 1 | 10 | C | D | EAR99 | N | 85362090 | 1 | 4042949072171 | 4.4 | KG | 1619.2 | 1619.2 | LP18 | LP18 | circuit breaker 3VA2 IEC frame 400 breaking capacity class M Icu=55kA @ 415V 3-pole, line protection ETU350, LSI, In=250A overload protection Ir=100A...250A short-circuit protection Isd=1.5...10 x Ir, Ii=12 x In nut keeper kit undervoltage release (UVR) 120-127V AC 50/60Hz 2 auxiliary switches HQ | - | 0 | 0
3VA2325-5HN32-0CH0 |  | 3VA2325-5HN32-0CH0 | 1 | UN | 1 | 10 | C | D | EAR99 | N | 85362090 | 1 | 4042949084716 | 4.4 | KG | 1636.8 | 1636.8 | LP18 | LP18 | circuit breaker 3VA2 IEC frame 400 breaking capacity class M Icu=55kA @ 415V 3-pole, line protection ETU350, LSI, In=250A overload protection Ir=100A...250A short-circuit protection Isd=1.5...10 x Ir, Ii=12 x In nut keeper kit undervoltage release (UVR) 120-127V AC 50/60Hz 2 auxiliary switches HQ 1 trip alarm switch HQ | - | 0 | 0
3VA2325-5HN32-0CL0 |  | 3VA2325-5HN32-0CL0 | 1 | UN | 1 | 10 | C | D | EAR99 | N | 85362090 | 1 | 4042949093794 | 4.4 | KG | 1672 | 1672 | LP18 | LP18 | circuit breaker 3VA2 IEC frame 400 breaking capacity class M Icu=55kA @ 415V 3-pole, line protection ETU350, LSI, In=250A overload protection Ir=100A...250A short-circuit protection Isd=1.5...10 x Ir, Ii=12 x In nut keeper kit undervoltage release (UVR) 120-127V AC 50/60Hz 2 auxiliary switches HQ 1 trip alarm switch HQ 1 electrical alarm switch | - | 0 | 0
3VA2325-5HN32-0DA0 |  | 3VA2325-5HN32-0DA0 | 1 | UN | 1 | 10 | C | D | EAR99 | N | 85362090 | 1 | 4042949046738 | 4.4 | KG | 1566.4 | 1566.4 | LP18 | LP18 | circuit breaker 3VA2 IEC frame 400 breaking capacity class M Icu=55kA @ 415V 3-pole, line protection ETU350, LSI, In=250A overload protection Ir=100A...250A short-circuit protection Isd=1.5...10 x Ir, Ii=12 x In nut keeper kit undervoltage release (UVR) 208-230V AC 50/60Hz | - | 0 | 0
3VA2325-5HN32-0DC0 |  | 3VA2325-5HN32-0DC0 | 1 | UN | 1 | 10 | C | D | EAR99 | N | 85362090 | 1 | 4042949074267 | 4.4 | KG | 1619.2 | 1619.2 | LP18 | LP18 | circuit breaker 3VA2 IEC frame 400 breaking capacity class M Icu=55kA @ 415V 3-pole, line protection ETU350, LSI, In=250A overload protection Ir=100A...250A short-circuit protection Isd=1.5...10 x Ir, Ii=12 x In nut keeper kit undervoltage release (UVR) 208-230V AC 50/60Hz 2 auxiliary switches HQ | - | 0 | 0
3VA2325-5HN32-0DH0 |  | 3VA2325-5HN32-0DH0 | 1 | UN | 1 | 10 | C | D | EAR99 | N | 85362090 | 1 | 4042949086802 | 4.4 | KG | 1636.8 | 1636.8 | LP18 | LP18 | circuit breaker 3VA2 IEC frame 400 breaking capacity class M Icu=55kA @ 415V 3-pole, line protection ETU350, LSI, In=250A overload protection Ir=100A...250A short-circuit protection Isd=1.5...10 x Ir, Ii=12 x In nut keeper kit undervoltage release (UVR) 208-230V AC 50/60Hz 2 auxiliary switches HQ 1 trip alarm switch HQ | - | 0 | 0
3VA2325-5HN32-0DL0 |  | 3VA2325-5HN32-0DL0 | 1 | UN | 1 | 10 | C | D | EAR99 | N | 85362090 | 1 | 4042949094159 | 4.4 | KG | 1672 | 1672 | LP18 | LP18 | circuit breaker 3VA2 IEC frame 400 breaking capacity class M Icu=55kA @ 415V 3-pole, line protection ETU350, LSI, In=250A overload protection Ir=100A...250A short-circuit protection Isd=1.5...10 x Ir, Ii=12 x In nut keeper kit undervoltage release (UVR) 208-230V AC 50/60Hz 2 auxiliary switches HQ 1 trip alarm switch HQ 1 electrical alarm switch | - | 0 | 0
3VA2325-5HN32-0HA0 |  | 3VA2325-5HN32-0HA0 | 1 | UN | 1 | 10 | C | D | EAR99 | N | 85362090 | 1 | 4042949048824 | 4.4 | KG | 1540 | 1540 | LP18 | LP18 | circuit breaker 3VA2 IEC frame 400 breaking capacity class M Icu=55kA @ 415V 3-pole, line protection ETU350, LSI, In=250A overload protection Ir=100A...250A short-circuit protection Isd=1.5...10 x Ir, Ii=12 x In nut keeper kit shunt trip (STL) 12-30V DC, 24V AC 50/60Hz | - | 0 | 0
3VA2325-5HN32-0HC0 |  | 3VA2325-5HN32-0HC0 | 1 | UN | 1 | 10 | C | D | EAR99 | N | 85362090 | 1 | 4042949076353 | 4.4 | KG | 1584 | 1584 | LP18 | LP18 | circuit breaker 3VA2 IEC frame 400 breaking capacity class M Icu=55kA @ 415V 3-pole, line protection ETU350, LSI, In=250A overload protection Ir=100A...250A short-circuit protection Isd=1.5...10 x Ir, Ii=12 x In nut keeper kit shunt trip (STL) 12-30V DC, 24V AC 50/60Hz 2 auxiliary switches HQ | - | 0 | 0
3VA2325-5HN32-0HH0 |  | 3VA2325-5HN32-0HH0 | 1 | UN | 1 | 10 | C | D | EAR99 | N | 85362090 | 1 | 4042949088899 | 4.4 | KG | 1619.2 | 1619.2 | LP18 | LP18 | circuit breaker 3VA2 IEC frame 400 breaking capacity class M Icu=55kA @ 415V 3-pole, line protection ETU350, LSI, In=250A overload protection Ir=100A...250A short-circuit protection Isd=1.5...10 x Ir, Ii=12 x In nut keeper kit shunt trip (STL) 12-30V DC, 24V AC 50/60Hz 2 auxiliary switches HQ 1 trip alarm switch HQ | - | 0 | 0
3VA2325-5HN32-0HL0 |  | 3VA2325-5HN32-0HL0 | 1 | UN | 1 | 10 | C | D | EAR99 | N | 85362090 | 1 | 4042949094517 | 4.4 | KG | 1645.6 | 1645.6 | LP18 | LP18 | circuit breaker 3VA2 IEC frame 400 breaking capacity class M Icu=55kA @ 415V 3-pole, line protection ETU350, LSI, In=250A overload protection Ir=100A...250A short-circuit protection Isd=1.5...10 x Ir, Ii=12 x In nut keeper kit shunt trip (STL) 12-30V DC, 24V AC 50/60Hz 2 auxiliary switches HQ 1 trip alarm switch HQ 1 electrical alarm switch | - | 0 | 0
3VA2325-5HN32-0JA0 |  | 3VA2325-5HN32-0JA0 | 1 | UN | 1 | 10 | C | D | EAR99 | N | 85362090 | 1 | 4042949050919 | 4.4 | KG | 1540 | 1540 | LP18 | LP18 | circuit breaker 3VA2 IEC frame 400 breaking capacity class M Icu=55kA @ 415V 3-pole, line protection ETU350, LSI, In=250A overload protection Ir=100A...250A short-circuit protection Isd=1.5...10 x Ir, Ii=12 x In nut keeper kit shunt trip (STL) 110-127V DC, AC 50/60Hz | - | 0 | 0
3VA2325-5HN32-0JC0 |  | 3VA2325-5HN32-0JC0 | 1 | UN | 1 | 10 | C | D | EAR99 | N | 85362090 | 1 | 4042949078449 | 4.4 | KG | 1584 | 1584 | LP18 | LP18 | circuit breaker 3VA2 IEC frame 400 breaking capacity class M Icu=55kA @ 415V 3-pole, line protection ETU350, LSI, In=250A overload protection Ir=100A...250A short-circuit protection Isd=1.5...10 x Ir, Ii=12 x In nut keeper kit shunt trip (STL) 110-127V DC, AC 50/60Hz 2 auxiliary switches HQ | - | 0 | 0
3VA2325-5HN32-0JH0 |  | 3VA2325-5HN32-0JH0 | 1 | UN | 1 | 10 | C | D | EAR99 | N | 85362090 | 1 | 4042949090984 | 4.4 | KG | 1619.2 | 1619.2 | LP18 | LP18 | circuit breaker 3VA2 IEC frame 400 breaking capacity class M Icu=55kA @ 415V 3-pole, line protection ETU350, LSI, In=250A overload protection Ir=100A...250A short-circuit protection Isd=1.5...10 x Ir, Ii=12 x In nut keeper kit shunt trip (STL) 110-127V DC, AC 50/60Hz 2 auxiliary switches HQ 1 trip alarm switch HQ | - | 0 | 0
3VA2325-5HN32-0JL0 |  | 3VA2325-5HN32-0JL0 | 1 | UN | 1 | 10 | C | D | EAR99 | N | 85362090 | 1 | 4042949094876 | 4.4 | KG | 1645.6 | 1645.6 | LP18 | LP18 | circuit breaker 3VA2 IEC frame 400 breaking capacity class M Icu=55kA @ 415V 3-pole, line protection ETU350, LSI, In=250A overload protection Ir=100A...250A short-circuit protection Isd=1.5...10 x Ir, Ii=12 x In nut keeper kit shunt trip (STL) 110-127V DC, AC 50/60Hz 2 auxiliary switches HQ 1 trip alarm switch HQ 1 electrical alarm switch | - | 0 | 0
3VA2325-5HN32-0KA0 |  | 3VA2325-5HN32-0KA0 | 1 | UN | 1 | 10 | C | D | EAR99 | N | 85362090 | 1 | 4042949053002 | 4.4 | KG | 1540 | 1540 | LP18 | LP18 | circuit breaker 3VA2 IEC frame 400 breaking capacity class M Icu=55kA @ 415V 3-pole, line protection ETU350, LSI, In=250A overload protection Ir=100A...250A short-circuit protection Isd=1.5...10 x Ir, Ii=12 x In nut keeper kit shunt trip (STL) 220-250V DC, 208-277V AC | - | 0 | 0
3VA2325-5HN32-0KC0 |  | 3VA2325-5HN32-0KC0 | 1 | UN | 1 | 10 | C | D | EAR99 | N | 85362090 | 1 | 4042949080534 | 4.4 | KG | 1584 | 1584 | LP18 | LP18 | circuit breaker 3VA2 IEC frame 400 breaking capacity class M Icu=55kA @ 415V 3-pole, line protection ETU350, LSI, In=250A overload protection Ir=100A...250A short-circuit protection Isd=1.5...10 x Ir, Ii=12 x In nut keeper kit shunt trip (STL) 220-250V DC, 208-277V AC 2 auxiliary switches HQ | - | 0 | 0
3VA2325-5HN32-0KH0 |  | 3VA2325-5HN32-0KH0 | 1 | UN | 1 | 10 | C | D | EAR99 | N | 85362090 | 1 | 4042949093077 | 4.4 | KG | 1619.2 | 1619.2 | LP18 | LP18 | circuit breaker 3VA2 IEC frame 400 breaking capacity class M Icu=55kA @ 415V 3-pole, line protection ETU350, LSI, In=250A overload protection Ir=100A...250A short-circuit protection Isd=1.5...10 x Ir, Ii=12 x In nut keeper kit shunt trip (STL) 220-250V DC, 208-277V AC 2 auxiliary switches HQ 1 trip alarm switch HQ | - | 0 | 0
3VA2325-5HN32-0KL0 |  | 3VA2325-5HN32-0KL0 | 1 | UN | 1 | 10 | C | D | EAR99 | N | 85362090 | 1 | 4042949095231 | 4.4 | KG | 1645.6 | 1645.6 | LP18 | LP18 | circuit breaker 3VA2 IEC frame 400 breaking capacity class M Icu=55kA @ 415V 3-pole, line protection ETU350, LSI, In=250A overload protection Ir=100A...250A short-circuit protection Isd=1.5...10 x Ir, Ii=12 x In nut keeper kit shunt trip (STL) 220-250V DC, 208-277V AC 2 auxiliary switches HQ 1 trip alarm switch HQ 1 electrical alarm switch | - | 0 | 0
3VA2325-5HN42-0AA0 |  | 3VA2325-5HN42-0AA0 | 1 | UN | 1 | 5 | B | D | EAR99 | N | 85362090 | 1 | 4042948806838 | 6.02 | KG | 1874.4 | 1874.4 | LP18 | LP18 | circuit breaker 3VA2 IEC frame 400 breaking capacity class M Icu=55kA @ 415V 4-pole, line protection ETU350, LSI, In=250A overload protection Ir=100A...250A short-circuit protection Isd=1.5...10 x Ir, Ii=12 x In N conductor protection adjustable (OFF, 50%, 100%) nut keeper kit |  | 0 | 0
3VA2325-5HN42-0AJ0 |  | 3VA2325-5HN42-0AJ0 | 1 | UN | 1 | 10 | C | D | EAR99 | N | 85362090 | 1 | 4042949321712 | 5.796 | KG | 1971.2 | 1971.2 | LP18 | LP18 | circuit breaker 3VA2 IEC frame 400 breaking capacity class M Icu=55kA @ 415V 4-pole, line protection ETU350, LSI, In=250A overload protection Ir=100A...250A short-circuit protection Isd=1.5...10 x Ir, Ii=12 x In N conductor protection adjustable (OFF, 50%, 100%) nut keeper kit 2 auxiliary switches HP 1 trip alarm switch HP | - | 0 | 0
3VA2325-5JP32-0AA0 |  | 3VA2325-5JP32-0AA0 | 1 | UN | 1 | 5 | B | D | EAR99 | N | 85362090 | 1 | 4042948806296 | 4.636 | KG | 1874.4 | 1874.4 | LP18 | LP18 | circuit breaker 3VA2 IEC frame 400 breaking capacity class M Icu=55kA @ 415V 3-pole, line protection ETU550, LSI, In=250A overload protection Ir=100A...250A short-circuit protection Isd=0.6..10x In, Ii=1.5..12x In N conductor protection optionally with external current transformer, up to 160% nut keeper kit |  | 0 | 0
3VA2325-5JP42-0AA0 |  | 3VA2325-5JP42-0AA0 | 1 | UN | 1 | 5 | B | D | EAR99 | N | 85362090 | 1 | 4042948806852 | 5.7 | KG | 2288 | 2288 | LP18 | LP18 | circuit breaker 3VA2 IEC frame 400 breaking capacity class M Icu=55kA @ 415V 4-pole, line protection ETU550, LSI, In=250A overload protection Ir=100A...250A short-circuit protection Isd=0.6..10x In, Ii=1.5..12x In N conductor protection adjustable (OFF, up to 160%) nut keeper kit |  | 0 | 0
3VA2325-5JQ32-0AA0 |  | 3VA2325-5JQ32-0AA0 | 1 | UN | 1 | 5 | B | D | EAR99 | N | 85362090 | 1 | 4042948806302 | 4.66 | KG | 2129.6 | 2129.6 | LP18 | LP18 | circuit breaker 3VA2 IEC frame 400 breaking capacity class M Icu=55kA @ 415V 3-pole, line protection ETU560, LSIG, In=250A overload protection Ir=100A...250A short-circuit protection Isd=0.6..10x In, Ii=1.5..12x In N conductor protection optionally with external current transformer, up to 160% gr.-fault prot., can be sw. off Ig=0.2...1 x In, tg=0.05-0.8s nut keeper kit |  | 0 | 0
3VA2325-5JQ32-0BA0 |  | 3VA2325-5JQ32-0BA0 | 1 | UN | 1 | 10 | C | D | EAR99 | N | 85362090 | 1 | 4042949321118 | 4.385 | KG | 2226.4 | 2226.4 | LP18 | LP18 | circuit breaker 3VA2 IEC frame 400 breaking capacity class M Icu=55kA @ 415V 3-pole, line protection ETU560, LSIG, In=250A overload protection Ir=100A...250A short-circuit protection Isd=0.6..10x In, Ii=1.5..12x In N conductor protection optionally with external current transformer, up to 160% gr.-fault prot., can be sw. off Ig=0.2...1 x In, tg=0.05-0.8s nut keeper kit undervoltage release (UVR) 24V DC | - | 0 | 0
3VA2325-5JQ42-0AA0 |  | 3VA2325-5JQ42-0AA0 | 1 | UN | 1 | 5 | B | D | EAR99 | N | 85362090 | 1 | 4042948806869 | 5.7 | KG | 2534.4 | 2534.4 | LP18 | LP18 | circuit breaker 3VA2 IEC frame 400 breaking capacity class M Icu=55kA @ 415V 4-pole, line protection ETU560, LSIG, In=250A overload protection Ir=100A...250A short-circuit protection Isd=0.6..10x In, Ii=1.5..12x In N conductor protection adjustable (OFF, up to 160%) gr.-fault prot., can be sw. off Ig=0.2...1 x In= tg=0.05-0.8s nut keeper kit |  | 0 | 0
3VA2325-5KP32-0AA0 |  | 3VA2325-5KP32-0AA0 | 1 | UN | 1 | 5 | B | D | EAR99 | N | 85362090 | 1 | 4042948806319 | 4.786 | KG | 2076.8 | 2076.8 | LP18 | LP18 | circuit breaker 3VA2 IEC frame 400 breaking capacity class M Icu=55kA @ 415V 3-pole, line protection ETU850, LSI, In=250A overload protection Ir=100A...250A short-circuit protection Isd=0.6..10x In, Ii=1.5..12x In N conductor protection optionally with external current transformer, up to 160% nut keeper kit |  | 0 | 0
3VA2325-5KP32-0KE0 |  | 3VA2325-5KP32-0KE0 | 1 | UN | 1 | 10 | C | D | EAR99 | N | 85362090 | 1 | 4042949321323 | 4.3 | KG | 2252.8 | 2252.8 | LP18 | LP18 | circuit breaker 3VA2 IEC frame 400 breaking capacity class M Icu=55kA @ 415V 3-pole, line protection ETU850, LSI, In=250A overload protection Ir=100A...250A short-circuit protection Isd=0.6..10x In, Ii=1.5..12x In N conductor protection optionally with external current transformer, up to 160% nut keeper kit 4 auxiliary switches HQ | - | 0 | 0
3VA2325-5KP42-0AA0 |  | 3VA2325-5KP42-0AA0 | 1 | UN | 1 | 5 | B | D | EAR99 | N | 85362090 | 1 | 4042948806876 | 5.7 | KG | 2414 | 2346 | LP18 | LP18 | circuit breaker 3VA2 IEC frame 400 breaking capacity class M Icu=55kA @ 415V 4-pole, line protection ETU850, LSI, In=250A overload protection Ir=100A...250A short-circuit protection Isd=0.6..10x In, Ii=1.5..12x In N conductor protection adjustable (OFF, up to 160%) nut keeper kit | Lista Papel 2020 SI | 0 | 0
3VA2325-5KQ32-0AA0 |  | 3VA2325-5KQ32-0AA0 | 1 | UN | 1 | 5 | B | D | EAR99 | N | 85362090 | 1 | 4042948806326 | 4.5 | KG | 2226.4 | 2226.4 | LP18 | LP18 | circuit breaker 3VA2 IEC frame 400 breaking capacity class M Icu=55kA @ 415V 3-pole, line protection ETU860, LSIG, In=250A overload protection Ir=100A...250A short-circuit protection Isd=0.6..10x In, Ii=1.5..12x In N conductor protection optionally with external current transformer, up to 160% gr.-fault prot., can be sw. off Ig=0.2...1 x In, tg=0.05-0.8s nut keeper kit |  | 0 | 0
3VA2325-5KQ42-0AA0 |  | 3VA2325-5KQ42-0AA0 | 1 | UN | 1 | 5 | B | D | EAR99 | N | 85362090 | 1 | 4042948806883 | 5 | KG | 2666.4 | 2666.4 | LP18 | LP18 | circuit breaker 3VA2 IEC frame 400 breaking capacity class M Icu=55kA @ 415V 4-pole, line protection ETU860, LSIG, In=250A overload protection Ir=100A...250A short-circuit protection Isd=0.6..10x In, Ii=1.5..12x In N conductor protection adjustable (OFF, up to 160%) gr.-fault prot., can be sw. off Ig=0.2...1 x In= tg=0.05-0.8s nut keeper kit |  | 0 | 0
3VA2325-5MN32-0AA0 |  | 3VA2325-5MN32-0AA0 | 1 | UN | 1 | 5 | B | D | EAR99 | N | 85362090 | 1 | 4042948830536 | 4.664 | KG | 1496 | 1496 | LP18 | LP18 | circuit breaker 3VA2 IEC frame 400 breaking capacity class M Icu=55kA @ 415V 3-pole, motor protection ETU350M, LSI, In=250A overload protection Ir=100A...250A short-circuit protection Isd=3...15 x Ir, Ii=15 x In nut keeper kit | - | 0 | 0
3VA2325-5MN32-0AB0 |  | 3VA2325-5MN32-0AB0 | 1 | UN | 1 | 10 | C | D | EAR99 | N | 85362090 | 1 | 4042949106692 | 4.3 | KG | 1566.4 | 1566.4 | LP18 | LP18 | circuit breaker 3VA2 IEC frame 400 breaking capacity class M Icu=55kA @ 415V 3-pole, motor protection ETU350M, LSI, In=250A overload protection Ir=100A...250A short-circuit protection Isd=3...15 x Ir, Ii=15 x In nut keeper kit 2 auxiliary switches HP | - | 0 | 0
3VA2325-5MN32-0AC0 |  | 3VA2325-5MN32-0AC0 | 1 | UN | 1 | 10 | C | D | EAR99 | N | 85362090 | 1 | 4042949106876 | 4.3 | KG | 1548.8 | 1548.8 | LP18 | LP18 | circuit breaker 3VA2 IEC frame 400 breaking capacity class M Icu=55kA @ 415V 3-pole, motor protection ETU350M, LSI, In=250A overload protection Ir=100A...250A short-circuit protection Isd=3...15 x Ir, Ii=15 x In nut keeper kit 2 auxiliary switches HQ | - | 0 | 0
3VA2325-5MN32-0AD0 |  | 3VA2325-5MN32-0AD0 | 1 | UN | 1 | 10 | C | D | EAR99 | N | 85362090 | 1 | 4042949107057 | 4.3 | KG | 1566.4 | 1566.4 | LP18 | LP18 | circuit breaker 3VA2 IEC frame 400 breaking capacity class M Icu=55kA @ 415V 3-pole, motor protection ETU350M, LSI, In=250A overload protection Ir=100A...250A short-circuit protection Isd=3...15 x Ir, Ii=15 x In nut keeper kit 3 auxiliary switches HQ | - | 0 | 0
3VA2325-5MN32-0AE0 |  | 3VA2325-5MN32-0AE0 | 1 | UN | 1 | 10 | C | D | EAR99 | N | 85362090 | 1 | 4042949107231 | 4.3 | KG | 1592.8 | 1592.8 | LP18 | LP18 | circuit breaker 3VA2 IEC frame 400 breaking capacity class M Icu=55kA @ 415V 3-pole, motor protection ETU350M, LSI, In=250A overload protection Ir=100A...250A short-circuit protection Isd=3...15 x Ir, Ii=15 x In nut keeper kit 4 auxiliary switches HQ | - | 0 | 0
3VA2325-5MN32-0AF0 |  | 3VA2325-5MN32-0AF0 | 1 | UN | 1 | 10 | C | D | EAR99 | N | 85362090 | 1 | 4042949107415 | 4.3 | KG | 1548.8 | 1548.8 | LP18 | LP18 | circuit breaker 3VA2 IEC frame 400 breaking capacity class M Icu=55kA @ 415V 3-pole, motor protection ETU350M, LSI, In=250A overload protection Ir=100A...250A short-circuit protection Isd=3...15 x Ir, Ii=15 x In nut keeper kit 1 auxiliary switch HQ 1 trip alarm switch HQ | - | 0 | 0
3VA2325-5MN32-0AG0 |  | 3VA2325-5MN32-0AG0 | 1 | UN | 1 | 10 | C | D | EAR99 | N | 85362090 | 1 | 4042949107590 | 4.3 | KG | 1566.4 | 1566.4 | LP18 | LP18 | circuit breaker 3VA2 IEC frame 400 breaking capacity class M Icu=55kA @ 415V 3-pole, motor protection ETU350M, LSI, In=250A overload protection Ir=100A...250A short-circuit protection Isd=3...15 x Ir, Ii=15 x In nut keeper kit 1 auxiliary switch HP 1 trip alarm switch HP | - | 0 | 0
3VA2325-5MN32-0AH0 |  | 3VA2325-5MN32-0AH0 | 1 | UN | 1 | 10 | C | D | EAR99 | N | 85362090 | 1 | 4042949107774 | 4.3 | KG | 1566.4 | 1566.4 | LP18 | LP18 | circuit breaker 3VA2 IEC frame 400 breaking capacity class M Icu=55kA @ 415V 3-pole, motor protection ETU350M, LSI, In=250A overload protection Ir=100A...250A short-circuit protection Isd=3...15 x Ir, Ii=15 x In nut keeper kit 2 auxiliary switches HQ 1 trip alarm switch HQ | - | 0 | 0
3VA2325-5MN32-0AJ0 |  | 3VA2325-5MN32-0AJ0 | 1 | UN | 1 | 10 | C | D | EAR99 | N | 85362090 | 1 | 4042949107958 | 4.3 | KG | 1601.6 | 1601.6 | LP18 | LP18 | circuit breaker 3VA2 IEC frame 400 breaking capacity class M Icu=55kA @ 415V 3-pole, motor protection ETU350M, LSI, In=250A overload protection Ir=100A...250A short-circuit protection Isd=3...15 x Ir, Ii=15 x In nut keeper kit 2 auxiliary switches HP 1 trip alarm switch HP | - | 0 | 0
3VA2325-5MN32-0BA0 |  | 3VA2325-5MN32-0BA0 | 1 | UN | 1 | 10 | C | D | EAR99 | N | 85362090 | 1 | 4042949105619 | 4.3 | KG | 1610.4 | 1610.4 | LP18 | LP18 | circuit breaker 3VA2 IEC frame 400 breaking capacity class M Icu=55kA @ 415V 3-pole, motor protection ETU350M, LSI, In=250A overload protection Ir=100A...250A short-circuit protection Isd=3...15 x Ir, Ii=15 x In nut keeper kit undervoltage release (UVR) 24V DC | - | 0 | 0
3VA2325-5MN32-0BC0 |  | 3VA2325-5MN32-0BC0 | 1 | UN | 1 | 10 | C | D | EAR99 | N | 85362090 | 1 | 4042949108139 | 4.3 | KG | 1654.4 | 1654.4 | LP18 | LP18 | circuit breaker 3VA2 IEC frame 400 breaking capacity class M Icu=55kA @ 415V 3-pole, motor protection ETU350M, LSI, In=250A overload protection Ir=100A...250A short-circuit protection Isd=3...15 x Ir, Ii=15 x In nut keeper kit undervoltage release (UVR) 24V DC | - | 0 | 0
3VA2325-5MN32-0BH0 |  | 3VA2325-5MN32-0BH0 | 1 | UN | 1 | 10 | C | D | EAR99 | N | 85362090 | 1 | 4042949109211 | 4.3 | KG | 1672 | 1672 | LP18 | LP18 | circuit breaker 3VA2 IEC frame 400 breaking capacity class M Icu=55kA @ 415V 3-pole, motor protection ETU350M, LSI, In=250A overload protection Ir=100A...250A short-circuit protection Isd=3...15 x Ir, Ii=15 x In nut keeper kit undervoltage release (UVR) 24V DC 2 auxiliary switches HQ 1 trip alarm switch HQ | - | 0 | 0
3VA2325-5MN32-0BL0 |  | 3VA2325-5MN32-0BL0 | 1 | UN | 1 | 10 | C | D | EAR99 | N | 85362090 | 1 | 4042949110293 | 4.3 | KG | 1707.2 | 1707.2 | LP18 | LP18 | circuit breaker 3VA2 IEC frame 400 breaking capacity class M Icu=55kA @ 415V 3-pole, motor protection ETU350M, LSI, In=250A overload protection Ir=100A...250A short-circuit protection Isd=3...15 x Ir, Ii=15 x In nut keeper kit undervoltage release (UVR) 24V DC 2 auxiliary switches HQ 1 trip alarm switch HQ 1 electrical alarm switch | - | 0 | 0
3VA2325-5MN32-0CA0 |  | 3VA2325-5MN32-0CA0 | 1 | UN | 1 | 10 | C | D | EAR99 | N | 85362090 | 1 | 4042949105794 | 4.3 | KG | 1610.4 | 1610.4 | LP18 | LP18 | circuit breaker 3VA2 IEC frame 400 breaking capacity class M Icu=55kA @ 415V 3-pole, motor protection ETU350M, LSI, In=250A overload protection Ir=100A...250A short-circuit protection Isd=3...15 x Ir, Ii=15 x In nut keeper kit undervoltage release (UVR) 120-127V AC 50/60Hz | - | 0 | 0
3VA2325-5MN32-0CC0 |  | 3VA2325-5MN32-0CC0 | 1 | UN | 1 | 10 | C | D | EAR99 | N | 85362090 | 1 | 4042949108313 | 4.3 | KG | 1654.4 | 1654.4 | LP18 | LP18 | circuit breaker 3VA2 IEC frame 400 breaking capacity class M Icu=55kA @ 415V 3-pole, motor protection ETU350M, LSI, In=250A overload protection Ir=100A...250A short-circuit protection Isd=3...15 x Ir, Ii=15 x In nut keeper kit undervoltage release (UVR) 120-127V AC 50/60Hz | - | 0 | 0
3VA2325-5MN32-0CH0 |  | 3VA2325-5MN32-0CH0 | 1 | UN | 1 | 10 | C | D | EAR99 | N | 85362090 | 1 | 4042949109396 | 4.3 | KG | 1672 | 1672 | LP18 | LP18 | circuit breaker 3VA2 IEC frame 400 breaking capacity class M Icu=55kA @ 415V 3-pole, motor protection ETU350M, LSI, In=250A overload protection Ir=100A...250A short-circuit protection Isd=3...15 x Ir, Ii=15 x In nut keeper kit undervoltage release (UVR) 120-127V AC 50/60Hz 2 auxiliary switches HQ 1 trip alarm switch HQ | - | 0 | 0
3VA2325-5MN32-0CL0 |  | 3VA2325-5MN32-0CL0 | 1 | UN | 1 | 10 | C | D | EAR99 | N | 85362090 | 1 | 4042949110477 | 4.3 | KG | 1707.2 | 1707.2 | LP18 | LP18 | circuit breaker 3VA2 IEC frame 400 breaking capacity class M Icu=55kA @ 415V 3-pole, motor protection ETU350M, LSI, In=250A overload protection Ir=100A...250A short-circuit protection Isd=3...15 x Ir, Ii=15 x In nut keeper kit undervoltage release (UVR) 120-127V AC 50/60Hz 2 auxiliary switches HQ 1 trip alarm switch HQ 1 electrical alarm switch | - | 0 | 0
3VA2325-5MN32-0DA0 |  | 3VA2325-5MN32-0DA0 | 1 | UN | 1 | 10 | C | D | EAR99 | N | 85362090 | 1 | 4042949105978 | 4.3 | KG | 1610.4 | 1610.4 | LP18 | LP18 | circuit breaker 3VA2 IEC frame 400 breaking capacity class M Icu=55kA @ 415V 3-pole, motor protection ETU350M, LSI, In=250A overload protection Ir=100A...250A short-circuit protection Isd=3...15 x Ir, Ii=15 x In nut keeper kit undervoltage release (UVR) 208-230V AC 50/60Hz | - | 0 | 0
3VA2325-5MN32-0DC0 |  | 3VA2325-5MN32-0DC0 | 1 | UN | 1 | 10 | C | D | EAR99 | N | 85362090 | 1 | 4042949108498 | 4.3 | KG | 1654.4 | 1654.4 | LP18 | LP18 | circuit breaker 3VA2 IEC frame 400 breaking capacity class M Icu=55kA @ 415V 3-pole, motor protection ETU350M, LSI, In=250A overload protection Ir=100A...250A short-circuit protection Isd=3...15 x Ir, Ii=15 x In nut keeper kit undervoltage release (UVR) 208-230V AC 50/60Hz 2 auxiliary switches HQ | - | 0 | 0
3VA2325-5MN32-0DF0 |  | 3VA2325-5MN32-0DF0 | 1 | UN | 1 | 10 | C | D | EAR99 | N | 85362090 | 1 | 4042949322740 | 4.787 | KG | 1654.4 | 1654.4 | LP18 | LP18 | circuit breaker 3VA2 IEC frame 400 breaking capacity class M Icu=55kA @ 415V 3-pole, motor protection ETU350M, LSI, In=250A overload protection Ir=100A...250A short-circuit protection Isd=3...15 x Ir, Ii=15 x In nut keeper kit undervoltage release (UVR) 208-230V AC 50/60Hz 1 auxiliary switch HQ 1 trip alarm switch HQ | - | 0 | 0
3VA2325-5MN32-0DH0 |  | 3VA2325-5MN32-0DH0 | 1 | UN | 1 | 10 | C | D | EAR99 | N | 85362090 | 1 | 4042949109570 | 4.3 | KG | 1672 | 1672 | LP18 | LP18 | circuit breaker 3VA2 IEC frame 400 breaking capacity class M Icu=55kA @ 415V 3-pole, motor protection ETU350M, LSI, In=250A overload protection Ir=100A...250A short-circuit protection Isd=3...15 x Ir, Ii=15 x In nut keeper kit undervoltage release (UVR) 208-230V AC 50/60Hz 2 auxiliary switches HQ 1 trip alarm switch HQ | - | 0 | 0
3VA2325-5MN32-0DL0 |  | 3VA2325-5MN32-0DL0 | 1 | UN | 1 | 10 | C | D | EAR99 | N | 85362090 | 1 | 4042949110651 | 4.3 | KG | 1707.2 | 1707.2 | LP18 | LP18 | circuit breaker 3VA2 IEC frame 400 breaking capacity class M Icu=55kA @ 415V 3-pole, motor protection ETU350M, LSI, In=250A overload protection Ir=100A...250A short-circuit protection Isd=3...15 x Ir, Ii=15 x In nut keeper kit undervoltage release (UVR) 208-230V AC 50/60Hz 2 auxiliary switches HQ 1 trip alarm switch HQ 1 electrical alarm switch | - | 0 | 0
3VA2325-5MN32-0HA0 |  | 3VA2325-5MN32-0HA0 | 1 | UN | 1 | 10 | C | D | EAR99 | N | 85362090 | 1 | 4042949106159 | 4.3 | KG | 1584 | 1584 | LP18 | LP18 | circuit breaker 3VA2 IEC frame 400 breaking capacity class M Icu=55kA @ 415V 3-pole, motor protection ETU350M, LSI, In=250A overload protection Ir=100A...250A short-circuit protection Isd=3...15 x Ir, Ii=15 x In nut keeper kit shunt trip (STL) 12-30V DC, 24V AC 50/60Hz | - | 0 | 0
3VA2325-5MN32-0HC0 |  | 3VA2325-5MN32-0HC0 | 1 | UN | 1 | 10 | C | D | EAR99 | N | 85362090 | 1 | 4042949108672 | 4.3 | KG | 1628 | 1628 | LP18 | LP18 | circuit breaker 3VA2 IEC frame 400 breaking capacity class M Icu=55kA @ 415V 3-pole, motor protection ETU350M, LSI, In=250A overload protection Ir=100A...250A short-circuit protection Isd=3...15 x Ir, Ii=15 x In nut keeper kit shunt trip (STL) 12-30V DC, 24V AC 50/60Hz 2 auxiliary switches HQ | - | 0 | 0
3VA2325-5MN32-0HF0 |  | 3VA2325-5MN32-0HF0 | 1 | UN | 1 | 10 | C | D | EAR99 | N | 85362090 | 1 | 4042949328643 | 4.8 | KG | 1628 | 1628 | LP18 | LP18 | circuit breaker 3VA2 IEC frame 400 breaking capacity class M Icu=55kA @ 415V 3-pole, motor protection ETU350M, LSI, In=250A overload protection Ir=100A...250A short-circuit protection Isd=3...15 x Ir, Ii=15 x In nut keeper kit circuit breaker 3VA2 IEC frame 400 breaking capacity class M Icu=55kA @ 415V 3-pole, motor protection ETU350M, LSI, In=250A overload protection Ir=100A...250A short-circuit protection Isd=3...15 x Ir, SHUNT TRIP LEFT 24 V AC 50/60 HZ / 24-30 V DC ACCESSORY FOR 1 AUXILIARY SWITCH CHANGEOVER H 1 TRIP ALARM SWITCH CHANGEOVER |  | 0 | 0
3VA2325-5MN32-0HH0 |  | 3VA2325-5MN32-0HH0 | 1 | UN | 1 | 10 | C | D | EAR99 | N | 85362090 | 1 | 4042949109754 | 4.3 | KG | 1645.6 | 1645.6 | LP18 | LP18 | circuit breaker 3VA2 IEC frame 400 breaking capacity class M Icu=55kA @ 415V 3-pole, motor protection ETU350M, LSI, In=250A overload protection Ir=100A...250A short-circuit protection Isd=3...15 x Ir, Ii=15 x In nut keeper kit shunt trip (STL) 12-30V DC, 24V AC 50/60Hz 2 auxiliary switches HQ 1 trip alarm switch HQ | - | 0 | 0
3VA2325-5MN32-0HL0 |  | 3VA2325-5MN32-0HL0 | 1 | UN | 1 | 10 | C | D | EAR99 | N | 85362090 | 1 | 4042949110835 | 4.3 | KG | 1680.8 | 1680.8 | LP18 | LP18 | circuit breaker 3VA2 IEC frame 400 breaking capacity class M Icu=55kA @ 415V 3-pole, motor protection ETU350M, LSI, In=250A overload protection Ir=100A...250A short-circuit protection Isd=3...15 x Ir, Ii=15 x In nut keeper kit shunt trip (STL) 12-30V DC, 24V AC 50/60Hz 2 auxiliary switches HQ 1 trip alarm switch HQ 1 electrical alarm switch | - | 0 | 0
3VA2325-5MN32-0JA0 |  | 3VA2325-5MN32-0JA0 | 1 | UN | 1 | 10 | C | D | EAR99 | N | 85362090 | 1 | 4042949106333 | 4.3 | KG | 1584 | 1584 | LP18 | LP18 | circuit breaker 3VA2 IEC frame 400 breaking capacity class M Icu=55kA @ 415V 3-pole, motor protection ETU350M, LSI, In=250A overload protection Ir=100A...250A short-circuit protection Isd=3...15 x Ir, Ii=15 x In nut keeper kit shunt trip (STL) 110-127V DC, AC 50/60Hz | - | 0 | 0
3VA2325-5MN32-0JC0 |  | 3VA2325-5MN32-0JC0 | 1 | UN | 1 | 10 | C | D | EAR99 | N | 85362090 | 1 | 4042949108856 | 4.3 | KG | 1628 | 1628 | LP18 | LP18 | circuit breaker 3VA2 IEC frame 400 breaking capacity class M Icu=55kA @ 415V 3-pole, motor protection ETU350M, LSI, In=250A overload protection Ir=100A...250A short-circuit protection Isd=3...15 x Ir, Ii=15 x In nut keeper kit shunt trip (STL) 110-127V DC, AC 50/60Hz 2 auxiliary switches HQ | - | 0 | 0
3VA2325-5MN32-0JH0 |  | 3VA2325-5MN32-0JH0 | 1 | UN | 1 | 10 | C | D | EAR99 | N | 85362090 | 1 | 4042949109938 | 4.3 | KG | 1645.6 | 1645.6 | LP18 | LP18 | circuit breaker 3VA2 IEC frame 400 breaking capacity class M Icu=55kA @ 415V 3-pole, motor protection ETU350M, LSI, In=250A overload protection Ir=100A...250A short-circuit protection Isd=3...15 x Ir, Ii=15 x In nut keeper kit shunt trip (STL) 110-127V DC, AC 50/60Hz 2 auxiliary switches HQ 1 trip alarm switch HQ | - | 0 | 0
3VA2325-5MN32-0JL0 |  | 3VA2325-5MN32-0JL0 | 1 | UN | 1 | 10 | C | D | EAR99 | N | 85362090 | 1 | 4042949111016 | 4.3 | KG | 1680.8 | 1680.8 | LP18 | LP18 | circuit breaker 3VA2 IEC frame 400 breaking capacity class M Icu=55kA @ 415V 3-pole, motor protection ETU350M, LSI, In=250A overload protection Ir=100A...250A short-circuit protection Isd=3...15 x Ir, Ii=15 x In nut keeper kit shunt trip (STL) 110-127V DC, AC 50/60Hz 2 auxiliary switches HQ 1 trip alarm switch HQ 1 electrical alarm switch | - | 0 | 0
3VA2325-5MN32-0KA0 |  | 3VA2325-5MN32-0KA0 | 1 | UN | 1 | 10 | C | D | EAR99 | N | 85362090 | 1 | 4042949106517 | 4.3 | KG | 1584 | 1584 | LP18 | LP18 | circuit breaker 3VA2 IEC frame 400 breaking capacity class M Icu=55kA @ 415V 3-pole, motor protection ETU350M, LSI, In=250A overload protection Ir=100A...250A short-circuit protection Isd=3...15 x Ir, Ii=15 x In nut keeper kit shunt trip (STL) 220-250V DC, 208-277V AC | - | 0 | 0
3VA2325-5MN32-0KB0 |  | 3VA2325-5MN32-0KB0 | 1 | UN | 1 | 10 | C | D | EAR99 | N | 85362090 | 1 | 4042949322764 | 4.81 | KG | 1909.6 | 1909.6 | LP18 | LP18 | circuit breaker 3VA2 IEC frame 400 breaking capacity class M Icu=55kA @ 415V 3-pole, motor protection ETU350M, LSI, In=250A overload protection Ir=100A...250A short-circuit protection Isd=3...15 x Ir, Ii=15 x In nut keeper kit shunt trip (STL) 220-250V DC, 208-277V AC 2 auxiliary switches HP | - | 0 | 0
3VA2325-5MN32-0KC0 |  | 3VA2325-5MN32-0KC0 | 1 | UN | 1 | 10 | C | D | EAR99 | N | 85362090 | 1 | 4042949109037 | 4.3 | KG | 1628 | 1628 | LP18 | LP18 | circuit breaker 3VA2 IEC frame 400 breaking capacity class M Icu=55kA @ 415V 3-pole, motor protection ETU350M, LSI, In=250A overload protection Ir=100A...250A short-circuit protection Isd=3...15 x Ir, Ii=15 x In nut keeper kit shunt trip (STL) 220-250V DC, 208-277V AC 2 auxiliary switches HQ | - | 0 | 0
3VA2325-5MN32-0KH0 |  | 3VA2325-5MN32-0KH0 | 1 | UN | 1 | 10 | C | D | EAR99 | N | 85362090 | 1 | 4042949110118 | 4.3 | KG | 1645.6 | 1645.6 | LP18 | LP18 | circuit breaker 3VA2 IEC frame 400 breaking capacity class M Icu=55kA @ 415V 3-pole, motor protection ETU350M, LSI, In=250A overload protection Ir=100A...250A short-circuit protection Isd=3...15 x Ir, Ii=15 x In nut keeper kit shunt trip (STL) 220-250V DC, 208-277V AC 2 auxiliary switches HQ 1 trip alarm switch HQ | - | 0 | 0
3VA2325-5MN32-0KL0 |  | 3VA2325-5MN32-0KL0 | 1 | UN | 1 | 10 | C | D | EAR99 | N | 85362090 | 1 | 4042949111191 | 4.3 | KG | 1680.8 | 1680.8 | LP18 | LP18 | circuit breaker 3VA2 IEC frame 400 breaking capacity class M Icu=55kA @ 415V 3-pole, motor protection ETU350M, LSI, In=250A overload protection Ir=100A...250A short-circuit protection Isd=3...15 x Ir, Ii=15 x In nut keeper kit shunt trip (STL) 220-250V DC, 208-277V AC 2 auxiliary switches HQ 1 trip alarm switch HQ 1 electrical alarm switch | - | 0 | 0
3VA2325-5MP32-0AA0 |  | 3VA2325-5MP32-0AA0 | 1 | UN | 1 | 5 | B | D | EAR99 | N | 85362090 | 1 | 4042948903742 | 4.66 | KG | 1680.8 | 1680.8 | LP18 | LP18 | CIRCUIT BREAKER 3VA2 IEC FRAME 400 BREAKING CAPACITY CLASS M ICU=55KA @ 415 V 3-POLE, MOTOR PROTECTION ETU550M, LSI, In=250A OVERLOAD PROTECTION IR=100A ...250A SHORT CIRCUIT PROTECTION ISD=1,2... 15X IN,II=3...15X IN BUSBAR CONNECTION | - | 0 | 0
3VA2325-5MQ32-0AA0 |  | 3VA2325-5MQ32-0AA0 | 1 | UN | 1 | 5 | B | D | EAR99 | N | 85362090 | 1 | 4042948830529 | 4.745 | KG | 1980 | 1980 | LP18 | LP18 | circuit breaker 3VA2 IEC frame 400 breaking capacity class M Icu=55kA @ 415V 3-pole, motor protection ETU860M, LSIG, In=250A overload protection Ir=100A...250A short-circuit protection Isd=1.2..15x In, Ii=3..15x In gr.-fault prot., can be sw. off Ig=0.2...1 x In, tg=0.05-0.8s nut keeper kit | - | 0 | 0
3VA2325-5MQ32-0AC0 |  | 3VA2325-5MQ32-0AC0 | 1 | UN | 1 | 10 | C | D | EAR99 | N | 85362090 | 1 | 4042949321590 | 4.346 | KG | 2041.6 | 2041.6 | LP18 | LP18 | circuit breaker 3VA2 IEC frame 400 breaking capacity class M Icu=55kA @ 415V 3-pole, motor protection ETU860M, LSIG, In=250A overload protection Ir=100A...250A short-circuit protection Isd=1.2...15 x In, Ii=15 x In gr.-fault prot., can be sw. off Ig=0.2...1 x In, tg=0.05-0.8s nut keeper kit 2 auxiliary switches HQ | - | 0 | 0
3VA2325-5MQ32-0DJ0 |  | 3VA2325-5MQ32-0DJ0 | 1 | UN | 1 | 10 | C | D | EAR99 | N | 85362090 | 1 | 4042949321927 | 4.476 | KG | 2208.8 | 2208.8 | LP18 | LP18 | circuit breaker 3VA2 IEC frame 400 breaking capacity class M Icu=55kA @ 415V 3-pole, motor protection ETU860M, LSIG, In=250A overload protection Ir=100A...250A short-circuit protection Isd=1.2...15 x In, Ii=15 x In gr.-fault prot., can be sw. off Ig=0.2...1 x In, tg=0.05-0.8s nut keeper kit undervoltage release (UVR) 208-230V AC 50/60Hz 2 auxiliary switches HP 1 trip alarm switch HP | - | 0 | 0
3VA2325-5MQ32-0LD0 |  | 3VA2325-5MQ32-0LD0 | 1 | UN | 1 | 10 | C | D | EAR99 | N | 85362090 | 1 | 4042949326007 | 4.902 | KG | 2252.8 | 2252.8 | LP18 | LP18 | circuit breaker 3VA2 IEC frame 400 breaking capacity class M Icu=55kA @ 415V 3-pole, motor protection ETU860M, LSIG, In=250A overload protection Ir=100A...250A short-circuit protection Isd=1.2..15x In, Ii=3..15x In gr.-fault prot., can be sw. off Ig=0.2...1 x In, tg=0.05-0.8s nut keeper kit circuit breaker 3VA2 IEC frame 400 universal release 24V DC 3 auxiliary switches HQ | - | 0 | 0
3VA2325-6HK32-0AA0 |  | 3VA2325-6HK32-0AA0 | 1 | UN | 1 | 5 | B | D | EAR99 | N | 85362090 | 1 | 4042948806333 | 4.5 | KG | 1540 | 1540 | LP18 | LP18 | circuit breaker 3VA2 IEC frame 400 breaking capacity class H Icu=85kA @ 415V 3-pole, line protection ETU340, ELISA LI, In=250A overload protection Ir=100A...250A short-circuit protection Ii=15 x In nut keeper kit | - | 0 | 0
3VA2325-6HK42-0AA0 |  | 3VA2325-6HK42-0AA0 | 1 | UN | 1 | 5 | B | D | EAR99 | N | 85362090 | 1 | 4042948806890 | 5.7 | KG | 2015.2 | 2015.2 | LP18 | LP18 | circuit breaker 3VA2 IEC frame 400 breaking capacity class H Icu=85kA @ 415V 4-pole, line protection ETU340, ELISA LI, In=250A overload protection Ir=100A...250A short-circuit protection Ii=15 x In N conductor protection adjustable (OFF, 50%, 100%) nut keeper kit | - | 0 | 0
3VA2325-6HL32-0AA0 |  | 3VA2325-6HL32-0AA0 | 1 | UN | 1 | 5 | B | D | EAR99 | N | 85362090 | 1 | 4042948834343 | 4.667 | KG | 1540 | 1540 | LP18 | LP18 | circuit breaker 3VA2 IEC frame 400 breaking capacity class H Icu=85kA @ 415V 3-pole, line protection ETU320, LI, In=250A overload protection Ir=100A...250A short-circuit protection Ii=1.5...12 x In nut keeper kit |  | 0 | 0
3VA2325-6HL32-0AB0 |  | 3VA2325-6HL32-0AB0 | 1 | UN | 1 | 10 | C | D | EAR99 | N | 85362090 | 1 | 4042949096078 | 4.4 | KG | 1610.4 | 1610.4 | LP18 | LP18 | circuit breaker 3VA2 IEC frame 400 breaking capacity class H Icu=85kA @ 415V 3-pole, line protection ETU320, LI, In=250A overload protection Ir=100A...250A short-circuit protection Ii=1.5...12 x In nut keeper kit 2 auxiliary switches HP | - | 0 | 0
3VA2325-6HL32-0AC0 |  | 3VA2325-6HL32-0AC0 | 1 | UN | 1 | 10 | C | D | EAR99 | N | 85362090 | 1 | 4042949096191 | 4.4 | KG | 1584 | 1584 | LP18 | LP18 | circuit breaker 3VA2 IEC frame 400 breaking capacity class H Icu=85kA @ 415V 3-pole, line protection ETU320, LI, In=250A overload protection Ir=100A...250A short-circuit protection Ii=1.5...12 x In nut keeper kit 2 auxiliary switches HQ | - | 0 | 0
3VA2325-6HL32-0AD0 |  | 3VA2325-6HL32-0AD0 | 1 | UN | 1 | 10 | C | D | EAR99 | N | 85362090 | 1 | 4042949096313 | 4.4 | KG | 1610.4 | 1610.4 | LP18 | LP18 | circuit breaker 3VA2 IEC frame 400 breaking capacity class H Icu=85kA @ 415V 3-pole, line protection ETU320, LI, In=250A overload protection Ir=100A...250A short-circuit protection Ii=1.5...12 x In nut keeper kit 3 auxiliary switches HQ | - | 0 | 0
3VA2325-6HL32-0AE0 |  | 3VA2325-6HL32-0AE0 | 1 | UN | 1 | 10 | C | D | EAR99 | N | 85362090 | 1 | 4042949096436 | 4.4 | KG | 1628 | 1628 | LP18 | LP18 | circuit breaker 3VA2 IEC frame 400 breaking capacity class H Icu=85kA @ 415V 3-pole, line protection ETU320, LI, In=250A overload protection Ir=100A...250A short-circuit protection Ii=1.5...12 x In nut keeper kit 4 auxiliary switches HQ | - | 0 | 0
3VA2325-6HL32-0AF0 |  | 3VA2325-6HL32-0AF0 | 1 | UN | 1 | 10 | C | D | EAR99 | N | 85362090 | 1 | 4042949096559 | 4.4 | KG | 1584 | 1584 | LP18 | LP18 | circuit breaker 3VA2 IEC frame 400 breaking capacity class H Icu=85kA @ 415V 3-pole, line protection ETU320, LI, In=250A overload protection Ir=100A...250A short-circuit protection Ii=1.5...12 x In nut keeper kit 1 auxiliary switch HQ 1 trip alarm switch HQ | - | 0 | 0
3VA2325-6HL32-0AG0 |  | 3VA2325-6HL32-0AG0 | 1 | UN | 1 | 10 | C | D | EAR99 | N | 85362090 | 1 | 4042949096672 | 4.4 | KG | 1610.4 | 1610.4 | LP18 | LP18 | circuit breaker 3VA2 IEC frame 400 breaking capacity class H Icu=85kA @ 415V 3-pole, line protection ETU320, LI, In=250A overload protection Ir=100A...250A short-circuit protection Ii=1.5...12 x In nut keeper kit 1 auxiliary switch HP 1 trip alarm switch HP | - | 0 | 0
3VA2325-6HL32-0AH0 |  | 3VA2325-6HL32-0AH0 | 1 | UN | 1 | 10 | C | D | EAR99 | N | 85362090 | 1 | 4042949096795 | 4.4 | KG | 1610.4 | 1610.4 | LP18 | LP18 | circuit breaker 3VA2 IEC frame 400 breaking capacity class H Icu=85kA @ 415V 3-pole, line protection ETU320, LI, In=250A overload protection Ir=100A...250A short-circuit protection Ii=1.5...12 x In nut keeper kit 2 auxiliary switches HQ 1 trip alarm switch HQ | - | 0 | 0
3VA2325-6HL32-0AJ0 |  | 3VA2325-6HL32-0AJ0 | 1 | UN | 1 | 10 | C | D | EAR99 | N | 85362090 | 1 | 4042949096917 | 4.4 | KG | 1645.6 | 1645.6 | LP18 | LP18 | circuit breaker 3VA2 IEC frame 400 breaking capacity class H Icu=85kA @ 415V 3-pole, line protection ETU320, LI, In=250A overload protection Ir=100A...250A short-circuit protection Ii=1.5...12 x In nut keeper kit 2 auxiliary switches HP 1 trip alarm switch HP | - | 0 | 0
3VA2325-6HL32-0BA0 |  | 3VA2325-6HL32-0BA0 | 1 | UN | 1 | 10 | C | D | EAR99 | N | 85362090 | 1 | 4042949095354 | 4.4 | KG | 1645.6 | 1645.6 | LP18 | LP18 | circuit breaker 3VA2 IEC frame 400 breaking capacity class H Icu=85kA @ 415V 3-pole, line protection ETU320, LI, In=250A overload protection Ir=100A...250A short-circuit protection Ii=1.5...12 x In nut keeper kit undervoltage release (UVR) 24V DC | - | 0 | 0
3VA2325-6HL32-0BC0 |  | 3VA2325-6HL32-0BC0 | 1 | UN | 1 | 10 | C | D | EAR99 | N | 85362090 | 1 | 4042949097037 | 4.4 | KG | 1689.6 | 1689.6 | LP18 | LP18 | circuit breaker 3VA2 IEC frame 400 breaking capacity class H Icu=85kA @ 415V 3-pole, line protection ETU320, LI, In=250A overload protection Ir=100A...250A short-circuit protection Ii=1.5...12 x In nut keeper kit undervoltage release (UVR) 24V DC 2 auxiliary switches HQ | - | 0 | 0
3VA2325-6HL32-0BH0 |  | 3VA2325-6HL32-0BH0 | 1 | UN | 1 | 10 | C | D | EAR99 | N | 85362090 | 1 | 4042949097754 | 4.4 | KG | 1707.2 | 1707.2 | LP18 | LP18 | circuit breaker 3VA2 IEC frame 400 breaking capacity class H Icu=85kA @ 415V 3-pole, line protection ETU320, LI, In=250A overload protection Ir=100A...250A short-circuit protection Ii=1.5...12 x In nut keeper kit undervoltage release (UVR) 24V DC 2 auxiliary switches HQ 1 trip alarm switch HQ | - | 0 | 0
3VA2325-6HL32-0BL0 |  | 3VA2325-6HL32-0BL0 | 1 | UN | 1 | 10 | C | D | EAR99 | N | 85362090 | 1 | 4042949098478 | 4.4 | KG | 1760 | 1760 | LP18 | LP18 | circuit breaker 3VA2 IEC frame 400 breaking capacity class H Icu=85kA @ 415V 3-pole, line protection ETU320, LI, In=250A overload protection Ir=100A...250A short-circuit protection Ii=1.5...12 x In nut keeper kit undervoltage release (UVR) 24V DC 2 auxiliary switches HQ 1 trip alarm switch HQ 1 electrical alarm switch | - | 0 | 0
3VA2325-6HL32-0CA0 |  | 3VA2325-6HL32-0CA0 | 1 | UN | 1 | 10 | C | D | EAR99 | N | 85362090 | 1 | 4042949095477 | 4.4 | KG | 1645.6 | 1645.6 | LP18 | LP18 | circuit breaker 3VA2 IEC frame 400 breaking capacity class H Icu=85kA @ 415V 3-pole, line protection ETU320, LI, In=250A overload protection Ir=100A...250A short-circuit protection Ii=1.5...12 x In nut keeper kit undervoltage release (UVR) 120-127V AC 50/60Hz | - | 0 | 0
3VA2325-6HL32-0CC0 |  | 3VA2325-6HL32-0CC0 | 1 | UN | 1 | 10 | C | D | EAR99 | N | 85362090 | 1 | 4042949097150 | 4.4 | KG | 1689.6 | 1689.6 | LP18 | LP18 | circuit breaker 3VA2 IEC frame 400 breaking capacity class H Icu=85kA @ 415V 3-pole, line protection ETU320, LI, In=250A overload protection Ir=100A...250A short-circuit protection Ii=1.5...12 x In nut keeper kit undervoltage release (UVR) 120-127V AC 50/60Hz 2 auxiliary switches HQ | - | 0 | 0
3VA2325-6HL32-0CH0 |  | 3VA2325-6HL32-0CH0 | 1 | UN | 1 | 10 | C | D | EAR99 | N | 85362090 | 1 | 4042949097877 | 4.4 | KG | 1707.2 | 1707.2 | LP18 | LP18 | circuit breaker 3VA2 IEC frame 400 breaking capacity class H Icu=85kA @ 415V 3-pole, line protection ETU320, LI, In=250A overload protection Ir=100A...250A short-circuit protection Ii=1.5...12 x In nut keeper kit undervoltage release (UVR) 120-127V AC 50/60Hz 2 auxiliary switches HQ 1 trip alarm switch HQ | - | 0 | 0
3VA2325-6HL32-0CL0 |  | 3VA2325-6HL32-0CL0 | 1 | UN | 1 | 10 | C | D | EAR99 | N | 85362090 | 1 | 4042949098591 | 4.4 | KG | 1760 | 1760 | LP18 | LP18 | circuit breaker 3VA2 IEC frame 400 breaking capacity class H Icu=85kA @ 415V 3-pole, line protection ETU320, LI, In=250A overload protection Ir=100A...250A short-circuit protection Ii=1.5...12 x In nut keeper kit undervoltage release (UVR) 120-127V AC 50/60Hz 2 auxiliary switches HQ 1 trip alarm switch HQ 1 electrical alarm switch | - | 0 | 0
3VA2325-6HL32-0DA0 |  | 3VA2325-6HL32-0DA0 | 1 | UN | 1 | 10 | C | D | EAR99 | N | 85362090 | 1 | 4042949095590 | 4.3 | KG | 1645.6 | 1645.6 | LP18 | LP18 | circuit breaker 3VA2 IEC frame 400 breaking capacity class H Icu=85kA @ 415V 3-pole, line protection ETU320, LI, In=250A overload protection Ir=100A...250A short-circuit protection Ii=1.5...12 x In nut keeper kit undervoltage release (UVR) 208-230V AC 50/60Hz | - | 0 | 0
3VA2325-6HL32-0DC0 |  | 3VA2325-6HL32-0DC0 | 1 | UN | 1 | 10 | C | D | EAR99 | N | 85362090 | 1 | 4042949097273 | 4.3 | KG | 1689.6 | 1689.6 | LP18 | LP18 | circuit breaker 3VA2 IEC frame 400 breaking capacity class H Icu=85kA @ 415V 3-pole, line protection ETU320, LI, In=250A overload protection Ir=100A...250A short-circuit protection Ii=1.5...12 x In nut keeper kit undervoltage release (UVR) 208-230V AC 50/60Hz 2 auxiliary switches HQ | - | 0 | 0
3VA2325-6HL32-0DH0 |  | 3VA2325-6HL32-0DH0 | 1 | UN | 1 | 10 | C | D | EAR99 | N | 85362090 | 1 | 4042949097990 | 4.3 | KG | 1707.2 | 1707.2 | LP18 | LP18 | circuit breaker 3VA2 IEC frame 400 breaking capacity class H Icu=85kA @ 415V 3-pole, line protection ETU320, LI, In=250A overload protection Ir=100A...250A short-circuit protection Ii=1.5...12 x In nut keeper kit undervoltage release (UVR) 208-230V AC 50/60Hz 2 auxiliary switches HQ 1 trip alarm switch HQ | - | 0 | 0
3VA2325-6HL32-0DL0 |  | 3VA2325-6HL32-0DL0 | 1 | UN | 1 | 10 | C | D | EAR99 | N | 85362090 | 1 | 4042949098713 | 4.3 | KG | 1760 | 1760 | LP18 | LP18 | circuit breaker 3VA2 IEC frame 400 breaking capacity class H Icu=85kA @ 415V 3-pole, line protection ETU320, LI, In=250A overload protection Ir=100A...250A short-circuit protection Ii=1.5...12 x In nut keeper kit undervoltage release (UVR) 208-230V AC 50/60Hz 2 auxiliary switches HQ 1 trip alarm switch HQ 1 electrical alarm switch | - | 0 | 0
3VA2325-6HL32-0HA0 |  | 3VA2325-6HL32-0HA0 | 1 | UN | 1 | 10 | C | D | EAR99 | N | 85362090 | 1 | 4042949095712 | 4.3 | KG | 1619.2 | 1619.2 | LP18 | LP18 | circuit breaker 3VA2 IEC frame 400 breaking capacity class H Icu=85kA @ 415V 3-pole, line protection ETU320, LI, In=250A overload protection Ir=100A...250A short-circuit protection Ii=1.5...12 x In nut keeper kit shunt trip (STL) 12-30V DC, 24V AC 50/60Hz | - | 0 | 0
3VA2325-6HL32-0HC0 |  | 3VA2325-6HL32-0HC0 | 1 | UN | 1 | 10 | C | D | EAR99 | N | 85362090 | 1 | 4042949097396 | 4.3 | KG | 1663.2 | 1663.2 | LP18 | LP18 | circuit breaker 3VA2 IEC frame 400 breaking capacity class H Icu=85kA @ 415V 3-pole, line protection ETU320, LI, In=250A overload protection Ir=100A...250A short-circuit protection Ii=1.5...12 x In nut keeper kit shunt trip (STL) 12-30V DC, 24V AC 50/60Hz 2 auxiliary switches HQ | - | 0 | 0
3VA2325-6HL32-0HH0 |  | 3VA2325-6HL32-0HH0 | 1 | UN | 1 | 10 | C | D | EAR99 | N | 85362090 | 1 | 4042949098119 | 4.3 | KG | 1689.6 | 1689.6 | LP18 | LP18 | circuit breaker 3VA2 IEC frame 400 breaking capacity class H Icu=85kA @ 415V 3-pole, line protection ETU320, LI, In=250A overload protection Ir=100A...250A short-circuit protection Ii=1.5...12 x In nut keeper kit shunt trip (STL) 12-30V DC, 24V AC 50/60Hz 2 auxiliary switches HQ 1 trip alarm switch HQ | - | 0 | 0
3VA2325-6HL32-0HL0 |  | 3VA2325-6HL32-0HL0 | 1 | UN | 1 | 10 | C | D | EAR99 | N | 85362090 | 1 | 4042949098836 | 4.3 | KG | 1724.8 | 1724.8 | LP18 | LP18 | circuit breaker 3VA2 IEC frame 400 breaking capacity class H Icu=85kA @ 415V 3-pole, line protection ETU320, LI, In=250A overload protection Ir=100A...250A short-circuit protection Ii=1.5...12 x In nut keeper kit shunt trip (STL) 12-30V DC, 24V AC 50/60Hz 2 auxiliary switches HQ 1 trip alarm switch HQ 1 electrical alarm switch | - | 0 | 0
3VA2325-6HL32-0JA0 |  | 3VA2325-6HL32-0JA0 | 1 | UN | 1 | 10 | C | D | EAR99 | N | 85362090 | 1 | 4042949095835 | 4.3 | KG | 1619.2 | 1619.2 | LP18 | LP18 | circuit breaker 3VA2 IEC frame 400 breaking capacity class H Icu=85kA @ 415V 3-pole, line protection ETU320, LI, In=250A overload protection Ir=100A...250A short-circuit protection Ii=1.5...12 x In nut keeper kit shunt trip (STL) 110-127V DC, AC 50/60Hz | - | 0 | 0
3VA2325-6HL32-0JC0 |  | 3VA2325-6HL32-0JC0 | 1 | UN | 1 | 10 | C | D | EAR99 | N | 85362090 | 1 | 4042949097518 | 4.3 | KG | 1663.2 | 1663.2 | LP18 | LP18 | circuit breaker 3VA2 IEC frame 400 breaking capacity class H Icu=85kA @ 415V 3-pole, line protection ETU320, LI, In=250A overload protection Ir=100A...250A short-circuit protection Ii=1.5...12 x In nut keeper kit shunt trip (STL) 110-127V DC, AC 50/60Hz 2 auxiliary switches HQ | - | 0 | 0
3VA2325-6HL32-0JH0 |  | 3VA2325-6HL32-0JH0 | 1 | UN | 1 | 10 | C | D | EAR99 | N | 85362090 | 1 | 4042949098232 | 4.3 | KG | 1689.6 | 1689.6 | LP18 | LP18 | circuit breaker 3VA2 IEC frame 400 breaking capacity class H Icu=85kA @ 415V 3-pole, line protection ETU320, LI, In=250A overload protection Ir=100A...250A short-circuit protection Ii=1.5...12 x In nut keeper kit shunt trip (STL) 110-127V DC, AC 50/60Hz 2 auxiliary switches HQ 1 trip alarm switch HQ | - | 0 | 0
3VA2325-6HL32-0JL0 |  | 3VA2325-6HL32-0JL0 | 1 | UN | 1 | 10 | C | D | EAR99 | N | 85362090 | 1 | 4042949098959 | 4.3 | KG | 1724.8 | 1724.8 | LP18 | LP18 | circuit breaker 3VA2 IEC frame 400 breaking capacity class H Icu=85kA @ 415V 3-pole, line protection ETU320, LI, In=250A overload protection Ir=100A...250A short-circuit protection Ii=1.5...12 x In nut keeper kit shunt trip (STL) 110-127V DC, AC 50/60Hz 2 auxiliary switches HQ 1 trip alarm switch HQ 1 electrical alarm switch | - | 0 | 0
3VA2325-6HL32-0KA0 |  | 3VA2325-6HL32-0KA0 | 1 | UN | 1 | 10 | C | D | EAR99 | N | 85362090 | 1 | 4042949095958 | 4.3 | KG | 1619.2 | 1619.2 | LP18 | LP18 | circuit breaker 3VA2 IEC frame 400 breaking capacity class H Icu=85kA @ 415V 3-pole, line protection ETU320, LI, In=250A overload protection Ir=100A...250A short-circuit protection Ii=1.5...12 x In nut keeper kit shunt trip (STL) 220-250V DC, 208-277V AC | - | 0 | 0
3VA2325-6HL32-0KC0 |  | 3VA2325-6HL32-0KC0 | 1 | UN | 1 | 10 | C | D | EAR99 | N | 85362090 | 1 | 4042949097631 | 4.3 | KG | 1663.2 | 1663.2 | LP18 | LP18 | circuit breaker 3VA2 IEC frame 400 breaking capacity class H Icu=85kA @ 415V 3-pole, line protection ETU320, LI, In=250A overload protection Ir=100A...250A short-circuit protection Ii=1.5...12 x In nut keeper kit shunt trip (STL) 220-250V DC, 208-277V AC 2 auxiliary switches HQ | - | 0 | 0
3VA2325-6HL32-0KH0 |  | 3VA2325-6HL32-0KH0 | 1 | UN | 1 | 10 | C | D | EAR99 | N | 85362090 | 1 | 4042949098355 | 4.3 | KG | 1689.6 | 1689.6 | LP18 | LP18 | circuit breaker 3VA2 IEC frame 400 breaking capacity class H Icu=85kA @ 415V 3-pole, line protection ETU320, LI, In=250A overload protection Ir=100A...250A short-circuit protection Ii=1.5...12 x In nut keeper kit shunt trip (STL) 220-250V DC, 208-277V AC 2 auxiliary switches HQ 1 trip alarm switch HQ | - | 0 | 0
3VA2325-6HL32-0KL0 |  | 3VA2325-6HL32-0KL0 | 1 | UN | 1 | 10 | C | D | EAR99 | N | 85362090 | 1 | 4042949099079 | 4.3 | KG | 1724.8 | 1724.8 | LP18 | LP18 | circuit breaker 3VA2 IEC frame 400 breaking capacity class H Icu=85kA @ 415V 3-pole, line protection ETU320, LI, In=250A overload protection Ir=100A...250A short-circuit protection Ii=1.5...12 x In nut keeper kit shunt trip (STL) 220-250V DC, 208-277V AC 2 auxiliary switches HQ 1 trip alarm switch HQ 1 electrical alarm switch | - | 0 | 0
3VA2325-6HL42-0AA0 |  | 3VA2325-6HL42-0AA0 | 1 | UN | 1 | 5 | B | D | EAR99 | N | 85362090 | 1 | 4042948834336 | 6.029 | KG | 2015.2 | 2015.2 | LP18 | LP18 | circuit breaker 3VA2 IEC frame 400 breaking capacity class H Icu=85kA @ 415V 4-pole, line protection ETU320, LI, In=250A overload protection Ir=100A...250A short-circuit protection Ii=1.5...12 x In N conductor protection adjustable (OFF, 50%, 100%) nut keeper kit |  | 0 | 0
3VA2325-6HM32-0AA0 |  | 3VA2325-6HM32-0AA0 | 1 | UN | 1 | 5 | B | D | EAR99 | N | 85362090 | 1 | 4042948806357 | 4.665 | KG | 1795.2 | 1795.2 | LP18 | LP18 | circuit breaker 3VA2 IEC frame 400 breaking capacity class H Icu=85kA @ 415V 3-pole, line protection ETU330, LIG, In=250A overload protection Ir=100A...250A short-circuit protection Ii=1.5...12 x In ground-fault protection Ig=0.2...1 x In, tg=0.1/0.3s nut keeper kit |  | 0 | 0
3VA2325-6HM42-0AA0 |  | 3VA2325-6HM42-0AA0 | 1 | UN | 1 | 5 | B | D | EAR99 | N | 85362090 | 1 | 4042948806913 | 5.7 | KG | 2261.6 | 2261.6 | LP18 | LP18 | circuit breaker 3VA2 IEC frame 400 breaking capacity class H Icu=85kA @ 415V 4-pole, line protection ETU330, LIG, In=250A overload protection Ir=100A...250A short-circuit protection Ii=1.5...12 x In N conductor protection adjustable (OFF, 50%, 100%) ground-fault protection Ig=0.2...1 x In= tg=0.1/0.3s nut keeper kit |  | 0 | 0
3VA2325-6HN32-0AA0 |  | 3VA2325-6HN32-0AA0 | 1 | UN | 1 | 5 | B | D | EAR99 | N | 85362090 | 1 | 4042948806340 | 4.672 | KG | 1628 | 1628 | LP18 | LP18 | circuit breaker 3VA2 IEC frame 400 breaking capacity class H Icu=85kA @ 415V 3-pole, line protection ETU350, LSI, In=250A overload protection Ir=100A...250A short-circuit protection Isd=1.5...10 x Ir, Ii=12 x In nut keeper kit |  | 0 | 0
3VA2325-6HN32-0AB0 |  | 3VA2325-6HN32-0AB0 | 1 | UN | 1 | 10 | C | D | EAR99 | N | 85362090 | 1 | 4042949055075 | 4.4 | KG | 1689.6 | 1689.6 | LP18 | LP18 | circuit breaker 3VA2 IEC frame 400 breaking capacity class H Icu=85kA @ 415V 3-pole, line protection ETU350, LSI, In=250A overload protection Ir=100A...250A short-circuit protection Isd=1.5...10 x Ir, Ii=12 x In nut keeper kit 2 auxiliary switches HP | - | 0 | 0
3VA2325-6HN32-0AC0 |  | 3VA2325-6HN32-0AC0 | 1 | UN | 1 | 10 | C | D | EAR99 | N | 85362090 | 1 | 4042949057161 | 4.4 | KG | 1672 | 1672 | LP18 | LP18 | circuit breaker 3VA2 IEC frame 400 breaking capacity class H Icu=85kA @ 415V 3-pole, line protection ETU350, LSI, In=250A overload protection Ir=100A...250A short-circuit protection Isd=1.5...10 x Ir, Ii=12 x In nut keeper kit 2 auxiliary switches HQ | - | 0 | 0
3VA2325-6HN32-0AD0 |  | 3VA2325-6HN32-0AD0 | 1 | UN | 1 | 10 | C | D | EAR99 | N | 85362090 | 1 | 4042949059257 | 4.4 | KG | 1689.6 | 1689.6 | LP18 | LP18 | circuit breaker 3VA2 IEC frame 400 breaking capacity class H Icu=85kA @ 415V 3-pole, line protection ETU350, LSI, In=250A overload protection Ir=100A...250A short-circuit protection Isd=1.5...10 x Ir, Ii=12 x In nut keeper kit 3 auxiliary switches HQ | - | 0 | 0
3VA2325-6HN32-0AE0 |  | 3VA2325-6HN32-0AE0 | 1 | UN | 1 | 10 | C | D | EAR99 | N | 85362090 | 1 | 4042949061342 | 4.4 | KG | 1707.2 | 1707.2 | LP18 | LP18 | circuit breaker 3VA2 IEC frame 400 breaking capacity class H Icu=85kA @ 415V 3-pole, line protection ETU350, LSI, In=250A overload protection Ir=100A...250A short-circuit protection Isd=1.5...10 x Ir, Ii=12 x In nut keeper kit 4 auxiliary switches HQ | - | 0 | 0
3VA2325-6HN32-0AF0 |  | 3VA2325-6HN32-0AF0 | 1 | UN | 1 | 10 | C | D | EAR99 | N | 85362090 | 1 | 4042949063438 | 4.4 | KG | 1672 | 1672 | LP18 | LP18 | circuit breaker 3VA2 IEC frame 400 breaking capacity class H Icu=85kA @ 415V 3-pole, line protection ETU350, LSI, In=250A overload protection Ir=100A...250A short-circuit protection Isd=1.5...10 x Ir, Ii=12 x In nut keeper kit 1 auxiliary switch HQ 1 trip alarm switch HQ | - | 0 | 0
3VA2325-6HN32-0AG0 |  | 3VA2325-6HN32-0AG0 | 1 | UN | 1 | 10 | C | D | EAR99 | N | 85362090 | 1 | 4042949065524 | 4.4 | KG | 1689.6 | 1689.6 | LP18 | LP18 | circuit breaker 3VA2 IEC frame 400 breaking capacity class H Icu=85kA @ 415V 3-pole, line protection ETU350, LSI, In=250A overload protection Ir=100A...250A short-circuit protection Isd=1.5...10 x Ir, Ii=12 x In nut keeper kit 1 auxiliary switch HP 1 trip alarm switch HP | - | 0 | 0
3VA2325-6HN32-0AH0 |  | 3VA2325-6HN32-0AH0 | 1 | UN | 1 | 10 | C | D | EAR99 | N | 85362090 | 1 | 4042949067610 | 4.4 | KG | 1689.6 | 1689.6 | LP18 | LP18 | circuit breaker 3VA2 IEC frame 400 breaking capacity class H Icu=85kA @ 415V 3-pole, line protection ETU350, LSI, In=250A overload protection Ir=100A...250A short-circuit protection Isd=1.5...10 x Ir, Ii=12 x In nut keeper kit 2 auxiliary switches HQ 1 trip alarm switch HQ | - | 0 | 0
3VA2325-6HN32-0AJ0 |  | 3VA2325-6HN32-0AJ0 | 1 | UN | 1 | 10 | C | D | EAR99 | N | 85362090 | 1 | 4042949067979 | 4.4 | KG | 1733.6 | 1733.6 | LP18 | LP18 | circuit breaker 3VA2 IEC frame 400 breaking capacity class H Icu=85kA @ 415V 3-pole, line protection ETU350, LSI, In=250A overload protection Ir=100A...250A short-circuit protection Isd=1.5...10 x Ir, Ii=12 x In nut keeper kit 2 auxiliary switches HP 1 trip alarm switch HP | - | 0 | 0
3VA2325-6HN32-0BA0 |  | 3VA2325-6HN32-0BA0 | 1 | UN | 1 | 10 | C | D | EAR99 | N | 85362090 | 1 | 4042949042532 | 4.4 | KG | 1733.6 | 1733.6 | LP18 | LP18 | circuit breaker 3VA2 IEC frame 400 breaking capacity class H Icu=85kA @ 415V 3-pole, line protection ETU350, LSI, In=250A overload protection Ir=100A...250A short-circuit protection Isd=1.5...10 x Ir, Ii=12 x In nut keeper kit undervoltage release (UVR) 24V DC | - | 0 | 0
3VA2325-6HN32-0BC0 |  | 3VA2325-6HN32-0BC0 | 1 | UN | 1 | 10 | C | D | EAR99 | N | 85362090 | 1 | 4042949070061 | 4.4 | KG | 1795.2 | 1795.2 | LP18 | LP18 | circuit breaker 3VA2 IEC frame 400 breaking capacity class H Icu=85kA @ 415V 3-pole, line protection ETU350, LSI, In=250A overload protection Ir=100A...250A short-circuit protection Isd=1.5...10 x Ir, Ii=12 x In nut keeper kit undervoltage release (UVR) 24V DC 2 auxiliary switches HQ | - | 0 | 0
3VA2325-6HN32-0BH0 |  | 3VA2325-6HN32-0BH0 | 1 | UN | 1 | 10 | C | D | EAR99 | N | 85362090 | 1 | 4042949082606 | 4.4 | KG | 1821.6 | 1821.6 | LP18 | LP18 | circuit breaker 3VA2 IEC frame 400 breaking capacity class H Icu=85kA @ 415V 3-pole, line protection ETU350, LSI, In=250A overload protection Ir=100A...250A short-circuit protection Isd=1.5...10 x Ir, Ii=12 x In nut keeper kit undervoltage release (UVR) 24V DC 2 auxiliary switches HQ 1 trip alarm switch HQ | - | 0 | 0
3VA2325-6HN32-0BL0 |  | 3VA2325-6HN32-0BL0 | 1 | UN | 1 | 10 | C | D | EAR99 | N | 85362090 | 1 | 4042949093411 | 4.4 | KG | 1856.8 | 1856.8 | LP18 | LP18 | circuit breaker 3VA2 IEC frame 400 breaking capacity class H Icu=85kA @ 415V 3-pole, line protection ETU350, LSI, In=250A overload protection Ir=100A...250A short-circuit protection Isd=1.5...10 x Ir, Ii=12 x In nut keeper kit undervoltage release (UVR) 24V DC 2 auxiliary switches HQ 1 trip alarm switch HQ 1 electrical alarm switch | - | 0 | 0
3VA2325-6HN32-0CA0 |  | 3VA2325-6HN32-0CA0 | 1 | UN | 1 | 10 | C | D | EAR99 | N | 85362090 | 1 | 4042949044628 | 4.4 | KG | 1733.6 | 1733.6 | LP18 | LP18 | circuit breaker 3VA2 IEC frame 400 breaking capacity class H Icu=85kA @ 415V 3-pole, line protection ETU350, LSI, In=250A overload protection Ir=100A...250A short-circuit protection Isd=1.5...10 x Ir, Ii=12 x In nut keeper kit undervoltage release (UVR) 120-127V AC 50/60Hz | - | 0 | 0
3VA2325-6HN32-0CC0 |  | 3VA2325-6HN32-0CC0 | 1 | UN | 1 | 10 | C | D | EAR99 | N | 85362090 | 1 | 4042949072157 | 4.4 | KG | 1795.2 | 1795.2 | LP18 | LP18 | circuit breaker 3VA2 IEC frame 400 breaking capacity class H Icu=85kA @ 415V 3-pole, line protection ETU350, LSI, In=250A overload protection Ir=100A...250A short-circuit protection Isd=1.5...10 x Ir, Ii=12 x In nut keeper kit undervoltage release (UVR) 120-127V AC 50/60Hz 2 auxiliary switches HQ | - | 0 | 0
3VA2325-6HN32-0CH0 |  | 3VA2325-6HN32-0CH0 | 1 | UN | 1 | 10 | C | D | EAR99 | N | 85362090 | 1 | 4042949084693 | 4.4 | KG | 1821.6 | 1821.6 | LP18 | LP18 | circuit breaker 3VA2 IEC frame 400 breaking capacity class H Icu=85kA @ 415V 3-pole, line protection ETU350, LSI, In=250A overload protection Ir=100A...250A short-circuit protection Isd=1.5...10 x Ir, Ii=12 x In nut keeper kit undervoltage release (UVR) 120-127V AC 50/60Hz 2 auxiliary switches HQ 1 trip alarm switch HQ | - | 0 | 0
3VA2325-6HN32-0CL0 |  | 3VA2325-6HN32-0CL0 | 1 | UN | 1 | 10 | C | D | EAR99 | N | 85362090 | 1 | 4042949093770 | 4.4 | KG | 1856.8 | 1856.8 | LP18 | LP18 | circuit breaker 3VA2 IEC frame 400 breaking capacity class H Icu=85kA @ 415V 3-pole, line protection ETU350, LSI, In=250A overload protection Ir=100A...250A short-circuit protection Isd=1.5...10 x Ir, Ii=12 x In nut keeper kit undervoltage release (UVR) 120-127V AC 50/60Hz 2 auxiliary switches HQ 1 trip alarm switch HQ 1 electrical alarm switch | - | 0 | 0
3VA2325-6HN32-0DA0 |  | 3VA2325-6HN32-0DA0 | 1 | UN | 1 | 10 | C | D | EAR99 | N | 85362090 | 1 | 4042949046714 | 4.4 | KG | 1733.6 | 1733.6 | LP18 | LP18 | circuit breaker 3VA2 IEC frame 400 breaking capacity class H Icu=85kA @ 415V 3-pole, line protection ETU350, LSI, In=250A overload protection Ir=100A...250A short-circuit protection Isd=1.5...10 x Ir, Ii=12 x In nut keeper kit undervoltage release (UVR) 208-230V AC 50/60Hz | - | 0 | 0
3VA2325-6HN32-0DC0 |  | 3VA2325-6HN32-0DC0 | 1 | UN | 1 | 10 | C | D | EAR99 | N | 85362090 | 1 | 4042949074243 | 4.4 | KG | 1795.2 | 1795.2 | LP18 | LP18 | circuit breaker 3VA2 IEC frame 400 breaking capacity class H Icu=85kA @ 415V 3-pole, line protection ETU350, LSI, In=250A overload protection Ir=100A...250A short-circuit protection Isd=1.5...10 x Ir, Ii=12 x In nut keeper kit undervoltage release (UVR) 208-230V AC 50/60Hz 2 auxiliary switches HQ | - | 0 | 0
3VA2325-6HN32-0DH0 |  | 3VA2325-6HN32-0DH0 | 1 | UN | 1 | 10 | C | D | EAR99 | N | 85362090 | 1 | 4042949086789 | 4.4 | KG | 1821.6 | 1821.6 | LP18 | LP18 | circuit breaker 3VA2 IEC frame 400 breaking capacity class H Icu=85kA @ 415V 3-pole, line protection ETU350, LSI, In=250A overload protection Ir=100A...250A short-circuit protection Isd=1.5...10 x Ir, Ii=12 x In nut keeper kit undervoltage release (UVR) 208-230V AC 50/60Hz 2 auxiliary switches HQ 1 trip alarm switch HQ | - | 0 | 0
3VA2325-6HN32-0DJ0 |  | 3VA2325-6HN32-0DJ0 | 1 | UN | 1 | 10 | C | D | EAR99 | N | 85362090 | 1 | 4042949326458 | 4.854 | KG | 1856.8 | 1856.8 | LP18 | LP18 | circuit breaker 3VA2 IEC frame 400 breaking capacity class H Icu=85kA @ 415V 3-pole, line protection ETU350, LSI, In=250A overload protection Ir=100A...250A short-circuit protection Isd=1.5...10 x Ir, Ii=12 x In nut keeper kit circuit breaker 3VA2 IEC frame 400 breaking capacity class H Icu=85kA @ 415V undervoltage release 208-230V AC 50/60Hz 2 auxiliary switches HP 1 trip alarm switch HP | - | 0 | 0
3VA2325-6HN32-0DL0 |  | 3VA2325-6HN32-0DL0 | 1 | UN | 1 | 10 | C | D | EAR99 | N | 85362090 | 1 | 4042949094135 | 4.4 | KG | 1856.8 | 1856.8 | LP18 | LP18 | circuit breaker 3VA2 IEC frame 400 breaking capacity class H Icu=85kA @ 415V 3-pole, line protection ETU350, LSI, In=250A overload protection Ir=100A...250A short-circuit protection Isd=1.5...10 x Ir, Ii=12 x In nut keeper kit undervoltage release (UVR) 208-230V AC 50/60Hz 2 auxiliary switches HQ 1 trip alarm switch HQ 1 electrical alarm switch | - | 0 | 0
3VA2325-6HN32-0HA0 |  | 3VA2325-6HN32-0HA0 | 1 | UN | 1 | 10 | C | D | EAR99 | N | 85362090 | 1 | 4042949048800 | 4.4 | KG | 1698.4 | 1698.4 | LP18 | LP18 | circuit breaker 3VA2 IEC frame 400 breaking capacity class H Icu=85kA @ 415V 3-pole, line protection ETU350, LSI, In=250A overload protection Ir=100A...250A short-circuit protection Isd=1.5...10 x Ir, Ii=12 x In nut keeper kit shunt trip (STL) 12-30V DC, 24V AC 50/60Hz | - | 0 | 0
3VA2325-6HN32-0HC0 |  | 3VA2325-6HN32-0HC0 | 1 | UN | 1 | 10 | C | D | EAR99 | N | 85362090 | 1 | 4042949076339 | 4.4 | KG | 1760 | 1760 | LP18 | LP18 | circuit breaker 3VA2 IEC frame 400 breaking capacity class H Icu=85kA @ 415V 3-pole, line protection ETU350, LSI, In=250A overload protection Ir=100A...250A short-circuit protection Isd=1.5...10 x Ir, Ii=12 x In nut keeper kit shunt trip (STL) 12-30V DC, 24V AC 50/60Hz 2 auxiliary switches HQ | - | 0 | 0
3VA2325-6HN32-0HH0 |  | 3VA2325-6HN32-0HH0 | 1 | UN | 1 | 10 | C | D | EAR99 | N | 85362090 | 1 | 4042949088875 | 4.4 | KG | 1795.2 | 1795.2 | LP18 | LP18 | circuit breaker 3VA2 IEC frame 400 breaking capacity class H Icu=85kA @ 415V 3-pole, line protection ETU350, LSI, In=250A overload protection Ir=100A...250A short-circuit protection Isd=1.5...10 x Ir, Ii=12 x In nut keeper kit shunt trip (STL) 12-30V DC, 24V AC 50/60Hz 2 auxiliary switches HQ 1 trip alarm switch HQ | - | 0 | 0
3VA2325-6HN32-0HL0 |  | 3VA2325-6HN32-0HL0 | 1 | UN | 1 | 10 | C | D | EAR99 | N | 85362090 | 1 | 4042949094494 | 4.4 | KG | 1830.4 | 1830.4 | LP18 | LP18 | circuit breaker 3VA2 IEC frame 400 breaking capacity class H Icu=85kA @ 415V 3-pole, line protection ETU350, LSI, In=250A overload protection Ir=100A...250A short-circuit protection Isd=1.5...10 x Ir, Ii=12 x In nut keeper kit shunt trip (STL) 12-30V DC, 24V AC 50/60Hz 2 auxiliary switches HQ 1 trip alarm switch HQ 1 electrical alarm switch | - | 0 | 0
3VA2325-6HN32-0JA0 |  | 3VA2325-6HN32-0JA0 | 1 | UN | 1 | 10 | C | D | EAR99 | N | 85362090 | 1 | 4042949050896 | 4.4 | KG | 1698.4 | 1698.4 | LP18 | LP18 | circuit breaker 3VA2 IEC frame 400 breaking capacity class H Icu=85kA @ 415V 3-pole, line protection ETU350, LSI, In=250A overload protection Ir=100A...250A short-circuit protection Isd=1.5...10 x Ir, Ii=12 x In nut keeper kit shunt trip (STL) 110-127V DC, AC 50/60Hz | - | 0 | 0
3VA2325-6HN32-0JC0 |  | 3VA2325-6HN32-0JC0 | 1 | UN | 1 | 10 | C | D | EAR99 | N | 85362090 | 1 | 4042949078425 | 4.4 | KG | 1760 | 1760 | LP18 | LP18 | circuit breaker 3VA2 IEC frame 400 breaking capacity class H Icu=85kA @ 415V 3-pole, line protection ETU350, LSI, In=250A overload protection Ir=100A...250A short-circuit protection Isd=1.5...10 x Ir, Ii=12 x In nut keeper kit shunt trip (STL) 110-127V DC, AC 50/60Hz 2 auxiliary switches HQ | - | 0 | 0
3VA2325-6HN32-0JH0 |  | 3VA2325-6HN32-0JH0 | 1 | UN | 1 | 10 | C | D | EAR99 | N | 85362090 | 1 | 4042949090960 | 4.4 | KG | 1795.2 | 1795.2 | LP18 | LP18 | circuit breaker 3VA2 IEC frame 400 breaking capacity class H Icu=85kA @ 415V 3-pole, line protection ETU350, LSI, In=250A overload protection Ir=100A...250A short-circuit protection Isd=1.5...10 x Ir, Ii=12 x In nut keeper kit shunt trip (STL) 110-127V DC, AC 50/60Hz 2 auxiliary switches HQ 1 trip alarm switch HQ | - | 0 | 0
3VA2325-6HN32-0JL0 |  | 3VA2325-6HN32-0JL0 | 1 | UN | 1 | 10 | C | D | EAR99 | N | 85362090 | 1 | 4042949094852 | 4.4 | KG | 1830.4 | 1830.4 | LP18 | LP18 | circuit breaker 3VA2 IEC frame 400 breaking capacity class H Icu=85kA @ 415V 3-pole, line protection ETU350, LSI, In=250A overload protection Ir=100A...250A short-circuit protection Isd=1.5...10 x Ir, Ii=12 x In nut keeper kit shunt trip (STL) 110-127V DC, AC 50/60Hz 2 auxiliary switches HQ 1 trip alarm switch HQ 1 electrical alarm switch | - | 0 | 0
3VA2325-6HN32-0KA0 |  | 3VA2325-6HN32-0KA0 | 1 | UN | 1 | 10 | C | D | EAR99 | N | 85362090 | 1 | 4042949052982 | 4.4 | KG | 1698.4 | 1698.4 | LP18 | LP18 | circuit breaker 3VA2 IEC frame 400 breaking capacity class H Icu=85kA @ 415V 3-pole, line protection ETU350, LSI, In=250A overload protection Ir=100A...250A short-circuit protection Isd=1.5...10 x Ir, Ii=12 x In nut keeper kit shunt trip (STL) 220-250V DC, 208-277V AC | - | 0 | 0
3VA2325-6HN32-0KC0 |  | 3VA2325-6HN32-0KC0 | 1 | UN | 1 | 10 | C | D | EAR99 | N | 85362090 | 1 | 4042949080510 | 4.4 | KG | 1760 | 1760 | LP18 | LP18 | circuit breaker 3VA2 IEC frame 400 breaking capacity class H Icu=85kA @ 415V 3-pole, line protection ETU350, LSI, In=250A overload protection Ir=100A...250A short-circuit protection Isd=1.5...10 x Ir, Ii=12 x In nut keeper kit shunt trip (STL) 220-250V DC, 208-277V AC 2 auxiliary switches HQ | - | 0 | 0
3VA2325-6HN32-0KH0 |  | 3VA2325-6HN32-0KH0 | 1 | UN | 1 | 10 | C | D | EAR99 | N | 85362090 | 1 | 4042949093053 | 4.4 | KG | 1795.2 | 1795.2 | LP18 | LP18 | circuit breaker 3VA2 IEC frame 400 breaking capacity class H Icu=85kA @ 415V 3-pole, line protection ETU350, LSI, In=250A overload protection Ir=100A...250A short-circuit protection Isd=1.5...10 x Ir, Ii=12 x In nut keeper kit shunt trip (STL) 220-250V DC, 208-277V AC 2 auxiliary switches HQ 1 trip alarm switch HQ | - | 0 | 0
3VA2325-6HN32-0KL0 |  | 3VA2325-6HN32-0KL0 | 1 | UN | 1 | 10 | C | D | EAR99 | N | 85362090 | 1 | 4042949095217 | 4.4 | KG | 1830.4 | 1830.4 | LP18 | LP18 | circuit breaker 3VA2 IEC frame 400 breaking capacity class H Icu=85kA @ 415V 3-pole, line protection ETU350, LSI, In=250A overload protection Ir=100A...250A short-circuit protection Isd=1.5...10 x Ir, Ii=12 x In nut keeper kit shunt trip (STL) 220-250V DC, 208-277V AC 2 auxiliary switches HQ 1 trip alarm switch HQ 1 electrical alarm switch | - | 0 | 0
3VA2325-6HN42-0AA0 |  | 3VA2325-6HN42-0AA0 | 1 | UN | 1 | 5 | B | D | EAR99 | N | 85362090 | 1 | 4042948806906 | 6 | KG | 2120.8 | 2120.8 | LP18 | LP18 | circuit breaker 3VA2 IEC frame 400 breaking capacity class H Icu=85kA @ 415V 4-pole, line protection ETU350, LSI, In=250A overload protection Ir=100A...250A short-circuit protection Isd=1.5...10 x Ir, Ii=12 x In N conductor protection adjustable (OFF, 50%, 100%) nut keeper kit |  | 0 | 0
3VA2325-6HN42-0KF0 |  | 3VA2325-6HN42-0KF0 | 1 | UN | 1 | 10 | C | D | EAR99 | N | 85362090 | 1 | 4042949323938 | 5.831 | KG | 2244 | 2244 | LP18 | LP18 | circuit breaker 3VA2 IEC frame 400 breaking capacity class H Icu=85kA @ 415V 4-pole, line protection ETU350, LSI, In=250A overload protection Ir=100A...250A short-circuit protection Isd=1.5...10 x Ir, Ii=12 x In N conductor protection adjustable (OFF, 50%, 100%) nut keeper kit shunt trip (STL) 220-250V DC; 208-277V AC 1 auxiliary switch HQ 1 trip alarm switch HQ | - | 0 | 0
3VA2325-6JP32-0AA0 |  | 3VA2325-6JP32-0AA0 | 1 | UN | 1 | 5 | B | D | EAR99 | N | 85362090 | 1 | 4042948806364 | 4.5 | KG | 2050.4 | 2050.4 | LP18 | LP18 | circuit breaker 3VA2 IEC frame 400 breaking capacity class H Icu=85kA @ 415V 3-pole, line protection ETU550, LSI, In=250A overload protection Ir=100A...250A short-circuit protection Isd=0.6..10x In, Ii=1.5..12x In N conductor protection optionally with external current transformer, up to 160% nut keeper kit |  | 0 | 0
3VA2325-6JP42-0AA0 |  | 3VA2325-6JP42-0AA0 | 1 | UN | 1 | 5 | B | D | EAR99 | N | 85362090 | 1 | 4042948806920 | 6.022 | KG | 2525.6 | 2525.6 | LP18 | LP18 | circuit breaker 3VA2 IEC frame 400 breaking capacity class H Icu=85kA @ 415V 4-pole, line protection ETU550, LSI, In=250A overload protection Ir=100A...250A short-circuit protection Isd=0.6..10x In, Ii=1.5..12x In N conductor protection adjustable (OFF, up to 160%) nut keeper kit |  | 0 | 0
3VA2325-6JQ32-0AA0 |  | 3VA2325-6JQ32-0AA0 | 1 | UN | 1 | 5 | B | D | EAR99 | N | 85362090 | 1 | 4042948806371 | 4.663 | KG | 2305.6 | 2305.6 | LP18 | LP18 | circuit breaker 3VA2 IEC frame 400 breaking capacity class H Icu=85kA @ 415V 3-pole, line protection ETU560, LSIG, In=250A overload protection Ir=100A...250A short-circuit protection Isd=0.6..10x In, Ii=1.5..12x In N conductor protection optionally with external current transformer, up to 160% gr.-fault prot., can be sw. off Ig=0.2...1 x In, tg=0.05-0.8s nut keeper kit |  | 0 | 0
3VA2325-6JQ42-0AA0 |  | 3VA2325-6JQ42-0AA0 | 1 | UN | 1 | 5 | B | D | EAR99 | N | 85362090 | 1 | 4042948806937 | 5.7 | KG | 2789.6 | 2789.6 | LP18 | LP18 | circuit breaker 3VA2 IEC frame 400 breaking capacity class H Icu=85kA @ 415V 4-pole, line protection ETU560, LSIG, In=250A overload protection Ir=100A...250A short-circuit protection Isd=0.6..10x In, Ii=1.5..12x In N conductor protection adjustable (OFF, up to 160%) gr.-fault prot., can be sw. off Ig=0.2...1 x In= tg=0.05-0.8s nut keeper kit |  | 0 | 0
3VA2325-6KP32-0AA0 |  | 3VA2325-6KP32-0AA0 | 1 | UN | 1 | 5 | B | D | EAR99 | N | 85362090 | 1 | 4042948806388 | 4.745 | KG | 2252.8 | 2252.8 | LP18 | LP18 | circuit breaker 3VA2 IEC frame 400 breaking capacity class H Icu=85kA @ 415V 3-pole, line protection ETU850, LSI, In=250A overload protection Ir=100A...250A short-circuit protection Isd=0.6..10x In, Ii=1.5..12x In N conductor protection optionally with external current transformer, up to 160% nut keeper kit |  | 0 | 0
3VA2325-6KP32-0BA0 |  | 3VA2325-6KP32-0BA0 | 1 | UN | 1 | 10 | C | D | EAR99 | N | 85362090 | 1 | 4042949324164 | 4.825 | KG | 2384.8 | 2384.8 | LP18 | LP18 | circuit breaker 3VA2 IEC frame 400 breaking capacity class H Icu=85kA @ 415V 3-pole, line protection ETU850, LSI, In=250A overload protection Ir=100A...250A short-circuit protection Isd=0.6..10x In, Ii=1.5..12x In N conductor protection optionally with external current transformer, up to 160% nut keeper kit undervoltage release (UVR) 24V DC | - | 0 | 0
3VA2325-6KP42-0AA0 |  | 3VA2325-6KP42-0AA0 | 1 | UN | 1 | 5 | B | D | EAR99 | N | 85362090 | 1 | 4042948806944 | 5.7 | KG | 2745.6 | 2745.6 | LP18 | LP18 | circuit breaker 3VA2 IEC frame 400 breaking capacity class H Icu=85kA @ 415V 4-pole, line protection ETU850, LSI, In=250A overload protection Ir=100A...250A short-circuit protection Isd=0.6..10x In, Ii=1.5..12x In N conductor protection adjustable (OFF, up to 160%) nut keeper kit |  | 0 | 0
3VA2325-6KQ32-0AA0 |  | 3VA2325-6KQ32-0AA0 | 1 | UN | 1 | 5 | B | D | EAR99 | N | 85362090 | 1 | 4042948806395 | 4.5 | KG | 2411.2 | 2411.2 | LP18 | LP18 | circuit breaker 3VA2 IEC frame 400 breaking capacity class H Icu=85kA @ 415V 3-pole, line protection ETU860, LSIG, In=250A overload protection Ir=100A...250A short-circuit protection Isd=0.6..10x In, Ii=1.5..12x In N conductor protection optionally with external current transformer, up to 160% gr.-fault prot., can be sw. off Ig=0.2...1 x In, tg=0.05-0.8s nut keeper kit |  | 0 | 0
3VA2325-6KQ42-0AA0 |  | 3VA2325-6KQ42-0AA0 | 1 | UN | 1 | 5 | B | D | EAR99 | N | 85362090 | 1 | 4042948806951 | 5.7 | KG | 2886.4 | 2886.4 | LP18 | LP18 | circuit breaker 3VA2 IEC frame 400 breaking capacity class H Icu=85kA @ 415V 4-pole, line protection ETU860, LSIG, In=250A overload protection Ir=100A...250A short-circuit protection Isd=0.6..10x In, Ii=1.5..12x In N conductor protection adjustable (OFF, up to 160%) gr.-fault prot., can be sw. off Ig=0.2...1 x In= tg=0.05-0.8s nut keeper kit |  | 0 | 0
3VA2325-7HK32-0AA0 |  | 3VA2325-7HK32-0AA0 | 1 | UN | 1 | 5 | B | D | EAR99 | N | 85362090 | 1 | 4042948806401 | 4.5 | KG | 1645.6 | 1645.6 | LP18 | LP18 | circuit breaker 3VA2 IEC frame 400 breaking capacity class C Icu=110kA @ 415V 3-pole, line protection ETU340, ELISA LI, In=250A overload protection Ir=100A...250A short-circuit protection Ii=15 x In nut keeper kit | - | 0 | 0
3VA2325-7HK42-0AA0 |  | 3VA2325-7HK42-0AA0 | 1 | UN | 1 | 5 | B | D | EAR99 | N | 85362090 | 1 | 4042948806968 | 5.7 | KG | 2173.6 | 2173.6 | LP18 | LP18 | circuit breaker 3VA2 IEC frame 400 breaking capacity class C Icu=110kA @ 415V 4-pole, line protection ETU340, ELISA LI, In=250A overload protection Ir=100A...250A short-circuit protection Ii=15 x In N conductor protection adjustable (OFF, 50%, 100%) nut keeper kit | - | 0 | 0
3VA2325-7HL32-0AA0 |  | 3VA2325-7HL32-0AA0 | 1 | UN | 1 | 5 | B | D | EAR99 | N | 85362090 | 1 | 4042948834329 | 4.5 | KG | 1654.4 | 1654.4 | LP18 | LP18 | circuit breaker 3VA2 IEC frame 400 breaking capacity class C Icu=110kA @ 415V 3-pole, line protection ETU320, LI, In=250A overload protection Ir=100A...250A short-circuit protection Ii=1.5...12 x In nut keeper kit |  | 0 | 0
3VA2325-7HL42-0AA0 |  | 3VA2325-7HL42-0AA0 | 1 | UN | 1 | 5 | B | D | EAR99 | N | 85362090 | 1 | 4042948834312 | 5.7 | KG | 2173.6 | 2173.6 | LP18 | LP18 | circuit breaker 3VA2 IEC frame 400 breaking capacity class C Icu=110kA @ 415V 4-pole, line protection ETU320, LI, In=250A overload protection Ir=100A...250A short-circuit protection Ii=1.5...12 x In N conductor protection adjustable (OFF, 50%, 100%) nut keeper kit |  | 0 | 0
3VA2325-7HM32-0AA0 |  | 3VA2325-7HM32-0AA0 | 1 | UN | 1 | 5 | B | D | EAR99 | N | 85362090 | 1 | 4042948806425 | 4.5 | KG | 1900.8 | 1900.8 | LP18 | LP18 | circuit breaker 3VA2 IEC frame 400 breaking capacity class C Icu=110kA @ 415V 3-pole, line protection ETU330, LIG, In=250A overload protection Ir=100A...250A short-circuit protection Ii=1.5...12 x In ground-fault protection Ig=0.2...1 x In, tg=0.1/0.3s nut keeper kit |  | 0 | 0
3VA2325-7HM32-0AC0 |  | 3VA2325-7HM32-0AC0 | 1 | UN | 1 | 10 | C | D | EAR99 | N | 85362090 | 1 | 4042949325581 | 4.546 | KG | 1944.8 | 1944.8 | LP18 | LP18 | circuit breaker 3VA2 IEC frame 400 breaking capacity class C Icu=110kA @ 415V 3-pole, line protection ETU330, LIG, In=250A overload protection Ir=100A...250A short-circuit protection Ii=1.5...12 x In ground-fault protection Ig=0.2...1 x In, tg=0.1/0.3s nut keeper kit circuit breaker 3VA2 IEC frame 400 2 auxiliary switches HQ | - | 0 | 0
3VA2325-7HM42-0AA0 |  | 3VA2325-7HM42-0AA0 | 1 | UN | 1 | 5 | B | D | EAR99 | N | 85362090 | 1 | 4042948806982 | 5.7 | KG | 2437.6 | 2437.6 | LP18 | LP18 | circuit breaker 3VA2 IEC frame 400 breaking capacity class C Icu=110kA @ 415V 4-pole, line protection ETU330, LIG, In=250A overload protection Ir=100A...250A short-circuit protection Ii=1.5...12 x In N conductor protection adjustable (OFF, 50%, 100%) ground-fault protection Ig=0.2...1 x In= tg=0.1/0.3s nut keeper kit |  | 0 | 0
3VA2325-7HN32-0AA0 |  | 3VA2325-7HN32-0AA0 | 1 | UN | 1 | 5 | B | D | EAR99 | N | 85362090 | 1 | 4042948806418 | 4.672 | KG | 1751.2 | 1751.2 | LP18 | LP18 | circuit breaker 3VA2 IEC frame 400 breaking capacity class C Icu=110kA @ 415V 3-pole, line protection ETU350, LSI, In=250A overload protection Ir=100A...250A short-circuit protection Isd=1.5...10 x Ir, Ii=12 x In nut keeper kit |  | 0 | 0
3VA2325-7HN42-0AA0 |  | 3VA2325-7HN42-0AA0 | 1 | UN | 1 | 5 | B | D | EAR99 | N | 85362090 | 1 | 4042948806975 | 5.7 | KG | 2279.2 | 2279.2 | LP18 | LP18 | circuit breaker 3VA2 IEC frame 400 breaking capacity class C Icu=110kA @ 415V 4-pole, line protection ETU350, LSI, In=250A overload protection Ir=100A...250A short-circuit protection Isd=1.5...10 x Ir, Ii=12 x In N conductor protection adjustable (OFF, 50%, 100%) nut keeper kit |  | 0 | 0
3VA2325-7JP32-0AA0 |  | 3VA2325-7JP32-0AA0 | 1 | UN | 1 | 5 | B | D | EAR99 | N | 85362090 | 1 | 4042948806432 | 4.5 | KG | 2164.8 | 2164.8 | LP18 | LP18 | circuit breaker 3VA2 IEC frame 400 breaking capacity class C Icu=110kA @ 415V 3-pole, line protection ETU550, LSI, In=250A overload protection Ir=100A...250A short-circuit protection Isd=0.6..10x In, Ii=1.5..12x In N conductor protection optionally with external current transformer, up to 160% nut keeper kit |  | 0 | 0
3VA2325-7JP42-0AA0 |  | 3VA2325-7JP42-0AA0 | 1 | UN | 1 | 5 | B | D | EAR99 | N | 85362090 | 1 | 4042948806999 | 5.7 | KG | 2710.4 | 2710.4 | LP18 | LP18 | circuit breaker 3VA2 IEC frame 400 breaking capacity class C Icu=110kA @ 415V 4-pole, line protection ETU550, LSI, In=250A overload protection Ir=100A...250A short-circuit protection Isd=0.6..10x In, Ii=1.5..12x In N conductor protection adjustable (OFF, up to 160%) nut keeper kit |  | 0 | 0
3VA2325-7JQ32-0AA0 |  | 3VA2325-7JQ32-0AA0 | 1 | UN | 1 | 5 | B | D | EAR99 | N | 85362090 | 1 | 4042948806449 | 4.668 | KG | 2428.8 | 2428.8 | LP18 | LP18 | circuit breaker 3VA2 IEC frame 400 breaking capacity class C Icu=110kA @ 415V 3-pole, line protection ETU560, LSIG, In=250A overload protection Ir=100A...250A short-circuit protection Isd=0.6..10x In, Ii=1.5..12x In N conductor protection optionally with external current transformer, up to 160% gr.-fault prot., can be sw. off Ig=0.2...1 x In, tg=0.05-0.8s nut keeper kit |  | 0 | 0
3VA2325-7JQ42-0AA0 |  | 3VA2325-7JQ42-0AA0 | 1 | UN | 1 | 5 | B | D | EAR99 | N | 85362090 | 1 | 4042948807002 | 5.7 | KG | 2948 | 2948 | LP18 | LP18 | circuit breaker 3VA2 IEC frame 400 breaking capacity class C Icu=110kA @ 415V 4-pole, line protection ETU560, LSIG, In=250A overload protection Ir=100A...250A short-circuit protection Isd=0.6..10x In, Ii=1.5..12x In N conductor protection adjustable (OFF, up to 160%) gr.-fault prot., can be sw. off Ig=0.2...1 x In= tg=0.05-0.8s nut keeper kit |  | 0 | 0
3VA2325-7KP32-0AA0 |  | 3VA2325-7KP32-0AA0 | 1 | UN | 1 | 5 | B | D | EAR99 | N | 85362090 | 1 | 4042948806456 | 4.5 | KG | 2393.6 | 2393.6 | LP18 | LP18 | circuit breaker 3VA2 IEC frame 400 breaking capacity class C Icu=110kA @ 415V 3-pole, line protection ETU850, LSI, In=250A overload protection Ir=100A...250A short-circuit protection Isd=0.6..10x In, Ii=1.5..12x In N conductor protection optionally with external current transformer, up to 160% nut keeper kit |  | 0 | 0
3VA2325-7KP42-0AA0 |  | 3VA2325-7KP42-0AA0 | 1 | UN | 1 | 5 | B | D | EAR99 | N | 85362090 | 1 | 4042948807019 | 5.7 | KG | 2895.2 | 2895.2 | LP18 | LP18 | circuit breaker 3VA2 IEC frame 400 breaking capacity class C Icu=110kA @ 415V 4-pole, line protection ETU850, LSI, In=250A overload protection Ir=100A...250A short-circuit protection Isd=0.6..10x In, Ii=1.5..12x In N conductor protection adjustable (OFF, up to 160%) nut keeper kit |  | 0 | 0
3VA2325-7KQ32-0AA0 |  | 3VA2325-7KQ32-0AA0 | 1 | UN | 1 | 5 | B | D | EAR99 | N | 85362090 | 1 | 4042948806463 | 4.5 | KG | 2516.8 | 2516.8 | LP18 | LP18 | circuit breaker 3VA2 IEC frame 400 breaking capacity class C Icu=110kA @ 415V 3-pole, line protection ETU860, LSIG, In=250A overload protection Ir=100A...250A short-circuit protection Isd=0.6..10x In, Ii=1.5..12x In N conductor protection optionally with external current transformer, up to 160% gr.-fault prot., can be sw. off Ig=0.2...1 x In, tg=0.05-0.8s nut keeper kit |  | 0 | 0
3VA2325-7KQ42-0AA0 |  | 3VA2325-7KQ42-0AA0 | 1 | UN | 1 | 5 | B | D | EAR99 | N | 85362090 | 1 | 4042948807026 | 5.7 | KG | 3062.4 | 3062.4 | LP18 | LP18 | circuit breaker 3VA2 IEC frame 400 breaking capacity class C Icu=110kA @ 415V 4-pole, line protection ETU860, LSIG, In=250A overload protection Ir=100A...250A short-circuit protection Isd=0.6..10x In, Ii=1.5..12x In N conductor protection adjustable (OFF, up to 160%) gr.-fault prot., can be sw. off Ig=0.2...1 x In= tg=0.05-0.8s nut keeper kit |  | 0 | 0
3VA2325-7MN32-0AA0 |  | 3VA2325-7MN32-0AA0 | 1 | UN | 1 | 5 | B | D | EAR99 | N | 85362090 | 1 | 4042948830512 | 4.647 | KG | 1786.4 | 1786.4 | LP18 | LP18 | circuit breaker 3VA2 IEC frame 400 breaking capacity class C Icu=110kA @ 415V 3-pole, motor protection ETU350M, LSI, In=250A overload protection Ir=100A...250A short-circuit protection Isd=3...15 x Ir, Ii=15 x In nut keeper kit | - | 0 | 0
3VA2325-7MN32-0AB0 |  | 3VA2325-7MN32-0AB0 | 1 | UN | 1 | 10 | C | D | EAR99 | N | 85362090 | 1 | 4042949106685 | 4.3 | KG | 1856.8 | 1856.8 | LP18 | LP18 | circuit breaker 3VA2 IEC frame 400 breaking capacity class C Icu=110kA @ 415V 3-pole, motor protection ETU350M, LSI, In=250A overload protection Ir=100A...250A short-circuit protection Isd=3...15 x Ir, Ii=15 x In nut keeper kit 2 auxiliary switches HP | - | 0 | 0
3VA2325-7MN32-0AC0 |  | 3VA2325-7MN32-0AC0 | 1 | UN | 1 | 10 | C | D | EAR99 | N | 85362090 | 1 | 4042949106869 | 4.3 | KG | 1839.2 | 1839.2 | LP18 | LP18 | circuit breaker 3VA2 IEC frame 400 breaking capacity class C Icu=110kA @ 415V 3-pole, motor protection ETU350M, LSI, In=250A overload protection Ir=100A...250A short-circuit protection Isd=3...15 x Ir, Ii=15 x In nut keeper kit 2 auxiliary switches HQ | - | 0 | 0
3VA2325-7MN32-0AD0 |  | 3VA2325-7MN32-0AD0 | 1 | UN | 1 | 10 | C | D | EAR99 | N | 85362090 | 1 | 4042949107040 | 4.3 | KG | 1856.8 | 1856.8 | LP18 | LP18 | circuit breaker 3VA2 IEC frame 400 breaking capacity class C Icu=110kA @ 415V 3-pole, motor protection ETU350M, LSI, In=250A overload protection Ir=100A...250A short-circuit protection Isd=3...15 x Ir, Ii=15 x In nut keeper kit 3 auxiliary switches HQ | - | 0 | 0
3VA2325-7MN32-0AE0 |  | 3VA2325-7MN32-0AE0 | 1 | UN | 1 | 10 | C | D | EAR99 | N | 85362090 | 1 | 4042949107224 | 4.3 | KG | 1883.2 | 1883.2 | LP18 | LP18 | circuit breaker 3VA2 IEC frame 400 breaking capacity class C Icu=110kA @ 415V 3-pole, motor protection ETU350M, LSI, In=250A overload protection Ir=100A...250A short-circuit protection Isd=3...15 x Ir, Ii=15 x In nut keeper kit 4 auxiliary switches HQ | - | 0 | 0
3VA2325-7MN32-0AF0 |  | 3VA2325-7MN32-0AF0 | 1 | UN | 1 | 10 | C | D | EAR99 | N | 85362090 | 1 | 4042949107408 | 4.3 | KG | 1839.2 | 1839.2 | LP18 | LP18 | circuit breaker 3VA2 IEC frame 400 breaking capacity class C Icu=110kA @ 415V 3-pole, motor protection ETU350M, LSI, In=250A overload protection Ir=100A...250A short-circuit protection Isd=3...15 x Ir, Ii=15 x In nut keeper kit 1 auxiliary switch HQ 1 trip alarm switch HQ | - | 0 | 0
3VA2325-7MN32-0AG0 |  | 3VA2325-7MN32-0AG0 | 1 | UN | 1 | 10 | C | D | EAR99 | N | 85362090 | 1 | 4042949107583 | 4.3 | KG | 1856.8 | 1856.8 | LP18 | LP18 | circuit breaker 3VA2 IEC frame 400 breaking capacity class C Icu=110kA @ 415V 3-pole, motor protection ETU350M, LSI, In=250A overload protection Ir=100A...250A short-circuit protection Isd=3...15 x Ir, Ii=15 x In nut keeper kit 1 auxiliary switch HP 1 trip alarm switch HP | - | 0 | 0
3VA2325-7MN32-0AH0 |  | 3VA2325-7MN32-0AH0 | 1 | UN | 1 | 10 | C | D | EAR99 | N | 85362090 | 1 | 4042949107767 | 4.3 | KG | 1856.8 | 1856.8 | LP18 | LP18 | circuit breaker 3VA2 IEC frame 400 breaking capacity class C Icu=110kA @ 415V 3-pole, motor protection ETU350M, LSI, In=250A overload protection Ir=100A...250A short-circuit protection Isd=3...15 x Ir, Ii=15 x In nut keeper kit 2 auxiliary switches HQ 1 trip alarm switch HQ | - | 0 | 0
3VA2325-7MN32-0AJ0 |  | 3VA2325-7MN32-0AJ0 | 1 | UN | 1 | 10 | C | D | EAR99 | N | 85362090 | 1 | 4042949107941 | 4.3 | KG | 1892 | 1892 | LP18 | LP18 | circuit breaker 3VA2 IEC frame 400 breaking capacity class C Icu=110kA @ 415V 3-pole, motor protection ETU350M, LSI, In=250A overload protection Ir=100A...250A short-circuit protection Isd=3...15 x Ir, Ii=15 x In nut keeper kit 2 auxiliary switches HP 1 trip alarm switch HP | - | 0 | 0
3VA2325-7MN32-0BA0 |  | 3VA2325-7MN32-0BA0 | 1 | UN | 1 | 10 | C | D | EAR99 | N | 85362090 | 1 | 4042949105602 | 4.3 | KG | 1900.8 | 1900.8 | LP18 | LP18 | circuit breaker 3VA2 IEC frame 400 breaking capacity class C Icu=110kA @ 415V 3-pole, motor protection ETU350M, LSI, In=250A overload protection Ir=100A...250A short-circuit protection Isd=3...15 x Ir, Ii=15 x In nut keeper kit undervoltage release (UVR) 24V DC | - | 0 | 0
3VA2325-7MN32-0BC0 |  | 3VA2325-7MN32-0BC0 | 1 | UN | 1 | 10 | C | D | EAR99 | N | 85362090 | 1 | 4042949108122 | 4.3 | KG | 1944.8 | 1944.8 | LP18 | LP18 | circuit breaker 3VA2 IEC frame 400 breaking capacity class C Icu=110kA @ 415V 3-pole, motor protection ETU350M, LSI, In=250A overload protection Ir=100A...250A short-circuit protection Isd=3...15 x Ir, Ii=15 x In nut keeper kit undervoltage release (UVR) 24V DC | - | 0 | 0
3VA2325-7MN32-0BH0 |  | 3VA2325-7MN32-0BH0 | 1 | UN | 1 | 10 | C | D | EAR99 | N | 85362090 | 1 | 4042949109204 | 4.3 | KG | 1962.4 | 1962.4 | LP18 | LP18 | circuit breaker 3VA2 IEC frame 400 breaking capacity class C Icu=110kA @ 415V 3-pole, motor protection ETU350M, LSI, In=250A overload protection Ir=100A...250A short-circuit protection Isd=3...15 x Ir, Ii=15 x In nut keeper kit undervoltage release (UVR) 24V DC 2 auxiliary switches HQ 1 trip alarm switch HQ | - | 0 | 0
3VA2325-7MN32-0BJ0 |  | 3VA2325-7MN32-0BJ0 | 1 | UN | 1 | 10 | C | D | EAR99 | N | 85362090 | 1 | 4042949324799 | 4.481 | KG | 1997.6 | 1997.6 | LP18 | LP18 | circuit breaker 3VA2 IEC frame 400 breaking capacity class C Icu=110kA @ 415V 3-pole, motor protection ETU350M, LSI, In=250A overload protection Ir=100A...250A short-circuit protection Isd=3...15 x Ir, Ii=15 x In nut keeper kit undervoltage release 24V DC 2 auxiliary switches 1 trip alarm switch | - | 0 | 0
3VA2325-7MN32-0BL0 |  | 3VA2325-7MN32-0BL0 | 1 | UN | 1 | 10 | C | D | EAR99 | N | 85362090 | 1 | 4042949110286 | 4.3 | KG | 1997.6 | 1997.6 | LP18 | LP18 | circuit breaker 3VA2 IEC frame 400 breaking capacity class C Icu=110kA @ 415V 3-pole, motor protection ETU350M, LSI, In=250A overload protection Ir=100A...250A short-circuit protection Isd=3...15 x Ir, Ii=15 x In nut keeper kit undervoltage release (UVR) 24V DC 2 auxiliary switches HQ 1 trip alarm switch HQ 1 electrical alarm switch | - | 0 | 0
3VA2325-7MN32-0CA0 |  | 3VA2325-7MN32-0CA0 | 1 | UN | 1 | 10 | C | D | EAR99 | N | 85362090 | 1 | 4042949105787 | 4.3 | KG | 1900.8 | 1900.8 | LP18 | LP18 | circuit breaker 3VA2 IEC frame 400 breaking capacity class C Icu=110kA @ 415V 3-pole, motor protection ETU350M, LSI, In=250A overload protection Ir=100A...250A short-circuit protection Isd=3...15 x Ir, Ii=15 x In nut keeper kit undervoltage release (UVR) 120-127V AC 50/60Hz | - | 0 | 0
3VA2325-7MN32-0CB0 |  | 3VA2325-7MN32-0CB0 | 1 | UN | 1 | 10 | C | D | EAR99 | N | 85362090 | 1 | 4042949328391 | 4.801 | KG | 1971.2 | 1971.2 | LP18 | LP18 | circuit breaker 3VA2 IEC frame 400 breaking capacity class C Icu=110kA @ 415V 3-pole, motor protection ETU350M, LSI, In=250A overload protection Ir=100A...250A short-circuit protection Isd=3...15 x Ir, Ii=15 x In nut keeper kit circuit breaker 3VA2 IEC frame 400 breaking capacity class C Icu=110kA @ 415V 3-pole, motor protection ETU350M, LSI, In=250A overload protection Ir=100A...250A short-circuit protection Isd=3...15 x Ir, UNDERVOLTAGE RELEASE 120-127 V AC 50/60 HZ ACCESSORY FOR 3VA1 2 AUXILIARY SWITCH CHANGEOVER H |  | 0 | 0
3VA2325-7MN32-0CC0 |  | 3VA2325-7MN32-0CC0 | 1 | UN | 1 | 10 | C | D | EAR99 | N | 85362090 | 1 | 4042949108306 | 4.3 | KG | 1944.8 | 1944.8 | LP18 | LP18 | circuit breaker 3VA2 IEC frame 400 breaking capacity class C Icu=110kA @ 415V 3-pole, motor protection ETU350M, LSI, In=250A overload protection Ir=100A...250A short-circuit protection Isd=3...15 x Ir, Ii=15 x In nut keeper kit undervoltage release (UVR) 120-127V AC 50/60Hz | - | 0 | 0
3VA2325-7MN32-0CH0 |  | 3VA2325-7MN32-0CH0 | 1 | UN | 1 | 10 | C | D | EAR99 | N | 85362090 | 1 | 4042949109389 | 4.3 | KG | 1962.4 | 1962.4 | LP18 | LP18 | circuit breaker 3VA2 IEC frame 400 breaking capacity class C Icu=110kA @ 415V 3-pole, motor protection ETU350M, LSI, In=250A overload protection Ir=100A...250A short-circuit protection Isd=3...15 x Ir, Ii=15 x In nut keeper kit undervoltage release (UVR) 120-127V AC 50/60Hz 2 auxiliary switches HQ 1 trip alarm switch HQ | - | 0 | 0
3VA2325-7MN32-0CL0 |  | 3VA2325-7MN32-0CL0 | 1 | UN | 1 | 10 | C | D | EAR99 | N | 85362090 | 1 | 4042949110460 | 4.3 | KG | 1997.6 | 1997.6 | LP18 | LP18 | circuit breaker 3VA2 IEC frame 400 breaking capacity class C Icu=110kA @ 415V 3-pole, motor protection ETU350M, LSI, In=250A overload protection Ir=100A...250A short-circuit protection Isd=3...15 x Ir, Ii=15 x In nut keeper kit undervoltage release (UVR) 120-127V AC 50/60Hz 2 auxiliary switches HQ 1 trip alarm switch HQ 1 electrical alarm switch | - | 0 | 0
3VA2325-7MN32-0DA0 |  | 3VA2325-7MN32-0DA0 | 1 | UN | 1 | 10 | C | D | EAR99 | N | 85362090 | 1 | 4042949105961 | 4.3 | KG | 1900.8 | 1900.8 | LP18 | LP18 | circuit breaker 3VA2 IEC frame 400 breaking capacity class C Icu=110kA @ 415V 3-pole, motor protection ETU350M, LSI, In=250A overload protection Ir=100A...250A short-circuit protection Isd=3...15 x Ir, Ii=15 x In nut keeper kit undervoltage release (UVR) 208-230V AC 50/60Hz | - | 0 | 0
3VA2325-7MN32-0DC0 |  | 3VA2325-7MN32-0DC0 | 1 | UN | 1 | 10 | C | D | EAR99 | N | 85362090 | 1 | 4042949108481 | 4.3 | KG | 1944.8 | 1944.8 | LP18 | LP18 | circuit breaker 3VA2 IEC frame 400 breaking capacity class C Icu=110kA @ 415V 3-pole, motor protection ETU350M, LSI, In=250A overload protection Ir=100A...250A short-circuit protection Isd=3...15 x Ir, Ii=15 x In nut keeper kit undervoltage release (UVR) 208-230V AC 50/60Hz 2 auxiliary switches HQ | - | 0 | 0
3VA2325-7MN32-0DH0 |  | 3VA2325-7MN32-0DH0 | 1 | UN | 1 | 10 | C | D | EAR99 | N | 85362090 | 1 | 4042949109563 | 4.3 | KG | 1962.4 | 1962.4 | LP18 | LP18 | circuit breaker 3VA2 IEC frame 400 breaking capacity class C Icu=110kA @ 415V 3-pole, motor protection ETU350M, LSI, In=250A overload protection Ir=100A...250A short-circuit protection Isd=3...15 x Ir, Ii=15 x In nut keeper kit undervoltage release (UVR) 208-230V AC 50/60Hz 2 auxiliary switches HQ 1 trip alarm switch HQ | - | 0 | 0
3VA2325-7MN32-0DL0 |  | 3VA2325-7MN32-0DL0 | 1 | UN | 1 | 10 | C | D | EAR99 | N | 85362090 | 1 | 4042949110644 | 4.3 | KG | 1997.6 | 1997.6 | LP18 | LP18 | circuit breaker 3VA2 IEC frame 400 breaking capacity class C Icu=110kA @ 415V 3-pole, motor protection ETU350M, LSI, In=250A overload protection Ir=100A...250A short-circuit protection Isd=3...15 x Ir, Ii=15 x In nut keeper kit undervoltage release (UVR) 208-230V AC 50/60Hz 2 auxiliary switches HQ 1 trip alarm switch HQ 1 electrical alarm switch | - | 0 | 0
3VA2325-7MN32-0HA0 |  | 3VA2325-7MN32-0HA0 | 1 | UN | 1 | 10 | C | D | EAR99 | N | 85362090 | 1 | 4042949106142 | 4.3 | KG | 1874.4 | 1874.4 | LP18 | LP18 | circuit breaker 3VA2 IEC frame 400 breaking capacity class C Icu=110kA @ 415V 3-pole, motor protection ETU350M, LSI, In=250A overload protection Ir=100A...250A short-circuit protection Isd=3...15 x Ir, Ii=15 x In nut keeper kit shunt trip (STL) 12-30V DC, 24V AC 50/60Hz | - | 0 | 0
3VA2325-7MN32-0HC0 |  | 3VA2325-7MN32-0HC0 | 1 | UN | 1 | 10 | C | D | EAR99 | N | 85362090 | 1 | 4042949108665 | 4.3 | KG | 1918.4 | 1918.4 | LP18 | LP18 | circuit breaker 3VA2 IEC frame 400 breaking capacity class C Icu=110kA @ 415V 3-pole, motor protection ETU350M, LSI, In=250A overload protection Ir=100A...250A short-circuit protection Isd=3...15 x Ir, Ii=15 x In nut keeper kit shunt trip (STL) 12-30V DC, 24V AC 50/60Hz 2 auxiliary switches HQ | - | 0 | 0
3VA2325-7MN32-0HH0 |  | 3VA2325-7MN32-0HH0 | 1 | UN | 1 | 10 | C | D | EAR99 | N | 85362090 | 1 | 4042949109747 | 4.3 | KG | 1936 | 1936 | LP18 | LP18 | circuit breaker 3VA2 IEC frame 400 breaking capacity class C Icu=110kA @ 415V 3-pole, motor protection ETU350M, LSI, In=250A overload protection Ir=100A...250A short-circuit protection Isd=3...15 x Ir, Ii=15 x In nut keeper kit shunt trip (STL) 12-30V DC, 24V AC 50/60Hz 2 auxiliary switches HQ 1 trip alarm switch HQ | - | 0 | 0
3VA2325-7MN32-0HK0 |  | 3VA2325-7MN32-0HK0 | 1 | UN | 1 | 10 | C | D | EAR99 | N | 85362090 | 1 | 4042949322047 | 4.453 | KG | 1953.6 | 1953.6 | LP18 | LP18 | circuit breaker 3VA2 IEC frame 400 breaking capacity class C Icu=110kA @ 415V 3-pole, motor protection ETU350M, LSI, In=250A overload protection Ir=100A...250A short-circuit protection Isd=3...15 x Ir, Ii=15 x In nut keeper kit shunt trip (STL) 12-30V DC, 24V AC 50/60Hz 1 auxiliary switch HQ 1 trip alarm switch HQ 1 electrical alarm switch | - | 0 | 0
3VA2325-7MN32-0HL0 |  | 3VA2325-7MN32-0HL0 | 1 | UN | 1 | 10 | C | D | EAR99 | N | 85362090 | 1 | 4042949110828 | 4.3 | KG | 1971.2 | 1971.2 | LP18 | LP18 | circuit breaker 3VA2 IEC frame 400 breaking capacity class C Icu=110kA @ 415V 3-pole, motor protection ETU350M, LSI, In=250A overload protection Ir=100A...250A short-circuit protection Isd=3...15 x Ir, Ii=15 x In nut keeper kit shunt trip (STL) 12-30V DC, 24V AC 50/60Hz 2 auxiliary switches HQ 1 trip alarm switch HQ 1 electrical alarm switch | - | 0 | 0
3VA2325-7MN32-0JA0 |  | 3VA2325-7MN32-0JA0 | 1 | UN | 1 | 10 | C | D | EAR99 | N | 85362090 | 1 | 4042949106326 | 4.3 | KG | 1874.4 | 1874.4 | LP18 | LP18 | circuit breaker 3VA2 IEC frame 400 breaking capacity class C Icu=110kA @ 415V 3-pole, motor protection ETU350M, LSI, In=250A overload protection Ir=100A...250A short-circuit protection Isd=3...15 x Ir, Ii=15 x In nut keeper kit shunt trip (STL) 110-127V DC, AC 50/60Hz | - | 0 | 0
3VA2325-7MN32-0JC0 |  | 3VA2325-7MN32-0JC0 | 1 | UN | 1 | 10 | C | D | EAR99 | N | 85362090 | 1 | 4042949108849 | 4.3 | KG | 1918.4 | 1918.4 | LP18 | LP18 | circuit breaker 3VA2 IEC frame 400 breaking capacity class C Icu=110kA @ 415V 3-pole, motor protection ETU350M, LSI, In=250A overload protection Ir=100A...250A short-circuit protection Isd=3...15 x Ir, Ii=15 x In nut keeper kit shunt trip (STL) 110-127V DC, AC 50/60Hz 2 auxiliary switches HQ | - | 0 | 0
3VA2325-7MN32-0JH0 |  | 3VA2325-7MN32-0JH0 | 1 | UN | 1 | 10 | C | D | EAR99 | N | 85362090 | 1 | 4042949109921 | 4.3 | KG | 1936 | 1936 | LP18 | LP18 | circuit breaker 3VA2 IEC frame 400 breaking capacity class C Icu=110kA @ 415V 3-pole, motor protection ETU350M, LSI, In=250A overload protection Ir=100A...250A short-circuit protection Isd=3...15 x Ir, Ii=15 x In nut keeper kit shunt trip (STL) 110-127V DC, AC 50/60Hz 2 auxiliary switches HQ 1 trip alarm switch HQ | - | 0 | 0
3VA2325-7MN32-0JL0 |  | 3VA2325-7MN32-0JL0 | 1 | UN | 1 | 10 | C | D | EAR99 | N | 85362090 | 1 | 4042949111009 | 4.3 | KG | 1971.2 | 1971.2 | LP18 | LP18 | circuit breaker 3VA2 IEC frame 400 breaking capacity class C Icu=110kA @ 415V 3-pole, motor protection ETU350M, LSI, In=250A overload protection Ir=100A...250A short-circuit protection Isd=3...15 x Ir, Ii=15 x In nut keeper kit shunt trip (STL) 110-127V DC, AC 50/60Hz 2 auxiliary switches HQ 1 trip alarm switch HQ 1 electrical alarm switch | - | 0 | 0
3VA2325-7MN32-0KA0 |  | 3VA2325-7MN32-0KA0 | 1 | UN | 1 | 10 | C | D | EAR99 | N | 85362090 | 1 | 4042949106500 | 4.3 | KG | 1874.4 | 1874.4 | LP18 | LP18 | circuit breaker 3VA2 IEC frame 400 breaking capacity class C Icu=110kA @ 415V 3-pole, motor protection ETU350M, LSI, In=250A overload protection Ir=100A...250A short-circuit protection Isd=3...15 x Ir, Ii=15 x In nut keeper kit shunt trip (STL) 220-250V DC, 208-277V AC | - | 0 | 0
3VA2325-7MN32-0KC0 |  | 3VA2325-7MN32-0KC0 | 1 | UN | 1 | 10 | C | D | EAR99 | N | 85362090 | 1 | 4042949109020 | 4.3 | KG | 1918.4 | 1918.4 | LP18 | LP18 | circuit breaker 3VA2 IEC frame 400 breaking capacity class C Icu=110kA @ 415V 3-pole, motor protection ETU350M, LSI, In=250A overload protection Ir=100A...250A short-circuit protection Isd=3...15 x Ir, Ii=15 x In nut keeper kit shunt trip (STL) 220-250V DC, 208-277V AC 2 auxiliary switches HQ | - | 0 | 0
3VA2325-7MN32-0KF0 |  | 3VA2325-7MN32-0KF0 | 1 | UN | 1 | 10 | C | D | EAR99 | N | 85362090 | 1 | 4042949323280 | 4.431 | KG | 1918.4 | 1918.4 | LP18 | LP18 | circuit breaker 3VA2 IEC frame 400 breaking capacity class C Icu=110kA @ 415V 3-pole, motor protection ETU350M, LSI, In=250A overload protection Ir=100A...250A short-circuit protection Isd=3...15 x Ir, Ii=15 x In nut keeper kit shunt trip (STL) 220-250V DC, 208-277V AC 1 auxiliary switch HQ 1 trip alarm switch HQ | - | 0 | 0
3VA2325-7MN32-0KH0 |  | 3VA2325-7MN32-0KH0 | 1 | UN | 1 | 10 | C | D | EAR99 | N | 85362090 | 1 | 4042949110101 | 4.3 | KG | 1936 | 1936 | LP18 | LP18 | circuit breaker 3VA2 IEC frame 400 breaking capacity class C Icu=110kA @ 415V 3-pole, motor protection ETU350M, LSI, In=250A overload protection Ir=100A...250A short-circuit protection Isd=3...15 x Ir, Ii=15 x In nut keeper kit shunt trip (STL) 220-250V DC, 208-277V AC 2 auxiliary switches HQ 1 trip alarm switch HQ | - | 0 | 0
3VA2325-7MN32-0KL0 |  | 3VA2325-7MN32-0KL0 | 1 | UN | 1 | 10 | C | D | EAR99 | N | 85362090 | 1 | 4042949111184 | 4.3 | KG | 1971.2 | 1971.2 | LP18 | LP18 | circuit breaker 3VA2 IEC frame 400 breaking capacity class C Icu=110kA @ 415V 3-pole, motor protection ETU350M, LSI, In=250A overload protection Ir=100A...250A short-circuit protection Isd=3...15 x Ir, Ii=15 x In nut keeper kit shunt trip (STL) 220-250V DC, 208-277V AC 2 auxiliary switches HQ 1 trip alarm switch HQ 1 electrical alarm switch | - | 0 | 0
3VA2325-7MP32-0AA0 |  | 3VA2325-7MP32-0AA0 | 1 | UN | 1 | 5 | B | D | EAR99 | N | 85362090 | 1 | 4042948903735 | 4.66 | KG | 1971.2 | 1971.2 | LP18 | LP18 | CIRCUIT BREAKER 3VA2 IEC FRAME 400 BREAKING CAPACITY CLASS C ICU=110KA @ 415 V 3-POLE, MOTOR PROTECTION ETU550M, LSI, In=250A OVERLOAD PROTECTION IR=100A ...250A SHORT CIRCUIT PROTECTION ISD=1,2... 15X IN,II=3...15X IN BUSBAR CONNECTION | - | 0 | 0
3VA2325-7MQ32-0AA0 |  | 3VA2325-7MQ32-0AA0 | 1 | UN | 1 | 5 | B | D | EAR99 | N | 85362090 | 1 | 4042948830505 | 4.725 | KG | 2279.2 | 2279.2 | LP18 | LP18 | circuit breaker 3VA2 IEC frame 400 breaking capacity class C Icu=110kA @ 415V 3-pole, motor protection ETU860M, LSIG, In=250A overload protection Ir=100A...250A short-circuit protection Isd=1.2..15x In, Ii=3..15x In gr.-fault prot., can be sw. off Ig=0.2...1 x In, tg=0.05-0.8s nut keeper kit | - | 0 | 0
3VA2325-7MS32-0AA0 |  | 3VA2325-7MS32-0AA0 | 1 | UN | 1 | 5 | B | D | EAR99 | N | 85362090 | 1 | 4042948830499 | 4.654 | KG | 1434.4 | 1434.4 | LP18 | LP18 | circuit breaker 3VA2 IEC frame 400 breaking capacity class C Icu=110kA @ 415V 3-pole, starter protection ETU310M, I, In=250A without overload protection short-circuit protection Ii=3...15 x In nut keeper kit | - | 0 | 0
3VA2325-7MS32-0AH0 |  | 3VA2325-7MS32-0AH0 | 1 | UN | 1 | 10 | C | D | EAR99 | N | 85362090 | 1 | 4042949324621 | 4.369 | KG | 1504.8 | 1504.8 | LP18 | LP18 | circuit breaker 3VA2 IEC frame 400 breaking capacity class C Icu=110kA @ 415V 3-pole, starter protection ETU310M, I, In=250A without overload protection short-circuit protection Ii=3...15 x In nut keeper kit 2 auxiliary switches 1 trip alarm switch | - | 0 | 0
3VA2325-7MS32-0BD0 |  | 3VA2325-7MS32-0BD0 | 1 | UN | 1 | 10 | C | D | EAR99 | N | 85362090 | 1 | 4042949325031 | 4.452 | KG | 1619.2 | 1619.2 | LP18 | LP18 | circuit breaker 3VA2 IEC frame 400 breaking capacity class C Icu=110kA @ 415V 3-pole, starter protection ETU310M, I, In=250A without overload protection short-circuit protection Ii=3...15 x In nut keeper kit undervoltage release 24V DC 3 auxiliary switches | - | 0 | 0
3VA2325-7MS32-0BH0 |  | 3VA2325-7MS32-0BH0 | 1 | UN | 1 | 10 | C | D | EAR99 | N | 85362090 | 1 | 4042949324607 | 4.452 | KG | 1619.2 | 1619.2 | LP18 | LP18 | circuit breaker 3VA2 IEC frame 400 breaking capacity class C Icu=110kA @ 415V 3-pole, starter protection ETU310M, I, In=250A without overload protection short-circuit protection Ii=3...15 x In nut keeper kit undervoltage release 24V DC 2 auxiliary switches 1 trip alarm switch | - | 0 | 0
3VA2325-7MS32-0LL0 |  | 3VA2325-7MS32-0LL0 | 1 | UN | 1 | 10 | C | D | EAR99 | N | 85362090 | 1 | 4042949326779 | 4.823 | KG | 1742.4 | 1742.4 | LP18 | LP18 | circuit breaker 3VA2 IEC frame 400 breaking capacity class C Icu=110kA @ 415 V 3-pole,motor starter protection ETU310M, I, In=250A without overload protection short circuit protection iI=3...15 x In busbar connection circuit breaker 3VA2 IEC frame 400 breaking capacity class C Icu=110kA @ 415 V 3-pole,motor starter protection ETU310M, I, In=250A without overload protection short circuit protection iI=3...15 x In universal release 24 V DC accessory for 3VA1 100/160 3VA2 2 auxiliary switch changeover H 1 trip alarm switch changeover 1 electrical alarm switch HQ | - | 0 | 0
3VA2340-5HL32-0AA0 |  | 3VA2340-5HL32-0AA0 | 1 | UN | 1 | 2 | A | D | EAR99 | N | 85362090 | 1 | 4042948834282 | 4.664 | KG | 1300.5 | 1266.5 | LP18 | LP18 | circuit breaker 3VA2 IEC frame 400 breaking capacity class M Icu=55kA @ 415V 3-pole, line protection ETU320, LI, In=400A overload protection Ir=160A...400A short-circuit protection Ii=1.5...10 x In nut keeper kit | Lista Papel 2020 SI | 0 | 0
3VA2340-5HL32-0AB0 |  | 3VA2340-5HL32-0AB0 | 1 | UN | 1 | 10 | C | D | EAR99 | N | 85362090 | 1 | 4042949096061 | 4.719 | KG | 1425.6 | 1425.6 | LP18 | LP18 | circuit breaker 3VA2 IEC frame 400 breaking capacity class M Icu=55kA @ 415V 3-pole, line protection ETU320, LI, In=400A overload protection Ir=160A...400A short-circuit protection Ii=1.5...10 x In nut keeper kit 2 auxiliary switches HP | - | 0 | 0
3VA2340-5HL32-0AC0 |  | 3VA2340-5HL32-0AC0 | 1 | UN | 1 | 10 | C | D | EAR99 | N | 85362090 | 1 | 4042949096184 | 4.4 | KG | 1399.2 | 1399.2 | LP18 | LP18 | circuit breaker 3VA2 IEC frame 400 breaking capacity class M Icu=55kA @ 415V 3-pole, line protection ETU320, LI, In=400A overload protection Ir=160A...400A short-circuit protection Ii=1.5...10 x In nut keeper kit 2 auxiliary switches HQ | - | 0 | 0
3VA2340-5HL32-0AD0 |  | 3VA2340-5HL32-0AD0 | 1 | UN | 1 | 10 | C | D | EAR99 | N | 85362090 | 1 | 4042949096306 | 4.4 | KG | 1425.6 | 1425.6 | LP18 | LP18 | circuit breaker 3VA2 IEC frame 400 breaking capacity class M Icu=55kA @ 415V 3-pole, line protection ETU320, LI, In=400A overload protection Ir=160A...400A short-circuit protection Ii=1.5...10 x In nut keeper kit 3 auxiliary switches HQ | - | 0 | 0
3VA2340-5HL32-0AE0 |  | 3VA2340-5HL32-0AE0 | 1 | UN | 1 | 10 | C | D | EAR99 | N | 85362090 | 1 | 4042949096429 | 4.4 | KG | 1443.2 | 1443.2 | LP18 | LP18 | circuit breaker 3VA2 IEC frame 400 breaking capacity class M Icu=55kA @ 415V 3-pole, line protection ETU320, LI, In=400A overload protection Ir=160A...400A short-circuit protection Ii=1.5...10 x In nut keeper kit 4 auxiliary switches HQ | - | 0 | 0
3VA2340-5HL32-0AF0 |  | 3VA2340-5HL32-0AF0 | 1 | UN | 1 | 10 | C | D | EAR99 | N | 85362090 | 1 | 4042949096542 | 4.682 | KG | 1399.2 | 1399.2 | LP18 | LP18 | circuit breaker 3VA2 IEC frame 400 breaking capacity class M Icu=55kA @ 415V 3-pole, line protection ETU320, LI, In=400A overload protection Ir=160A...400A short-circuit protection Ii=1.5...10 x In nut keeper kit 1 auxiliary switch HQ 1 trip alarm switch HQ | - | 0 | 0
3VA2340-5HL32-0AG0 |  | 3VA2340-5HL32-0AG0 | 1 | UN | 1 | 10 | C | D | EAR99 | N | 85362090 | 1 | 4042949096665 | 4.4 | KG | 1425.6 | 1425.6 | LP18 | LP18 | circuit breaker 3VA2 IEC frame 400 breaking capacity class M Icu=55kA @ 415V 3-pole, line protection ETU320, LI, In=400A overload protection Ir=160A...400A short-circuit protection Ii=1.5...10 x In nut keeper kit 1 auxiliary switch HP 1 trip alarm switch HP | - | 0 | 0
3VA2340-5HL32-0AH0 |  | 3VA2340-5HL32-0AH0 | 1 | UN | 1 | 10 | C | D | EAR99 | N | 85362090 | 1 | 4042949321378 | 4.4 | KG | 1425.6 | 1425.6 | LP18 | LP18 | circuit breaker 3VA2 IEC frame 400 breaking capacity class M Icu=55kA @ 415V 3-pole, line protection ETU320, LI, In=400A overload protection Ir=160A...400A short-circuit protection Ii=1.5...10 x In nut keeper kit 2 auxiliary switches HQ 1 trip alarm switch HQ | - | 0 | 0
3VA2340-5HL32-0AJ0 |  | 3VA2340-5HL32-0AJ0 | 1 | UN | 1 | 10 | C | D | EAR99 | N | 85362090 | 1 | 4042949096900 | 4.4 | KG | 1460.8 | 1460.8 | LP18 | LP18 | circuit breaker 3VA2 IEC frame 400 breaking capacity class M Icu=55kA @ 415V 3-pole, line protection ETU320, LI, In=400A overload protection Ir=160A...400A short-circuit protection Ii=1.5...10 x In nut keeper kit 2 auxiliary switches HP 1 trip alarm switch HP | - | 0 | 0
3VA2340-5HL32-0BA0 |  | 3VA2340-5HL32-0BA0 | 1 | UN | 1 | 10 | C | D | EAR99 | N | 85362090 | 1 | 4042949095347 | 4.4 | KG | 1460.8 | 1460.8 | LP18 | LP18 | circuit breaker 3VA2 IEC frame 400 breaking capacity class M Icu=55kA @ 415V 3-pole, line protection ETU320, LI, In=400A overload protection Ir=160A...400A short-circuit protection Ii=1.5...10 x In nut keeper kit undervoltage release (UVR) 24V DC | - | 0 | 0
3VA2340-5HL32-0BB0 |  | 3VA2340-5HL32-0BB0 | 1 | UN | 1 | 10 | C | D | EAR99 | N | 85362090 | 1 | 4042949322733 | 4.827 | KG | 1548.8 | 1548.8 | LP18 | LP18 | circuit breaker 3VA2 IEC frame 400 breaking capacity class M Icu=55kA @ 415V 3-pole, line protection ETU320, LI, In=400A overload protection Ir=160A...400A short-circuit protection Ii=1.5...10 x In nut keeper kit undervoltage release (UVR) 24V DC 2 auxiliary switches HP | - | 0 | 0
3VA2340-5HL32-0BC0 |  | 3VA2340-5HL32-0BC0 | 1 | UN | 1 | 10 | C | D | EAR99 | N | 85362090 | 1 | 4042949321330 | 4.4 | KG | 1504.8 | 1504.8 | LP18 | LP18 | circuit breaker 3VA2 IEC frame 400 breaking capacity class M Icu=55kA @ 415V 3-pole, line protection ETU320, LI, In=400A overload protection Ir=160A...400A short-circuit protection Ii=1.5...10 x In nut keeper kit undervoltage release (UVR) 24V DC 2 auxiliary switches HQ | - | 0 | 0
3VA2340-5HL32-0BF0 |  | 3VA2340-5HL32-0BF0 | 1 | UN | 1 | 10 | C | D | EAR99 | N | 85362090 | 1 | 4042949327257 | 4.779 | KG | 1513.6 | 1513.6 | LP18 | LP18 | circuit breaker 3VA2 IEC frame 400 breaking capacity class M Icu=55kA @ 415V 3-pole, line protection ETU320, LI, In=400A overload protection Ir=160A...400A short-circuit protection Ii=1.5...10 x In nut keeper kit circuit breaker 3VA2 IEC frame 400 breaking capacity class M Icu=55kA @ 415V 3-pole, line protection ETU320, LI, In=400A overload protection Ir=160A...400A short-circuit protection Ii=1.5...10 x In nut UNDERVOLTAGE RELEASE 24 V DC ACCESSORY FOR 3VA1 and 3VA20 up 1 AUXILIARY SWITCH CHANGEOVER H 1 TRIP ALARM SWITCH CHANGEOVER |  | 0 | 0
3VA2340-5HL32-0BH0 |  | 3VA2340-5HL32-0BH0 | 1 | UN | 1 | 10 | C | D | EAR99 | N | 85362090 | 1 | 4042949097747 | 4.4 | KG | 1540 | 1540 | LP18 | LP18 | circuit breaker 3VA2 IEC frame 400 breaking capacity class M Icu=55kA @ 415V 3-pole, line protection ETU320, LI, In=400A overload protection Ir=160A...400A short-circuit protection Ii=1.5...10 x In nut keeper kit undervoltage release (UVR) 24V DC 2 auxiliary switches HQ 1 trip alarm switch HQ | - | 0 | 0
3VA2340-5HL32-0BK0 |  | 3VA2340-5HL32-0BK0 | 1 | UN | 1 | 10 | C | D | EAR99 | N | 85362090 | 1 | 4042949324119 | 4.816 | KG | 1548.8 | 1548.8 | LP18 | LP18 | circuit breaker 3VA2 IEC frame 400 breaking capacity class M Icu=55kA @ 415V 3-pole, line protection ETU320, LI, In=400A overload protection Ir=160A...400A short-circuit protection Ii=1.5...10 x In nut keeper kit undervoltage release (UVR) 24V DC 1 auxiliary switch HQ 1 trip alarm switch HQ 1 electrical alarm switch | - | 0 | 0
3VA2340-5HL32-0BL0 |  | 3VA2340-5HL32-0BL0 | 1 | UN | 1 | 10 | C | D | EAR99 | N | 85362090 | 1 | 4042949098461 | 4.4 | KG | 1575.2 | 1575.2 | LP18 | LP18 | circuit breaker 3VA2 IEC frame 400 breaking capacity class M Icu=55kA @ 415V 3-pole, line protection ETU320, LI, In=400A overload protection Ir=160A...400A short-circuit protection Ii=1.5...10 x In nut keeper kit undervoltage release (UVR) 24V DC 2 auxiliary switches HQ 1 trip alarm switch HQ 1 electrical alarm switch | - | 0 | 0
3VA2340-5HL32-0CA0 |  | 3VA2340-5HL32-0CA0 | 1 | UN | 1 | 10 | C | D | EAR99 | N | 85362090 | 1 | 4042949095460 | 4.4 | KG | 1460.8 | 1460.8 | LP18 | LP18 | circuit breaker 3VA2 IEC frame 400 breaking capacity class M Icu=55kA @ 415V 3-pole, line protection ETU320, LI, In=400A overload protection Ir=160A...400A short-circuit protection Ii=1.5...10 x In nut keeper kit undervoltage release (UVR) 120-127V AC 50/60Hz | - | 0 | 0
3VA2340-5HL32-0CC0 |  | 3VA2340-5HL32-0CC0 | 1 | UN | 1 | 10 | C | D | EAR99 | N | 85362090 | 1 | 4042949097143 | 4.4 | KG | 1513.6 | 1513.6 | LP18 | LP18 | circuit breaker 3VA2 IEC frame 400 breaking capacity class M Icu=55kA @ 415V 3-pole, line protection ETU320, LI, In=400A overload protection Ir=160A...400A short-circuit protection Ii=1.5...10 x In nut keeper kit undervoltage release (UVR) 120-127V AC 50/60Hz 2 auxiliary switches HQ | - | 0 | 0
3VA2340-5HL32-0CH0 |  | 3VA2340-5HL32-0CH0 | 1 | UN | 1 | 10 | C | D | EAR99 | N | 85362090 | 1 | 4042949097860 | 4.4 | KG | 1540 | 1540 | LP18 | LP18 | circuit breaker 3VA2 IEC frame 400 breaking capacity class M Icu=55kA @ 415V 3-pole, line protection ETU320, LI, In=400A overload protection Ir=160A...400A short-circuit protection Ii=1.5...10 x In nut keeper kit undervoltage release (UVR) 120-127V AC 50/60Hz 2 auxiliary switches HQ 1 trip alarm switch HQ | - | 0 | 0
3VA2340-5HL32-0CL0 |  | 3VA2340-5HL32-0CL0 | 1 | UN | 1 | 10 | C | D | EAR99 | N | 85362090 | 1 | 4042949098584 | 4.4 | KG | 1575.2 | 1575.2 | LP18 | LP18 | circuit breaker 3VA2 IEC frame 400 breaking capacity class M Icu=55kA @ 415V 3-pole, line protection ETU320, LI, In=400A overload protection Ir=160A...400A short-circuit protection Ii=1.5...10 x In nut keeper kit undervoltage release (UVR) 120-127V AC 50/60Hz 2 auxiliary switches HQ 1 trip alarm switch HQ 1 electrical alarm switch | - | 0 | 0
3VA2340-5HL32-0DA0 |  | 3VA2340-5HL32-0DA0 | 1 | UN | 1 | 10 | C | D | EAR99 | N | 85362090 | 1 | 4042949095583 | 4.3 | KG | 1460.8 | 1460.8 | LP18 | LP18 | circuit breaker 3VA2 IEC frame 400 breaking capacity class M Icu=55kA @ 415V 3-pole, line protection ETU320, LI, In=400A overload protection Ir=160A...400A short-circuit protection Ii=1.5...10 x In nut keeper kit undervoltage release (UVR) 208-230V AC 50/60Hz | - | 0 | 0
3VA2340-5HL32-0DC0 |  | 3VA2340-5HL32-0DC0 | 1 | UN | 1 | 10 | C | D | EAR99 | N | 85362090 | 1 | 4042949097266 | 4.3 | KG | 1513.6 | 1513.6 | LP18 | LP18 | circuit breaker 3VA2 IEC frame 400 breaking capacity class M Icu=55kA @ 415V 3-pole, line protection ETU320, LI, In=400A overload protection Ir=160A...400A short-circuit protection Ii=1.5...10 x In nut keeper kit undervoltage release (UVR) 208-230V AC 50/60Hz 2 auxiliary switches HQ | - | 0 | 0
3VA2340-5HL32-0DF0 |  | 3VA2340-5HL32-0DF0 | 1 | UN | 1 | 10 | C | D | EAR99 | N | 85362090 | 1 | 4042949322498 | 4.804 | KG | 1513.6 | 1513.6 | LP18 | LP18 | circuit breaker 3VA2 IEC frame 400 breaking capacity class M Icu=55kA @ 415V 3-pole, line protection ETU320, LI, In=400A overload protection Ir=160A...400A short-circuit protection Ii=1.5...10 x In nut keeper kit undervoltage release (UVR) 208-230V AC 50/60Hz 1 auxiliary switch HQ 1 trip alarm switch HQ | - | 0 | 0
3VA2340-5HL32-0DH0 |  | 3VA2340-5HL32-0DH0 | 1 | UN | 1 | 10 | C | D | EAR99 | N | 85362090 | 1 | 4042949097983 | 4.3 | KG | 1540 | 1540 | LP18 | LP18 | circuit breaker 3VA2 IEC frame 400 breaking capacity class M Icu=55kA @ 415V 3-pole, line protection ETU320, LI, In=400A overload protection Ir=160A...400A short-circuit protection Ii=1.5...10 x In nut keeper kit undervoltage release (UVR) 208-230V AC 50/60Hz 2 auxiliary switches HQ 1 trip alarm switch HQ | - | 0 | 0
3VA2340-5HL32-0DL0 |  | 3VA2340-5HL32-0DL0 | 1 | UN | 1 | 10 | C | D | EAR99 | N | 85362090 | 1 | 4042949098706 | 4.3 | KG | 1575.2 | 1575.2 | LP18 | LP18 | circuit breaker 3VA2 IEC frame 400 breaking capacity class M Icu=55kA @ 415V 3-pole, line protection ETU320, LI, In=400A overload protection Ir=160A...400A short-circuit protection Ii=1.5...10 x In nut keeper kit undervoltage release (UVR) 208-230V AC 50/60Hz 2 auxiliary switches HQ 1 trip alarm switch HQ 1 electrical alarm switch | - | 0 | 0
3VA2340-5HL32-0HA0 |  | 3VA2340-5HL32-0HA0 | 1 | UN | 1 | 10 | C | D | EAR99 | N | 85362090 | 1 | 4042949095705 | 4.3 | KG | 1434.4 | 1434.4 | LP18 | LP18 | circuit breaker 3VA2 IEC frame 400 breaking capacity class M Icu=55kA @ 415V 3-pole, line protection ETU320, LI, In=400A overload protection Ir=160A...400A short-circuit protection Ii=1.5...10 x In nut keeper kit shunt trip (STL) 12-30V DC, 24V AC 50/60Hz | - | 0 | 0
3VA2340-5HL32-0HC0 |  | 3VA2340-5HL32-0HC0 | 1 | UN | 1 | 10 | C | D | EAR99 | N | 85362090 | 1 | 4042949097389 | 4.3 | KG | 1487.2 | 1487.2 | LP18 | LP18 | circuit breaker 3VA2 IEC frame 400 breaking capacity class M Icu=55kA @ 415V 3-pole, line protection ETU320, LI, In=400A overload protection Ir=160A...400A short-circuit protection Ii=1.5...10 x In nut keeper kit shunt trip (STL) 12-30V DC, 24V AC 50/60Hz 2 auxiliary switches HQ | - | 0 | 0
3VA2340-5HL32-0HH0 |  | 3VA2340-5HL32-0HH0 | 1 | UN | 1 | 10 | C | D | EAR99 | N | 85362090 | 1 | 4042949098102 | 4.3 | KG | 1513.6 | 1513.6 | LP18 | LP18 | circuit breaker 3VA2 IEC frame 400 breaking capacity class M Icu=55kA @ 415V 3-pole, line protection ETU320, LI, In=400A overload protection Ir=160A...400A short-circuit protection Ii=1.5...10 x In nut keeper kit shunt trip (STL) 12-30V DC, 24V AC 50/60Hz 2 auxiliary switches HQ 1 trip alarm switch HQ | - | 0 | 0
3VA2340-5HL32-0HL0 |  | 3VA2340-5HL32-0HL0 | 1 | UN | 1 | 10 | C | D | EAR99 | N | 85362090 | 1 | 4042949098829 | 4.3 | KG | 1548.8 | 1548.8 | LP18 | LP18 | circuit breaker 3VA2 IEC frame 400 breaking capacity class M Icu=55kA @ 415V 3-pole, line protection ETU320, LI, In=400A overload protection Ir=160A...400A short-circuit protection Ii=1.5...10 x In nut keeper kit shunt trip (STL) 12-30V DC, 24V AC 50/60Hz 2 auxiliary switches HQ 1 trip alarm switch HQ 1 electrical alarm switch | - | 0 | 0
3VA2340-5HL32-0JA0 |  | 3VA2340-5HL32-0JA0 | 1 | UN | 1 | 10 | C | D | EAR99 | N | 85362090 | 1 | 4042949095828 | 4.3 | KG | 1434.4 | 1434.4 | LP18 | LP18 | circuit breaker 3VA2 IEC frame 400 breaking capacity class M Icu=55kA @ 415V 3-pole, line protection ETU320, LI, In=400A overload protection Ir=160A...400A short-circuit protection Ii=1.5...10 x In nut keeper kit shunt trip (STL) 110-127V DC, AC 50/60Hz | - | 0 | 0
3VA2340-5HL32-0JC0 |  | 3VA2340-5HL32-0JC0 | 1 | UN | 1 | 10 | C | D | EAR99 | N | 85362090 | 1 | 4042949097501 | 4.3 | KG | 1487.2 | 1487.2 | LP18 | LP18 | circuit breaker 3VA2 IEC frame 400 breaking capacity class M Icu=55kA @ 415V 3-pole, line protection ETU320, LI, In=400A overload protection Ir=160A...400A short-circuit protection Ii=1.5...10 x In nut keeper kit shunt trip (STL) 110-127V DC, AC 50/60Hz 2 auxiliary switches HQ | - | 0 | 0
3VA2340-5HL32-0JH0 |  | 3VA2340-5HL32-0JH0 | 1 | UN | 1 | 10 | C | D | EAR99 | N | 85362090 | 1 | 4042949098225 | 4.3 | KG | 1513.6 | 1513.6 | LP18 | LP18 | circuit breaker 3VA2 IEC frame 400 breaking capacity class M Icu=55kA @ 415V 3-pole, line protection ETU320, LI, In=400A overload protection Ir=160A...400A short-circuit protection Ii=1.5...10 x In nut keeper kit shunt trip (STL) 110-127V DC, AC 50/60Hz 2 auxiliary switches HQ 1 trip alarm switch HQ | - | 0 | 0
3VA2340-5HL32-0JL0 |  | 3VA2340-5HL32-0JL0 | 1 | UN | 1 | 10 | C | D | EAR99 | N | 85362090 | 1 | 4042949098942 | 4.3 | KG | 1548.8 | 1548.8 | LP18 | LP18 | circuit breaker 3VA2 IEC frame 400 breaking capacity class M Icu=55kA @ 415V 3-pole, line protection ETU320, LI, In=400A overload protection Ir=160A...400A short-circuit protection Ii=1.5...10 x In nut keeper kit shunt trip (STL) 110-127V DC, AC 50/60Hz 2 auxiliary switches HQ 1 trip alarm switch HQ 1 electrical alarm switch | - | 0 | 0
3VA2340-5HL32-0KA0 |  | 3VA2340-5HL32-0KA0 | 1 | UN | 1 | 10 | C | D | EAR99 | N | 85362090 | 1 | 4042949095941 | 4.3 | KG | 1434.4 | 1434.4 | LP18 | LP18 | circuit breaker 3VA2 IEC frame 400 breaking capacity class M Icu=55kA @ 415V 3-pole, line protection ETU320, LI, In=400A overload protection Ir=160A...400A short-circuit protection Ii=1.5...10 x In nut keeper kit shunt trip (STL) 220-250V DC, 208-277V AC | - | 0 | 0
3VA2340-5HL32-0KC0 |  | 3VA2340-5HL32-0KC0 | 1 | UN | 1 | 10 | C | D | EAR99 | N | 85362090 | 1 | 4042949097624 | 4.3 | KG | 1487.2 | 1487.2 | LP18 | LP18 | circuit breaker 3VA2 IEC frame 400 breaking capacity class M Icu=55kA @ 415V 3-pole, line protection ETU320, LI, In=400A overload protection Ir=160A...400A short-circuit protection Ii=1.5...10 x In nut keeper kit shunt trip (STL) 220-250V DC, 208-277V AC 2 auxiliary switches HQ | - | 0 | 0
3VA2340-5HL32-0KH0 |  | 3VA2340-5HL32-0KH0 | 1 | UN | 1 | 10 | C | D | EAR99 | N | 85362090 | 1 | 4042949098348 | 4.3 | KG | 1513.6 | 1513.6 | LP18 | LP18 | circuit breaker 3VA2 IEC frame 400 breaking capacity class M Icu=55kA @ 415V 3-pole, line protection ETU320, LI, In=400A overload protection Ir=160A...400A short-circuit protection Ii=1.5...10 x In nut keeper kit shunt trip (STL) 220-250V DC, 208-277V AC 2 auxiliary switches HQ 1 trip alarm switch HQ | - | 0 | 0
3VA2340-5HL32-0KL0 |  | 3VA2340-5HL32-0KL0 | 1 | UN | 1 | 10 | C | D | EAR99 | N | 85362090 | 1 | 4042949099062 | 4.3 | KG | 1548.8 | 1548.8 | LP18 | LP18 | circuit breaker 3VA2 IEC frame 400 breaking capacity class M Icu=55kA @ 415V 3-pole, line protection ETU320, LI, In=400A overload protection Ir=160A...400A short-circuit protection Ii=1.5...10 x In nut keeper kit shunt trip (STL) 220-250V DC, 208-277V AC 2 auxiliary switches HQ 1 trip alarm switch HQ 1 electrical alarm switch | - | 0 | 0
3VA2340-5HL42-0AA0 |  | 3VA2340-5HL42-0AA0 | 1 | UN | 1 | 2 | A | D | EAR99 | N | 85362090 | 1 | 4042948834275 | 6.034 | KG | 1708.5 | 1657.5 | LP18 | LP18 | circuit breaker 3VA2 IEC frame 400 breaking capacity class M Icu=55kA @ 415V 4-pole, line protection ETU320, LI, In=400A overload protection Ir=160A...400A short-circuit protection Ii=1.5...10 x In N conductor protection adjustable (OFF, 50%, 100%) nut keeper kit | Lista Papel 2020 SI | 0 | 0
3VA2340-5HL42-0AB0 |  | 3VA2340-5HL42-0AB0 | 1 | UN | 1 | 10 | C | D | EAR99 | N | 85362090 | 1 | 4042949096054 | 4.8 | KG | 1848 | 1848 | LP18 | LP18 | circuit breaker 3VA2 IEC frame 400 breaking capacity class M Icu=55kA @ 415V 4-pole, line protection ETU320, LI, In=400A overload protection Ir=160A...400A short-circuit protection Ii=1.5...10 x In N conductor protection adjustable (OFF, 50%, 100%) nut keeper kit 2 auxiliary switches HP | - | 0 | 0
3VA2340-5HL42-0AC0 |  | 3VA2340-5HL42-0AC0 | 1 | UN | 1 | 10 | C | D | EAR99 | N | 85362090 | 1 | 4042949096177 | 4.8 | KG | 1830.4 | 1830.4 | LP18 | LP18 | circuit breaker 3VA2 IEC frame 400 breaking capacity class M Icu=55kA @ 415V 4-pole, line protection ETU320, LI, In=400A overload protection Ir=160A...400A short-circuit protection Ii=1.5...10 x In N conductor protection adjustable (OFF, 50%, 100%) nut keeper kit 2 auxiliary switches HQ | - | 0 | 0
3VA2340-5HL42-0AD0 |  | 3VA2340-5HL42-0AD0 | 1 | UN | 1 | 10 | C | D | EAR99 | N | 85362090 | 1 | 4042949096290 | 4.8 | KG | 1848 | 1848 | LP18 | LP18 | circuit breaker 3VA2 IEC frame 400 breaking capacity class M Icu=55kA @ 415V 4-pole, line protection ETU320, LI, In=400A overload protection Ir=160A...400A short-circuit protection Ii=1.5...10 x In N conductor protection adjustable (OFF, 50%, 100%) nut keeper kit 3 auxiliary switches HQ | - | 0 | 0
3VA2340-5HL42-0AE0 |  | 3VA2340-5HL42-0AE0 | 1 | UN | 1 | 10 | C | D | EAR99 | N | 85362090 | 1 | 4042949096412 | 4.8 | KG | 1865.6 | 1865.6 | LP18 | LP18 | circuit breaker 3VA2 IEC frame 400 breaking capacity class M Icu=55kA @ 415V 4-pole, line protection ETU320, LI, In=400A overload protection Ir=160A...400A short-circuit protection Ii=1.5...10 x In N conductor protection adjustable (OFF, 50%, 100%) nut keeper kit 4 auxiliary switches HQ | - | 0 | 0
3VA2340-5HL42-0AF0 |  | 3VA2340-5HL42-0AF0 | 1 | UN | 1 | 10 | C | D | EAR99 | N | 85362090 | 1 | 4042949096535 | 4.8 | KG | 1830.4 | 1830.4 | LP18 | LP18 | circuit breaker 3VA2 IEC frame 400 breaking capacity class M Icu=55kA @ 415V 4-pole, line protection ETU320, LI, In=400A overload protection Ir=160A...400A short-circuit protection Ii=1.5...10 x In N conductor protection adjustable (OFF, 50%, 100%) nut keeper kit 1 auxiliary switch HQ 1 trip alarm switch HQ | - | 0 | 0
3VA2340-5HL42-0AG0 |  | 3VA2340-5HL42-0AG0 | 1 | UN | 1 | 10 | C | D | EAR99 | N | 85362090 | 1 | 4042949096658 | 4.8 | KG | 1848 | 1848 | LP18 | LP18 | circuit breaker 3VA2 IEC frame 400 breaking capacity class M Icu=55kA @ 415V 4-pole, line protection ETU320, LI, In=400A overload protection Ir=160A...400A short-circuit protection Ii=1.5...10 x In N conductor protection adjustable (OFF, 50%, 100%) nut keeper kit 1 auxiliary switch HP 1 trip alarm switch HP | - | 0 | 0
3VA2340-5HL42-0AH0 |  | 3VA2340-5HL42-0AH0 | 1 | UN | 1 | 10 | C | D | EAR99 | N | 85362090 | 1 | 4042949096771 | 4.8 | KG | 1848 | 1848 | LP18 | LP18 | circuit breaker 3VA2 IEC frame 400 breaking capacity class M Icu=55kA @ 415V 4-pole, line protection ETU320, LI, In=400A overload protection Ir=160A...400A short-circuit protection Ii=1.5...10 x In N conductor protection adjustable (OFF, 50%, 100%) nut keeper kit 2 auxiliary switches HQ 1 trip alarm switch HQ | - | 0 | 0
3VA2340-5HL42-0AJ0 |  | 3VA2340-5HL42-0AJ0 | 1 | UN | 1 | 10 | C | D | EAR99 | N | 85362090 | 1 | 4042949096894 | 4.8 | KG | 1883.2 | 1883.2 | LP18 | LP18 | circuit breaker 3VA2 IEC frame 400 breaking capacity class M Icu=55kA @ 415V 4-pole, line protection ETU320, LI, In=400A overload protection Ir=160A...400A short-circuit protection Ii=1.5...10 x In N conductor protection adjustable (OFF, 50%, 100%) nut keeper kit 2 auxiliary switches HP 1 trip alarm switch HP | - | 0 | 0
3VA2340-5HL42-0BA0 |  | 3VA2340-5HL42-0BA0 | 1 | UN | 1 | 10 | C | D | EAR99 | N | 85362090 | 1 | 4042949095330 | 4.8 | KG | 1883.2 | 1883.2 | LP18 | LP18 | circuit breaker 3VA2 IEC frame 400 breaking capacity class M Icu=55kA @ 415V 4-pole, line protection ETU320, LI, In=400A overload protection Ir=160A...400A short-circuit protection Ii=1.5...10 x In N conductor protection adjustable (OFF, 50%, 100%) nut keeper kit undervoltage release (UVR) 24V DC | - | 0 | 0
3VA2340-5HL42-0BC0 |  | 3VA2340-5HL42-0BC0 | 1 | UN | 1 | 10 | C | D | EAR99 | N | 85362090 | 1 | 4042949097013 | 4.8 | KG | 1927.2 | 1927.2 | LP18 | LP18 | circuit breaker 3VA2 IEC frame 400 breaking capacity class M Icu=55kA @ 415V 4-pole, line protection ETU320, LI, In=400A overload protection Ir=160A...400A short-circuit protection Ii=1.5...10 x In N conductor protection adjustable (OFF, 50%, 100%) nut keeper kit undervoltage release (UVR) 24V DC 2 auxiliary switches HQ | - | 0 | 0
3VA2340-5HL42-0BH0 |  | 3VA2340-5HL42-0BH0 | 1 | UN | 1 | 10 | C | D | EAR99 | N | 85362090 | 1 | 4042949097730 | 4.8 | KG | 1953.6 | 1953.6 | LP18 | LP18 | circuit breaker 3VA2 IEC frame 400 breaking capacity class M Icu=55kA @ 415V 4-pole, line protection ETU320, LI, In=400A overload protection Ir=160A...400A short-circuit protection Ii=1.5...10 x In N conductor protection adjustable (OFF, 50%, 100%) nut keeper kit undervoltage release (UVR) 24V DC 2 auxiliary switches HQ 1 trip alarm switch HQ | - | 0 | 0
3VA2340-5HL42-0BL0 |  | 3VA2340-5HL42-0BL0 | 1 | UN | 1 | 10 | C | D | EAR99 | N | 85362090 | 1 | 4042949098454 | 4.8 | KG | 1988.8 | 1988.8 | LP18 | LP18 | circuit breaker 3VA2 IEC frame 400 breaking capacity class M Icu=55kA @ 415V 4-pole, line protection ETU320, LI, In=400A overload protection Ir=160A...400A short-circuit protection Ii=1.5...10 x In N conductor protection adjustable (OFF, 50%, 100%) nut keeper kit undervoltage release (UVR) 24V DC 2 auxiliary switches HQ 1 trip alarm switch HQ 1 electrical alarm switch | - | 0 | 0
3VA2340-5HL42-0CA0 |  | 3VA2340-5HL42-0CA0 | 1 | UN | 1 | 10 | C | D | EAR99 | N | 85362090 | 1 | 4042949095453 | 4.8 | KG | 1883.2 | 1883.2 | LP18 | LP18 | circuit breaker 3VA2 IEC frame 400 breaking capacity class M Icu=55kA @ 415V 4-pole, line protection ETU320, LI, In=400A overload protection Ir=160A...400A short-circuit protection Ii=1.5...10 x In N conductor protection adjustable (OFF, 50%, 100%) nut keeper kit undervoltage release (UVR) 120-127V AC 50/60Hz | - | 0 | 0
3VA2340-5HL42-0CC0 |  | 3VA2340-5HL42-0CC0 | 1 | UN | 1 | 10 | C | D | EAR99 | N | 85362090 | 1 | 4042949097136 | 4.8 | KG | 1927.2 | 1927.2 | LP18 | LP18 | circuit breaker 3VA2 IEC frame 400 breaking capacity class M Icu=55kA @ 415V 4-pole, line protection ETU320, LI, In=400A overload protection Ir=160A...400A short-circuit protection Ii=1.5...10 x In N conductor protection adjustable (OFF, 50%, 100%) nut keeper kit undervoltage release (UVR) 120-127V AC 50/60Hz 2 auxiliary switches HQ | - | 0 | 0
3VA2340-5HL42-0CH0 |  | 3VA2340-5HL42-0CH0 | 1 | UN | 1 | 10 | C | D | EAR99 | N | 85362090 | 1 | 4042949097853 | 4.8 | KG | 1953.6 | 1953.6 | LP18 | LP18 | circuit breaker 3VA2 IEC frame 400 breaking capacity class M Icu=55kA @ 415V 4-pole, line protection ETU320, LI, In=400A overload protection Ir=160A...400A short-circuit protection Ii=1.5...10 x In N conductor protection adjustable (OFF, 50%, 100%) nut keeper kit undervoltage release (UVR) 120-127V AC 50/60Hz 2 auxiliary switches HQ 1 trip alarm switch HQ | - | 0 | 0
3VA2340-5HL42-0CL0 |  | 3VA2340-5HL42-0CL0 | 1 | UN | 1 | 10 | C | D | EAR99 | N | 85362090 | 1 | 4042949098577 | 4.8 | KG | 1988.8 | 1988.8 | LP18 | LP18 | circuit breaker 3VA2 IEC frame 400 breaking capacity class M Icu=55kA @ 415V 4-pole, line protection ETU320, LI, In=400A overload protection Ir=160A...400A short-circuit protection Ii=1.5...10 x In N conductor protection adjustable (OFF, 50%, 100%) nut keeper kit undervoltage release (UVR) 120-127V AC 50/60Hz 2 auxiliary switches HQ 1 trip alarm switch HQ 1 electrical alarm switch | - | 0 | 0
3VA2340-5HL42-0DA0 |  | 3VA2340-5HL42-0DA0 | 1 | UN | 1 | 10 | C | D | EAR99 | N | 85362090 | 1 | 4042949095576 | 4.8 | KG | 1883.2 | 1883.2 | LP18 | LP18 | circuit breaker 3VA2 IEC frame 400 breaking capacity class M Icu=55kA @ 415V 4-pole, line protection ETU320, LI, In=400A overload protection Ir=160A...400A short-circuit protection Ii=1.5...10 x In N conductor protection adjustable (OFF, 50%, 100%) nut keeper kit undervoltage release (UVR) 208-230V AC 50/60Hz | - | 0 | 0
3VA2340-5HL42-0DC0 |  | 3VA2340-5HL42-0DC0 | 1 | UN | 1 | 10 | C | D | EAR99 | N | 85362090 | 1 | 4042949097259 | 4.8 | KG | 1927.2 | 1927.2 | LP18 | LP18 | circuit breaker 3VA2 IEC frame 400 breaking capacity class M Icu=55kA @ 415V 4-pole, line protection ETU320, LI, In=400A overload protection Ir=160A...400A short-circuit protection Ii=1.5...10 x In N conductor protection adjustable (OFF, 50%, 100%) nut keeper kit undervoltage release (UVR) 208-230V AC 50/60Hz 2 auxiliary switches HQ | - | 0 | 0
3VA2340-5HL42-0DF0 |  | 3VA2340-5HL42-0DF0 | 1 | UN | 1 | 10 | C | D | EAR99 | N | 85362090 | 1 | 4042949322481 | 6.191 | KG | 1927.2 | 1927.2 | LP18 | LP18 | circuit breaker 3VA2 IEC frame 400 breaking capacity class M Icu=55kA @ 415V 4-pole, line protection ETU320, LI, In=400A overload protection Ir=160A...400A short-circuit protection Ii=1.5...10 x In N conductor protection adjustable (OFF, 50%, 100%) nut keeper kit undervoltage release (UVR) 208-230V AC 50/60Hz 1 auxiliary switch HQ 1 trip alarm switch HQ | - | 0 | 0
3VA2340-5HL42-0DH0 |  | 3VA2340-5HL42-0DH0 | 1 | UN | 1 | 10 | C | D | EAR99 | N | 85362090 | 1 | 4042949097976 | 4.8 | KG | 1953.6 | 1953.6 | LP18 | LP18 | circuit breaker 3VA2 IEC frame 400 breaking capacity class M Icu=55kA @ 415V 4-pole, line protection ETU320, LI, In=400A overload protection Ir=160A...400A short-circuit protection Ii=1.5...10 x In N conductor protection adjustable (OFF, 50%, 100%) nut keeper kit undervoltage release (UVR) 208-230V AC 50/60Hz 2 auxiliary switches HQ 1 trip alarm switch HQ | - | 0 | 0
3VA2340-5HL42-0DL0 |  | 3VA2340-5HL42-0DL0 | 1 | UN | 1 | 10 | C | D | EAR99 | N | 85362090 | 1 | 4042949098690 | 4.8 | KG | 1988.8 | 1988.8 | LP18 | LP18 | circuit breaker 3VA2 IEC frame 400 breaking capacity class M Icu=55kA @ 415V 4-pole, line protection ETU320, LI, In=400A overload protection Ir=160A...400A short-circuit protection Ii=1.5...10 x In N conductor protection adjustable (OFF, 50%, 100%) nut keeper kit undervoltage release (UVR) 208-230V AC 50/60Hz 2 auxiliary switches HQ 1 trip alarm switch HQ 1 electrical alarm switch | - | 0 | 0
3VA2340-5HL42-0HA0 |  | 3VA2340-5HL42-0HA0 | 1 | UN | 1 | 10 | C | D | EAR99 | N | 85362090 | 1 | 4042949095699 | 4.8 | KG | 1856.8 | 1856.8 | LP18 | LP18 | circuit breaker 3VA2 IEC frame 400 breaking capacity class M Icu=55kA @ 415V 4-pole, line protection ETU320, LI, In=400A overload protection Ir=160A...400A short-circuit protection Ii=1.5...10 x In N conductor protection adjustable (OFF, 50%, 100%) nut keeper kit shunt trip (STL) 12-30V DC; 24V AC 50/60Hz | - | 0 | 0
3VA2340-5HL42-0HC0 |  | 3VA2340-5HL42-0HC0 | 1 | UN | 1 | 10 | C | D | EAR99 | N | 85362090 | 1 | 4042949097372 | 4.8 | KG | 1900.8 | 1900.8 | LP18 | LP18 | circuit breaker 3VA2 IEC frame 400 breaking capacity class M Icu=55kA @ 415V 4-pole, line protection ETU320, LI, In=400A overload protection Ir=160A...400A short-circuit protection Ii=1.5...10 x In N conductor protection adjustable (OFF, 50%, 100%) nut keeper kit shunt trip (STL) 12-30V DC; 24V AC 50/60Hz 2 auxiliary switches HQ | - | 0 | 0
3VA2340-5HL42-0HH0 |  | 3VA2340-5HL42-0HH0 | 1 | UN | 1 | 10 | C | D | EAR99 | N | 85362090 | 1 | 4042949098096 | 4.8 | KG | 1927.2 | 1927.2 | LP18 | LP18 | circuit breaker 3VA2 IEC frame 400 breaking capacity class M Icu=55kA @ 415V 4-pole, line protection ETU320, LI, In=400A overload protection Ir=160A...400A short-circuit protection Ii=1.5...10 x In N conductor protection adjustable (OFF, 50%, 100%) nut keeper kit shunt trip (STL) 12-30V DC; 24V AC 50/60Hz 2 auxiliary switches HQ 1 trip alarm switch HQ | - | 0 | 0
3VA2340-5HL42-0HL0 |  | 3VA2340-5HL42-0HL0 | 1 | UN | 1 | 10 | C | D | EAR99 | N | 85362090 | 1 | 4042949098812 | 4.8 | KG | 1962.4 | 1962.4 | LP18 | LP18 | circuit breaker 3VA2 IEC frame 400 breaking capacity class M Icu=55kA @ 415V 4-pole, line protection ETU320, LI, In=400A overload protection Ir=160A...400A short-circuit protection Ii=1.5...10 x In N conductor protection adjustable (OFF, 50%, 100%) nut keeper kit shunt trip (STL) 12-30V DC; 24V AC 50/60Hz 2 auxiliary switches HQ 1 trip alarm switch HQ 1 electrical alarm switch | - | 0 | 0
3VA2340-5HL42-0JA0 |  | 3VA2340-5HL42-0JA0 | 1 | UN | 1 | 10 | C | D | EAR99 | N | 85362090 | 1 | 4042949095811 | 4.8 | KG | 1856.8 | 1856.8 | LP18 | LP18 | circuit breaker 3VA2 IEC frame 400 breaking capacity class M Icu=55kA @ 415V 4-pole, line protection ETU320, LI, In=400A overload protection Ir=160A...400A short-circuit protection Ii=1.5...10 x In N conductor protection adjustable (OFF, 50%, 100%) nut keeper kit shunt trip (STL) 110-127V DC, AC 50/60Hz | - | 0 | 0
3VA2340-5HL42-0JC0 |  | 3VA2340-5HL42-0JC0 | 1 | UN | 1 | 10 | C | D | EAR99 | N | 85362090 | 1 | 4042949097495 | 4.8 | KG | 1900.8 | 1900.8 | LP18 | LP18 | circuit breaker 3VA2 IEC frame 400 breaking capacity class M Icu=55kA @ 415V 4-pole, line protection ETU320, LI, In=400A overload protection Ir=160A...400A short-circuit protection Ii=1.5...10 x In N conductor protection adjustable (OFF, 50%, 100%) nut keeper kit shunt trip (STL) 110-127V DC, AC 50/60Hz 2 auxiliary switches HQ | - | 0 | 0
3VA2340-5HL42-0JH0 |  | 3VA2340-5HL42-0JH0 | 1 | UN | 1 | 10 | C | D | EAR99 | N | 85362090 | 1 | 4042949098218 | 4.8 | KG | 1927.2 | 1927.2 | LP18 | LP18 | circuit breaker 3VA2 IEC frame 400 breaking capacity class M Icu=55kA @ 415V 4-pole, line protection ETU320, LI, In=400A overload protection Ir=160A...400A short-circuit protection Ii=1.5...10 x In N conductor protection adjustable (OFF, 50%, 100%) nut keeper kit shunt trip (STL) 110-127V DC, AC 50/60Hz 2 auxiliary switches HQ 1 trip alarm switch HQ | - | 0 | 0
3VA2340-5HL42-0JL0 |  | 3VA2340-5HL42-0JL0 | 1 | UN | 1 | 10 | C | D | EAR99 | N | 85362090 | 1 | 4042949098935 | 4.8 | KG | 1962.4 | 1962.4 | LP18 | LP18 | circuit breaker 3VA2 IEC frame 400 breaking capacity class M Icu=55kA @ 415V 4-pole, line protection ETU320, LI, In=400A overload protection Ir=160A...400A short-circuit protection Ii=1.5...10 x In N conductor protection adjustable (OFF, 50%, 100%) nut keeper kit shunt trip (STL) 110-127V DC, AC 50/60Hz 2 auxiliary switches HQ 1 trip alarm switch HQ 1 electrical alarm switch | - | 0 | 0
3VA2340-5HL42-0KA0 |  | 3VA2340-5HL42-0KA0 | 1 | UN | 1 | 10 | C | D | EAR99 | N | 85362090 | 1 | 4042949095934 | 4.8 | KG | 1856.8 | 1856.8 | LP18 | LP18 | circuit breaker 3VA2 IEC frame 400 breaking capacity class M Icu=55kA @ 415V 4-pole, line protection ETU320, LI, In=400A overload protection Ir=160A...400A short-circuit protection Ii=1.5...10 x In N conductor protection adjustable (OFF, 50%, 100%) nut keeper kit shunt trip (STL) 220-250V DC; 208-277V AC | - | 0 | 0
3VA2340-5HL42-0KB0 |  | 3VA2340-5HL42-0KB0 | 1 | UN | 1 | 10 | C | D | EAR99 | N | 85362090 | 1 | 4042949326137 | 6.149 | KG | 1856.8 | 1856.8 | LP18 | LP18 | circuit breaker 3VA2 IEC frame 400 breaking capacity class M Icu=55kA @ 415V 4-pole, line protection ETU320, LI, In=400A overload protection Ir=160A...400A short-circuit protection Ii=1.5...10 x In N conductor protection adjustable (OFF, 50%, 100%) nut keeper kit circuit breaker 3VA2 IEC frame 400 shunt trip left 208-277V AC 50/60Hz 2 auxiliary switches HP | - | 0 | 0
3VA2340-5HL42-0KC0 |  | 3VA2340-5HL42-0KC0 | 1 | UN | 1 | 10 | C | D | EAR99 | N | 85362090 | 1 | 4042949097617 | 4.8 | KG | 1900.8 | 1900.8 | LP18 | LP18 | circuit breaker 3VA2 IEC frame 400 breaking capacity class M Icu=55kA @ 415V 4-pole, line protection ETU320, LI, In=400A overload protection Ir=160A...400A short-circuit protection Ii=1.5...10 x In N conductor protection adjustable (OFF, 50%, 100%) nut keeper kit shunt trip (STL) 220-250V DC; 208-277V AC 2 auxiliary switches HQ | - | 0 | 0
3VA2340-5HL42-0KH0 |  | 3VA2340-5HL42-0KH0 | 1 | UN | 1 | 10 | C | D | EAR99 | N | 85362090 | 1 | 4042949098331 | 4.8 | KG | 1927.2 | 1927.2 | LP18 | LP18 | circuit breaker 3VA2 IEC frame 400 breaking capacity class M Icu=55kA @ 415V 4-pole, line protection ETU320, LI, In=400A overload protection Ir=160A...400A short-circuit protection Ii=1.5...10 x In N conductor protection adjustable (OFF, 50%, 100%) nut keeper kit shunt trip (STL) 220-250V DC; 208-277V AC 2 auxiliary switches HQ 1 trip alarm switch HQ | - | 0 | 0
3VA2340-5HL42-0KL0 |  | 3VA2340-5HL42-0KL0 | 1 | UN | 1 | 10 | C | D | EAR99 | N | 85362090 | 1 | 4042949099055 | 4.8 | KG | 1962.4 | 1962.4 | LP18 | LP18 | circuit breaker 3VA2 IEC frame 400 breaking capacity class M Icu=55kA @ 415V 4-pole, line protection ETU320, LI, In=400A overload protection Ir=160A...400A short-circuit protection Ii=1.5...10 x In N conductor protection adjustable (OFF, 50%, 100%) nut keeper kit shunt trip (STL) 220-250V DC; 208-277V AC 2 auxiliary switches HQ 1 trip alarm switch HQ 1 electrical alarm switch | - | 0 | 0
3VA2340-5HM32-0AA0 |  | 3VA2340-5HM32-0AA0 | 1 | UN | 1 | 2 | A | D | EAR99 | N | 85362090 | 1 | 4042948806562 | 4.664 | KG | 1555.5 | 1513 | LP18 | LP18 | circuit breaker 3VA2 IEC frame 400 breaking capacity class M Icu=55kA @ 415V 3-pole, line protection ETU330, LIG, In=400A overload protection Ir=160A...400A short-circuit protection Ii=1.5...10 x In ground-fault protection Ig=0.2...1 x In, tg=0.1/0.3s nut keeper kit | Lista Papel 2020 SI | 0 | 0
3VA2340-5HM42-0AA0 |  | 3VA2340-5HM42-0AA0 | 1 | UN | 1 | 2 | A | D | EAR99 | N | 85362090 | 1 | 4042948807125 | 6.031 | KG | 1955 | 1904 | LP18 | LP18 | circuit breaker 3VA2 IEC frame 400 breaking capacity class M Icu=55kA @ 415V 4-pole, line protection ETU330, LIG, In=400A overload protection Ir=160A...400A short-circuit protection Ii=1.5...10 x In N conductor protection adjustable (OFF, 50%, 100%) ground-fault protection Ig=0.2...1 x In= tg=0.1/0.3s nut keeper kit | Lista Papel 2020 SI | 0 | 0
3VA2340-5HN32-0AA0 |  | 3VA2340-5HN32-0AA0 | 1 | UN | 1 | 2 | A | D | EAR99 | N | 85362090 | 1 | 4042948806555 | 4.665 | KG | 1402.5 | 1360 | LP18 | LP18 | circuit breaker 3VA2 IEC frame 400 breaking capacity class M Icu=55kA @ 415V 3-pole, line protection ETU350, LSI, In=400A overload protection Ir=160A...400A short-circuit protection Isd=1.5...10 x Ir, Ii=10 x In nut keeper kit | Lista Papel 2020 SI | 0 | 0
3VA2340-5HN32-0AB0 |  | 3VA2340-5HN32-0AB0 | 1 | UN | 1 | 10 | C | D | EAR99 | N | 85362090 | 1 | 4042949055044 | 4.4 | KG | 1522.4 | 1522.4 | LP18 | LP18 | circuit breaker 3VA2 IEC frame 400 breaking capacity class M Icu=55kA @ 415V 3-pole, line protection ETU350, LSI, In=400A overload protection Ir=160A...400A short-circuit protection Isd=1.5...10 x Ir, Ii=10 x In nut keeper kit 2 auxiliary switches HP | - | 0 | 0
3VA2340-5HN32-0AC0 |  | 3VA2340-5HN32-0AC0 | 1 | UN | 1 | 10 | C | D | EAR99 | N | 85362090 | 1 | 4042949057130 | 4.4 | KG | 1504.8 | 1504.8 | LP18 | LP18 | circuit breaker 3VA2 IEC frame 400 breaking capacity class M Icu=55kA @ 415V 3-pole, line protection ETU350, LSI, In=400A overload protection Ir=160A...400A short-circuit protection Isd=1.5...10 x Ir, Ii=10 x In nut keeper kit 2 auxiliary switches HQ | - | 0 | 0
3VA2340-5HN32-0AD0 |  | 3VA2340-5HN32-0AD0 | 1 | UN | 1 | 10 | C | D | EAR99 | N | 85362090 | 1 | 4042949059226 | 4.4 | KG | 1522.4 | 1522.4 | LP18 | LP18 | circuit breaker 3VA2 IEC frame 400 breaking capacity class M Icu=55kA @ 415V 3-pole, line protection ETU350, LSI, In=400A overload protection Ir=160A...400A short-circuit protection Isd=1.5...10 x Ir, Ii=10 x In nut keeper kit 3 auxiliary switches HQ | - | 0 | 0
3VA2340-5HN32-0AE0 |  | 3VA2340-5HN32-0AE0 | 1 | UN | 1 | 10 | C | D | EAR99 | N | 85362090 | 1 | 4042949061311 | 4.4 | KG | 1548.8 | 1548.8 | LP18 | LP18 | circuit breaker 3VA2 IEC frame 400 breaking capacity class M Icu=55kA @ 415V 3-pole, line protection ETU350, LSI, In=400A overload protection Ir=160A...400A short-circuit protection Isd=1.5...10 x Ir, Ii=10 x In nut keeper kit 4 auxiliary switches HQ | - | 0 | 0
3VA2340-5HN32-0AF0 |  | 3VA2340-5HN32-0AF0 | 1 | UN | 1 | 10 | C | D | EAR99 | N | 85362090 | 1 | 4042949063407 | 4.4 | KG | 1504.8 | 1504.8 | LP18 | LP18 | circuit breaker 3VA2 IEC frame 400 breaking capacity class M Icu=55kA @ 415V 3-pole, line protection ETU350, LSI, In=400A overload protection Ir=160A...400A short-circuit protection Isd=1.5...10 x Ir, Ii=10 x In nut keeper kit 1 auxiliary switch HQ 1 trip alarm switch HQ | - | 0 | 0
3VA2340-5HN32-0AG0 |  | 3VA2340-5HN32-0AG0 | 1 | UN | 1 | 10 | C | D | EAR99 | N | 85362090 | 1 | 4042949065494 | 4.4 | KG | 1522.4 | 1522.4 | LP18 | LP18 | circuit breaker 3VA2 IEC frame 400 breaking capacity class M Icu=55kA @ 415V 3-pole, line protection ETU350, LSI, In=400A overload protection Ir=160A...400A short-circuit protection Isd=1.5...10 x Ir, Ii=10 x In nut keeper kit 1 auxiliary switch HP 1 trip alarm switch HP | - | 0 | 0
3VA2340-5HN32-0AH0 |  | 3VA2340-5HN32-0AH0 | 1 | UN | 1 | 10 | C | D | EAR99 | N | 85362090 | 1 | 4042949067580 | 4.4 | KG | 1522.4 | 1522.4 | LP18 | LP18 | circuit breaker 3VA2 IEC frame 400 breaking capacity class M Icu=55kA @ 415V 3-pole, line protection ETU350, LSI, In=400A overload protection Ir=160A...400A short-circuit protection Isd=1.5...10 x Ir, Ii=10 x In nut keeper kit 2 auxiliary switches HQ 1 trip alarm switch HQ | - | 0 | 0
3VA2340-5HN32-0AJ0 |  | 3VA2340-5HN32-0AJ0 | 1 | UN | 1 | 10 | C | D | EAR99 | N | 85362090 | 1 | 4042949067948 | 4.4 | KG | 1566.4 | 1566.4 | LP18 | LP18 | circuit breaker 3VA2 IEC frame 400 breaking capacity class M Icu=55kA @ 415V 3-pole, line protection ETU350, LSI, In=400A overload protection Ir=160A...400A short-circuit protection Isd=1.5...10 x Ir, Ii=10 x In nut keeper kit 2 auxiliary switches HP 1 trip alarm switch HP | - | 0 | 0
3VA2340-5HN32-0BA0 |  | 3VA2340-5HN32-0BA0 | 1 | UN | 1 | 10 | C | D | EAR99 | N | 85362090 | 1 | 4042949042501 | 4.4 | KG | 1566.4 | 1566.4 | LP18 | LP18 | circuit breaker 3VA2 IEC frame 400 breaking capacity class M Icu=55kA @ 415V 3-pole, line protection ETU350, LSI, In=400A overload protection Ir=160A...400A short-circuit protection Isd=1.5...10 x Ir, Ii=10 x In nut keeper kit undervoltage release (UVR) 24V DC | - | 0 | 0
3VA2340-5HN32-0BC0 |  | 3VA2340-5HN32-0BC0 | 1 | UN | 1 | 10 | C | D | EAR99 | N | 85362090 | 1 | 4042949070030 | 4.4 | KG | 1619.2 | 1619.2 | LP18 | LP18 | circuit breaker 3VA2 IEC frame 400 breaking capacity class M Icu=55kA @ 415V 3-pole, line protection ETU350, LSI, In=400A overload protection Ir=160A...400A short-circuit protection Isd=1.5...10 x Ir, Ii=10 x In nut keeper kit undervoltage release (UVR) 24V DC 2 auxiliary switches HQ | - | 0 | 0
3VA2340-5HN32-0BF0 |  | 3VA2340-5HN32-0BF0 | 1 | UN | 1 | 10 | C | D | EAR99 | N | 85362090 | 1 | 4042949326205 | 4.774 | KG | 1557.6 | 1557.6 | LP18 | LP18 | circuit breaker 3VA2 IEC frame 400 breaking capacity class M Icu=55kA @ 415V 3-pole, line protection ETU350, LSI, In=400A overload protection Ir=160A...400A short-circuit protection Isd=1.5...10 x Ir, Ii=10 x In nut keeper kit circuit breaker 3VA2 IEC frame 400 breaking capacity class M Icu=55kA @ 415V undervoltage release 24V DC 1 auxiliary switch HQ 1 trip alarm switch HQ | - | 0 | 0
3VA2340-5HN32-0BH0 |  | 3VA2340-5HN32-0BH0 | 1 | UN | 1 | 10 | C | D | EAR99 | N | 85362090 | 1 | 4042949082576 | 4.4 | KG | 1636.8 | 1636.8 | LP18 | LP18 | circuit breaker 3VA2 IEC frame 400 breaking capacity class M Icu=55kA @ 415V 3-pole, line protection ETU350, LSI, In=400A overload protection Ir=160A...400A short-circuit protection Isd=1.5...10 x Ir, Ii=10 x In nut keeper kit undervoltage release (UVR) 24V DC 2 auxiliary switches HQ 1 trip alarm switch HQ | - | 0 | 0
3VA2340-5HN32-0BL0 |  | 3VA2340-5HN32-0BL0 | 1 | UN | 1 | 10 | C | D | EAR99 | N | 85362090 | 1 | 4042949093381 | 4.4 | KG | 1672 | 1672 | LP18 | LP18 | circuit breaker 3VA2 IEC frame 400 breaking capacity class M Icu=55kA @ 415V 3-pole, line protection ETU350, LSI, In=400A overload protection Ir=160A...400A short-circuit protection Isd=1.5...10 x Ir, Ii=10 x In nut keeper kit undervoltage release (UVR) 24V DC 2 auxiliary switches HQ 1 trip alarm switch HQ 1 electrical alarm switch | - | 0 | 0
3VA2340-5HN32-0CA0 |  | 3VA2340-5HN32-0CA0 | 1 | UN | 1 | 10 | C | D | EAR99 | N | 85362090 | 1 | 4042949044598 | 4.4 | KG | 1566.4 | 1566.4 | LP18 | LP18 | circuit breaker 3VA2 IEC frame 400 breaking capacity class M Icu=55kA @ 415V 3-pole, line protection ETU350, LSI, In=400A overload protection Ir=160A...400A short-circuit protection Isd=1.5...10 x Ir, Ii=10 x In nut keeper kit undervoltage release (UVR) 120-127V AC 50/60Hz | - | 0 | 0
3VA2340-5HN32-0CC0 |  | 3VA2340-5HN32-0CC0 | 1 | UN | 1 | 10 | C | D | EAR99 | N | 85362090 | 1 | 4042949072126 | 4.4 | KG | 1619.2 | 1619.2 | LP18 | LP18 | circuit breaker 3VA2 IEC frame 400 breaking capacity class M Icu=55kA @ 415V 3-pole, line protection ETU350, LSI, In=400A overload protection Ir=160A...400A short-circuit protection Isd=1.5...10 x Ir, Ii=10 x In nut keeper kit undervoltage release (UVR) 120-127V AC 50/60Hz 2 auxiliary switches HQ | - | 0 | 0
3VA2340-5HN32-0CH0 |  | 3VA2340-5HN32-0CH0 | 1 | UN | 1 | 10 | C | D | EAR99 | N | 85362090 | 1 | 4042949084662 | 4.4 | KG | 1636.8 | 1636.8 | LP18 | LP18 | circuit breaker 3VA2 IEC frame 400 breaking capacity class M Icu=55kA @ 415V 3-pole, line protection ETU350, LSI, In=400A overload protection Ir=160A...400A short-circuit protection Isd=1.5...10 x Ir, Ii=10 x In nut keeper kit undervoltage release (UVR) 120-127V AC 50/60Hz 2 auxiliary switches HQ 1 trip alarm switch HQ | - | 0 | 0
3VA2340-5HN32-0CL0 |  | 3VA2340-5HN32-0CL0 | 1 | UN | 1 | 10 | C | D | EAR99 | N | 85362090 | 1 | 4042949093749 | 4.4 | KG | 1672 | 1672 | LP18 | LP18 | circuit breaker 3VA2 IEC frame 400 breaking capacity class M Icu=55kA @ 415V 3-pole, line protection ETU350, LSI, In=400A overload protection Ir=160A...400A short-circuit protection Isd=1.5...10 x Ir, Ii=10 x In nut keeper kit undervoltage release (UVR) 120-127V AC 50/60Hz 2 auxiliary switches HQ 1 trip alarm switch HQ 1 electrical alarm switch | - | 0 | 0
3VA2340-5HN32-0DA0 |  | 3VA2340-5HN32-0DA0 | 1 | UN | 1 | 10 | C | D | EAR99 | N | 85362090 | 1 | 4042949046684 | 4.4 | KG | 1566.4 | 1566.4 | LP18 | LP18 | circuit breaker 3VA2 IEC frame 400 breaking capacity class M Icu=55kA @ 415V 3-pole, line protection ETU350, LSI, In=400A overload protection Ir=160A...400A short-circuit protection Isd=1.5...10 x Ir, Ii=10 x In nut keeper kit undervoltage release (UVR) 208-230V AC 50/60Hz | - | 0 | 0
3VA2340-5HN32-0DC0 |  | 3VA2340-5HN32-0DC0 | 1 | UN | 1 | 10 | C | D | EAR99 | N | 85362090 | 1 | 4042949074212 | 4.4 | KG | 1619.2 | 1619.2 | LP18 | LP18 | circuit breaker 3VA2 IEC frame 400 breaking capacity class M Icu=55kA @ 415V 3-pole, line protection ETU350, LSI, In=400A overload protection Ir=160A...400A short-circuit protection Isd=1.5...10 x Ir, Ii=10 x In nut keeper kit undervoltage release (UVR) 208-230V AC 50/60Hz 2 auxiliary switches HQ | - | 0 | 0
3VA2340-5HN32-0DH0 |  | 3VA2340-5HN32-0DH0 | 1 | UN | 1 | 10 | C | D | EAR99 | N | 85362090 | 1 | 4042949086758 | 4.4 | KG | 1636.8 | 1636.8 | LP18 | LP18 | circuit breaker 3VA2 IEC frame 400 breaking capacity class M Icu=55kA @ 415V 3-pole, line protection ETU350, LSI, In=400A overload protection Ir=160A...400A short-circuit protection Isd=1.5...10 x Ir, Ii=10 x In nut keeper kit undervoltage release (UVR) 208-230V AC 50/60Hz 2 auxiliary switches HQ 1 trip alarm switch HQ | - | 0 | 0
3VA2340-5HN32-0DK0 |  | 3VA2340-5HN32-0DK0 | 1 | UN | 1 | 10 | C | D | EAR99 | N | 85362090 | 1 | 4042949325956 | 4.814 | KG | 1645.6 | 1645.6 | LP18 | LP18 | circuit breaker 3VA2 IEC frame 400 breaking capacity class M Icu=55kA @ 415V 3-pole, line protection ETU350, LSI, In=400A overload protection Ir=160A...400A short-circuit protection Isd=1.5...10 x Ir, Ii=10 x In nut keeper kit circuit breaker 3VA2 IEC frame 400 breaking capacity class M Icu=55kA @ 415V undervoltage release 208-230V AC 50/60Hz 1 auxiliary switch HQ 1 trip alarm switch HQ 1 electrical alarm switch | - | 0 | 0
3VA2340-5HN32-0DL0 |  | 3VA2340-5HN32-0DL0 | 1 | UN | 1 | 10 | C | D | EAR99 | N | 85362090 | 1 | 4042949094104 | 4.4 | KG | 1672 | 1672 | LP18 | LP18 | circuit breaker 3VA2 IEC frame 400 breaking capacity class M Icu=55kA @ 415V 3-pole, line protection ETU350, LSI, In=400A overload protection Ir=160A...400A short-circuit protection Isd=1.5...10 x Ir, Ii=10 x In nut keeper kit undervoltage release (UVR) 208-230V AC 50/60Hz 2 auxiliary switches HQ 1 trip alarm switch HQ 1 electrical alarm switch | - | 0 | 0
3VA2340-5HN32-0HA0 |  | 3VA2340-5HN32-0HA0 | 1 | UN | 1 | 10 | C | D | EAR99 | N | 85362090 | 1 | 4042949048770 | 4.4 | KG | 1540 | 1540 | LP18 | LP18 | circuit breaker 3VA2 IEC frame 400 breaking capacity class M Icu=55kA @ 415V 3-pole, line protection ETU350, LSI, In=400A overload protection Ir=160A...400A short-circuit protection Isd=1.5...10 x Ir, Ii=10 x In nut keeper kit shunt trip (STL) 12-30V DC, 24V AC 50/60Hz | - | 0 | 0
3VA2340-5HN32-0HC0 |  | 3VA2340-5HN32-0HC0 | 1 | UN | 1 | 10 | C | D | EAR99 | N | 85362090 | 1 | 4042949076308 | 4.4 | KG | 1584 | 1584 | LP18 | LP18 | circuit breaker 3VA2 IEC frame 400 breaking capacity class M Icu=55kA @ 415V 3-pole, line protection ETU350, LSI, In=400A overload protection Ir=160A...400A short-circuit protection Isd=1.5...10 x Ir, Ii=10 x In nut keeper kit shunt trip (STL) 12-30V DC, 24V AC 50/60Hz 2 auxiliary switches HQ | - | 0 | 0
3VA2340-5HN32-0HH0 |  | 3VA2340-5HN32-0HH0 | 1 | UN | 1 | 10 | C | D | EAR99 | N | 85362090 | 1 | 4042949088844 | 4.4 | KG | 1619.2 | 1619.2 | LP18 | LP18 | circuit breaker 3VA2 IEC frame 400 breaking capacity class M Icu=55kA @ 415V 3-pole, line protection ETU350, LSI, In=400A overload protection Ir=160A...400A short-circuit protection Isd=1.5...10 x Ir, Ii=10 x In nut keeper kit shunt trip (STL) 12-30V DC, 24V AC 50/60Hz 2 auxiliary switches HQ 1 trip alarm switch HQ | - | 0 | 0
3VA2340-5HN32-0HK0 |  | 3VA2340-5HN32-0HK0 | 1 | UN | 1 | 10 | C | D | EAR99 | N | 85362090 | 1 | 4042949329381 | 4.82 | KG | 1619.2 | 1619.2 | LP18 | LP18 | circuit breaker 3VA2 IEC frame 400 breaking capacity class M Icu=55kA @ 415V 3-pole, line protection ETU350, LSI, In=400A overload protection Ir=160A...400A short-circuit protection Isd=1.5...10 x Ir, Ii=10 x In nut keeper kit circuit breaker 3VA2 IEC frame 400 breaking capacity class M Icu=55kA @ 415V 3-pole, line protection ETU350, LSI, In=400A overload protection Ir=160A...400A short-circuit protection Isd=1.5...10 x Ir, SHUNT TRIP LEFT 24 V AC 50/60 HZ / 24-30 V DC ACCESSORY FOR 1 AUXILIARY SWITCH CHANGEOVER H 1 TRIP ALARM SWITCH CHANGEOVER 1 electrical alarm switch HQ |  | 0 | 0
3VA2340-5HN32-0HL0 |  | 3VA2340-5HN32-0HL0 | 1 | UN | 1 | 10 | C | D | EAR99 | N | 85362090 | 1 | 4042949094463 | 4.4 | KG | 1645.6 | 1645.6 | LP18 | LP18 | circuit breaker 3VA2 IEC frame 400 breaking capacity class M Icu=55kA @ 415V 3-pole, line protection ETU350, LSI, In=400A overload protection Ir=160A...400A short-circuit protection Isd=1.5...10 x Ir, Ii=10 x In nut keeper kit shunt trip (STL) 12-30V DC, 24V AC 50/60Hz 2 auxiliary switches HQ 1 trip alarm switch HQ 1 electrical alarm switch | - | 0 | 0
3VA2340-5HN32-0JA0 |  | 3VA2340-5HN32-0JA0 | 1 | UN | 1 | 10 | C | D | EAR99 | N | 85362090 | 1 | 4042949050865 | 4.4 | KG | 1540 | 1540 | LP18 | LP18 | circuit breaker 3VA2 IEC frame 400 breaking capacity class M Icu=55kA @ 415V 3-pole, line protection ETU350, LSI, In=400A overload protection Ir=160A...400A short-circuit protection Isd=1.5...10 x Ir, Ii=10 x In nut keeper kit shunt trip (STL) 110-127V DC, AC 50/60Hz | - | 0 | 0
3VA2340-5HN32-0JC0 |  | 3VA2340-5HN32-0JC0 | 1 | UN | 1 | 10 | C | D | EAR99 | N | 85362090 | 1 | 4042949078395 | 4.4 | KG | 1584 | 1584 | LP18 | LP18 | circuit breaker 3VA2 IEC frame 400 breaking capacity class M Icu=55kA @ 415V 3-pole, line protection ETU350, LSI, In=400A overload protection Ir=160A...400A short-circuit protection Isd=1.5...10 x Ir, Ii=10 x In nut keeper kit shunt trip (STL) 110-127V DC, AC 50/60Hz 2 auxiliary switches HQ | - | 0 | 0
3VA2340-5HN32-0JH0 |  | 3VA2340-5HN32-0JH0 | 1 | UN | 1 | 10 | C | D | EAR99 | N | 85362090 | 1 | 4042949090939 | 4.4 | KG | 1619.2 | 1619.2 | LP18 | LP18 | circuit breaker 3VA2 IEC frame 400 breaking capacity class M Icu=55kA @ 415V 3-pole, line protection ETU350, LSI, In=400A overload protection Ir=160A...400A short-circuit protection Isd=1.5...10 x Ir, Ii=10 x In nut keeper kit shunt trip (STL) 110-127V DC, AC 50/60Hz 2 auxiliary switches HQ 1 trip alarm switch HQ | - | 0 | 0
3VA2340-5HN32-0JL0 |  | 3VA2340-5HN32-0JL0 | 1 | UN | 1 | 10 | C | D | EAR99 | N | 85362090 | 1 | 4042949094821 | 4.4 | KG | 1645.6 | 1645.6 | LP18 | LP18 | circuit breaker 3VA2 IEC frame 400 breaking capacity class M Icu=55kA @ 415V 3-pole, line protection ETU350, LSI, In=400A overload protection Ir=160A...400A short-circuit protection Isd=1.5...10 x Ir, Ii=10 x In nut keeper kit shunt trip (STL) 110-127V DC, AC 50/60Hz 2 auxiliary switches HQ 1 trip alarm switch HQ 1 electrical alarm switch | - | 0 | 0
3VA2340-5HN32-0KA0 |  | 3VA2340-5HN32-0KA0 | 1 | UN | 1 | 10 | C | D | EAR99 | N | 85362090 | 1 | 4042949052951 | 4.4 | KG | 1540 | 1540 | LP18 | LP18 | circuit breaker 3VA2 IEC frame 400 breaking capacity class M Icu=55kA @ 415V 3-pole, line protection ETU350, LSI, In=400A overload protection Ir=160A...400A short-circuit protection Isd=1.5...10 x Ir, Ii=10 x In nut keeper kit shunt trip (STL) 220-250V DC, 208-277V AC | - | 0 | 0
3VA2340-5HN32-0KB0 |  | 3VA2340-5HN32-0KB0 | 1 | UN | 1 | 10 | C | D | EAR99 | N | 85362090 | 1 | 4042949324379 | 4.8 | KG | 1610.4 | 1610.4 | LP18 | LP18 | circuit breaker 3VA2 IEC frame 400 breaking capacity class M Icu=55kA @ 415V 3-pole, line protection ETU350, LSI, In=400A overload protection Ir=160A...400A short-circuit protection ISD=1.5...10xIR, Ii=10xIn nut keeper kit shunt trip left 208-277V AC 50/60Hz 2 auxiliary switches | - | 0 | 0
3VA2340-5HN32-0KC0 |  | 3VA2340-5HN32-0KC0 | 1 | UN | 1 | 10 | C | D | EAR99 | N | 85362090 | 1 | 4042949080480 | 4.4 | KG | 1584 | 1584 | LP18 | LP18 | circuit breaker 3VA2 IEC frame 400 breaking capacity class M Icu=55kA @ 415V 3-pole, line protection ETU350, LSI, In=400A overload protection Ir=160A...400A short-circuit protection Isd=1.5...10 x Ir, Ii=10 x In nut keeper kit shunt trip (STL) 220-250V DC, 208-277V AC 2 auxiliary switches HQ | - | 0 | 0
3VA2340-5HN32-0KE0 |  | 3VA2340-5HN32-0KE0 | 1 | UN | 1 | 10 | C | D | EAR99 | N | 85362090 | 1 | 4042949324249 | 4.826 | KG | 1636.8 | 1636.8 | LP18 | LP18 | circuit breaker 3VA2 IEC frame 400 breaking capacity class M Icu=55kA @ 415V 3-pole, line protection ETU350, LSI, In=400A overload protection Ir=160A...400A short-circuit protection Isd=1.5...10 x Ir, Ii=10 x In nut keeper kit shunt trip (STL) 220-250V DC, 208-277V AC 4 auxiliary switches HQ | - | 0 | 0
3VA2340-5HN32-0KF0 |  | 3VA2340-5HN32-0KF0 | 1 | UN | 1 | 10 | C | D | EAR99 | N | 85362090 | 1 | 4042949324409 | 4.78 | KG | 1592.8 | 1592.8 | LP18 | LP18 | circuit breaker 3VA2 IEC frame 400 breaking capacity class M Icu=55kA @ 415V 3-pole, line protection ETU350, LSI, In=400A overload protection Ir=160A...400A short-circuit protection Isd=1.5...10 x Ir, Ii=10 x In nut keeper kit shunt trip left 208-277V AC 50/60Hz 1 auxiliary switch 1 trip alarm switch | - | 0 | 0
3VA2340-5HN32-0KG0 |  | 3VA2340-5HN32-0KG0 | 1 | UN | 1 | 10 | C | D | EAR99 | N | 85362090 | 1 | 4042949324416 | 4.799 | KG | 1610.4 | 1610.4 | LP18 | LP18 | circuit breaker 3VA2 IEC frame 400 breaking capacity class M Icu=55kA @ 415V 3-pole, line protection ETU350, LSI, In=400A overload protection Ir=160A...400A short-circuit protection Isd=1.5...10 x Ir, Ii=10 x In nut keeper kit shunt trip left 208-277V AC 50/60Hz 1 auxiliary switch 1 trip alarm switch | - | 0 | 0
3VA2340-5HN32-0KH0 |  | 3VA2340-5HN32-0KH0 | 1 | UN | 1 | 10 | C | D | EAR99 | N | 85362090 | 1 | 4042949093022 | 4.4 | KG | 1619.2 | 1619.2 | LP18 | LP18 | circuit breaker 3VA2 IEC frame 400 breaking capacity class M Icu=55kA @ 415V 3-pole, line protection ETU350, LSI, In=400A overload protection Ir=160A...400A short-circuit protection Isd=1.5...10 x Ir, Ii=10 x In nut keeper kit shunt trip (STL) 220-250V DC, 208-277V AC 2 auxiliary switches HQ 1 trip alarm switch HQ | - | 0 | 0
3VA2340-5HN32-0KJ0 |  | 3VA2340-5HN32-0KJ0 | 1 | UN | 1 | 10 | C | D | EAR99 | N | 85362090 | 1 | 4042949327325 | 4.823 | KG | 1645.6 | 1645.6 | LP18 | LP18 | circuit breaker 3VA2 IEC frame 400 breaking capacity class M Icu=55kA @ 415V 3-pole, line protection ETU350, LSI, In=400A overload protection Ir=160A...400A short-circuit protection Isd=1.5...10 x Ir, Ii=10 x In nut keeper kit circuit breaker 3VA2 IEC frame 400 breaking capacity class M Icu=55kA @ 415V 3-pole, line protection ETU350, LSI, In=400A overload protection Ir=160A...400A short-circuit protection Isd=1.5...10 x Ir, SHUNT TRIP LEFT 208-277 V AC 50/60 HZ 220-250 V DC ACCESSORY 2 AUXILIARY SWITCH CHANGEOVER H 1 TRIP ALARM SWITCH CHANGEOVER |  | 0 | 0
3VA2340-5HN32-0KL0 |  | 3VA2340-5HN32-0KL0 | 1 | UN | 1 | 10 | C | D | EAR99 | N | 85362090 | 1 | 4042949095187 | 4.4 | KG | 1645.6 | 1645.6 | LP18 | LP18 | circuit breaker 3VA2 IEC frame 400 breaking capacity class M Icu=55kA @ 415V 3-pole, line protection ETU350, LSI, In=400A overload protection Ir=160A...400A short-circuit protection Isd=1.5...10 x Ir, Ii=10 x In nut keeper kit shunt trip (STL) 220-250V DC, 208-277V AC 2 auxiliary switches HQ 1 trip alarm switch HQ 1 electrical alarm switch | - | 0 | 0
3VA2340-5HN42-0AA0 |  | 3VA2340-5HN42-0AA0 | 1 | UN | 1 | 5 | B | D | EAR99 | N | 85362090 | 1 | 4042948807118 | 6.013 | KG | 1810.5 | 1759.5 | LP18 | LP18 | circuit breaker 3VA2 IEC frame 400 breaking capacity class M Icu=55kA @ 415V 4-pole, line protection ETU350, LSI, In=400A overload protection Ir=160A...400A short-circuit protection Isd=1.5...10 x Ir, Ii=10 x In N conductor protection adjustable (OFF, 50%, 100%) nut keeper kit | Lista Papel 2020 SI | 0 | 0
3VA2340-5HN42-0AB0 |  | 3VA2340-5HN42-0AB0 | 1 | UN | 1 | 10 | C | D | EAR99 | N | 85362090 | 1 | 4042949055037 | 5.8 | KG | 1944.8 | 1944.8 | LP18 | LP18 | circuit breaker 3VA2 IEC frame 400 breaking capacity class M Icu=55kA @ 415V 4-pole, line protection ETU350, LSI, In=400A overload protection Ir=160A...400A short-circuit protection Isd=1.5...10 x Ir, Ii=10 x In N conductor protection adjustable (OFF, 50%, 100%) nut keeper kit 2 auxiliary switches HP | - | 0 | 0
3VA2340-5HN42-0AC0 |  | 3VA2340-5HN42-0AC0 | 1 | UN | 1 | 10 | C | D | EAR99 | N | 85362090 | 1 | 4042949057123 | 5.8 | KG | 1918.4 | 1918.4 | LP18 | LP18 | circuit breaker 3VA2 IEC frame 400 breaking capacity class M Icu=55kA @ 415V 4-pole, line protection ETU350, LSI, In=400A overload protection Ir=160A...400A short-circuit protection Isd=1.5...10 x Ir, Ii=10 x In N conductor protection adjustable (OFF, 50%, 100%) nut keeper kit 2 auxiliary switches HQ | - | 0 | 0
3VA2340-5HN42-0AD0 |  | 3VA2340-5HN42-0AD0 | 1 | UN | 1 | 10 | C | D | EAR99 | N | 85362090 | 1 | 4042949059219 | 5.8 | KG | 1944.8 | 1944.8 | LP18 | LP18 | circuit breaker 3VA2 IEC frame 400 breaking capacity class M Icu=55kA @ 415V 4-pole, line protection ETU350, LSI, In=400A overload protection Ir=160A...400A short-circuit protection Isd=1.5...10 x Ir, Ii=10 x In N conductor protection adjustable (OFF, 50%, 100%) nut keeper kit 3 auxiliary switches HQ | - | 0 | 0
3VA2340-5HN42-0AE0 |  | 3VA2340-5HN42-0AE0 | 1 | UN | 1 | 10 | C | D | EAR99 | N | 85362090 | 1 | 4042949061304 | 5.8 | KG | 1962.4 | 1962.4 | LP18 | LP18 | circuit breaker 3VA2 IEC frame 400 breaking capacity class M Icu=55kA @ 415V 4-pole, line protection ETU350, LSI, In=400A overload protection Ir=160A...400A short-circuit protection Isd=1.5...10 x Ir, Ii=10 x In N conductor protection adjustable (OFF, 50%, 100%) nut keeper kit 4 auxiliary switches HQ | - | 0 | 0
3VA2340-5HN42-0AF0 |  | 3VA2340-5HN42-0AF0 | 1 | UN | 1 | 10 | C | D | EAR99 | N | 85362090 | 1 | 4042949063391 | 5.8 | KG | 1918.4 | 1918.4 | LP18 | LP18 | circuit breaker 3VA2 IEC frame 400 breaking capacity class M Icu=55kA @ 415V 4-pole, line protection ETU350, LSI, In=400A overload protection Ir=160A...400A short-circuit protection Isd=1.5...10 x Ir, Ii=10 x In N conductor protection adjustable (OFF, 50%, 100%) nut keeper kit 1 auxiliary switch HQ 1 trip alarm switch HQ | - | 0 | 0
3VA2340-5HN42-0AG0 |  | 3VA2340-5HN42-0AG0 | 1 | UN | 1 | 10 | C | D | EAR99 | N | 85362090 | 1 | 4042949065487 | 5.8 | KG | 1944.8 | 1944.8 | LP18 | LP18 | circuit breaker 3VA2 IEC frame 400 breaking capacity class M Icu=55kA @ 415V 4-pole, line protection ETU350, LSI, In=400A overload protection Ir=160A...400A short-circuit protection Isd=1.5...10 x Ir, Ii=10 x In N conductor protection adjustable (OFF, 50%, 100%) nut keeper kit 1 auxiliary switch HP 1 trip alarm switch HP | - | 0 | 0
3VA2340-5HN42-0AH0 |  | 3VA2340-5HN42-0AH0 | 1 | UN | 1 | 10 | C | D | EAR99 | N | 85362090 | 1 | 4042949067573 | 5.8 | KG | 1944.8 | 1944.8 | LP18 | LP18 | circuit breaker 3VA2 IEC frame 400 breaking capacity class M Icu=55kA @ 415V 4-pole, line protection ETU350, LSI, In=400A overload protection Ir=160A...400A short-circuit protection Isd=1.5...10 x Ir, Ii=10 x In N conductor protection adjustable (OFF, 50%, 100%) nut keeper kit 2 auxiliary switches HQ 1 trip alarm switch HQ | - | 0 | 0
3VA2340-5HN42-0AJ0 |  | 3VA2340-5HN42-0AJ0 | 1 | UN | 1 | 10 | C | D | EAR99 | N | 85362090 | 1 | 4042949067931 | 5.8 | KG | 1980 | 1980 | LP18 | LP18 | circuit breaker 3VA2 IEC frame 400 breaking capacity class M Icu=55kA @ 415V 4-pole, line protection ETU350, LSI, In=400A overload protection Ir=160A...400A short-circuit protection Isd=1.5...10 x Ir, Ii=10 x In N conductor protection adjustable (OFF, 50%, 100%) nut keeper kit 2 auxiliary switches HP 1 trip alarm switch HP | - | 0 | 0
3VA2340-5HN42-0BA0 |  | 3VA2340-5HN42-0BA0 | 1 | UN | 1 | 10 | C | D | EAR99 | N | 85362090 | 1 | 4042949042495 | 5.8 | KG | 1980 | 1980 | LP18 | LP18 | circuit breaker 3VA2 IEC frame 400 breaking capacity class M Icu=55kA @ 415V 4-pole, line protection ETU350, LSI, In=400A overload protection Ir=160A...400A short-circuit protection Isd=1.5...10 x Ir, Ii=10 x In N conductor protection adjustable (OFF, 50%, 100%) nut keeper kit undervoltage release (UVR) 24V DC | - | 0 | 0
3VA2340-5HN42-0BC0 |  | 3VA2340-5HN42-0BC0 | 1 | UN | 1 | 10 | C | D | EAR99 | N | 85362090 | 1 | 4042949070023 | 5.8 | KG | 2041.6 | 2041.6 | LP18 | LP18 | circuit breaker 3VA2 IEC frame 400 breaking capacity class M Icu=55kA @ 415V 4-pole, line protection ETU350, LSI, In=400A overload protection Ir=160A...400A short-circuit protection Isd=1.5...10 x Ir, Ii=10 x In N conductor protection adjustable (OFF, 50%, 100%) nut keeper kit undervoltage release (UVR) 24V DC 2 auxiliary switches HQ | - | 0 | 0
3VA2340-5HN42-0BH0 |  | 3VA2340-5HN42-0BH0 | 1 | UN | 1 | 10 | C | D | EAR99 | N | 85362090 | 1 | 4042949082569 | 5.8 | KG | 2059.2 | 2059.2 | LP18 | LP18 | circuit breaker 3VA2 IEC frame 400 breaking capacity class M Icu=55kA @ 415V 4-pole, line protection ETU350, LSI, In=400A overload protection Ir=160A...400A short-circuit protection Isd=1.5...10 x Ir, Ii=10 x In N conductor protection adjustable (OFF, 50%, 100%) nut keeper kit undervoltage release (UVR) 24V DC 2 auxiliary switches HQ 1 trip alarm switch HQ | - | 0 | 0
3VA2340-5HN42-0BL0 |  | 3VA2340-5HN42-0BL0 | 1 | UN | 1 | 10 | C | D | EAR99 | N | 85362090 | 1 | 4042949093374 | 5.8 | KG | 2103.2 | 2103.2 | LP18 | LP18 | circuit breaker 3VA2 IEC frame 400 breaking capacity class M Icu=55kA @ 415V 4-pole, line protection ETU350, LSI, In=400A overload protection Ir=160A...400A short-circuit protection Isd=1.5...10 x Ir, Ii=10 x In N conductor protection adjustable (OFF, 50%, 100%) nut keeper kit undervoltage release (UVR) 24V DC 2 auxiliary switches HQ 1 trip alarm switch HQ 1 electrical alarm switch | - | 0 | 0
3VA2340-5HN42-0CA0 |  | 3VA2340-5HN42-0CA0 | 1 | UN | 1 | 10 | C | D | EAR99 | N | 85362090 | 1 | 4042949044581 | 5.8 | KG | 1980 | 1980 | LP18 | LP18 | circuit breaker 3VA2 IEC frame 400 breaking capacity class M Icu=55kA @ 415V 4-pole, line protection ETU350, LSI, In=400A overload protection Ir=160A...400A short-circuit protection Isd=1.5...10 x Ir, Ii=10 x In N conductor protection adjustable (OFF, 50%, 100%) nut keeper kit undervoltage release (UVR) 120-127V AC 50/60Hz | - | 0 | 0
3VA2340-5HN42-0CC0 |  | 3VA2340-5HN42-0CC0 | 1 | UN | 1 | 10 | C | D | EAR99 | N | 85362090 | 1 | 4042949072119 | 5.8 | KG | 2041.6 | 2041.6 | LP18 | LP18 | circuit breaker 3VA2 IEC frame 400 breaking capacity class M Icu=55kA @ 415V 4-pole, line protection ETU350, LSI, In=400A overload protection Ir=160A...400A short-circuit protection Isd=1.5...10 x Ir, Ii=10 x In N conductor protection adjustable (OFF, 50%, 100%) nut keeper kit undervoltage release (UVR) 120-127V AC 50/60Hz 2 auxiliary switches HQ | - | 0 | 0
3VA2340-5HN42-0CH0 |  | 3VA2340-5HN42-0CH0 | 1 | UN | 1 | 10 | C | D | EAR99 | N | 85362090 | 1 | 4042949084655 | 5.8 | KG | 2059.2 | 2059.2 | LP18 | LP18 | circuit breaker 3VA2 IEC frame 400 breaking capacity class M Icu=55kA @ 415V 4-pole, line protection ETU350, LSI, In=400A overload protection Ir=160A...400A short-circuit protection Isd=1.5...10 x Ir, Ii=10 x In N conductor protection adjustable (OFF, 50%, 100%) nut keeper kit undervoltage release (UVR) 120-127V AC 50/60Hz 2 auxiliary switches HQ 1 trip alarm switch HQ | - | 0 | 0
3VA2340-5HN42-0CL0 |  | 3VA2340-5HN42-0CL0 | 1 | UN | 1 | 10 | C | D | EAR99 | N | 85362090 | 1 | 4042949093732 | 5.8 | KG | 2103.2 | 2103.2 | LP18 | LP18 | circuit breaker 3VA2 IEC frame 400 breaking capacity class M Icu=55kA @ 415V 4-pole, line protection ETU350, LSI, In=400A overload protection Ir=160A...400A short-circuit protection Isd=1.5...10 x Ir, Ii=10 x In N conductor protection adjustable (OFF, 50%, 100%) nut keeper kit undervoltage release (UVR) 120-127V AC 50/60Hz 2 auxiliary switches HQ 1 trip alarm switch HQ 1 electrical alarm switch | - | 0 | 0
3VA2340-5HN42-0DA0 |  | 3VA2340-5HN42-0DA0 | 1 | UN | 1 | 10 | C | D | EAR99 | N | 85362090 | 1 | 4042949046677 | 5.8 | KG | 1980 | 1980 | LP18 | LP18 | circuit breaker 3VA2 IEC frame 400 breaking capacity class M Icu=55kA @ 415V 4-pole, line protection ETU350, LSI, In=400A overload protection Ir=160A...400A short-circuit protection Isd=1.5...10 x Ir, Ii=10 x In N conductor protection adjustable (OFF, 50%, 100%) nut keeper kit undervoltage release (UVR) 208-230V AC 50/60Hz | - | 0 | 0
3VA2340-5HN42-0DC0 |  | 3VA2340-5HN42-0DC0 | 1 | UN | 1 | 10 | C | D | EAR99 | N | 85362090 | 1 | 4042949074205 | 5.8 | KG | 2041.6 | 2041.6 | LP18 | LP18 | circuit breaker 3VA2 IEC frame 400 breaking capacity class M Icu=55kA @ 415V 4-pole, line protection ETU350, LSI, In=400A overload protection Ir=160A...400A short-circuit protection Isd=1.5...10 x Ir, Ii=10 x In N conductor protection adjustable (OFF, 50%, 100%) nut keeper kit undervoltage release (UVR) 208-230V AC 50/60Hz 2 auxiliary switches HQ | - | 0 | 0
3VA2340-5HN42-0DH0 |  | 3VA2340-5HN42-0DH0 | 1 | UN | 1 | 10 | C | D | EAR99 | N | 85362090 | 1 | 4042949086741 | 5.8 | KG | 2059.2 | 2059.2 | LP18 | LP18 | circuit breaker 3VA2 IEC frame 400 breaking capacity class M Icu=55kA @ 415V 4-pole, line protection ETU350, LSI, In=400A overload protection Ir=160A...400A short-circuit protection Isd=1.5...10 x Ir, Ii=10 x In N conductor protection adjustable (OFF, 50%, 100%) nut keeper kit undervoltage release (UVR) 208-230V AC 50/60Hz 2 auxiliary switches HQ 1 trip alarm switch HQ | - | 0 | 0
3VA2340-5HN42-0DL0 |  | 3VA2340-5HN42-0DL0 | 1 | UN | 1 | 10 | C | D | EAR99 | N | 85362090 | 1 | 4042949094098 | 5.8 | KG | 2103.2 | 2103.2 | LP18 | LP18 | circuit breaker 3VA2 IEC frame 400 breaking capacity class M Icu=55kA @ 415V 4-pole, line protection ETU350, LSI, In=400A overload protection Ir=160A...400A short-circuit protection Isd=1.5...10 x Ir, Ii=10 x In N conductor protection adjustable (OFF, 50%, 100%) nut keeper kit undervoltage release (UVR) 208-230V AC 50/60Hz 2 auxiliary switches HQ 1 trip alarm switch HQ 1 electrical alarm switch | - | 0 | 0
3VA2340-5HN42-0HA0 |  | 3VA2340-5HN42-0HA0 | 1 | UN | 1 | 10 | C | D | EAR99 | N | 85362090 | 1 | 4042949048763 | 5.8 | KG | 1953.6 | 1953.6 | LP18 | LP18 | circuit breaker 3VA2 IEC frame 400 breaking capacity class M Icu=55kA @ 415V 4-pole, line protection ETU350, LSI, In=400A overload protection Ir=160A...400A short-circuit protection Isd=1.5...10 x Ir, Ii=10 x In N conductor protection adjustable (OFF, 50%, 100%) nut keeper kit shunt trip (STL) 12-30V DC; 24V AC 50/60Hz | - | 0 | 0
3VA2340-5HN42-0HC0 |  | 3VA2340-5HN42-0HC0 | 1 | UN | 1 | 10 | C | D | EAR99 | N | 85362090 | 1 | 4042949076292 | 5.8 | KG | 1997.6 | 1997.6 | LP18 | LP18 | circuit breaker 3VA2 IEC frame 400 breaking capacity class M Icu=55kA @ 415V 4-pole, line protection ETU350, LSI, In=400A overload protection Ir=160A...400A short-circuit protection Isd=1.5...10 x Ir, Ii=10 x In N conductor protection adjustable (OFF, 50%, 100%) nut keeper kit shunt trip (STL) 12-30V DC; 24V AC 50/60Hz 2 auxiliary switches HQ | - | 0 | 0
3VA2340-5HN42-0HH0 |  | 3VA2340-5HN42-0HH0 | 1 | UN | 1 | 10 | C | D | EAR99 | N | 85362090 | 1 | 4042949088837 | 5.8 | KG | 2041.6 | 2041.6 | LP18 | LP18 | circuit breaker 3VA2 IEC frame 400 breaking capacity class M Icu=55kA @ 415V 4-pole, line protection ETU350, LSI, In=400A overload protection Ir=160A...400A short-circuit protection Isd=1.5...10 x Ir, Ii=10 x In N conductor protection adjustable (OFF, 50%, 100%) nut keeper kit shunt trip (STL) 12-30V DC; 24V AC 50/60Hz 2 auxiliary switches HQ 1 trip alarm switch HQ | - | 0 | 0
3VA2340-5HN42-0HL0 |  | 3VA2340-5HN42-0HL0 | 1 | UN | 1 | 10 | C | D | EAR99 | N | 85362090 | 1 | 4042949094456 | 5.8 | KG | 2068 | 2068 | LP18 | LP18 | circuit breaker 3VA2 IEC frame 400 breaking capacity class M Icu=55kA @ 415V 4-pole, line protection ETU350, LSI, In=400A overload protection Ir=160A...400A short-circuit protection Isd=1.5...10 x Ir, Ii=10 x In N conductor protection adjustable (OFF, 50%, 100%) nut keeper kit shunt trip (STL) 12-30V DC; 24V AC 50/60Hz 2 auxiliary switches HQ 1 trip alarm switch HQ 1 electrical alarm switch | - | 0 | 0
3VA2340-5HN42-0JA0 |  | 3VA2340-5HN42-0JA0 | 1 | UN | 1 | 10 | C | D | EAR99 | N | 85362090 | 1 | 4042949050858 | 5.8 | KG | 1953.6 | 1953.6 | LP18 | LP18 | circuit breaker 3VA2 IEC frame 400 breaking capacity class M Icu=55kA @ 415V 4-pole, line protection ETU350, LSI, In=400A overload protection Ir=160A...400A short-circuit protection Isd=1.5...10 x Ir, Ii=10 x In N conductor protection adjustable (OFF, 50%, 100%) nut keeper kit shunt trip (STL) 110-127V DC, AC 50/60Hz | - | 0 | 0
3VA2340-5HN42-0JC0 |  | 3VA2340-5HN42-0JC0 | 1 | UN | 1 | 10 | C | D | EAR99 | N | 85362090 | 1 | 4042949078388 | 5.8 | KG | 1997.6 | 1997.6 | LP18 | LP18 | circuit breaker 3VA2 IEC frame 400 breaking capacity class M Icu=55kA @ 415V 4-pole, line protection ETU350, LSI, In=400A overload protection Ir=160A...400A short-circuit protection Isd=1.5...10 x Ir, Ii=10 x In N conductor protection adjustable (OFF, 50%, 100%) nut keeper kit shunt trip (STL) 110-127V DC, AC 50/60Hz 2 auxiliary switches HQ | - | 0 | 0
3VA2340-5HN42-0JH0 |  | 3VA2340-5HN42-0JH0 | 1 | UN | 1 | 10 | C | D | EAR99 | N | 85362090 | 1 | 4042949090922 | 5.8 | KG | 2041.6 | 2041.6 | LP18 | LP18 | circuit breaker 3VA2 IEC frame 400 breaking capacity class M Icu=55kA @ 415V 4-pole, line protection ETU350, LSI, In=400A overload protection Ir=160A...400A short-circuit protection Isd=1.5...10 x Ir, Ii=10 x In N conductor protection adjustable (OFF, 50%, 100%) nut keeper kit shunt trip (STL) 110-127V DC, AC 50/60Hz 2 auxiliary switches HQ 1 trip alarm switch HQ | - | 0 | 0
3VA2340-5HN42-0JL0 |  | 3VA2340-5HN42-0JL0 | 1 | UN | 1 | 10 | C | D | EAR99 | N | 85362090 | 1 | 4042949094814 | 5.8 | KG | 2068 | 2068 | LP18 | LP18 | circuit breaker 3VA2 IEC frame 400 breaking capacity class M Icu=55kA @ 415V 4-pole, line protection ETU350, LSI, In=400A overload protection Ir=160A...400A short-circuit protection Isd=1.5...10 x Ir, Ii=10 x In N conductor protection adjustable (OFF, 50%, 100%) nut keeper kit shunt trip (STL) 110-127V DC, AC 50/60Hz 2 auxiliary switches HQ 1 trip alarm switch HQ 1 electrical alarm switch | - | 0 | 0
3VA2340-5HN42-0KA0 |  | 3VA2340-5HN42-0KA0 | 1 | UN | 1 | 10 | C | D | EAR99 | N | 85362090 | 1 | 4042949052944 | 5.8 | KG | 1953.6 | 1953.6 | LP18 | LP18 | circuit breaker 3VA2 IEC frame 400 breaking capacity class M Icu=55kA @ 415V 4-pole, line protection ETU350, LSI, In=400A overload protection Ir=160A...400A short-circuit protection Isd=1.5...10 x Ir, Ii=10 x In N conductor protection adjustable (OFF, 50%, 100%) nut keeper kit shunt trip (STL) 220-250V DC; 208-277V AC | - | 0 | 0
3VA2340-5HN42-0KC0 |  | 3VA2340-5HN42-0KC0 | 1 | UN | 1 | 10 | C | D | EAR99 | N | 85362090 | 1 | 4042949080473 | 5.8 | KG | 1997.6 | 1997.6 | LP18 | LP18 | circuit breaker 3VA2 IEC frame 400 breaking capacity class M Icu=55kA @ 415V 4-pole, line protection ETU350, LSI, In=400A overload protection Ir=160A...400A short-circuit protection Isd=1.5...10 x Ir, Ii=10 x In N conductor protection adjustable (OFF, 50%, 100%) nut keeper kit shunt trip (STL) 220-250V DC; 208-277V AC 2 auxiliary switches HQ | - | 0 | 0
3VA2340-5HN42-0KH0 |  | 3VA2340-5HN42-0KH0 | 1 | UN | 1 | 10 | C | D | EAR99 | N | 85362090 | 1 | 4042949093015 | 5.8 | KG | 2041.6 | 2041.6 | LP18 | LP18 | circuit breaker 3VA2 IEC frame 400 breaking capacity class M Icu=55kA @ 415V 4-pole, line protection ETU350, LSI, In=400A overload protection Ir=160A...400A short-circuit protection Isd=1.5...10 x Ir, Ii=10 x In N conductor protection adjustable (OFF, 50%, 100%) nut keeper kit shunt trip (STL) 220-250V DC; 208-277V AC 2 auxiliary switches HQ 1 trip alarm switch HQ | - | 0 | 0
3VA2340-5HN42-0KL0 |  | 3VA2340-5HN42-0KL0 | 1 | UN | 1 | 10 | C | D | EAR99 | N | 85362090 | 1 | 4042949095170 | 5.8 | KG | 2068 | 2068 | LP18 | LP18 | circuit breaker 3VA2 IEC frame 400 breaking capacity class M Icu=55kA @ 415V 4-pole, line protection ETU350, LSI, In=400A overload protection Ir=160A...400A short-circuit protection Isd=1.5...10 x Ir, Ii=10 x In N conductor protection adjustable (OFF, 50%, 100%) nut keeper kit shunt trip (STL) 220-250V DC; 208-277V AC 2 auxiliary switches HQ 1 trip alarm switch HQ 1 electrical alarm switch | - | 0 | 0
3VA2340-5JP32-0AA0 |  | 3VA2340-5JP32-0AA0 | 1 | UN | 1 | 2 | A | D | EAR99 | N | 85362090 | 1 | 4042948806579 | 4.662 | KG | 1810.5 | 1759.5 | LP18 | LP18 | circuit breaker 3VA2 IEC frame 400 breaking capacity class M Icu=55kA @ 415V 3-pole, line protection ETU550, LSI, In=400A overload protection Ir=160A...400A short-circuit protection Isd=0.6..10x In, Ii=1.5..10x In N conductor protection optionally with external current transformer, up to 160% nut keeper kit | Lista Papel 2020 SI | 0 | 0
3VA2340-5JP32-0AB0 |  | 3VA2340-5JP32-0AB0 | 1 | UN | 1 | 10 | C | D | EAR99 | N | 85362090 | 1 | 4042949055020 | 4.4 | KG | 1944.8 | 1944.8 | LP18 | LP18 | circuit breaker 3VA2 IEC frame 400 breaking capacity class M Icu=55kA @ 415V 3-pole, line protection ETU550, LSI, In=400A overload protection Ir=160A...400A short-circuit protection Isd=0.6...10 x In, Ii=1.5 x In N conductor protection optionally with external current transformer, up to 160% nut keeper kit 2 auxiliary switches HP | - | 0 | 0
3VA2340-5JP32-0AC0 |  | 3VA2340-5JP32-0AC0 | 1 | UN | 1 | 10 | C | D | EAR99 | N | 85362090 | 1 | 4042949057116 | 4.4 | KG | 1918.4 | 1918.4 | LP18 | LP18 | circuit breaker 3VA2 IEC frame 400 breaking capacity class M Icu=55kA @ 415V 3-pole, line protection ETU550, LSI, In=400A overload protection Ir=160A...400A short-circuit protection Isd=0.6...10 x In, Ii=1.5 x In N conductor protection optionally with external current transformer, up to 160% nut keeper kit 2 auxiliary switches HQ | - | 0 | 0
3VA2340-5JP32-0AD0 |  | 3VA2340-5JP32-0AD0 | 1 | UN | 1 | 10 | C | D | EAR99 | N | 85362090 | 1 | 4042949059202 | 4.4 | KG | 1944.8 | 1944.8 | LP18 | LP18 | circuit breaker 3VA2 IEC frame 400 breaking capacity class M Icu=55kA @ 415V 3-pole, line protection ETU550, LSI, In=400A overload protection Ir=160A...400A short-circuit protection Isd=0.6...10 x In, Ii=1.5 x In N conductor protection optionally with external current transformer, up to 160% nut keeper kit 3 auxiliary switches HQ | - | 0 | 0
3VA2340-5JP32-0AE0 |  | 3VA2340-5JP32-0AE0 | 1 | UN | 1 | 10 | C | D | EAR99 | N | 85362090 | 1 | 4042949061298 | 4.4 | KG | 1962.4 | 1962.4 | LP18 | LP18 | circuit breaker 3VA2 IEC frame 400 breaking capacity class M Icu=55kA @ 415V 3-pole, line protection ETU550, LSI, In=400A overload protection Ir=160A...400A short-circuit protection Isd=0.6...10 x In, Ii=1.5 x In N conductor protection optionally with external current transformer, up to 160% nut keeper kit 4 auxiliary switches HQ | - | 0 | 0
3VA2340-5JP32-0AF0 |  | 3VA2340-5JP32-0AF0 | 1 | UN | 1 | 10 | C | D | EAR99 | N | 85362090 | 1 | 4042949063384 | 4.4 | KG | 1918.4 | 1918.4 | LP18 | LP18 | circuit breaker 3VA2 IEC frame 400 breaking capacity class M Icu=55kA @ 415V 3-pole, line protection ETU550, LSI, In=400A overload protection Ir=160A...400A short-circuit protection Isd=0.6...10 x In, Ii=1.5 x In N conductor protection optionally with external current transformer, up to 160% nut keeper kit 1 auxiliary switch HQ 1 trip alarm switch HQ | - | 0 | 0
3VA2340-5JP32-0AG0 |  | 3VA2340-5JP32-0AG0 | 1 | UN | 1 | 10 | C | D | EAR99 | N | 85362090 | 1 | 4042949065470 | 4.4 | KG | 1944.8 | 1944.8 | LP18 | LP18 | circuit breaker 3VA2 IEC frame 400 breaking capacity class M Icu=55kA @ 415V 3-pole, line protection ETU550, LSI, In=400A overload protection Ir=160A...400A short-circuit protection Isd=0.6...10 x In, Ii=1.5 x In N conductor protection optionally with external current transformer, up to 160% nut keeper kit 1 auxiliary switch HP 1 trip alarm switch HP | - | 0 | 0
3VA2340-5JP32-0AH0 |  | 3VA2340-5JP32-0AH0 | 1 | UN | 1 | 10 | C | D | EAR99 | N | 85362090 | 1 | 4042949067566 | 4.4 | KG | 1944.8 | 1944.8 | LP18 | LP18 | circuit breaker 3VA2 IEC frame 400 breaking capacity class M Icu=55kA @ 415V 3-pole, line protection ETU550, LSI, In=400A overload protection Ir=160A...400A short-circuit protection Isd=0.6...10 x In, Ii=1.5 x In N conductor protection optionally with external current transformer, up to 160% nut keeper kit 2 auxiliary switches HQ 1 trip alarm switch HQ | - | 0 | 0
3VA2340-5JP32-0AJ0 |  | 3VA2340-5JP32-0AJ0 | 1 | UN | 1 | 10 | C | D | EAR99 | N | 85362090 | 1 | 4042949067924 | 4.4 | KG | 1980 | 1980 | LP18 | LP18 | circuit breaker 3VA2 IEC frame 400 breaking capacity class M Icu=55kA @ 415V 3-pole, line protection ETU550, LSI, In=400A overload protection Ir=160A...400A short-circuit protection Isd=0.6...10 x In, Ii=1.5 x In N conductor protection optionally with external current transformer, up to 160% nut keeper kit 2 auxiliary switches HP 1 trip alarm switch HP | - | 0 | 0
3VA2340-5JP32-0BA0 |  | 3VA2340-5JP32-0BA0 | 1 | UN | 1 | 10 | C | D | EAR99 | N | 85362090 | 1 | 4042949042488 | 4.4 | KG | 1980 | 1980 | LP18 | LP18 | circuit breaker 3VA2 IEC frame 400 breaking capacity class M Icu=55kA @ 415V 3-pole, line protection ETU550, LSI, In=400A overload protection Ir=160A...400A short-circuit protection Isd=0.6...10 x In, Ii=1.5 x In N conductor protection optionally with external current transformer, up to 160% nut keeper kit undervoltage release (UVR) 24V DC | - | 0 | 0
3VA2340-5JP32-0BC0 |  | 3VA2340-5JP32-0BC0 | 1 | UN | 1 | 10 | C | D | EAR99 | N | 85362090 | 1 | 4042949070016 | 4.4 | KG | 2041.6 | 2041.6 | LP18 | LP18 | circuit breaker 3VA2 IEC frame 400 breaking capacity class M Icu=55kA @ 415V 3-pole, line protection ETU550, LSI, In=400A overload protection Ir=160A...400A short-circuit protection Isd=0.6...10 x In, Ii=1.5 x In N conductor protection optionally with external current transformer, up to 160% nut keeper kit undervoltage release (UVR) 24V DC 2 auxiliary switches HQ | - | 0 | 0
3VA2340-5JP32-0BH0 |  | 3VA2340-5JP32-0BH0 | 1 | UN | 1 | 10 | C | D | EAR99 | N | 85362090 | 1 | 4042949082552 | 4.4 | KG | 2059.2 | 2059.2 | LP18 | LP18 | circuit breaker 3VA2 IEC frame 400 breaking capacity class M Icu=55kA @ 415V 3-pole, line protection ETU550, LSI, In=400A overload protection Ir=160A...400A short-circuit protection Isd=0.6...10 x In, Ii=1.5 x In N conductor protection optionally with external current transformer, up to 160% nut keeper kit undervoltage release (UVR) 24V DC 2 auxiliary switches HQ 1 trip alarm switch HQ | - | 0 | 0
3VA2340-5JP32-0BL0 |  | 3VA2340-5JP32-0BL0 | 1 | UN | 1 | 10 | C | D | EAR99 | N | 85362090 | 1 | 4042949093367 | 4.4 | KG | 2103.2 | 2103.2 | LP18 | LP18 | circuit breaker 3VA2 IEC frame 400 breaking capacity class M Icu=55kA @ 415V 3-pole, line protection ETU550, LSI, In=400A overload protection Ir=160A...400A short-circuit protection Isd=0.6...10 x In, Ii=1.5 x In N conductor protection optionally with external current transformer, up to 160% nut keeper kit undervoltage release (UVR) 24V DC 2 auxiliary switches HQ 1 trip alarm switch HQ 1 electrical alarm switch | - | 0 | 0
3VA2340-5JP32-0CA0 |  | 3VA2340-5JP32-0CA0 | 1 | UN | 1 | 10 | C | D | EAR99 | N | 85362090 | 1 | 4042949044574 | 4.4 | KG | 1980 | 1980 | LP18 | LP18 | circuit breaker 3VA2 IEC frame 400 breaking capacity class M Icu=55kA @ 415V 3-pole, line protection ETU550, LSI, In=400A overload protection Ir=160A...400A short-circuit protection Isd=0.6...10 x In, Ii=1.5 x In N conductor protection optionally with external current transformer, up to 160% nut keeper kit undervoltage release (UVR) 120-127V AC 50/60Hz | - | 0 | 0
3VA2340-5JP32-0CC0 |  | 3VA2340-5JP32-0CC0 | 1 | UN | 1 | 10 | C | D | EAR99 | N | 85362090 | 1 | 4042949072102 | 4.4 | KG | 2041.6 | 2041.6 | LP18 | LP18 | circuit breaker 3VA2 IEC frame 400 breaking capacity class M Icu=55kA @ 415V 3-pole, line protection ETU550, LSI, In=400A overload protection Ir=160A...400A short-circuit protection Isd=0.6...10 x In, Ii=1.5 x In N conductor protection optionally with external current transformer, up to 160% nut keeper kit undervoltage release (UVR) 120-127V AC 50/60Hz 2 auxiliary switches HQ | - | 0 | 0
3VA2340-5JP32-0CH0 |  | 3VA2340-5JP32-0CH0 | 1 | UN | 1 | 10 | C | D | EAR99 | N | 85362090 | 1 | 4042949084648 | 4.4 | KG | 2059.2 | 2059.2 | LP18 | LP18 | circuit breaker 3VA2 IEC frame 400 breaking capacity class M Icu=55kA @ 415V 3-pole, line protection ETU550, LSI, In=400A overload protection Ir=160A...400A short-circuit protection Isd=0.6...10 x In, Ii=1.5 x In N conductor protection optionally with external current transformer, up to 160% nut keeper kit undervoltage release (UVR) 120-127V AC 50/60Hz 2 auxiliary switches HQ 1 trip alarm switch HQ | - | 0 | 0
3VA2340-5JP32-0CL0 |  | 3VA2340-5JP32-0CL0 | 1 | UN | 1 | 10 | C | D | EAR99 | N | 85362090 | 1 | 4042949093725 | 4.4 | KG | 2103.2 | 2103.2 | LP18 | LP18 | circuit breaker 3VA2 IEC frame 400 breaking capacity class M Icu=55kA @ 415V 3-pole, line protection ETU550, LSI, In=400A overload protection Ir=160A...400A short-circuit protection Isd=0.6...10 x In, Ii=1.5 x In N conductor protection optionally with external current transformer, up to 160% nut keeper kit undervoltage release (UVR) 120-127V AC 50/60Hz 2 auxiliary switches HQ 1 trip alarm switch HQ 1 electrical alarm switch | - | 0 | 0
3VA2340-5JP32-0DA0 |  | 3VA2340-5JP32-0DA0 | 1 | UN | 1 | 10 | C | D | EAR99 | N | 85362090 | 1 | 4042949046660 | 4.4 | KG | 1980 | 1980 | LP18 | LP18 | circuit breaker 3VA2 IEC frame 400 breaking capacity class M Icu=55kA @ 415V 3-pole, line protection ETU550, LSI, In=400A overload protection Ir=160A...400A short-circuit protection Isd=0.6...10 x In, Ii=1.5 x In N conductor protection optionally with external current transformer, up to 160% nut keeper kit undervoltage release (UVR) 208-230V AC 50/60Hz | - | 0 | 0
3VA2340-5JP32-0DC0 |  | 3VA2340-5JP32-0DC0 | 1 | UN | 1 | 10 | C | D | EAR99 | N | 85362090 | 1 | 4042949074199 | 4.4 | KG | 2041.6 | 2041.6 | LP18 | LP18 | circuit breaker 3VA2 IEC frame 400 breaking capacity class M Icu=55kA @ 415V 3-pole, line protection ETU550, LSI, In=400A overload protection Ir=160A...400A short-circuit protection Isd=0.6...10 x In, Ii=1.5 x In N conductor protection optionally with external current transformer, up to 160% nut keeper kit undervoltage release (UVR) 208-230V AC 50/60Hz 2 auxiliary switches HQ | - | 0 | 0
3VA2340-5JP32-0DF0 |  | 3VA2340-5JP32-0DF0 | 1 | UN | 1 | 10 | C | D | EAR99 | N | 85362090 | 1 | 4042949325550 | 4.804 | KG | 2041.6 | 2041.6 | LP18 | LP18 | circuit breaker 3VA2 IEC frame 400 breaking capacity class M Icu=55kA @ 415V 3-pole, line protection ETU550, LSI, In=400A overload protection Ir=160A...400A short-circuit protection Isd=0.6..10x In, Ii=1.5..10x In N conductor protection optionally with external current transformer, up to 160% nut keeper kit circuit breaker 3VA2 IEC undervoltage release 208-230V AC 50/60Hz 1 auxiliary switch HQ 1 trip alarm switch HQ | - | 0 | 0
3VA2340-5JP32-0DH0 |  | 3VA2340-5JP32-0DH0 | 1 | UN | 1 | 10 | C | D | EAR99 | N | 85362090 | 1 | 4042949086734 | 4.4 | KG | 2059.2 | 2059.2 | LP18 | LP18 | circuit breaker 3VA2 IEC frame 400 breaking capacity class M Icu=55kA @ 415V 3-pole, line protection ETU550, LSI, In=400A overload protection Ir=160A...400A short-circuit protection Isd=0.6...10 x In, Ii=1.5 x In N conductor protection optionally with external current transformer, up to 160% nut keeper kit undervoltage release (UVR) 208-230V AC 50/60Hz 2 auxiliary switches HQ 1 trip alarm switch HQ | - | 0 | 0
3VA2340-5JP32-0DL0 |  | 3VA2340-5JP32-0DL0 | 1 | UN | 1 | 10 | C | D | EAR99 | N | 85362090 | 1 | 4042949094081 | 4.4 | KG | 2103.2 | 2103.2 | LP18 | LP18 | circuit breaker 3VA2 IEC frame 400 breaking capacity class M Icu=55kA @ 415V 3-pole, line protection ETU550, LSI, In=400A overload protection Ir=160A...400A short-circuit protection Isd=0.6...10 x In, Ii=1.5 x In N conductor protection optionally with external current transformer, up to 160% nut keeper kit undervoltage release (UVR) 208-230V AC 50/60Hz 2 auxiliary switches HQ 1 trip alarm switch HQ 1 electrical alarm switch | - | 0 | 0
3VA2340-5JP32-0HA0 |  | 3VA2340-5JP32-0HA0 | 1 | UN | 1 | 10 | C | D | EAR99 | N | 85362090 | 1 | 4042949048756 | 4.4 | KG | 1953.6 | 1953.6 | LP18 | LP18 | circuit breaker 3VA2 IEC frame 400 breaking capacity class M Icu=55kA @ 415V 3-pole, line protection ETU550, LSI, In=400A overload protection Ir=160A...400A short-circuit protection Isd=0.6...10 x In, Ii=1.5 x In N conductor protection optionally with external current transformer, up to 160% nut keeper kit shunt trip (STL) 12-30V DC; 24V AC 50/60Hz | - | 0 | 0
3VA2340-5JP32-0HC0 |  | 3VA2340-5JP32-0HC0 | 1 | UN | 1 | 10 | C | D | EAR99 | N | 85362090 | 1 | 4042949076285 | 4.4 | KG | 1997.6 | 1997.6 | LP18 | LP18 | circuit breaker 3VA2 IEC frame 400 breaking capacity class M Icu=55kA @ 415V 3-pole, line protection ETU550, LSI, In=400A overload protection Ir=160A...400A short-circuit protection Isd=0.6...10 x In, Ii=1.5 x In N conductor protection optionally with external current transformer, up to 160% nut keeper kit shunt trip (STL) 12-30V DC; 24V AC 50/60Hz 2 auxiliary switches HQ | - | 0 | 0
3VA2340-5JP32-0HH0 |  | 3VA2340-5JP32-0HH0 | 1 | UN | 1 | 10 | C | D | EAR99 | N | 85362090 | 1 | 4042949088820 | 4.4 | KG | 2041.6 | 2041.6 | LP18 | LP18 | circuit breaker 3VA2 IEC frame 400 breaking capacity class M Icu=55kA @ 415V 3-pole, line protection ETU550, LSI, In=400A overload protection Ir=160A...400A short-circuit protection Isd=0.6...10 x In, Ii=1.5 x In N conductor protection optionally with external current transformer, up to 160% nut keeper kit shunt trip (STL) 12-30V DC; 24V AC 50/60Hz 2 auxiliary switches HQ 1 trip alarm switch HQ | - | 0 | 0
3VA2340-5JP32-0HL0 |  | 3VA2340-5JP32-0HL0 | 1 | UN | 1 | 10 | C | D | EAR99 | N | 85362090 | 1 | 4042949094449 | 4.4 | KG | 2068 | 2068 | LP18 | LP18 | circuit breaker 3VA2 IEC frame 400 breaking capacity class M Icu=55kA @ 415V 3-pole, line protection ETU550, LSI, In=400A overload protection Ir=160A...400A short-circuit protection Isd=0.6...10 x In, Ii=1.5 x In N conductor protection optionally with external current transformer, up to 160% nut keeper kit shunt trip (STL) 12-30V DC; 24V AC 50/60Hz 2 auxiliary switches HQ 1 trip alarm switch HQ 1 electrical alarm switch | - | 0 | 0
3VA2340-5JP32-0JA0 |  | 3VA2340-5JP32-0JA0 | 1 | UN | 1 | 10 | C | D | EAR99 | N | 85362090 | 1 | 4042949050841 | 4.4 | KG | 1953.6 | 1953.6 | LP18 | LP18 | circuit breaker 3VA2 IEC frame 400 breaking capacity class M Icu=55kA @ 415V 3-pole, line protection ETU550, LSI, In=400A overload protection Ir=160A...400A short-circuit protection Isd=0.6...10 x In, Ii=1.5 x In N conductor protection optionally with external current transformer, up to 160% nut keeper kit shunt trip (STL) 110-127V DC, AC 50/60Hz | - | 0 | 0
3VA2340-5JP32-0JC0 |  | 3VA2340-5JP32-0JC0 | 1 | UN | 1 | 10 | C | D | EAR99 | N | 85362090 | 1 | 4042949078371 | 4.4 | KG | 1997.6 | 1997.6 | LP18 | LP18 | circuit breaker 3VA2 IEC frame 400 breaking capacity class M Icu=55kA @ 415V 3-pole, line protection ETU550, LSI, In=400A overload protection Ir=160A...400A short-circuit protection Isd=0.6...10 x In, Ii=1.5 x In N conductor protection optionally with external current transformer, up to 160% nut keeper kit shunt trip (STL) 110-127V DC, AC 50/60Hz 2 auxiliary switches HQ | - | 0 | 0
3VA2340-5JP32-0JH0 |  | 3VA2340-5JP32-0JH0 | 1 | UN | 1 | 10 | C | D | EAR99 | N | 85362090 | 1 | 4042949090915 | 4.4 | KG | 2041.6 | 2041.6 | LP18 | LP18 | circuit breaker 3VA2 IEC frame 400 breaking capacity class M Icu=55kA @ 415V 3-pole, line protection ETU550, LSI, In=400A overload protection Ir=160A...400A short-circuit protection Isd=0.6...10 x In, Ii=1.5 x In N conductor protection optionally with external current transformer, up to 160% nut keeper kit shunt trip (STL) 110-127V DC, AC 50/60Hz 2 auxiliary switches HQ 1 trip alarm switch HQ | - | 0 | 0
3VA2340-5JP32-0JL0 |  | 3VA2340-5JP32-0JL0 | 1 | UN | 1 | 10 | C | D | EAR99 | N | 85362090 | 1 | 4042949094807 | 4.4 | KG | 2068 | 2068 | LP18 | LP18 | circuit breaker 3VA2 IEC frame 400 breaking capacity class M Icu=55kA @ 415V 3-pole, line protection ETU550, LSI, In=400A overload protection Ir=160A...400A short-circuit protection Isd=0.6...10 x In, Ii=1.5 x In N conductor protection optionally with external current transformer, up to 160% nut keeper kit shunt trip (STL) 110-127V DC, AC 50/60Hz 2 auxiliary switches HQ 1 trip alarm switch HQ 1 electrical alarm switch | - | 0 | 0
3VA2340-5JP32-0KA0 |  | 3VA2340-5JP32-0KA0 | 1 | UN | 1 | 10 | C | D | EAR99 | N | 85362090 | 1 | 4042949052937 | 4.4 | KG | 1953.6 | 1953.6 | LP18 | LP18 | circuit breaker 3VA2 IEC frame 400 breaking capacity class M Icu=55kA @ 415V 3-pole, line protection ETU550, LSI, In=400A overload protection Ir=160A...400A short-circuit protection Isd=0.6...10 x In, Ii=1.5 x In N conductor protection optionally with external current transformer, up to 160% nut keeper kit shunt trip (STL) 220-250V DC; 208-277V AC | - | 0 | 0
3VA2340-5JP32-0KC0 |  | 3VA2340-5JP32-0KC0 | 1 | UN | 1 | 10 | C | D | EAR99 | N | 85362090 | 1 | 4042949080466 | 4.4 | KG | 1997.6 | 1997.6 | LP18 | LP18 | circuit breaker 3VA2 IEC frame 400 breaking capacity class M Icu=55kA @ 415V 3-pole, line protection ETU550, LSI, In=400A overload protection Ir=160A...400A short-circuit protection Isd=0.6...10 x In, Ii=1.5 x In N conductor protection optionally with external current transformer, up to 160% nut keeper kit shunt trip (STL) 220-250V DC; 208-277V AC 2 auxiliary switches HQ | - | 0 | 0
3VA2340-5JP32-0KH0 |  | 3VA2340-5JP32-0KH0 | 1 | UN | 1 | 10 | C | D | EAR99 | N | 85362090 | 1 | 4042949093008 | 4.4 | KG | 2041.6 | 2041.6 | LP18 | LP18 | circuit breaker 3VA2 IEC frame 400 breaking capacity class M Icu=55kA @ 415V 3-pole, line protection ETU550, LSI, In=400A overload protection Ir=160A...400A short-circuit protection Isd=0.6...10 x In, Ii=1.5 x In N conductor protection optionally with external current transformer, up to 160% nut keeper kit shunt trip (STL) 220-250V DC; 208-277V AC 2 auxiliary switches HQ 1 trip alarm switch HQ | - | 0 | 0
3VA2340-5JP32-0KL0 |  | 3VA2340-5JP32-0KL0 | 1 | UN | 1 | 10 | C | D | EAR99 | N | 85362090 | 1 | 4042949095163 | 4.4 | KG | 2068 | 2068 | LP18 | LP18 | circuit breaker 3VA2 IEC frame 400 breaking capacity class M Icu=55kA @ 415V 3-pole, line protection ETU550, LSI, In=400A overload protection Ir=160A...400A short-circuit protection Isd=0.6...10 x In, Ii=1.5 x In N conductor protection optionally with external current transformer, up to 160% nut keeper kit shunt trip (STL) 220-250V DC; 208-277V AC 2 auxiliary switches HQ 1 trip alarm switch HQ 1 electrical alarm switch | - | 0 | 0
3VA2340-5JP42-0AA0 |  | 3VA2340-5JP42-0AA0 | 1 | UN | 1 | 5 | B | D | EAR99 | N | 85362090 | 1 | 4042948807132 | 6.027 | KG | 2210 | 2150.5 | LP18 | LP18 | circuit breaker 3VA2 IEC frame 400 breaking capacity class M Icu=55kA @ 415V 4-pole, line protection ETU550, LSI, In=400A overload protection Ir=160A...400A short-circuit protection Isd=0.6..10x In, Ii=1.5..10x In N conductor protection adjustable (OFF, up to 100%) nut keeper kit | Lista Papel 2020 SI | 0 | 0
3VA2340-5JQ32-0AA0 |  | 3VA2340-5JQ32-0AA0 | 1 | UN | 1 | 5 | B | D | EAR99 | N | 85362090 | 1 | 4042948806586 | 4.724 | KG | 2057 | 1997.5 | LP18 | LP18 | circuit breaker 3VA2 IEC frame 400 breaking capacity class M Icu=55kA @ 415V 3-pole, line protection ETU560, LSIG, In=400A overload protection Ir=160A...400A short-circuit protection Isd=0.6..10x In, Ii=1.5..10x In N conductor protection optionally with external current transformer, up to 160% gr.-fault prot., can be sw. off Ig=0.2...1 x In, tg=0.05-0.8s nut keeper kit | Lista Papel 2020 SI | 0 | 0
3VA2340-5JQ32-0AB0 |  | 3VA2340-5JQ32-0AB0 | 1 | UN | 1 | 10 | C | D | EAR99 | N | 85362090 | 1 | 4042949055013 | 4.4 | KG | 2200 | 2200 | LP18 | LP18 | circuit breaker 3VA2 IEC frame 400 breaking capacity class M Icu=55kA @ 415V 3-pole, line protection ETU560, LSIG, In=400A overload protection Ir=160A...400A short-circuit protection Isd=0.6...10 x In, Ii=1.5 x In N conductor protection optionally with external current transformer, up to 160% gr.-fault prot., can be sw. off Ig=0.2...1 x In, tg=0.05-0.8s nut keeper kit 2 auxiliary switches HP | - | 0 | 0
3VA2340-5JQ32-0AC0 |  | 3VA2340-5JQ32-0AC0 | 1 | UN | 1 | 10 | C | D | EAR99 | N | 85362090 | 1 | 4042949057109 | 4.4 | KG | 2173.6 | 2173.6 | LP18 | LP18 | circuit breaker 3VA2 IEC frame 400 breaking capacity class M Icu=55kA @ 415V 3-pole, line protection ETU560, LSIG, In=400A overload protection Ir=160A...400A short-circuit protection Isd=0.6...10 x In, Ii=1.5 x In N conductor protection optionally with external current transformer, up to 160% gr.-fault prot., can be sw. off Ig=0.2...1 x In, tg=0.05-0.8s nut keeper kit 2 auxiliary switches HQ | - | 0 | 0
3VA2340-5JQ32-0AD0 |  | 3VA2340-5JQ32-0AD0 | 1 | UN | 1 | 10 | C | D | EAR99 | N | 85362090 | 1 | 4042949059196 | 4.4 | KG | 2200 | 2200 | LP18 | LP18 | circuit breaker 3VA2 IEC frame 400 breaking capacity class M Icu=55kA @ 415V 3-pole, line protection ETU560, LSIG, In=400A overload protection Ir=160A...400A short-circuit protection Isd=0.6...10 x In, Ii=1.5 x In N conductor protection optionally with external current transformer, up to 160% gr.-fault prot., can be sw. off Ig=0.2...1 x In, tg=0.05-0.8s nut keeper kit 3 auxiliary switches HQ | - | 0 | 0
3VA2340-5JQ32-0AE0 |  | 3VA2340-5JQ32-0AE0 | 1 | UN | 1 | 10 | C | D | EAR99 | N | 85362090 | 1 | 4042949061281 | 4.4 | KG | 2217.6 | 2217.6 | LP18 | LP18 | circuit breaker 3VA2 IEC frame 400 breaking capacity class M Icu=55kA @ 415V 3-pole, line protection ETU560, LSIG, In=400A overload protection Ir=160A...400A short-circuit protection Isd=0.6...10 x In, Ii=1.5 x In N conductor protection optionally with external current transformer, up to 160% gr.-fault prot., can be sw. off Ig=0.2...1 x In, tg=0.05-0.8s nut keeper kit 4 auxiliary switches HQ | - | 0 | 0
3VA2340-5JQ32-0AF0 |  | 3VA2340-5JQ32-0AF0 | 1 | UN | 1 | 10 | C | D | EAR99 | N | 85362090 | 1 | 4042949063377 | 4.4 | KG | 2173.6 | 2173.6 | LP18 | LP18 | circuit breaker 3VA2 IEC frame 400 breaking capacity class M Icu=55kA @ 415V 3-pole, line protection ETU560, LSIG, In=400A overload protection Ir=160A...400A short-circuit protection Isd=0.6...10 x In, Ii=1.5 x In N conductor protection optionally with external current transformer, up to 160% gr.-fault prot., can be sw. off Ig=0.2...1 x In, tg=0.05-0.8s nut keeper kit 1 auxiliary switch HQ 1 trip alarm switch HQ | - | 0 | 0
3VA2340-5JQ32-0AG0 |  | 3VA2340-5JQ32-0AG0 | 1 | UN | 1 | 10 | C | D | EAR99 | N | 85362090 | 1 | 4042949065463 | 4.4 | KG | 2200 | 2200 | LP18 | LP18 | circuit breaker 3VA2 IEC frame 400 breaking capacity class M Icu=55kA @ 415V 3-pole, line protection ETU560, LSIG, In=400A overload protection Ir=160A...400A short-circuit protection Isd=0.6...10 x In, Ii=1.5 x In N conductor protection optionally with external current transformer, up to 160% gr.-fault prot., can be sw. off Ig=0.2...1 x In, tg=0.05-0.8s nut keeper kit 1 auxiliary switch HP 1 trip alarm switch HP | - | 0 | 0
3VA2340-5JQ32-0AH0 |  | 3VA2340-5JQ32-0AH0 | 1 | UN | 1 | 10 | C | D | EAR99 | N | 85362090 | 1 | 4042949067559 | 4.4 | KG | 2200 | 2200 | LP18 | LP18 | circuit breaker 3VA2 IEC frame 400 breaking capacity class M Icu=55kA @ 415V 3-pole, line protection ETU560, LSIG, In=400A overload protection Ir=160A...400A short-circuit protection Isd=0.6...10 x In, Ii=1.5 x In N conductor protection optionally with external current transformer, up to 160% gr.-fault prot., can be sw. off Ig=0.2...1 x In, tg=0.05-0.8s nut keeper kit 2 auxiliary switches HQ 1 trip alarm switch HQ | - | 0 | 0
3VA2340-5JQ32-0AJ0 |  | 3VA2340-5JQ32-0AJ0 | 1 | UN | 1 | 10 | C | D | EAR99 | N | 85362090 | 1 | 4042949067917 | 4.4 | KG | 2235.2 | 2235.2 | LP18 | LP18 | circuit breaker 3VA2 IEC frame 400 breaking capacity class M Icu=55kA @ 415V 3-pole, line protection ETU560, LSIG, In=400A overload protection Ir=160A...400A short-circuit protection Isd=0.6...10 x In, Ii=1.5 x In N conductor protection optionally with external current transformer, up to 160% gr.-fault prot., can be sw. off Ig=0.2...1 x In, tg=0.05-0.8s nut keeper kit 2 auxiliary switches HP 1 trip alarm switch HP | - | 0 | 0
3VA2340-5JQ32-0BA0 |  | 3VA2340-5JQ32-0BA0 | 1 | UN | 1 | 10 | C | D | EAR99 | N | 85362090 | 1 | 4042949042471 | 4.4 | KG | 2235.2 | 2235.2 | LP18 | LP18 | circuit breaker 3VA2 IEC frame 400 breaking capacity class M Icu=55kA @ 415V 3-pole, line protection ETU560, LSIG, In=400A overload protection Ir=160A...400A short-circuit protection Isd=0.6...10 x In, Ii=1.5 x In N conductor protection optionally with external current transformer, up to 160% gr.-fault prot., can be sw. off Ig=0.2...1 x In, tg=0.05-0.8s nut keeper kit undervoltage release (UVR) 24V DC | - | 0 | 0
3VA2340-5JQ32-0BC0 |  | 3VA2340-5JQ32-0BC0 | 1 | UN | 1 | 10 | C | D | EAR99 | N | 85362090 | 1 | 4042949070009 | 4.4 | KG | 2288 | 2288 | LP18 | LP18 | circuit breaker 3VA2 IEC frame 400 breaking capacity class M Icu=55kA @ 415V 3-pole, line protection ETU560, LSIG, In=400A overload protection Ir=160A...400A short-circuit protection Isd=0.6...10 x In, Ii=1.5 x In N conductor protection optionally with external current transformer, up to 160% gr.-fault prot., can be sw. off Ig=0.2...1 x In, tg=0.05-0.8s nut keeper kit undervoltage release (UVR) 24V DC 2 auxiliary switches HQ | - | 0 | 0
3VA2340-5JQ32-0BH0 |  | 3VA2340-5JQ32-0BH0 | 1 | UN | 1 | 10 | C | D | EAR99 | N | 85362090 | 1 | 4042949082545 | 4.4 | KG | 2314.4 | 2314.4 | LP18 | LP18 | circuit breaker 3VA2 IEC frame 400 breaking capacity class M Icu=55kA @ 415V 3-pole, line protection ETU560, LSIG, In=400A overload protection Ir=160A...400A short-circuit protection Isd=0.6...10 x In, Ii=1.5 x In N conductor protection optionally with external current transformer, up to 160% gr.-fault prot., can be sw. off Ig=0.2...1 x In, tg=0.05-0.8s nut keeper kit undervoltage release (UVR) 24V DC 2 auxiliary switches HQ 1 trip alarm switch HQ | - | 0 | 0
3VA2340-5JQ32-0BL0 |  | 3VA2340-5JQ32-0BL0 | 1 | UN | 1 | 10 | C | D | EAR99 | N | 85362090 | 1 | 4042949093350 | 4.4 | KG | 2367.2 | 2367.2 | LP18 | LP18 | circuit breaker 3VA2 IEC frame 400 breaking capacity class M Icu=55kA @ 415V 3-pole, line protection ETU560, LSIG, In=400A overload protection Ir=160A...400A short-circuit protection Isd=0.6...10 x In, Ii=1.5 x In N conductor protection, opt. w. ext. curr. transf., up to 160% gr.-fault prot., can be sw. off Ig=0.2...1 x In= tg=0.05-0.8s nut keeper kit undervoltage release (UVR) 24V DC 2 auxiliary switches HQ 1 trip alarm switch HQ 1 electrical alarm switch | - | 0 | 0
3VA2340-5JQ32-0CA0 |  | 3VA2340-5JQ32-0CA0 | 1 | UN | 1 | 10 | C | D | EAR99 | N | 85362090 | 1 | 4042949044567 | 4.4 | KG | 2235.2 | 2235.2 | LP18 | LP18 | circuit breaker 3VA2 IEC frame 400 breaking capacity class M Icu=55kA @ 415V 3-pole, line protection ETU560, LSIG, In=400A overload protection Ir=160A...400A short-circuit protection Isd=0.6...10 x In, Ii=1.5 x In N conductor protection optionally with external current transformer, up to 160% gr.-fault prot., can be sw. off Ig=0.2...1 x In, tg=0.05-0.8s nut keeper kit undervoltage release (UVR) 120-127V AC 50/60Hz | - | 0 | 0
3VA2340-5JQ32-0CC0 |  | 3VA2340-5JQ32-0CC0 | 1 | UN | 1 | 10 | C | D | EAR99 | N | 85362090 | 1 | 4042949072096 | 4.4 | KG | 2288 | 2288 | LP18 | LP18 | circuit breaker 3VA2 IEC frame 400 breaking capacity class M Icu=55kA @ 415V 3-pole, line protection ETU560, LSIG, In=400A overload protection Ir=160A...400A short-circuit protection Isd=0.6...10 x In, Ii=1.5 x In N conductor protection optionally with external current transformer, up to 160% gr.-fault prot., can be sw. off Ig=0.2...1 x In, tg=0.05-0.8s nut keeper kit undervoltage release (UVR) 120-127V AC 50/60Hz 2 auxiliary switches HQ | - | 0 | 0
3VA2340-5JQ32-0CH0 |  | 3VA2340-5JQ32-0CH0 | 1 | UN | 1 | 10 | C | D | EAR99 | N | 85362090 | 1 | 4042949084631 | 4.4 | KG | 2314.4 | 2314.4 | LP18 | LP18 | circuit breaker 3VA2 IEC frame 400 breaking capacity class M Icu=55kA @ 415V 3-pole, line protection ETU560, LSIG, In=400A overload protection Ir=160A...400A short-circuit protection Isd=0.6...10 x In, Ii=1.5 x In N conductor protection optionally with external current transformer, up to 160% gr.-fault prot., can be sw. off Ig=0.2...1 x In, tg=0.05-0.8s nut keeper kit undervoltage release (UVR) 120-127V AC 50/60Hz 2 auxiliary switches HQ 1 trip alarm switch HQ | - | 0 | 0
3VA2340-5JQ32-0CL0 |  | 3VA2340-5JQ32-0CL0 | 1 | UN | 1 | 10 | C | D | EAR99 | N | 85362090 | 1 | 4042949093718 | 4.4 | KG | 2367.2 | 2367.2 | LP18 | LP18 | circuit breaker 3VA2 IEC frame 400 breaking capacity class M Icu=55kA @ 415V 3-pole, line protection ETU560, LSIG, In=400A overload protection Ir=160A...400A short-circuit protection Isd=0.6...10 x In, Ii=1.5 x In N conductor protection, opt. w. ext. curr. transf., up to 160% gr.-fault prot., can be sw. off Ig=0.2...1 x In= tg=0.05-0.8s nut keeper kit undervoltage release (UVR) 120-127V AC 50/60Hz 2 auxiliary switches HQ 1 trip alarm switch HQ 1 electrical alarm switch | - | 0 | 0
3VA2340-5JQ32-0DA0 |  | 3VA2340-5JQ32-0DA0 | 1 | UN | 1 | 10 | C | D | EAR99 | N | 85362090 | 1 | 4042949046653 | 4.4 | KG | 2235.2 | 2235.2 | LP18 | LP18 | circuit breaker 3VA2 IEC frame 400 breaking capacity class M Icu=55kA @ 415V 3-pole, line protection ETU560, LSIG, In=400A overload protection Ir=160A...400A short-circuit protection Isd=0.6...10 x In, Ii=1.5 x In N conductor protection optionally with external current transformer, up to 160% gr.-fault prot., can be sw. off Ig=0.2...1 x In, tg=0.05-0.8s nut keeper kit undervoltage release (UVR) 208-230V AC 50/60Hz | - | 0 | 0
3VA2340-5JQ32-0DC0 |  | 3VA2340-5JQ32-0DC0 | 1 | UN | 1 | 10 | C | D | EAR99 | N | 85362090 | 1 | 4042949074182 | 4.4 | KG | 2288 | 2288 | LP18 | LP18 | circuit breaker 3VA2 IEC frame 400 breaking capacity class M Icu=55kA @ 415V 3-pole, line protection ETU560, LSIG, In=400A overload protection Ir=160A...400A short-circuit protection Isd=0.6...10 x In, Ii=1.5 x In N conductor protection optionally with external current transformer, up to 160% gr.-fault prot., can be sw. off Ig=0.2...1 x In, tg=0.05-0.8s nut keeper kit undervoltage release (UVR) 208-230V AC 50/60Hz 2 auxiliary switches HQ | - | 0 | 0
3VA2340-5JQ32-0DH0 |  | 3VA2340-5JQ32-0DH0 | 1 | UN | 1 | 10 | C | D | EAR99 | N | 85362090 | 1 | 4042949086727 | 4.4 | KG | 2314.4 | 2314.4 | LP18 | LP18 | circuit breaker 3VA2 IEC frame 400 breaking capacity class M Icu=55kA @ 415V 3-pole, line protection ETU560, LSIG, In=400A overload protection Ir=160A...400A short-circuit protection Isd=0.6...10 x In, Ii=1.5 x In N conductor protection optionally with external current transformer, up to 160% gr.-fault prot., can be sw. off Ig=0.2...1 x In, tg=0.05-0.8s nut keeper kit undervoltage release (UVR) 208-230V AC 50/60Hz 2 auxiliary switches HQ 1 trip alarm switch HQ | - | 0 | 0
3VA2340-5JQ32-0DL0 |  | 3VA2340-5JQ32-0DL0 | 1 | UN | 1 | 10 | C | D | EAR99 | N | 85362090 | 1 | 4042949094074 | 4.4 | KG | 2367.2 | 2367.2 | LP18 | LP18 | circuit breaker 3VA2 IEC frame 400 breaking capacity class M Icu=55kA @ 415V 3-pole, line protection ETU560, LSIG, In=400A overload protection Ir=160A...400A short-circuit protection Isd=0.6...10 x In, Ii=1.5 x In N conductor protection, opt. w. ext. curr. transf., up to 160% gr.-fault prot., can be sw. off Ig=0.2...1 x In= tg=0.05-0.8s nut keeper kit undervoltage release (UVR) 208-230V AC 50/60Hz 2 auxiliary switches HQ 1 trip alarm switch HQ 1 electrical alarm switch | - | 0 | 0
3VA2340-5JQ32-0HA0 |  | 3VA2340-5JQ32-0HA0 | 1 | UN | 1 | 10 | C | D | EAR99 | N | 85362090 | 1 | 4042949048749 | 4.4 | KG | 2208.8 | 2208.8 | LP18 | LP18 | circuit breaker 3VA2 IEC frame 400 breaking capacity class M Icu=55kA @ 415V 3-pole, line protection ETU560, LSIG, In=400A overload protection Ir=160A...400A short-circuit protection Isd=0.6...10 x In, Ii=1.5 x In N conductor protection optionally with external current transformer, up to 160% gr.-fault prot., can be sw. off Ig=0.2...1 x In, tg=0.05-0.8s nut keeper kit shunt trip (STL) 12-30V DC; 24V AC 50/60Hz | - | 0 | 0
3VA2340-5JQ32-0HC0 |  | 3VA2340-5JQ32-0HC0 | 1 | UN | 1 | 10 | C | D | EAR99 | N | 85362090 | 1 | 4042949076278 | 4.4 | KG | 2252.8 | 2252.8 | LP18 | LP18 | circuit breaker 3VA2 IEC frame 400 breaking capacity class M Icu=55kA @ 415V 3-pole, line protection ETU560, LSIG, In=400A overload protection Ir=160A...400A short-circuit protection Isd=0.6...10 x In, Ii=1.5 x In N conductor protection optionally with external current transformer, up to 160% gr.-fault prot., can be sw. off Ig=0.2...1 x In, tg=0.05-0.8s nut keeper kit shunt trip (STL) 12-30V DC; 24V AC 50/60Hz 2 auxiliary switches HQ | - | 0 | 0
3VA2340-5JQ32-0HH0 |  | 3VA2340-5JQ32-0HH0 | 1 | UN | 1 | 10 | C | D | EAR99 | N | 85362090 | 1 | 4042949088813 | 4.4 | KG | 2288 | 2288 | LP18 | LP18 | circuit breaker 3VA2 IEC frame 400 breaking capacity class M Icu=55kA @ 415V 3-pole, line protection ETU560, LSIG, In=400A overload protection Ir=160A...400A short-circuit protection Isd=0.6...10 x In, Ii=1.5 x In N conductor protection optionally with external current transformer, up to 160% gr.-fault prot., can be sw. off Ig=0.2...1 x In, tg=0.05-0.8s nut keeper kit shunt trip (STL) 12-30V DC; 24V AC 50/60Hz 2 auxiliary switches HQ 1 trip alarm switch HQ | - | 0 | 0
3VA2340-5JQ32-0HL0 |  | 3VA2340-5JQ32-0HL0 | 1 | UN | 1 | 10 | C | D | EAR99 | N | 85362090 | 1 | 4042949094432 | 4.4 | KG | 2323.2 | 2323.2 | LP18 | LP18 | circuit breaker 3VA2 IEC frame 400 breaking capacity class M Icu=55kA @ 415V 3-pole, line protection ETU560, LSIG, IN=400A overload protection Ir=160A ...400A short-circuit protection Isd=0.6...10 x In, Ii=1.5 x In N conductor protection, opt. w. ext. curr. transf., up to 160% gr.-fault prot., can be sw. off Ig=0.2...1 x In= tg=0.05-0.8s nut keeper kit shunt trip (STL) 12-30V DC; 24V AC 50/60Hz 2 auxiliary switches HQ 1 trip alarm switch HQ 1 electrical alarm switch | - | 0 | 0
3VA2340-5JQ32-0JA0 |  | 3VA2340-5JQ32-0JA0 | 1 | UN | 1 | 10 | C | D | EAR99 | N | 85362090 | 1 | 4042949050834 | 4.4 | KG | 2208.8 | 2208.8 | LP18 | LP18 | circuit breaker 3VA2 IEC frame 400 breaking capacity class M Icu=55kA @ 415V 3-pole, line protection ETU560, LSIG, In=400A overload protection Ir=160A...400A short-circuit protection Isd=0.6...10 x In, Ii=1.5 x In N conductor protection optionally with external current transformer, up to 160% gr.-fault prot., can be sw. off Ig=0.2...1 x In, tg=0.05-0.8s nut keeper kit shunt trip (STL) 110-127V DC, AC 50/60Hz | - | 0 | 0
3VA2340-5JQ32-0JC0 |  | 3VA2340-5JQ32-0JC0 | 1 | UN | 1 | 10 | C | D | EAR99 | N | 85362090 | 1 | 4042949078364 | 4.4 | KG | 2252.8 | 2252.8 | LP18 | LP18 | circuit breaker 3VA2 IEC frame 400 breaking capacity class M Icu=55kA @ 415V 3-pole, line protection ETU560, LSIG, In=400A overload protection Ir=160A...400A short-circuit protection Isd=0.6...10 x In, Ii=1.5 x In N conductor protection optionally with external current transformer, up to 160% gr.-fault prot., can be sw. off Ig=0.2...1 x In, tg=0.05-0.8s nut keeper kit shunt trip (STL) 110-127V DC, AC 50/60Hz 2 auxiliary switches HQ | - | 0 | 0
3VA2340-5JQ32-0JH0 |  | 3VA2340-5JQ32-0JH0 | 1 | UN | 1 | 10 | C | D | EAR99 | N | 85362090 | 1 | 4042949090908 | 4.4 | KG | 2288 | 2288 | LP18 | LP18 | circuit breaker 3VA2 IEC frame 400 breaking capacity class M Icu=55kA @ 415V 3-pole, line protection ETU560, LSIG, In=400A overload protection Ir=160A...400A short-circuit protection Isd=0.6...10 x In, Ii=1.5 x In N conductor protection optionally with external current transformer, up to 160% gr.-fault prot., can be sw. off Ig=0.2...1 x In, tg=0.05-0.8s nut keeper kit shunt trip (STL) 110-127V DC, AC 50/60Hz 2 auxiliary switches HQ 1 trip alarm switch HQ | - | 0 | 0
3VA2340-5JQ32-0JL0 |  | 3VA2340-5JQ32-0JL0 | 1 | UN | 1 | 10 | C | D | EAR99 | N | 85362090 | 1 | 4042949094791 | 4.4 | KG | 2323.2 | 2323.2 | LP18 | LP18 | circuit breaker 3VA2 IEC frame 400 breaking capacity class M Icu=55kA @ 415V 3-pole, line protection ETU560, LSIG, In=400A overload protection Ir=160A...400A short-circuit protection Isd=0.6...10 x In, Ii=1.5 x In N conductor protection, opt. w. ext. curr. transf., up to 160% gr.-fault prot., can be sw. off Ig=0.2...1 x In= tg=0.05-0.8s nut keeper kit shunt trip (STL) 110-127V DC, AC 50/60Hz 2 auxiliary switches HQ 1 trip alarm switch HQ 1 electrical alarm switch | - | 0 | 0
3VA2340-5JQ32-0KA0 |  | 3VA2340-5JQ32-0KA0 | 1 | UN | 1 | 10 | C | D | EAR99 | N | 85362090 | 1 | 4042949052920 | 4.4 | KG | 2208.8 | 2208.8 | LP18 | LP18 | circuit breaker 3VA2 IEC frame 400 breaking capacity class M Icu=55kA @ 415V 3-pole, line protection ETU560, LSIG, In=400A overload protection Ir=160A...400A short-circuit protection Isd=0.6...10 x In, Ii=1.5 x In N conductor protection optionally with external current transformer, up to 160% gr.-fault prot., can be sw. off Ig=0.2...1 x In, tg=0.05-0.8s nut keeper kit shunt trip (STL) 220-250V DC; 208-277V AC | - | 0 | 0
3VA2340-5JQ32-0KC0 |  | 3VA2340-5JQ32-0KC0 | 1 | UN | 1 | 10 | C | D | EAR99 | N | 85362090 | 1 | 4042949080459 | 4.4 | KG | 2252.8 | 2252.8 | LP18 | LP18 | circuit breaker 3VA2 IEC frame 400 breaking capacity class M Icu=55kA @ 415V 3-pole, line protection ETU560, LSIG, In=400A overload protection Ir=160A...400A short-circuit protection Isd=0.6...10 x In, Ii=1.5 x In N conductor protection optionally with external current transformer, up to 160% gr.-fault prot., can be sw. off Ig=0.2...1 x In, tg=0.05-0.8s nut keeper kit shunt trip (STL) 220-250V DC; 208-277V AC 2 auxiliary switches HQ | - | 0 | 0
3VA2340-5JQ32-0KH0 |  | 3VA2340-5JQ32-0KH0 | 1 | UN | 1 | 10 | C | D | EAR99 | N | 85362090 | 1 | 4042949092995 | 4.4 | KG | 2288 | 2288 | LP18 | LP18 | circuit breaker 3VA2 IEC frame 400 breaking capacity class M Icu=55kA @ 415V 3-pole, line protection ETU560, LSIG, In=400A overload protection Ir=160A...400A short-circuit protection Isd=0.6...10 x In, Ii=1.5 x In N conductor protection optionally with external current transformer, up to 160% gr.-fault prot., can be sw. off Ig=0.2...1 x In, tg=0.05-0.8s nut keeper kit shunt trip (STL) 220-250V DC; 208-277V AC 2 auxiliary switches HQ 1 trip alarm switch HQ | - | 0 | 0
3VA2340-5JQ32-0KL0 |  | 3VA2340-5JQ32-0KL0 | 1 | UN | 1 | 10 | C | D | EAR99 | N | 85362090 | 1 | 4042949095156 | 4.4 | KG | 2323.2 | 2323.2 | LP18 | LP18 | circuit breaker 3VA2 IEC frame 400 breaking capacity class M Icu=55kA @ 415V 3-pole, line protection ETU560, LSIG, In=400A overload protection Ir=160A...400A short-circuit protection Isd=0.6...10 x In, Ii=1.5 x In N conductor protection, opt. w. ext. curr. transf., up to 160% gr.-fault prot., can be sw. off Ig=0.2...1 x In= tg=0.05-0.8s nut keeper kit shunt trip (STL) 220-250V DC; 208-277V AC 2 auxiliary switches HQ 1 trip alarm switch HQ 1 electrical alarm switch | - | 0 | 0
3VA2340-5JQ42-0AA0 |  | 3VA2340-5JQ42-0AA0 | 1 | UN | 1 | 2 | A | D | EAR99 | N | 85362090 | 1 | 4042948807149 | 6.023 | KG | 2448 | 2380 | LP18 | LP18 | circuit breaker 3VA2 IEC frame 400 breaking capacity class M Icu=55kA @ 415V 4-pole, line protection ETU560, LSIG, In=400A overload protection Ir=160A...400A short-circuit protection Isd=0.6..10x In, Ii=1.5..10x In N conductor protection adjustable (OFF, up to 100%) gr.-fault prot., can be sw. off Ig=0.2...1 x In= tg=0.05-0.8s nut keeper kit | Lista Papel 2020 SI | 0 | 0
3VA2340-5JQ42-0AB0 |  | 3VA2340-5JQ42-0AB0 | 1 | UN | 1 | 10 | C | D | EAR99 | N | 85362090 | 1 | 4042949055006 | 5.8 | KG | 2613.6 | 2613.6 | LP18 | LP18 | circuit breaker 3VA2 IEC frame 400 breaking capacity class M Icu=55kA @ 415V 4-pole, line protection ETU560, LSIG, In=400A overload protection Ir=160A...400A short-circuit protection Isd=0.6...10 x In, Ii=1.5 x In N conductor protection adjustable (OFF, up to 100%) gr.-fault prot., can be sw. off Ig=0.2...1 x In= tg=0.05-0.8s nut keeper kit 2 auxiliary switches HP | - | 0 | 0
3VA2340-5JQ42-0AC0 |  | 3VA2340-5JQ42-0AC0 | 1 | UN | 1 | 10 | C | D | EAR99 | N | 85362090 | 1 | 4042949057093 | 5.8 | KG | 2596 | 2596 | LP18 | LP18 | circuit breaker 3VA2 IEC frame 400 breaking capacity class M Icu=55kA @ 415V 4-pole, line protection ETU560, LSIG, In=400A overload protection Ir=160A...400A short-circuit protection Isd=0.6...10 x In, Ii=1.5 x In N conductor protection adjustable (OFF, up to 100%) gr.-fault prot., can be sw. off Ig=0.2...1 x In= tg=0.05-0.8s nut keeper kit 2 auxiliary switches HQ | - | 0 | 0
3VA2340-5JQ42-0AD0 |  | 3VA2340-5JQ42-0AD0 | 1 | UN | 1 | 10 | C | D | EAR99 | N | 85362090 | 1 | 4042949059189 | 5.8 | KG | 2613.6 | 2613.6 | LP18 | LP18 | circuit breaker 3VA2 IEC frame 400 breaking capacity class M Icu=55kA @ 415V 4-pole, line protection ETU560, LSIG, In=400A overload protection Ir=160A...400A short-circuit protection Isd=0.6...10 x In, Ii=1.5 x In N conductor protection adjustable (OFF, up to 100%) gr.-fault prot., can be sw. off Ig=0.2...1 x In= tg=0.05-0.8s nut keeper kit 3 auxiliary switches HQ | - | 0 | 0
3VA2340-5JQ42-0AE0 |  | 3VA2340-5JQ42-0AE0 | 1 | UN | 1 | 10 | C | D | EAR99 | N | 85362090 | 1 | 4042949061274 | 5.8 | KG | 2640 | 2640 | LP18 | LP18 | circuit breaker 3VA2 IEC frame 400 breaking capacity class M Icu=55kA @ 415V 4-pole, line protection ETU560, LSIG, In=400A overload protection Ir=160A...400A short-circuit protection Isd=0.6...10 x In, Ii=1.5 x In N conductor protection adjustable (OFF, up to 100%) gr.-fault prot., can be sw. off Ig=0.2...1 x In= tg=0.05-0.8s nut keeper kit 4 auxiliary switches HQ | - | 0 | 0
3VA2340-5JQ42-0AF0 |  | 3VA2340-5JQ42-0AF0 | 1 | UN | 1 | 10 | C | D | EAR99 | N | 85362090 | 1 | 4042949063360 | 5.8 | KG | 2596 | 2596 | LP18 | LP18 | circuit breaker 3VA2 IEC frame 400 breaking capacity class M Icu=55kA @ 415V 4-pole, line protection ETU560, LSIG, In=400A overload protection Ir=160A...400A short-circuit protection Isd=0.6...10 x In, Ii=1.5 x In N conductor protection adjustable (OFF, up to 100%) gr.-fault prot., can be sw. off Ig=0.2...1 x In= tg=0.05-0.8s nut keeper kit 1 auxiliary switch HQ 1 trip alarm switch HQ | - | 0 | 0
3VA2340-5JQ42-0AG0 |  | 3VA2340-5JQ42-0AG0 | 1 | UN | 1 | 10 | C | D | EAR99 | N | 85362090 | 1 | 4042949065456 | 5.8 | KG | 2613.6 | 2613.6 | LP18 | LP18 | circuit breaker 3VA2 IEC frame 400 breaking capacity class M Icu=55kA @ 415V 4-pole, line protection ETU560, LSIG, In=400A overload protection Ir=160A...400A short-circuit protection Isd=0.6...10 x In, Ii=1.5 x In N conductor protection adjustable (OFF, up to 100%) gr.-fault prot., can be sw. off Ig=0.2...1 x In= tg=0.05-0.8s nut keeper kit 1 auxiliary switch HP 1 trip alarm switch HP | - | 0 | 0
3VA2340-5JQ42-0AH0 |  | 3VA2340-5JQ42-0AH0 | 1 | UN | 1 | 10 | C | D | EAR99 | N | 85362090 | 1 | 4042949067542 | 5.8 | KG | 2613.6 | 2613.6 | LP18 | LP18 | circuit breaker 3VA2 IEC frame 400 breaking capacity class M Icu=55kA @ 415V 4-pole, line protection ETU560, LSIG, In=400A overload protection Ir=160A...400A short-circuit protection Isd=0.6...10 x In, Ii=1.5 x In N conductor protection adjustable (OFF, up to 100%) gr.-fault prot., can be sw. off Ig=0.2...1 x In= tg=0.05-0.8s nut keeper kit 2 auxiliary switches HQ 1 trip alarm switch HQ | - | 0 | 0
3VA2340-5JQ42-0AJ0 |  | 3VA2340-5JQ42-0AJ0 | 1 | UN | 1 | 10 | C | D | EAR99 | N | 85362090 | 1 | 4042949067900 | 5.8 | KG | 2675.2 | 2675.2 | LP18 | LP18 | circuit breaker 3VA2 IEC frame 400 breaking capacity class M Icu=55kA @ 415V 4-pole, line protection ETU560, LSIG, In=400A overload protection Ir=160A...400A short-circuit protection Isd=0.6...10 x In, Ii=1.5 x In N conductor protection adjustable (OFF, up to 100%) gr.-fault prot., can be sw. off Ig=0.2...1 x In= tg=0.05-0.8s nut keeper kit 2 auxiliary switches HP 1 trip alarm switch HP | - | 0 | 0
3VA2340-5JQ42-0BA0 |  | 3VA2340-5JQ42-0BA0 | 1 | UN | 1 | 10 | C | D | EAR99 | N | 85362090 | 1 | 4042949042464 | 5.8 | KG | 2675.2 | 2675.2 | LP18 | LP18 | circuit breaker 3VA2 IEC frame 400 breaking capacity class M Icu=55kA @ 415V 4-pole, line protection ETU560, LSIG, In=400A overload protection Ir=160A...400A short-circuit protection Isd=0.6...10 x In, Ii=1.5 x In N conductor protection adjustable (OFF, up to 100%) gr.-fault prot., can be sw. off Ig=0.2...1 x In= tg=0.05-0.8s nut keeper kit undervoltage release (UVR) 24V DC | - | 0 | 0
3VA2340-5JQ42-0BC0 |  | 3VA2340-5JQ42-0BC0 | 1 | UN | 1 | 10 | C | D | EAR99 | N | 85362090 | 1 | 4042949069997 | 5.8 | KG | 2719.2 | 2719.2 | LP18 | LP18 | circuit breaker 3VA2 IEC frame 400 breaking capacity class M Icu=55kA @ 415V 4-pole, line protection ETU560, LSIG, In=400A overload protection Ir=160A...400A short-circuit protection Isd=0.6...10 x In, Ii=1.5 x In N conductor protection adjustable (OFF, up to 100%) gr.-fault prot., can be sw. off Ig=0.2...1 x In= tg=0.05-0.8s nut keeper kit undervoltage release (UVR) 24V DC 2 auxiliary switches HQ | - | 0 | 0
3VA2340-5JQ42-0BH0 |  | 3VA2340-5JQ42-0BH0 | 1 | UN | 1 | 10 | C | D | EAR99 | N | 85362090 | 1 | 4042949082538 | 5.8 | KG | 2736.8 | 2736.8 | LP18 | LP18 | circuit breaker 3VA2 IEC frame 400 breaking capacity class M Icu=55kA @ 415V 4-pole, line protection ETU560, LSIG, In=400A overload protection Ir=160A...400A short-circuit protection Isd=0.6...10 x In, Ii=1.5 x In N conductor protection adjustable (OFF, up to 100%) gr.-fault prot., can be sw. off Ig=0.2...1 x In= tg=0.05-0.8s nut keeper kit undervoltage release (UVR) 24V DC 2 auxiliary switches HQ 1 trip alarm switch HQ | - | 0 | 0
3VA2340-5JQ42-0BL0 |  | 3VA2340-5JQ42-0BL0 | 1 | UN | 1 | 10 | C | D | EAR99 | N | 85362090 | 1 | 4042949093343 | 5.8 | KG | 2772 | 2772 | LP18 | LP18 | circuit breaker 3VA2 IEC frame 400 breaking capacity class M Icu=55kA @ 415V 4-pole, line protection ETU560, LSIG, In=400A overload protection Ir=160A...400A short-circuit protection Isd=0.6...10 x In, Ii=1.5 x In N conductor protection adjustable (OFF, up to 100%) gr.-fault prot., can be sw. off Ig=0.2...1 x In= tg=0.05-0.8s nut keeper kit undervoltage release (UVR) 24V DC 2 auxiliary switches HQ 1 trip alarm switch HQ 1 electrical alarm switch | - | 0 | 0
3VA2340-5JQ42-0CA0 |  | 3VA2340-5JQ42-0CA0 | 1 | UN | 1 | 10 | C | D | EAR99 | N | 85362090 | 1 | 4042949044550 | 5.8 | KG | 2675.2 | 2675.2 | LP18 | LP18 | circuit breaker 3VA2 IEC frame 400 breaking capacity class M Icu=55kA @ 415V 4-pole, line protection ETU560, LSIG, In=400A overload protection Ir=160A...400A short-circuit protection Isd=0.6...10 x In, Ii=1.5 x In N conductor protection adjustable (OFF, up to 100%) gr.-fault prot., can be sw. off Ig=0.2...1 x In= tg=0.05-0.8s nut keeper kit undervoltage release (UVR) 120-127V AC 50/60Hz | - | 0 | 0
3VA2340-5JQ42-0CC0 |  | 3VA2340-5JQ42-0CC0 | 1 | UN | 1 | 10 | C | D | EAR99 | N | 85362090 | 1 | 4042949072089 | 5.8 | KG | 2719.2 | 2719.2 | LP18 | LP18 | circuit breaker 3VA2 IEC frame 400 breaking capacity class M Icu=55kA @ 415V 4-pole, line protection ETU560, LSIG, In=400A overload protection Ir=160A...400A short-circuit protection Isd=0.6...10 x In, Ii=1.5 x In N conductor protection adjustable (OFF, up to 100%) gr.-fault prot., can be sw. off Ig=0.2...1 x In= tg=0.05-0.8s nut keeper kit undervoltage release (UVR) 120-127V AC 50/60Hz 2 auxiliary switches HQ | - | 0 | 0
3VA2340-5JQ42-0CH0 |  | 3VA2340-5JQ42-0CH0 | 1 | UN | 1 | 10 | C | D | EAR99 | N | 85362090 | 1 | 4042949084624 | 5.8 | KG | 2736.8 | 2736.8 | LP18 | LP18 | circuit breaker 3VA2 IEC frame 400 breaking capacity class M Icu=55kA @ 415V 4-pole, line protection ETU560, LSIG, In=400A overload protection Ir=160A...400A short-circuit protection Isd=0.6...10 x In, Ii=1.5 x In N conductor protection adjustable (OFF, up to 100%) gr.-fault prot., can be sw. off Ig=0.2...1 x In= tg=0.05-0.8s nut keeper kit undervoltage release (UVR) 120-127V AC 50/60Hz 2 auxiliary switches HQ 1 trip alarm switch HQ | - | 0 | 0
3VA2340-5JQ42-0CL0 |  | 3VA2340-5JQ42-0CL0 | 1 | UN | 1 | 10 | C | D | EAR99 | N | 85362090 | 1 | 4042949093701 | 5.8 | KG | 2772 | 2772 | LP18 | LP18 | circuit breaker 3VA2 IEC frame 400 breaking capacity class M Icu=55kA @ 415V 4-pole, line protection ETU560, LSIG, In=400A overload protection Ir=160A...400A short-circuit protection Isd=0.6...10 x In, Ii=1.5 x In N conductor protection adjustable (OFF, up to 100%) gr.-fault prot., can be sw. off Ig=0.2...1 x In= tg=0.05-0.8s nut keeper kit undervoltage release (UVR) 120-127V AC 50/60Hz 2 auxiliary switches HQ 1 trip alarm switch HQ 1 electrical alarm switch | - | 0 | 0
3VA2340-5JQ42-0DA0 |  | 3VA2340-5JQ42-0DA0 | 1 | UN | 1 | 10 | C | D | EAR99 | N | 85362090 | 1 | 4042949046646 | 5.8 | KG | 2675.2 | 2675.2 | LP18 | LP18 | circuit breaker 3VA2 IEC frame 400 breaking capacity class M Icu=55kA @ 415V 4-pole, line protection ETU560, LSIG, In=400A overload protection Ir=160A...400A short-circuit protection Isd=0.6...10 x In, Ii=1.5 x In N conductor protection adjustable (OFF, up to 100%) gr.-fault prot., can be sw. off Ig=0.2...1 x In= tg=0.05-0.8s nut keeper kit undervoltage release (UVR) 208-230V AC 50/60Hz | - | 0 | 0
3VA2340-5JQ42-0DC0 |  | 3VA2340-5JQ42-0DC0 | 1 | UN | 1 | 10 | C | D | EAR99 | N | 85362090 | 1 | 4042949074175 | 5.8 | KG | 2719.2 | 2719.2 | LP18 | LP18 | circuit breaker 3VA2 IEC frame 400 breaking capacity class M Icu=55kA @ 415V 4-pole, line protection ETU560, LSIG, In=400A overload protection Ir=160A...400A short-circuit protection Isd=0.6...10 x In, Ii=1.5 x In N conductor protection adjustable (OFF, up to 100%) gr.-fault prot., can be sw. off Ig=0.2...1 x In= tg=0.05-0.8s nut keeper kit undervoltage release (UVR) 208-230V AC 50/60Hz 2 auxiliary switches HQ | - | 0 | 0
3VA2340-5JQ42-0DH0 |  | 3VA2340-5JQ42-0DH0 | 1 | UN | 1 | 10 | C | D | EAR99 | N | 85362090 | 1 | 4042949086710 | 5.8 | KG | 2736.8 | 2736.8 | LP18 | LP18 | circuit breaker 3VA2 IEC frame 400 breaking capacity class M Icu=55kA @ 415V 4-pole, line protection ETU560, LSIG, In=400A overload protection Ir=160A...400A short-circuit protection Isd=0.6...10 x In, Ii=1.5 x In N conductor protection adjustable (OFF, up to 100%) gr.-fault prot., can be sw. off Ig=0.2...1 x In= tg=0.05-0.8s nut keeper kit undervoltage release (UVR) 208-230V AC 50/60Hz 2 auxiliary switches HQ 1 trip alarm switch HQ | - | 0 | 0
3VA2340-5JQ42-0DL0 |  | 3VA2340-5JQ42-0DL0 | 1 | UN | 1 | 10 | C | D | EAR99 | N | 85362090 | 1 | 4042949094067 | 5.8 | KG | 2772 | 2772 | LP18 | LP18 | circuit breaker 3VA2 IEC frame 400 breaking capacity class M Icu=55kA @ 415V 4-pole, line protection ETU560, LSIG, In=400A overload protection Ir=160A...400A short-circuit protection Isd=0.6...10 x In, Ii=1.5 x In N conductor protection adjustable (OFF, up to 100%) gr.-fault prot., can be sw. off Ig=0.2...1 x In= tg=0.05-0.8s nut keeper kit undervoltage release (UVR) 208-230V AC 50/60Hz 2 auxiliary switches HQ 1 trip alarm switch HQ 1 electrical alarm switch | - | 0 | 0
3VA2340-5JQ42-0HA0 |  | 3VA2340-5JQ42-0HA0 | 1 | UN | 1 | 10 | C | D | EAR99 | N | 85362090 | 1 | 4042949048732 | 5.8 | KG | 2622.4 | 2622.4 | LP18 | LP18 | circuit breaker 3VA2 IEC frame 400 breaking capacity class M Icu=55kA @ 415V 4-pole, line protection ETU560, LSIG, In=400A overload protection Ir=160A...400A short-circuit protection Isd=0.6...10 x In, Ii=1.5 x In N conductor protection adjustable (OFF, up to 100%) gr.-fault prot., can be sw. off Ig=0.2...1 x In= tg=0.05-0.8s nut keeper kit shunt trip (STL) 12-30V DC; 24V AC 50/60Hz | - | 0 | 0
3VA2340-5JQ42-0HC0 |  | 3VA2340-5JQ42-0HC0 | 1 | UN | 1 | 10 | C | D | EAR99 | N | 85362090 | 1 | 4042949076261 | 5.8 | KG | 2692.8 | 2692.8 | LP18 | LP18 | circuit breaker 3VA2 IEC frame 400 breaking capacity class M Icu=55kA @ 415V 4-pole, line protection ETU560, LSIG, In=400A overload protection Ir=160A...400A short-circuit protection Isd=0.6...10 x In, Ii=1.5 x In N conductor protection adjustable (OFF, up to 100%) gr.-fault prot., can be sw. off Ig=0.2...1 x In= tg=0.05-0.8s nut keeper kit shunt trip (STL) 12-30V DC; 24V AC 50/60Hz 2 auxiliary switches HQ | - | 0 | 0
3VA2340-5JQ42-0HH0 |  | 3VA2340-5JQ42-0HH0 | 1 | UN | 1 | 10 | C | D | EAR99 | N | 85362090 | 1 | 4042949088806 | 5.8 | KG | 2719.2 | 2719.2 | LP18 | LP18 | circuit breaker 3VA2 IEC frame 400 breaking capacity class M Icu=55kA @ 415V 4-pole, line protection ETU560, LSIG, In=400A overload protection Ir=160A...400A short-circuit protection Isd=0.6...10 x In, Ii=1.5 x In N conductor protection adjustable (OFF, up to 100%) gr.-fault prot., can be sw. off Ig=0.2...1 x In= tg=0.05-0.8s nut keeper kit shunt trip (STL) 12-30V DC; 24V AC 50/60Hz 2 auxiliary switches HQ 1 trip alarm switch HQ | - | 0 | 0
3VA2340-5JQ42-0HL0 |  | 3VA2340-5JQ42-0HL0 | 1 | UN | 1 | 10 | C | D | EAR99 | N | 85362090 | 1 | 4042949094425 | 5.8 | KG | 2745.6 | 2745.6 | LP18 | LP18 | circuit breaker 3VA2 IEC frame 400 breaking capacity class M Icu=55kA @ 415V 4-pole, line protection ETU560, LSIG, In=400A overload protection Ir=160A...400A short-circuit protection Isd=0.6...10 x In, Ii=1.5 x In N conductor protection adjustable (OFF, up to 100%) gr.-fault prot., can be sw. off Ig=0.2...1 x In= tg=0.05-0.8s nut keeper kit shunt trip (STL) 12-30V DC; 24V AC 50/60Hz 2 auxiliary switches HQ 1 trip alarm switch HQ 1 electrical alarm switch | - | 0 | 0
3VA2340-5JQ42-0JA0 |  | 3VA2340-5JQ42-0JA0 | 1 | UN | 1 | 10 | C | D | EAR99 | N | 85362090 | 1 | 4042949050827 | 5.8 | KG | 2622.4 | 2622.4 | LP18 | LP18 | circuit breaker 3VA2 IEC frame 400 breaking capacity class M Icu=55kA @ 415V 4-pole, line protection ETU560, LSIG, In=400A overload protection Ir=160A...400A short-circuit protection Isd=0.6...10 x In, Ii=1.5 x In N conductor protection adjustable (OFF, up to 100%) gr.-fault prot., can be sw. off Ig=0.2...1 x In= tg=0.05-0.8s nut keeper kit shunt trip (STL) 110-127V DC, AC 50/60Hz | - | 0 | 0
3VA2340-5JQ42-0JC0 |  | 3VA2340-5JQ42-0JC0 | 1 | UN | 1 | 10 | C | D | EAR99 | N | 85362090 | 1 | 4042949078357 | 5.8 | KG | 2692.8 | 2692.8 | LP18 | LP18 | circuit breaker 3VA2 IEC frame 400 breaking capacity class M Icu=55kA @ 415V 4-pole, line protection ETU560, LSIG, In=400A overload protection Ir=160A...400A short-circuit protection Isd=0.6...10 x In, Ii=1.5 x In N conductor protection adjustable (OFF, up to 100%) gr.-fault prot., can be sw. off Ig=0.2...1 x In= tg=0.05-0.8s nut keeper kit shunt trip (STL) 110-127V DC, AC 50/60Hz 2 auxiliary switches HQ | - | 0 | 0
3VA2340-5JQ42-0JH0 |  | 3VA2340-5JQ42-0JH0 | 1 | UN | 1 | 10 | C | D | EAR99 | N | 85362090 | 1 | 4042949090892 | 5.8 | KG | 2719.2 | 2719.2 | LP18 | LP18 | circuit breaker 3VA2 IEC frame 400 breaking capacity class M Icu=55kA @ 415V 4-pole, line protection ETU560, LSIG, In=400A overload protection Ir=160A...400A short-circuit protection Isd=0.6...10 x In, Ii=1.5 x In N conductor protection adjustable (OFF, up to 100%) gr.-fault prot., can be sw. off Ig=0.2...1 x In= tg=0.05-0.8s nut keeper kit shunt trip (STL) 110-127V DC, AC 50/60Hz 2 auxiliary switches HQ 1 trip alarm switch HQ | - | 0 | 0
3VA2340-5JQ42-0JL0 |  | 3VA2340-5JQ42-0JL0 | 1 | UN | 1 | 10 | C | D | EAR99 | N | 85362090 | 1 | 4042949094784 | 5.8 | KG | 2745.6 | 2745.6 | LP18 | LP18 | circuit breaker 3VA2 IEC frame 400 breaking capacity class M Icu=55kA @ 415V 4-pole, line protection ETU560, LSIG, In=400A overload protection Ir=160A...400A short-circuit protection Isd=0.6...10 x In, Ii=1.5 x In N conductor protection adjustable (OFF, up to 100%) gr.-fault prot., can be sw. off Ig=0.2...1 x In= tg=0.05-0.8s nut keeper kit shunt trip (STL) 110-127V DC, AC 50/60Hz 2 auxiliary switches HQ 1 trip alarm switch HQ 1 electrical alarm switch | - | 0 | 0
3VA2340-5JQ42-0KA0 |  | 3VA2340-5JQ42-0KA0 | 1 | UN | 1 | 10 | C | D | EAR99 | N | 85362090 | 1 | 4042949052913 | 5.8 | KG | 2622.4 | 2622.4 | LP18 | LP18 | circuit breaker 3VA2 IEC frame 400 breaking capacity class M Icu=55kA @ 415V 4-pole, line protection ETU560, LSIG, In=400A overload protection Ir=160A...400A short-circuit protection Isd=0.6...10 x In, Ii=1.5 x In N conductor protection adjustable (OFF, up to 100%) gr.-fault prot., can be sw. off Ig=0.2...1 x In= tg=0.05-0.8s nut keeper kit shunt trip (STL) 220-250V DC; 208-277V AC | - | 0 | 0
3VA2340-5JQ42-0KC0 |  | 3VA2340-5JQ42-0KC0 | 1 | UN | 1 | 10 | C | D | EAR99 | N | 85362090 | 1 | 4042949080442 | 5.8 | KG | 2692.8 | 2692.8 | LP18 | LP18 | circuit breaker 3VA2 IEC frame 400 breaking capacity class M Icu=55kA @ 415V 4-pole, line protection ETU560, LSIG, In=400A overload protection Ir=160A...400A short-circuit protection Isd=0.6...10 x In, Ii=1.5 x In N conductor protection adjustable (OFF, up to 100%) gr.-fault prot., can be sw. off Ig=0.2...1 x In= tg=0.05-0.8s nut keeper kit shunt trip (STL) 220-250V DC; 208-277V AC 2 auxiliary switches HQ | - | 0 | 0
3VA2340-5JQ42-0KH0 |  | 3VA2340-5JQ42-0KH0 | 1 | UN | 1 | 10 | C | D | EAR99 | N | 85362090 | 1 | 4042949092988 | 5.8 | KG | 2719.2 | 2719.2 | LP18 | LP18 | circuit breaker 3VA2 IEC frame 400 breaking capacity class M Icu=55kA @ 415V 4-pole, line protection ETU560, LSIG, In=400A overload protection Ir=160A...400A short-circuit protection Isd=0.6...10 x In, Ii=1.5 x In N conductor protection adjustable (OFF, up to 100%) gr.-fault prot., can be sw. off Ig=0.2...1 x In= tg=0.05-0.8s nut keeper kit shunt trip (STL) 220-250V DC; 208-277V AC 2 auxiliary switches HQ 1 trip alarm switch HQ | - | 0 | 0
3VA2340-5JQ42-0KL0 |  | 3VA2340-5JQ42-0KL0 | 1 | UN | 1 | 10 | C | D | EAR99 | N | 85362090 | 1 | 4042949095149 | 5.8 | KG | 2745.6 | 2745.6 | LP18 | LP18 | circuit breaker 3VA2 IEC frame 400 breaking capacity class M Icu=55kA @ 415V 4-pole, line protection ETU560, LSIG, In=400A overload protection Ir=160A...400A short-circuit protection Isd=0.6...10 x In, Ii=1.5 x In N conductor protection adjustable (OFF, up to 100%) gr.-fault prot., can be sw. off Ig=0.2...1 x In= tg=0.05-0.8s nut keeper kit shunt trip (STL) 220-250V DC; 208-277V AC 2 auxiliary switches HQ 1 trip alarm switch HQ 1 electrical alarm switch | - | 0 | 0
3VA2340-5KP32-0AA0 |  | 3VA2340-5KP32-0AA0 | 1 | UN | 1 | 2 | A | D | EAR99 | N | 85362090 | 1 | 4042948806593 | 4.745 | KG | 2006 | 1946.5 | LP18 | LP18 | circuit breaker 3VA2 IEC frame 400 breaking capacity class M Icu=55kA @ 415V 3-pole, line protection ETU850, LSI, In=400A overload protection Ir=160A...400A short-circuit protection Isd=0.6..10x In, Ii=1.5..10x In N conductor protection optionally with external current transformer, up to 160% nut keeper kit | Lista Papel 2020 SI | 0 | 0
3VA2340-5KP32-0AB0 |  | 3VA2340-5KP32-0AB0 | 1 | UN | 1 | 10 | C | D | EAR99 | N | 85362090 | 1 | 4042949054993 | 4.4 | KG | 2147.2 | 2147.2 | LP18 | LP18 | circuit breaker 3VA2 IEC frame 400 breaking capacity class M Icu=55kA @ 415V 3-pole, line protection ETU850, LSI, In=400A overload protection Ir=160A...400A short-circuit protection Isd=0.6...10 x In, Ii=1.5 x In N conductor protection optionally with external current transformer, up to 160% nut keeper kit 2 auxiliary switches HP | - | 0 | 0
3VA2340-5KP32-0AC0 |  | 3VA2340-5KP32-0AC0 | 1 | UN | 1 | 10 | C | D | EAR99 | N | 85362090 | 1 | 4042949057086 | 4.4 | KG | 2129.6 | 2129.6 | LP18 | LP18 | circuit breaker 3VA2 IEC frame 400 breaking capacity class M Icu=55kA @ 415V 3-pole, line protection ETU850, LSI, In=400A overload protection Ir=160A...400A short-circuit protection Isd=0.6...10 x In, Ii=1.5 x In N conductor protection optionally with external current transformer, up to 160% nut keeper kit 2 auxiliary switches HQ | - | 0 | 0
3VA2340-5KP32-0AD0 |  | 3VA2340-5KP32-0AD0 | 1 | UN | 1 | 10 | C | D | EAR99 | N | 85362090 | 1 | 4042949059172 | 4.4 | KG | 2147.2 | 2147.2 | LP18 | LP18 | circuit breaker 3VA2 IEC frame 400 breaking capacity class M Icu=55kA @ 415V 3-pole, line protection ETU850, LSI, In=400A overload protection Ir=160A...400A short-circuit protection Isd=0.6...10 x In, Ii=1.5 x In N conductor protection optionally with external current transformer, up to 160% nut keeper kit 3 auxiliary switches HQ | - | 0 | 0
3VA2340-5KP32-0AE0 |  | 3VA2340-5KP32-0AE0 | 1 | UN | 1 | 10 | C | D | EAR99 | N | 85362090 | 1 | 4042949061267 | 4.4 | KG | 2164.8 | 2164.8 | LP18 | LP18 | circuit breaker 3VA2 IEC frame 400 breaking capacity class M Icu=55kA @ 415V 3-pole, line protection ETU850, LSI, In=400A overload protection Ir=160A...400A short-circuit protection Isd=0.6...10 x In, Ii=1.5 x In N conductor protection optionally with external current transformer, up to 160% nut keeper kit 4 auxiliary switches HQ | - | 0 | 0
3VA2340-5KP32-0AF0 |  | 3VA2340-5KP32-0AF0 | 1 | UN | 1 | 10 | C | D | EAR99 | N | 85362090 | 1 | 4042949063353 | 4.4 | KG | 2129.6 | 2129.6 | LP18 | LP18 | circuit breaker 3VA2 IEC frame 400 breaking capacity class M Icu=55kA @ 415V 3-pole, line protection ETU850, LSI, In=400A overload protection Ir=160A...400A short-circuit protection Isd=0.6...10 x In, Ii=1.5 x In N conductor protection optionally with external current transformer, up to 160% nut keeper kit 1 auxiliary switch HQ 1 trip alarm switch HQ | - | 0 | 0
3VA2340-5KP32-0AG0 |  | 3VA2340-5KP32-0AG0 | 1 | UN | 1 | 10 | C | D | EAR99 | N | 85362090 | 1 | 4042949065449 | 4.4 | KG | 2147.2 | 2147.2 | LP18 | LP18 | circuit breaker 3VA2 IEC frame 400 breaking capacity class M Icu=55kA @ 415V 3-pole, line protection ETU850, LSI, In=400A overload protection Ir=160A...400A short-circuit protection Isd=0.6...10 x In, Ii=1.5 x In N conductor protection optionally with external current transformer, up to 160% nut keeper kit 1 auxiliary switch HP 1 trip alarm switch HP | - | 0 | 0
3VA2340-5KP32-0AH0 |  | 3VA2340-5KP32-0AH0 | 1 | UN | 1 | 10 | C | D | EAR99 | N | 85362090 | 1 | 4042949067535 | 4.4 | KG | 2147.2 | 2147.2 | LP18 | LP18 | circuit breaker 3VA2 IEC frame 400 breaking capacity class M Icu=55kA @ 415V 3-pole, line protection ETU850, LSI, In=400A overload protection Ir=160A...400A short-circuit protection Isd=0.6...10 x In, Ii=1.5 x In N conductor protection optionally with external current transformer, up to 160% nut keeper kit 2 auxiliary switches HQ 1 trip alarm switch HQ | - | 0 | 0
3VA2340-5KP32-0AJ0 |  | 3VA2340-5KP32-0AJ0 | 1 | UN | 1 | 10 | C | D | EAR99 | N | 85362090 | 1 | 4042949067894 | 4.4 | KG | 2191.2 | 2191.2 | LP18 | LP18 | circuit breaker 3VA2 IEC frame 400 breaking capacity class M Icu=55kA @ 415V 3-pole, line protection ETU850, LSI, In=400A overload protection Ir=160A...400A short-circuit protection Isd=0.6...10 x In, Ii=1.5 x In N conductor protection optionally with external current transformer, up to 160% nut keeper kit 2 auxiliary switches HP 1 trip alarm switch HP | - | 0 | 0
3VA2340-5KP32-0BA0 |  | 3VA2340-5KP32-0BA0 | 1 | UN | 1 | 10 | C | D | EAR99 | N | 85362090 | 1 | 4042949042457 | 4.4 | KG | 2191.2 | 2191.2 | LP18 | LP18 | circuit breaker 3VA2 IEC frame 400 breaking capacity class M Icu=55kA @ 415V 3-pole, line protection ETU850, LSI, In=400A overload protection Ir=160A...400A short-circuit protection Isd=0.6...10 x In, Ii=1.5 x In N conductor protection optionally with external current transformer, up to 160% nut keeper kit undervoltage release (UVR) 24V DC | - | 0 | 0
3VA2340-5KP32-0BC0 |  | 3VA2340-5KP32-0BC0 | 1 | UN | 1 | 10 | C | D | EAR99 | N | 85362090 | 1 | 4042949069980 | 4.4 | KG | 2235.2 | 2235.2 | LP18 | LP18 | circuit breaker 3VA2 IEC frame 400 breaking capacity class M Icu=55kA @ 415V 3-pole, line protection ETU850, LSI, In=400A overload protection Ir=160A...400A short-circuit protection Isd=0.6...10 x In, Ii=1.5 x In N conductor protection optionally with external current transformer, up to 160% nut keeper kit undervoltage release (UVR) 24V DC 2 auxiliary switches HQ | - | 0 | 0
3VA2340-5KP32-0BH0 |  | 3VA2340-5KP32-0BH0 | 1 | UN | 1 | 10 | C | D | EAR99 | N | 85362090 | 1 | 4042949082521 | 4.4 | KG | 2252.8 | 2252.8 | LP18 | LP18 | circuit breaker 3VA2 IEC frame 400 breaking capacity class M Icu=55kA @ 415V 3-pole, line protection ETU850, LSI, In=400A overload protection Ir=160A...400A short-circuit protection Isd=0.6...10 x In, Ii=1.5 x In N conductor protection optionally with external current transformer, up to 160% nut keeper kit undervoltage release (UVR) 24V DC 2 auxiliary switches HQ 1 trip alarm switch HQ | - | 0 | 0
3VA2340-5KP32-0BL0 |  | 3VA2340-5KP32-0BL0 | 1 | UN | 1 | 10 | C | D | EAR99 | N | 85362090 | 1 | 4042949093336 | 4.4 | KG | 2305.6 | 2305.6 | LP18 | LP18 | circuit breaker 3VA2 IEC frame 400 breaking capacity class M Icu=55kA @ 415V 3-pole, line protection ETU850, LSI, In=400A overload protection Ir=160A...400A short-circuit protection Isd=0.6...10 x In, Ii=1.5 x In N conductor protection optionally with external current transformer, up to 160% nut keeper kit undervoltage release (UVR) 24V DC 2 auxiliary switches HQ 1 trip alarm switch HQ 1 electrical alarm switch | - | 0 | 0
3VA2340-5KP32-0CA0 |  | 3VA2340-5KP32-0CA0 | 1 | UN | 1 | 10 | C | D | EAR99 | N | 85362090 | 1 | 4042949044543 | 4.4 | KG | 2191.2 | 2191.2 | LP18 | LP18 | circuit breaker 3VA2 IEC frame 400 breaking capacity class M Icu=55kA @ 415V 3-pole, line protection ETU850, LSI, In=400A overload protection Ir=160A...400A short-circuit protection Isd=0.6...10 x In, Ii=1.5 x In N conductor protection optionally with external current transformer, up to 160% nut keeper kit undervoltage release (UVR) 120-127V AC 50/60Hz | - | 0 | 0
3VA2340-5KP32-0CC0 |  | 3VA2340-5KP32-0CC0 | 1 | UN | 1 | 10 | C | D | EAR99 | N | 85362090 | 1 | 4042949072072 | 4.4 | KG | 2235.2 | 2235.2 | LP18 | LP18 | circuit breaker 3VA2 IEC frame 400 breaking capacity class M Icu=55kA @ 415V 3-pole, line protection ETU850, LSI, In=400A overload protection Ir=160A...400A short-circuit protection Isd=0.6...10 x In, Ii=1.5 x In N conductor protection optionally with external current transformer, up to 160% nut keeper kit undervoltage release (UVR) 120-127V AC 50/60Hz 2 auxiliary switches HQ | - | 0 | 0
3VA2340-5KP32-0CH0 |  | 3VA2340-5KP32-0CH0 | 1 | UN | 1 | 10 | C | D | EAR99 | N | 85362090 | 1 | 4042949084617 | 4.4 | KG | 2252.8 | 2252.8 | LP18 | LP18 | circuit breaker 3VA2 IEC frame 400 breaking capacity class M Icu=55kA @ 415V 3-pole, line protection ETU850, LSI, In=400A overload protection Ir=160A...400A short-circuit protection Isd=0.6...10 x In, Ii=1.5 x In N conductor protection optionally with external current transformer, up to 160% nut keeper kit undervoltage release (UVR) 120-127V AC 50/60Hz 2 auxiliary switches HQ 1 trip alarm switch HQ | - | 0 | 0
3VA2340-5KP32-0CL0 |  | 3VA2340-5KP32-0CL0 | 1 | UN | 1 | 10 | C | D | EAR99 | N | 85362090 | 1 | 4042949093695 | 4.4 | KG | 2305.6 | 2305.6 | LP18 | LP18 | circuit breaker 3VA2 IEC frame 400 breaking capacity class M Icu=55kA @ 415V 3-pole, line protection ETU850, LSI, In=400A overload protection Ir=160A...400A short-circuit protection Isd=0.6...10 x In, Ii=1.5 x In N conductor protection optionally with external current transformer, up to 160% nut keeper kit undervoltage release (UVR) 120-127V AC 50/60Hz 2 auxiliary switches HQ 1 trip alarm switch HQ 1 electrical alarm switch | - | 0 | 0
3VA2340-5KP32-0DA0 |  | 3VA2340-5KP32-0DA0 | 1 | UN | 1 | 10 | C | D | EAR99 | N | 85362090 | 1 | 4042949046639 | 4.4 | KG | 2191.2 | 2191.2 | LP18 | LP18 | circuit breaker 3VA2 IEC frame 400 breaking capacity class M Icu=55kA @ 415V 3-pole, line protection ETU850, LSI, In=400A overload protection Ir=160A...400A short-circuit protection Isd=0.6...10 x In, Ii=1.5 x In N conductor protection optionally with external current transformer, up to 160% nut keeper kit undervoltage release (UVR) 208-230V AC 50/60Hz | - | 0 | 0
3VA2340-5KP32-0DC0 |  | 3VA2340-5KP32-0DC0 | 1 | UN | 1 | 10 | C | D | EAR99 | N | 85362090 | 1 | 4042949074168 | 4.4 | KG | 2235.2 | 2235.2 | LP18 | LP18 | circuit breaker 3VA2 IEC frame 400 breaking capacity class M Icu=55kA @ 415V 3-pole, line protection ETU850, LSI, In=400A overload protection Ir=160A...400A short-circuit protection Isd=0.6...10 x In, Ii=1.5 x In N conductor protection optionally with external current transformer, up to 160% nut keeper kit undervoltage release (UVR) 208-230V AC 50/60Hz 2 auxiliary switches HQ | - | 0 | 0
3VA2340-5KP32-0DH0 |  | 3VA2340-5KP32-0DH0 | 1 | UN | 1 | 10 | C | D | EAR99 | N | 85362090 | 1 | 4042949086703 | 4.4 | KG | 2252.8 | 2252.8 | LP18 | LP18 | circuit breaker 3VA2 IEC frame 400 breaking capacity class M Icu=55kA @ 415V 3-pole, line protection ETU850, LSI, In=400A overload protection Ir=160A...400A short-circuit protection Isd=0.6...10 x In, Ii=1.5 x In N conductor protection optionally with external current transformer, up to 160% nut keeper kit undervoltage release (UVR) 208-230V AC 50/60Hz 2 auxiliary switches HQ 1 trip alarm switch HQ | - | 0 | 0
3VA2340-5KP32-0DL0 |  | 3VA2340-5KP32-0DL0 | 1 | UN | 1 | 10 | C | D | EAR99 | N | 85362090 | 1 | 4042949094050 | 4.4 | KG | 2305.6 | 2305.6 | LP18 | LP18 | circuit breaker 3VA2 IEC frame 400 breaking capacity class M Icu=55kA @ 415V 3-pole, line protection ETU850, LSI, In=400A overload protection Ir=160A...400A short-circuit protection Isd=0.6...10 x In, Ii=1.5 x In N conductor protection optionally with external current transformer, up to 160% nut keeper kit undervoltage release (UVR) 208-230V AC 50/60Hz 2 auxiliary switches HQ 1 trip alarm switch HQ 1 electrical alarm switch | - | 0 | 0
3VA2340-5KP32-0HA0 |  | 3VA2340-5KP32-0HA0 | 1 | UN | 1 | 10 | C | D | EAR99 | N | 85362090 | 1 | 4042949048725 | 4.4 | KG | 2156 | 2156 | LP18 | LP18 | circuit breaker 3VA2 IEC frame 400 breaking capacity class M Icu=55kA @ 415V 3-pole, line protection ETU850, LSI, In=400A overload protection Ir=160A...400A short-circuit protection Isd=0.6...10 x In, Ii=1.5 x In N conductor protection optionally with external current transformer, up to 160% nut keeper kit shunt trip (STL) 12-30V DC; 24V AC 50/60Hz | - | 0 | 0
3VA2340-5KP32-0HC0 |  | 3VA2340-5KP32-0HC0 | 1 | UN | 1 | 10 | C | D | EAR99 | N | 85362090 | 1 | 4042949076254 | 4.4 | KG | 2208.8 | 2208.8 | LP18 | LP18 | circuit breaker 3VA2 IEC frame 400 breaking capacity class M Icu=55kA @ 415V 3-pole, line protection ETU850, LSI, In=400A overload protection Ir=160A...400A short-circuit protection Isd=0.6...10 x In, Ii=1.5 x In N conductor protection optionally with external current transformer, up to 160% nut keeper kit shunt trip (STL) 12-30V DC; 24V AC 50/60Hz 2 auxiliary switches HQ | - | 0 | 0
3VA2340-5KP32-0HH0 |  | 3VA2340-5KP32-0HH0 | 1 | UN | 1 | 10 | C | D | EAR99 | N | 85362090 | 1 | 4042949088790 | 4.4 | KG | 2235.2 | 2235.2 | LP18 | LP18 | circuit breaker 3VA2 IEC frame 400 breaking capacity class M Icu=55kA @ 415V 3-pole, line protection ETU850, LSI, In=400A overload protection Ir=160A...400A short-circuit protection Isd=0.6...10 x In, Ii=1.5 x In N conductor protection optionally with external current transformer, up to 160% nut keeper kit shunt trip (STL) 12-30V DC; 24V AC 50/60Hz 2 auxiliary switches HQ 1 trip alarm switch HQ | - | 0 | 0
3VA2340-5KP32-0HL0 |  | 3VA2340-5KP32-0HL0 | 1 | UN | 1 | 10 | C | D | EAR99 | N | 85362090 | 1 | 4042949094418 | 4.4 | KG | 2261.6 | 2261.6 | LP18 | LP18 | circuit breaker 3VA2 IEC frame 400 breaking capacity class M Icu=55kA @ 415V 3-pole, line protection ETU850, LSI, In=400A overload protection Ir=160A...400A short-circuit protection Isd=0.6...10 x In, Ii=1.5 x In N conductor protection optionally with external current transformer, up to 160% nut keeper kit shunt trip (STL) 12-30V DC; 24V AC 50/60Hz 2 auxiliary switches HQ 1 trip alarm switch HQ 1 electrical alarm switch | - | 0 | 0
3VA2340-5KP32-0JA0 |  | 3VA2340-5KP32-0JA0 | 1 | UN | 1 | 10 | C | D | EAR99 | N | 85362090 | 1 | 4042949050810 | 4.4 | KG | 2156 | 2156 | LP18 | LP18 | circuit breaker 3VA2 IEC frame 400 breaking capacity class M Icu=55kA @ 415V 3-pole, line protection ETU850, LSI, In=400A overload protection Ir=160A...400A short-circuit protection Isd=0.6...10 x In, Ii=1.5 x In N conductor protection optionally with external current transformer, up to 160% nut keeper kit shunt trip (STL) 110-127V DC, AC 50/60Hz | - | 0 | 0
3VA2340-5KP32-0JC0 |  | 3VA2340-5KP32-0JC0 | 1 | UN | 1 | 10 | C | D | EAR99 | N | 85362090 | 1 | 4042949078340 | 4.4 | KG | 2208.8 | 2208.8 | LP18 | LP18 | circuit breaker 3VA2 IEC frame 400 breaking capacity class M Icu=55kA @ 415V 3-pole, line protection ETU850, LSI, In=400A overload protection Ir=160A...400A short-circuit protection Isd=0.6...10 x In, Ii=1.5 x In N conductor protection optionally with external current transformer, up to 160% nut keeper kit shunt trip (STL) 110-127V DC, AC 50/60Hz 2 auxiliary switches HQ | - | 0 | 0
3VA2340-5KP32-0JH0 |  | 3VA2340-5KP32-0JH0 | 1 | UN | 1 | 10 | C | D | EAR99 | N | 85362090 | 1 | 4042949090885 | 4.4 | KG | 2235.2 | 2235.2 | LP18 | LP18 | circuit breaker 3VA2 IEC frame 400 breaking capacity class M Icu=55kA @ 415V 3-pole, line protection ETU850, LSI, In=400A overload protection Ir=160A...400A short-circuit protection Isd=0.6...10 x In, Ii=1.5 x In N conductor protection optionally with external current transformer, up to 160% nut keeper kit shunt trip (STL) 110-127V DC, AC 50/60Hz 2 auxiliary switches HQ 1 trip alarm switch HQ | - | 0 | 0
3VA2340-5KP32-0JL0 |  | 3VA2340-5KP32-0JL0 | 1 | UN | 1 | 10 | C | D | EAR99 | N | 85362090 | 1 | 4042949094777 | 4.4 | KG | 2261.6 | 2261.6 | LP18 | LP18 | circuit breaker 3VA2 IEC frame 400 breaking capacity class M Icu=55kA @ 415V 3-pole, line protection ETU850, LSI, In=400A overload protection Ir=160A...400A short-circuit protection Isd=0.6...10 x In, Ii=1.5 x In N conductor protection optionally with external current transformer, up to 160% nut keeper kit shunt trip (STL) 110-127V DC, AC 50/60Hz 2 auxiliary switches HQ 1 trip alarm switch HQ 1 electrical alarm switch | - | 0 | 0
3VA2340-5KP32-0KA0 |  | 3VA2340-5KP32-0KA0 | 1 | UN | 1 | 10 | C | D | EAR99 | N | 85362090 | 1 | 4042949052906 | 4.4 | KG | 2156 | 2156 | LP18 | LP18 | circuit breaker 3VA2 IEC frame 400 breaking capacity class M Icu=55kA @ 415V 3-pole, line protection ETU850, LSI, In=400A overload protection Ir=160A...400A short-circuit protection Isd=0.6...10 x In, Ii=1.5 x In N conductor protection optionally with external current transformer, up to 160% nut keeper kit shunt trip (STL) 220-250V DC; 208-277V AC | - | 0 | 0
3VA2340-5KP32-0KC0 |  | 3VA2340-5KP32-0KC0 | 1 | UN | 1 | 10 | C | D | EAR99 | N | 85362090 | 1 | 4042949080435 | 4.4 | KG | 2208.8 | 2208.8 | LP18 | LP18 | circuit breaker 3VA2 IEC frame 400 breaking capacity class M Icu=55kA @ 415V 3-pole, line protection ETU850, LSI, In=400A overload protection Ir=160A...400A short-circuit protection Isd=0.6...10 x In, Ii=1.5 x In N conductor protection optionally with external current transformer, up to 160% nut keeper kit shunt trip (STL) 220-250V DC; 208-277V AC 2 auxiliary switches HQ | - | 0 | 0
3VA2340-5KP32-0KH0 |  | 3VA2340-5KP32-0KH0 | 1 | UN | 1 | 10 | C | D | EAR99 | N | 85362090 | 1 | 4042949092971 | 4.4 | KG | 2235.2 | 2235.2 | LP18 | LP18 | circuit breaker 3VA2 IEC frame 400 breaking capacity class M Icu=55kA @ 415V 3-pole, line protection ETU850, LSI, In=400A overload protection Ir=160A...400A short-circuit protection Isd=0.6...10 x In, Ii=1.5 x In N conductor protection optionally with external current transformer, up to 160% nut keeper kit shunt trip (STL) 220-250V DC; 208-277V AC 2 auxiliary switches HQ 1 trip alarm switch HQ | - | 0 | 0
3VA2340-5KP32-0KL0 |  | 3VA2340-5KP32-0KL0 | 1 | UN | 1 | 10 | C | D | EAR99 | N | 85362090 | 1 | 4042949095132 | 4.4 | KG | 2261.6 | 2261.6 | LP18 | LP18 | circuit breaker 3VA2 IEC frame 400 breaking capacity class M Icu=55kA @ 415V 3-pole, line protection ETU850, LSI, In=400A overload protection Ir=160A...400A short-circuit protection Isd=0.6...10 x In, Ii=1.5 x In N conductor protection optionally with external current transformer, up to 160% nut keeper kit shunt trip (STL) 220-250V DC; 208-277V AC 2 auxiliary switches HQ 1 trip alarm switch HQ 1 electrical alarm switch | - | 0 | 0
3VA2340-5KP42-0AA0 |  | 3VA2340-5KP42-0AA0 | 1 | UN | 1 | 5 | B | D | EAR99 | N | 85362090 | 1 | 4042948807156 | 6.042 | KG | 2414 | 2346 | LP18 | LP18 | circuit breaker 3VA2 IEC frame 400 breaking capacity class M Icu=55kA @ 415V 4-pole, line protection ETU850, LSI, In=400A overload protection Ir=160A...400A short-circuit protection Isd=0.6..10x In, Ii=1.5..10x In N conductor protection adjustable (OFF, up to 100%) nut keeper kit | Lista Papel 2020 SI | 0 | 0
3VA2340-5KP42-0AL0 |  | 3VA2340-5KP42-0AL0 | 1 | UN | 1 | 10 | C | D | EAR99 | N | 85362090 | 1 | 4042949327721 | 6.141 | KG | 2604.8 | 2604.8 | LP18 | LP18 | circuit breaker 3VA2 IEC frame 400 breaking capacity class M Icu=55kA @ 415V 4-pole, line protection ETU850, LSI, In=400A overload protection Ir=160A...400A short-circuit protection Isd=0.6..10x In, Ii=1.5..10x In N conductor protection adjustable (OFF, up to 100%) nut keeper kit circuit breaker 3VA2 IEC frame 400 breaking capacity class M Icu=55kA @ 415V 4-pole, line protection ETU850, LSI, In=400A overload protection 2 AUXILIARY SWITCH CHANGEOVER H 1 TRIP ALARM SWITCH CHANGEOVER 1 electrical alarm switch HQ |  | 0 | 0
3VA2340-5KP42-0DA0 |  | 3VA2340-5KP42-0DA0 | 1 | UN | 1 | 10 | C | D | EAR99 | N | 85362090 | 1 | 4042949328810 | 6.126 | KG | 2613.6 | 2613.6 | LP18 | LP18 | circuit breaker 3VA2 IEC frame 400 breaking capacity class M Icu=55kA @ 415V 4-pole, line protection ETU850, LSI, In=400A overload protection Ir=160A...400A short-circuit protection Isd=0.6..10x In, Ii=1.5..10x In N conductor protection adjustable (OFF, up to 100%) nut keeper kit circuit breaker 3VA2 IEC frame 400 breaking capacity class M Icu=55kA @ 415V 4-pole, line protection ETU850, LSI, In=400A overload protection UNDERVOLTAGE RELEASE 208-230 V AC 50/60 HZ ACCESSORY FOR 3VA1 |  | 0 | 0
3VA2340-5KQ32-0AA0 |  | 3VA2340-5KQ32-0AA0 | 1 | UN | 1 | 5 | B | D | EAR99 | N | 85362090 | 1 | 4042948806609 | 4.731 | KG | 2150.5 | 2091 | LP18 | LP18 | circuit breaker 3VA2 IEC frame 400 breaking capacity class M Icu=55kA @ 415V 3-pole, line protection ETU860, LSIG, In=400A overload protection Ir=160A...400A short-circuit protection Isd=0.6..10x In, Ii=1.5..10x In N conductor protection optionally with external current transformer, up to 160% gr.-fault prot., can be sw. off Ig=0.2...1 x In, tg=0.05-0.8s nut keeper kit | Lista Papel 2020 SI | 0 | 0
3VA2340-5KQ32-0LC0 |  | 3VA2340-5KQ32-0LC0 | 1 | UN | 1 | 10 | C | D | EAR99 | N | 85362090 | 1 | 4042949323174 | 4.436 | KG | 2472.8 | 2472.8 | LP18 | LP18 | circuit breaker 3VA2 IEC frame 400 breaking capacity class M Icu=55kA @ 415V 3-pole, line protection ETU860, LSIG, In=400A overload protection Ir=160A...400A short-circuit protection Isd=0.6..10x In, Ii=1.5..10x In N conductor protection optionally with external current transformer, up to 160% gr.-fault prot., can be sw. off Ig=0.2...1 x In, tg=0.05-0.8s universal release (UNI) 24V DC 2 auxiliary switches HQ | - | 0 | 0
3VA2340-5KQ42-0AA0 |  | 3VA2340-5KQ42-0AA0 | 1 | UN | 1 | 5 | B | D | EAR99 | N | 85362090 | 1 | 4042948807163 | 5.7 | KG | 2575.5 | 2499 | LP18 | LP18 | circuit breaker 3VA2 IEC frame 400 breaking capacity class M Icu=55kA @ 415V 4-pole, line protection ETU860, LSIG, In=400A overload protection Ir=160A...400A short-circuit protection Isd=0.6..10x In, Ii=1.5..10x In N conductor protection adjustable (OFF, up to 100%) gr.-fault prot., can be sw. off Ig=0.2...1 x In= tg=0.05-0.8s nut keeper kit | Lista Papel 2020 SI | 0 | 0
3VA2340-5KQ42-0CB0 |  | 3VA2340-5KQ42-0CB0 | 1 | UN | 1 | 10 | C | D | EAR99 | N | 85362090 | 1 | 4042949325147 | 5.849 | KG | 2842.4 | 2842.4 | LP18 | LP18 | circuit breaker 3VA2 IEC frame 400 breaking capacity class M Icu=55kA @ 415V 4-pole, line protection ETU860, LSIG, In=400A overload protection Ir=160A...400A short-circuit protection Isd=0.6..10x In, Ii=1.5..10x In N conductor protection adjustable (OFF, up to 100%) gr.-fault prot., can be sw. off Ig=0.2...1 x In= tg=0.05-0.8s nut keeper kit undervoltage release 120-127V AC 50/60Hz 2 auxiliary switches | - | 0 | 0
3VA2340-6HL32-0AA0 |  | 3VA2340-6HL32-0AA0 | 1 | UN | 1 | 2 | A | D | EAR99 | N | 85362090 | 1 | 4042948834268 | 4.672 | KG | 1487.5 | 1445 | LP18 | LP18 | circuit breaker 3VA2 IEC frame 400 breaking capacity class H Icu=85kA @ 415V 3-pole, line protection ETU320, LI, In=400A overload protection Ir=160A...400A short-circuit protection Ii=1.5...10 x In nut keeper kit | Lista Papel 2020 SI | 0 | 0
3VA2340-6HL32-0AB0 |  | 3VA2340-6HL32-0AB0 | 1 | UN | 1 | 10 | C | D | EAR99 | N | 85362090 | 1 | 4042949096047 | 4.4 | KG | 1610.4 | 1610.4 | LP18 | LP18 | circuit breaker 3VA2 IEC frame 400 breaking capacity class H Icu=85kA @ 415V 3-pole, line protection ETU320, LI, In=400A overload protection Ir=160A...400A short-circuit protection Ii=1.5...10 x In nut keeper kit 2 auxiliary switches HP | - | 0 | 0
3VA2340-6HL32-0AC0 |  | 3VA2340-6HL32-0AC0 | 1 | UN | 1 | 10 | C | D | EAR99 | N | 85362090 | 1 | 4042949096160 | 4.4 | KG | 1584 | 1584 | LP18 | LP18 | circuit breaker 3VA2 IEC frame 400 breaking capacity class H Icu=85kA @ 415V 3-pole, line protection ETU320, LI, In=400A overload protection Ir=160A...400A short-circuit protection Ii=1.5...10 x In nut keeper kit 2 auxiliary switches HQ | - | 0 | 0
3VA2340-6HL32-0AD0 |  | 3VA2340-6HL32-0AD0 | 1 | UN | 1 | 10 | C | D | EAR99 | N | 85362090 | 1 | 4042949096283 | 4.695 | KG | 1610.4 | 1610.4 | LP18 | LP18 | circuit breaker 3VA2 IEC frame 400 breaking capacity class H Icu=85kA @ 415V 3-pole, line protection ETU320, LI, In=400A overload protection Ir=160A...400A short-circuit protection Ii=1.5...10 x In nut keeper kit 3 auxiliary switches HQ | - | 0 | 0
3VA2340-6HL32-0AE0 |  | 3VA2340-6HL32-0AE0 | 1 | UN | 1 | 10 | C | D | EAR99 | N | 85362090 | 1 | 4042949096405 | 4.4 | KG | 1628 | 1628 | LP18 | LP18 | circuit breaker 3VA2 IEC frame 400 breaking capacity class H Icu=85kA @ 415V 3-pole, line protection ETU320, LI, In=400A overload protection Ir=160A...400A short-circuit protection Ii=1.5...10 x In nut keeper kit 4 auxiliary switches HQ | - | 0 | 0
3VA2340-6HL32-0AF0 |  | 3VA2340-6HL32-0AF0 | 1 | UN | 1 | 10 | C | D | EAR99 | N | 85362090 | 1 | 4042949096528 | 4.4 | KG | 1584 | 1584 | LP18 | LP18 | circuit breaker 3VA2 IEC frame 400 breaking capacity class H Icu=85kA @ 415V 3-pole, line protection ETU320, LI, In=400A overload protection Ir=160A...400A short-circuit protection Ii=1.5...10 x In nut keeper kit 1 auxiliary switch HQ 1 trip alarm switch HQ | - | 0 | 0
3VA2340-6HL32-0AG0 |  | 3VA2340-6HL32-0AG0 | 1 | UN | 1 | 10 | C | D | EAR99 | N | 85362090 | 1 | 4042949096641 | 4.4 | KG | 1610.4 | 1610.4 | LP18 | LP18 | circuit breaker 3VA2 IEC frame 400 breaking capacity class H Icu=85kA @ 415V 3-pole, line protection ETU320, LI, In=400A overload protection Ir=160A...400A short-circuit protection Ii=1.5...10 x In nut keeper kit 1 auxiliary switch HP 1 trip alarm switch HP | - | 0 | 0
3VA2340-6HL32-0AH0 |  | 3VA2340-6HL32-0AH0 | 1 | UN | 1 | 10 | C | D | EAR99 | N | 85362090 | 1 | 4042949096764 | 4.4 | KG | 1610.4 | 1610.4 | LP18 | LP18 | circuit breaker 3VA2 IEC frame 400 breaking capacity class H Icu=85kA @ 415V 3-pole, line protection ETU320, LI, In=400A overload protection Ir=160A...400A short-circuit protection Ii=1.5...10 x In nut keeper kit 2 auxiliary switches HQ 1 trip alarm switch HQ | - | 0 | 0
3VA2340-6HL32-0AJ0 |  | 3VA2340-6HL32-0AJ0 | 1 | UN | 1 | 10 | C | D | EAR99 | N | 85362090 | 1 | 4042949096887 | 4.4 | KG | 1645.6 | 1645.6 | LP18 | LP18 | circuit breaker 3VA2 IEC frame 400 breaking capacity class H Icu=85kA @ 415V 3-pole, line protection ETU320, LI, In=400A overload protection Ir=160A...400A short-circuit protection Ii=1.5...10 x In nut keeper kit 2 auxiliary switches HP 1 trip alarm switch HP | - | 0 | 0
3VA2340-6HL32-0BA0 |  | 3VA2340-6HL32-0BA0 | 1 | UN | 1 | 10 | C | D | EAR99 | N | 85362090 | 1 | 4042949095323 | 4.4 | KG | 1645.6 | 1645.6 | LP18 | LP18 | circuit breaker 3VA2 IEC frame 400 breaking capacity class H Icu=85kA @ 415V 3-pole, line protection ETU320, LI, In=400A overload protection Ir=160A...400A short-circuit protection Ii=1.5...10 x In nut keeper kit undervoltage release (UVR) 24V DC | - | 0 | 0
3VA2340-6HL32-0BC0 |  | 3VA2340-6HL32-0BC0 | 1 | UN | 1 | 10 | C | D | EAR99 | N | 85362090 | 1 | 4042949097006 | 4.4 | KG | 1689.6 | 1689.6 | LP18 | LP18 | circuit breaker 3VA2 IEC frame 400 breaking capacity class H Icu=85kA @ 415V 3-pole, line protection ETU320, LI, In=400A overload protection Ir=160A...400A short-circuit protection Ii=1.5...10 x In nut keeper kit undervoltage release (UVR) 24V DC 2 auxiliary switches HQ | - | 0 | 0
3VA2340-6HL32-0BH0 |  | 3VA2340-6HL32-0BH0 | 1 | UN | 1 | 10 | C | D | EAR99 | N | 85362090 | 1 | 4042949097723 | 4.4 | KG | 1707.2 | 1707.2 | LP18 | LP18 | circuit breaker 3VA2 IEC frame 400 breaking capacity class H Icu=85kA @ 415V 3-pole, line protection ETU320, LI, In=400A overload protection Ir=160A...400A short-circuit protection Ii=1.5...10 x In nut keeper kit undervoltage release (UVR) 24V DC 2 auxiliary switches HQ 1 trip alarm switch HQ | - | 0 | 0
3VA2340-6HL32-0BL0 |  | 3VA2340-6HL32-0BL0 | 1 | UN | 1 | 10 | C | D | EAR99 | N | 85362090 | 1 | 4042949098447 | 4.4 | KG | 1760 | 1760 | LP18 | LP18 | circuit breaker 3VA2 IEC frame 400 breaking capacity class H Icu=85kA @ 415V 3-pole, line protection ETU320, LI, In=400A overload protection Ir=160A...400A short-circuit protection Ii=1.5...10 x In nut keeper kit undervoltage release (UVR) 24V DC 2 auxiliary switches HQ 1 trip alarm switch HQ 1 electrical alarm switch | - | 0 | 0
3VA2340-6HL32-0CA0 |  | 3VA2340-6HL32-0CA0 | 1 | UN | 1 | 10 | C | D | EAR99 | N | 85362090 | 1 | 4042949095446 | 4.4 | KG | 1645.6 | 1645.6 | LP18 | LP18 | circuit breaker 3VA2 IEC frame 400 breaking capacity class H Icu=85kA @ 415V 3-pole, line protection ETU320, LI, In=400A overload protection Ir=160A...400A short-circuit protection Ii=1.5...10 x In nut keeper kit undervoltage release (UVR) 120-127V AC 50/60Hz | - | 0 | 0
3VA2340-6HL32-0CC0 |  | 3VA2340-6HL32-0CC0 | 1 | UN | 1 | 10 | C | D | EAR99 | N | 85362090 | 1 | 4042949097129 | 4.4 | KG | 1689.6 | 1689.6 | LP18 | LP18 | circuit breaker 3VA2 IEC frame 400 breaking capacity class H Icu=85kA @ 415V 3-pole, line protection ETU320, LI, In=400A overload protection Ir=160A...400A short-circuit protection Ii=1.5...10 x In nut keeper kit undervoltage release (UVR) 120-127V AC 50/60Hz 2 auxiliary switches HQ | - | 0 | 0
3VA2340-6HL32-0CH0 |  | 3VA2340-6HL32-0CH0 | 1 | UN | 1 | 10 | C | D | EAR99 | N | 85362090 | 1 | 4042949097846 | 4.4 | KG | 1707.2 | 1707.2 | LP18 | LP18 | circuit breaker 3VA2 IEC frame 400 breaking capacity class H Icu=85kA @ 415V 3-pole, line protection ETU320, LI, In=400A overload protection Ir=160A...400A short-circuit protection Ii=1.5...10 x In nut keeper kit undervoltage release (UVR) 120-127V AC 50/60Hz 2 auxiliary switches HQ 1 trip alarm switch HQ | - | 0 | 0
3VA2340-6HL32-0CL0 |  | 3VA2340-6HL32-0CL0 | 1 | UN | 1 | 10 | C | D | EAR99 | N | 85362090 | 1 | 4042949098560 | 4.4 | KG | 1760 | 1760 | LP18 | LP18 | circuit breaker 3VA2 IEC frame 400 breaking capacity class H Icu=85kA @ 415V 3-pole, line protection ETU320, LI, In=400A overload protection Ir=160A...400A short-circuit protection Ii=1.5...10 x In nut keeper kit undervoltage release (UVR) 120-127V AC 50/60Hz 2 auxiliary switches HQ 1 trip alarm switch HQ 1 electrical alarm switch | - | 0 | 0
3VA2340-6HL32-0DA0 |  | 3VA2340-6HL32-0DA0 | 1 | UN | 1 | 10 | C | D | EAR99 | N | 85362090 | 1 | 4042949095569 | 4.3 | KG | 1645.6 | 1645.6 | LP18 | LP18 | circuit breaker 3VA2 IEC frame 400 breaking capacity class H Icu=85kA @ 415V 3-pole, line protection ETU320, LI, In=400A overload protection Ir=160A...400A short-circuit protection Ii=1.5...10 x In nut keeper kit undervoltage release (UVR) 208-230V AC 50/60Hz | - | 0 | 0
3VA2340-6HL32-0DC0 |  | 3VA2340-6HL32-0DC0 | 1 | UN | 1 | 10 | C | D | EAR99 | N | 85362090 | 1 | 4042949097242 | 4.3 | KG | 1689.6 | 1689.6 | LP18 | LP18 | circuit breaker 3VA2 IEC frame 400 breaking capacity class H Icu=85kA @ 415V 3-pole, line protection ETU320, LI, In=400A overload protection Ir=160A...400A short-circuit protection Ii=1.5...10 x In nut keeper kit undervoltage release (UVR) 208-230V AC 50/60Hz 2 auxiliary switches HQ | - | 0 | 0
3VA2340-6HL32-0DH0 |  | 3VA2340-6HL32-0DH0 | 1 | UN | 1 | 10 | C | D | EAR99 | N | 85362090 | 1 | 4042949097969 | 4.3 | KG | 1707.2 | 1707.2 | LP18 | LP18 | circuit breaker 3VA2 IEC frame 400 breaking capacity class H Icu=85kA @ 415V 3-pole, line protection ETU320, LI, In=400A overload protection Ir=160A...400A short-circuit protection Ii=1.5...10 x In nut keeper kit undervoltage release (UVR) 208-230V AC 50/60Hz 2 auxiliary switches HQ 1 trip alarm switch HQ | - | 0 | 0
3VA2340-6HL32-0DL0 |  | 3VA2340-6HL32-0DL0 | 1 | UN | 1 | 10 | C | D | EAR99 | N | 85362090 | 1 | 4042949098683 | 4.3 | KG | 1760 | 1760 | LP18 | LP18 | circuit breaker 3VA2 IEC frame 400 breaking capacity class H Icu=85kA @ 415V 3-pole, line protection ETU320, LI, In=400A overload protection Ir=160A...400A short-circuit protection Ii=1.5...10 x In nut keeper kit undervoltage release (UVR) 208-230V AC 50/60Hz 2 auxiliary switches HQ 1 trip alarm switch HQ 1 electrical alarm switch | - | 0 | 0
3VA2340-6HL32-0HA0 |  | 3VA2340-6HL32-0HA0 | 1 | UN | 1 | 10 | C | D | EAR99 | N | 85362090 | 1 | 4042949095682 | 4.3 | KG | 1619.2 | 1619.2 | LP18 | LP18 | circuit breaker 3VA2 IEC frame 400 breaking capacity class H Icu=85kA @ 415V 3-pole, line protection ETU320, LI, In=400A overload protection Ir=160A...400A short-circuit protection Ii=1.5...10 x In nut keeper kit shunt trip (STL) 12-30V DC, 24V AC 50/60Hz | - | 0 | 0
3VA2340-6HL32-0HC0 |  | 3VA2340-6HL32-0HC0 | 1 | UN | 1 | 10 | C | D | EAR99 | N | 85362090 | 1 | 4042949097365 | 4.3 | KG | 1663.2 | 1663.2 | LP18 | LP18 | circuit breaker 3VA2 IEC frame 400 breaking capacity class H Icu=85kA @ 415V 3-pole, line protection ETU320, LI, In=400A overload protection Ir=160A...400A short-circuit protection Ii=1.5...10 x In nut keeper kit shunt trip (STL) 12-30V DC, 24V AC 50/60Hz 2 auxiliary switches HQ | - | 0 | 0
3VA2340-6HL32-0HH0 |  | 3VA2340-6HL32-0HH0 | 1 | UN | 1 | 10 | C | D | EAR99 | N | 85362090 | 1 | 4042949098089 | 4.3 | KG | 1689.6 | 1689.6 | LP18 | LP18 | circuit breaker 3VA2 IEC frame 400 breaking capacity class H Icu=85kA @ 415V 3-pole, line protection ETU320, LI, In=400A overload protection Ir=160A...400A short-circuit protection Ii=1.5...10 x In nut keeper kit shunt trip (STL) 12-30V DC, 24V AC 50/60Hz 2 auxiliary switches HQ 1 trip alarm switch HQ | - | 0 | 0
3VA2340-6HL32-0HL0 |  | 3VA2340-6HL32-0HL0 | 1 | UN | 1 | 10 | C | D | EAR99 | N | 85362090 | 1 | 4042949098805 | 4.3 | KG | 1724.8 | 1724.8 | LP18 | LP18 | circuit breaker 3VA2 IEC frame 400 breaking capacity class H Icu=85kA @ 415V 3-pole, line protection ETU320, LI, In=400A overload protection Ir=160A...400A short-circuit protection Ii=1.5...10 x In nut keeper kit shunt trip (STL) 12-30V DC, 24V AC 50/60Hz 2 auxiliary switches HQ 1 trip alarm switch HQ 1 electrical alarm switch | - | 0 | 0
3VA2340-6HL32-0JA0 |  | 3VA2340-6HL32-0JA0 | 1 | UN | 1 | 10 | C | D | EAR99 | N | 85362090 | 1 | 4042949095804 | 4.3 | KG | 1619.2 | 1619.2 | LP18 | LP18 | circuit breaker 3VA2 IEC frame 400 breaking capacity class H Icu=85kA @ 415V 3-pole, line protection ETU320, LI, In=400A overload protection Ir=160A...400A short-circuit protection Ii=1.5...10 x In nut keeper kit shunt trip (STL) 110-127V DC, AC 50/60Hz | - | 0 | 0
3VA2340-6HL32-0JC0 |  | 3VA2340-6HL32-0JC0 | 1 | UN | 1 | 10 | C | D | EAR99 | N | 85362090 | 1 | 4042949097488 | 4.3 | KG | 1663.2 | 1663.2 | LP18 | LP18 | circuit breaker 3VA2 IEC frame 400 breaking capacity class H Icu=85kA @ 415V 3-pole, line protection ETU320, LI, In=400A overload protection Ir=160A...400A short-circuit protection Ii=1.5...10 x In nut keeper kit shunt trip (STL) 110-127V DC, AC 50/60Hz 2 auxiliary switches HQ | - | 0 | 0
3VA2340-6HL32-0JH0 |  | 3VA2340-6HL32-0JH0 | 1 | UN | 1 | 10 | C | D | EAR99 | N | 85362090 | 1 | 4042949098201 | 4.3 | KG | 1689.6 | 1689.6 | LP18 | LP18 | circuit breaker 3VA2 IEC frame 400 breaking capacity class H Icu=85kA @ 415V 3-pole, line protection ETU320, LI, In=400A overload protection Ir=160A...400A short-circuit protection Ii=1.5...10 x In nut keeper kit shunt trip (STL) 110-127V DC, AC 50/60Hz 2 auxiliary switches HQ 1 trip alarm switch HQ | - | 0 | 0
3VA2340-6HL32-0JL0 |  | 3VA2340-6HL32-0JL0 | 1 | UN | 1 | 10 | C | D | EAR99 | N | 85362090 | 1 | 4042949098928 | 4.3 | KG | 1724.8 | 1724.8 | LP18 | LP18 | circuit breaker 3VA2 IEC frame 400 breaking capacity class H Icu=85kA @ 415V 3-pole, line protection ETU320, LI, In=400A overload protection Ir=160A...400A short-circuit protection Ii=1.5...10 x In nut keeper kit shunt trip (STL) 110-127V DC, AC 50/60Hz 2 auxiliary switches HQ 1 trip alarm switch HQ 1 electrical alarm switch | - | 0 | 0
3VA2340-6HL32-0KA0 |  | 3VA2340-6HL32-0KA0 | 1 | UN | 1 | 10 | C | D | EAR99 | N | 85362090 | 1 | 4042949095927 | 4.3 | KG | 1619.2 | 1619.2 | LP18 | LP18 | circuit breaker 3VA2 IEC frame 400 breaking capacity class H Icu=85kA @ 415V 3-pole, line protection ETU320, LI, In=400A overload protection Ir=160A...400A short-circuit protection Ii=1.5...10 x In nut keeper kit shunt trip (STL) 220-250V DC, 208-277V AC | - | 0 | 0
3VA2340-6HL32-0KC0 |  | 3VA2340-6HL32-0KC0 | 1 | UN | 1 | 10 | C | D | EAR99 | N | 85362090 | 1 | 4042949097600 | 4.3 | KG | 1663.2 | 1663.2 | LP18 | LP18 | circuit breaker 3VA2 IEC frame 400 breaking capacity class H Icu=85kA @ 415V 3-pole, line protection ETU320, LI, In=400A overload protection Ir=160A...400A short-circuit protection Ii=1.5...10 x In nut keeper kit shunt trip (STL) 220-250V DC, 208-277V AC 2 auxiliary switches HQ | - | 0 | 0
3VA2340-6HL32-0KH0 |  | 3VA2340-6HL32-0KH0 | 1 | UN | 1 | 10 | C | D | EAR99 | N | 85362090 | 1 | 4042949098324 | 4.3 | KG | 1689.6 | 1689.6 | LP18 | LP18 | circuit breaker 3VA2 IEC frame 400 breaking capacity class H Icu=85kA @ 415V 3-pole, line protection ETU320, LI, In=400A overload protection Ir=160A...400A short-circuit protection Ii=1.5...10 x In nut keeper kit shunt trip (STL) 220-250V DC, 208-277V AC 2 auxiliary switches HQ 1 trip alarm switch HQ | - | 0 | 0
3VA2340-6HL32-0KL0 |  | 3VA2340-6HL32-0KL0 | 1 | UN | 1 | 10 | C | D | EAR99 | N | 85362090 | 1 | 4042949099048 | 4.3 | KG | 1724.8 | 1724.8 | LP18 | LP18 | circuit breaker 3VA2 IEC frame 400 breaking capacity class H Icu=85kA @ 415V 3-pole, line protection ETU320, LI, In=400A overload protection Ir=160A...400A short-circuit protection Ii=1.5...10 x In nut keeper kit shunt trip (STL) 220-250V DC, 208-277V AC 2 auxiliary switches HQ 1 trip alarm switch HQ 1 electrical alarm switch | - | 0 | 0
3VA2340-6HL32-0LB0 |  | 3VA2340-6HL32-0LB0 | 1 | UN | 1 | 10 | C | D | EAR99 | N | 85362090 | 1 | 4042949325284 | 4.814 | KG | 1812.8 | 1812.8 | LP18 | LP18 | circuit breaker 3VA2 IEC frame 400 breaking capacity class H Icu=85kA @ 415V 3-pole, line protection ETU320, LI, In=400A overload protection Ir=160A...400A short-circuit protection Ii=1.5...10 x In nut keeper kit circuit breaker 3VA2 IEC frame 400 breaking capacity class H Icu=85kA @ 415V universal release 24V DC 2 auxiliary switches HP | - | 0 | 0
3VA2340-6HL42-0AA0 |  | 3VA2340-6HL42-0AA0 | 1 | UN | 1 | 5 | B | D | EAR99 | N | 85362090 | 1 | 4042948834251 | 5.997 | KG | 1946.5 | 1895.5 | LP18 | LP18 | circuit breaker 3VA2 IEC frame 400 breaking capacity class H Icu=85kA @ 415V 4-pole, line protection ETU320, LI, In=400A overload protection Ir=160A...400A short-circuit protection Ii=1.5...10 x In N conductor protection adjustable (OFF, 50%, 100%) nut keeper kit | Lista Papel 2020 SI | 0 | 0
3VA2340-6HL42-0AJ0 |  | 3VA2340-6HL42-0AJ0 | 1 | UN | 1 | 10 | C | D | EAR99 | N | 85362090 | 1 | 4042949322610 | 6.158 | KG | 2129.6 | 2129.6 | LP18 | LP18 | circuit breaker 3VA2 IEC frame 400 breaking capacity class H Icu=85kA @ 415V 4-pole, line protection ETU320, LI, In=400A overload protection Ir=160A...400A short-circuit protection Ii=1.5...10 x In N conductor protection adjustable (OFF, 50%, 100%) nut keeper kit 2 auxiliary switches HP 1 trip alarm switch HP | - | 0 | 0
3VA2340-6HM32-0AA0 |  | 3VA2340-6HM32-0AA0 | 1 | UN | 1 | 5 | B | D | EAR99 | N | 85362090 | 1 | 4042948806630 | 4.672 | KG | 1734 | 1683 | LP18 | LP18 | circuit breaker 3VA2 IEC frame 400 breaking capacity class H Icu=85kA @ 415V 3-pole, line protection ETU330, LIG, In=400A overload protection Ir=160A...400A short-circuit protection Ii=1.5...10 x In ground-fault protection Ig=0.2...1 x In, tg=0.1/0.3s nut keeper kit | Lista Papel 2020 SI | 0 | 0
3VA2340-6HM42-0AA0 |  | 3VA2340-6HM42-0AA0 | 1 | UN | 1 | 5 | B | D | EAR99 | N | 85362090 | 1 | 4042948807194 | 6.023 | KG | 2184.5 | 2125 | LP18 | LP18 | circuit breaker 3VA2 IEC frame 400 breaking capacity class H Icu=85kA @ 415V 4-pole, line protection ETU330, LIG, In=400A overload protection Ir=160A...400A short-circuit protection Ii=1.5...10 x In N conductor protection adjustable (OFF, 50%, 100%) ground-fault protection Ig=0.2...1 x In= tg=0.1/0.3s nut keeper kit | Lista Papel 2020 SI | 0 | 0
3VA2340-6HN32-0AA0 |  | 3VA2340-6HN32-0AA0 | 1 | UN | 1 | 2 | A | D | EAR99 | N | 85362090 | 1 | 4042948806623 | 4.672 | KG | 1572.5 | 1530 | LP18 | LP18 | circuit breaker 3VA2 IEC frame 400 breaking capacity class H Icu=85kA @ 415V 3-pole, line protection ETU350, LSI, In=400A overload protection Ir=160A...400A short-circuit protection Isd=1.5...10 x Ir, Ii=10 x In nut keeper kit | Lista Papel 2020 SI | 0 | 0
3VA2340-6HN32-0AB0 |  | 3VA2340-6HN32-0AB0 | 1 | UN | 1 | 10 | C | D | EAR99 | N | 85362090 | 1 | 4042949054979 | 4.4 | KG | 1689.6 | 1689.6 | LP18 | LP18 | circuit breaker 3VA2 IEC frame 400 breaking capacity class H Icu=85kA @ 415V 3-pole, line protection ETU350, LSI, In=400A overload protection Ir=160A...400A short-circuit protection Isd=1.5...10 x Ir, Ii=10 x In nut keeper kit 2 auxiliary switches HP | - | 0 | 0
3VA2340-6HN32-0AC0 |  | 3VA2340-6HN32-0AC0 | 1 | UN | 1 | 10 | C | D | EAR99 | N | 85362090 | 1 | 4042949057062 | 4.4 | KG | 1672 | 1672 | LP18 | LP18 | circuit breaker 3VA2 IEC frame 400 breaking capacity class H Icu=85kA @ 415V 3-pole, line protection ETU350, LSI, In=400A overload protection Ir=160A...400A short-circuit protection Isd=1.5...10 x Ir, Ii=10 x In nut keeper kit 2 auxiliary switches HQ | - | 0 | 0
3VA2340-6HN32-0AD0 |  | 3VA2340-6HN32-0AD0 | 1 | UN | 1 | 10 | C | D | EAR99 | N | 85362090 | 1 | 4042949059158 | 4.4 | KG | 1689.6 | 1689.6 | LP18 | LP18 | circuit breaker 3VA2 IEC frame 400 breaking capacity class H Icu=85kA @ 415V 3-pole, line protection ETU350, LSI, In=400A overload protection Ir=160A...400A short-circuit protection Isd=1.5...10 x Ir, Ii=10 x In nut keeper kit 3 auxiliary switches HQ | - | 0 | 0
3VA2340-6HN32-0AE0 |  | 3VA2340-6HN32-0AE0 | 1 | UN | 1 | 10 | C | D | EAR99 | N | 85362090 | 1 | 4042949061243 | 4.4 | KG | 1707.2 | 1707.2 | LP18 | LP18 | circuit breaker 3VA2 IEC frame 400 breaking capacity class H Icu=85kA @ 415V 3-pole, line protection ETU350, LSI, In=400A overload protection Ir=160A...400A short-circuit protection Isd=1.5...10 x Ir, Ii=10 x In nut keeper kit 4 auxiliary switches HQ | - | 0 | 0
3VA2340-6HN32-0AF0 |  | 3VA2340-6HN32-0AF0 | 1 | UN | 1 | 10 | C | D | EAR99 | N | 85362090 | 1 | 4042949063339 | 4.4 | KG | 1672 | 1672 | LP18 | LP18 | circuit breaker 3VA2 IEC frame 400 breaking capacity class H Icu=85kA @ 415V 3-pole, line protection ETU350, LSI, In=400A overload protection Ir=160A...400A short-circuit protection Isd=1.5...10 x Ir, Ii=10 x In nut keeper kit 1 auxiliary switch HQ 1 trip alarm switch HQ | - | 0 | 0
3VA2340-6HN32-0AG0 |  | 3VA2340-6HN32-0AG0 | 1 | UN | 1 | 10 | C | D | EAR99 | N | 85362090 | 1 | 4042949065425 | 4.4 | KG | 1689.6 | 1689.6 | LP18 | LP18 | circuit breaker 3VA2 IEC frame 400 breaking capacity class H Icu=85kA @ 415V 3-pole, line protection ETU350, LSI, In=400A overload protection Ir=160A...400A short-circuit protection Isd=1.5...10 x Ir, Ii=10 x In nut keeper kit 1 auxiliary switch HP 1 trip alarm switch HP | - | 0 | 0
3VA2340-6HN32-0AH0 |  | 3VA2340-6HN32-0AH0 | 1 | UN | 1 | 10 | C | D | EAR99 | N | 85362090 | 1 | 4042949067511 | 4.4 | KG | 1689.6 | 1689.6 | LP18 | LP18 | circuit breaker 3VA2 IEC frame 400 breaking capacity class H Icu=85kA @ 415V 3-pole, line protection ETU350, LSI, In=400A overload protection Ir=160A...400A short-circuit protection Isd=1.5...10 x Ir, Ii=10 x In nut keeper kit 2 auxiliary switches HQ 1 trip alarm switch HQ | - | 0 | 0
3VA2340-6HN32-0AJ0 |  | 3VA2340-6HN32-0AJ0 | 1 | UN | 1 | 10 | C | D | EAR99 | N | 85362090 | 1 | 4042949067870 | 4.4 | KG | 1733.6 | 1733.6 | LP18 | LP18 | circuit breaker 3VA2 IEC frame 400 breaking capacity class H Icu=85kA @ 415V 3-pole, line protection ETU350, LSI, In=400A overload protection Ir=160A...400A short-circuit protection Isd=1.5...10 x Ir, Ii=10 x In nut keeper kit 2 auxiliary switches HP 1 trip alarm switch HP | - | 0 | 0
3VA2340-6HN32-0BA0 |  | 3VA2340-6HN32-0BA0 | 1 | UN | 1 | 10 | C | D | EAR99 | N | 85362090 | 1 | 4042949042433 | 4.4 | KG | 1733.6 | 1733.6 | LP18 | LP18 | circuit breaker 3VA2 IEC frame 400 breaking capacity class H Icu=85kA @ 415V 3-pole, line protection ETU350, LSI, In=400A overload protection Ir=160A...400A short-circuit protection Isd=1.5...10 x Ir, Ii=10 x In nut keeper kit undervoltage release (UVR) 24V DC | - | 0 | 0
3VA2340-6HN32-0BC0 |  | 3VA2340-6HN32-0BC0 | 1 | UN | 1 | 10 | C | D | EAR99 | N | 85362090 | 1 | 4042949069966 | 4.4 | KG | 1795.2 | 1795.2 | LP18 | LP18 | circuit breaker 3VA2 IEC frame 400 breaking capacity class H Icu=85kA @ 415V 3-pole, line protection ETU350, LSI, In=400A overload protection Ir=160A...400A short-circuit protection Isd=1.5...10 x Ir, Ii=10 x In nut keeper kit undervoltage release (UVR) 24V DC 2 auxiliary switches HQ | - | 0 | 0
3VA2340-6HN32-0BH0 |  | 3VA2340-6HN32-0BH0 | 1 | UN | 1 | 10 | C | D | EAR99 | N | 85362090 | 1 | 4042949082507 | 4.4 | KG | 1821.6 | 1821.6 | LP18 | LP18 | circuit breaker 3VA2 IEC frame 400 breaking capacity class H Icu=85kA @ 415V 3-pole, line protection ETU350, LSI, In=400A overload protection Ir=160A...400A short-circuit protection Isd=1.5...10 x Ir, Ii=10 x In nut keeper kit undervoltage release (UVR) 24V DC 2 auxiliary switches HQ 1 trip alarm switch HQ | - | 0 | 0
3VA2340-6HN32-0BL0 |  | 3VA2340-6HN32-0BL0 | 1 | UN | 1 | 10 | C | D | EAR99 | N | 85362090 | 1 | 4042949093312 | 4.4 | KG | 1856.8 | 1856.8 | LP18 | LP18 | circuit breaker 3VA2 IEC frame 400 breaking capacity class H Icu=85kA @ 415V 3-pole, line protection ETU350, LSI, In=400A overload protection Ir=160A...400A short-circuit protection Isd=1.5...10 x Ir, Ii=10 x In nut keeper kit undervoltage release (UVR) 24V DC 2 auxiliary switches HQ 1 trip alarm switch HQ 1 electrical alarm switch | - | 0 | 0
3VA2340-6HN32-0CA0 |  | 3VA2340-6HN32-0CA0 | 1 | UN | 1 | 10 | C | D | EAR99 | N | 85362090 | 1 | 4042949044529 | 4.4 | KG | 1733.6 | 1733.6 | LP18 | LP18 | circuit breaker 3VA2 IEC frame 400 breaking capacity class H Icu=85kA @ 415V 3-pole, line protection ETU350, LSI, In=400A overload protection Ir=160A...400A short-circuit protection Isd=1.5...10 x Ir, Ii=10 x In nut keeper kit undervoltage release (UVR) 120-127V AC 50/60Hz | - | 0 | 0
3VA2340-6HN32-0CC0 |  | 3VA2340-6HN32-0CC0 | 1 | UN | 1 | 10 | C | D | EAR99 | N | 85362090 | 1 | 4042949072058 | 4.4 | KG | 1795.2 | 1795.2 | LP18 | LP18 | circuit breaker 3VA2 IEC frame 400 breaking capacity class H Icu=85kA @ 415V 3-pole, line protection ETU350, LSI, In=400A overload protection Ir=160A...400A short-circuit protection Isd=1.5...10 x Ir, Ii=10 x In nut keeper kit undervoltage release (UVR) 120-127V AC 50/60Hz 2 auxiliary switches HQ | - | 0 | 0
3VA2340-6HN32-0CH0 |  | 3VA2340-6HN32-0CH0 | 1 | UN | 1 | 10 | C | D | EAR99 | N | 85362090 | 1 | 4042949084594 | 4.4 | KG | 1821.6 | 1821.6 | LP18 | LP18 | circuit breaker 3VA2 IEC frame 400 breaking capacity class H Icu=85kA @ 415V 3-pole, line protection ETU350, LSI, In=400A overload protection Ir=160A...400A short-circuit protection Isd=1.5...10 x Ir, Ii=10 x In nut keeper kit undervoltage release (UVR) 120-127V AC 50/60Hz 2 auxiliary switches HQ 1 trip alarm switch HQ | - | 0 | 0
3VA2340-6HN32-0CL0 |  | 3VA2340-6HN32-0CL0 | 1 | UN | 1 | 10 | C | D | EAR99 | N | 85362090 | 1 | 4042949093671 | 4.4 | KG | 1856.8 | 1856.8 | LP18 | LP18 | circuit breaker 3VA2 IEC frame 400 breaking capacity class H Icu=85kA @ 415V 3-pole, line protection ETU350, LSI, In=400A overload protection Ir=160A...400A short-circuit protection Isd=1.5...10 x Ir, Ii=10 x In nut keeper kit undervoltage release (UVR) 120-127V AC 50/60Hz 2 auxiliary switches HQ 1 trip alarm switch HQ 1 electrical alarm switch | - | 0 | 0
3VA2340-6HN32-0DA0 |  | 3VA2340-6HN32-0DA0 | 1 | UN | 1 | 10 | C | D | EAR99 | N | 85362090 | 1 | 4042949046615 | 4.4 | KG | 1733.6 | 1733.6 | LP18 | LP18 | circuit breaker 3VA2 IEC frame 400 breaking capacity class H Icu=85kA @ 415V 3-pole, line protection ETU350, LSI, In=400A overload protection Ir=160A...400A short-circuit protection Isd=1.5...10 x Ir, Ii=10 x In nut keeper kit undervoltage release (UVR) 208-230V AC 50/60Hz | - | 0 | 0
3VA2340-6HN32-0DC0 |  | 3VA2340-6HN32-0DC0 | 1 | UN | 1 | 10 | C | D | EAR99 | N | 85362090 | 1 | 4042949074144 | 4.4 | KG | 1795.2 | 1795.2 | LP18 | LP18 | circuit breaker 3VA2 IEC frame 400 breaking capacity class H Icu=85kA @ 415V 3-pole, line protection ETU350, LSI, In=400A overload protection Ir=160A...400A short-circuit protection Isd=1.5...10 x Ir, Ii=10 x In nut keeper kit undervoltage release (UVR) 208-230V AC 50/60Hz 2 auxiliary switches HQ | - | 0 | 0
3VA2340-6HN32-0DH0 |  | 3VA2340-6HN32-0DH0 | 1 | UN | 1 | 10 | C | D | EAR99 | N | 85362090 | 1 | 4042949086680 | 4.4 | KG | 1821.6 | 1821.6 | LP18 | LP18 | circuit breaker 3VA2 IEC frame 400 breaking capacity class H Icu=85kA @ 415V 3-pole, line protection ETU350, LSI, In=400A overload protection Ir=160A...400A short-circuit protection Isd=1.5...10 x Ir, Ii=10 x In nut keeper kit undervoltage release (UVR) 208-230V AC 50/60Hz 2 auxiliary switches HQ 1 trip alarm switch HQ | - | 0 | 0
3VA2340-6HN32-0DL0 |  | 3VA2340-6HN32-0DL0 | 1 | UN | 1 | 10 | C | D | EAR99 | N | 85362090 | 1 | 4042949094036 | 4.4 | KG | 1856.8 | 1856.8 | LP18 | LP18 | circuit breaker 3VA2 IEC frame 400 breaking capacity class H Icu=85kA @ 415V 3-pole, line protection ETU350, LSI, In=400A overload protection Ir=160A...400A short-circuit protection Isd=1.5...10 x Ir, Ii=10 x In nut keeper kit undervoltage release (UVR) 208-230V AC 50/60Hz 2 auxiliary switches HQ 1 trip alarm switch HQ 1 electrical alarm switch | - | 0 | 0
3VA2340-6HN32-0HA0 |  | 3VA2340-6HN32-0HA0 | 1 | UN | 1 | 10 | C | D | EAR99 | N | 85362090 | 1 | 4042949048701 | 4.4 | KG | 1698.4 | 1698.4 | LP18 | LP18 | circuit breaker 3VA2 IEC frame 400 breaking capacity class H Icu=85kA @ 415V 3-pole, line protection ETU350, LSI, In=400A overload protection Ir=160A...400A short-circuit protection Isd=1.5...10 x Ir, Ii=10 x In nut keeper kit shunt trip (STL) 12-30V DC, 24V AC 50/60Hz | - | 0 | 0
3VA2340-6HN32-0HC0 |  | 3VA2340-6HN32-0HC0 | 1 | UN | 1 | 10 | C | D | EAR99 | N | 85362090 | 1 | 4042949076230 | 4.4 | KG | 1760 | 1760 | LP18 | LP18 | circuit breaker 3VA2 IEC frame 400 breaking capacity class H Icu=85kA @ 415V 3-pole, line protection ETU350, LSI, In=400A overload protection Ir=160A...400A short-circuit protection Isd=1.5...10 x Ir, Ii=10 x In nut keeper kit shunt trip (STL) 12-30V DC, 24V AC 50/60Hz 2 auxiliary switches HQ | - | 0 | 0
3VA2340-6HN32-0HH0 |  | 3VA2340-6HN32-0HH0 | 1 | UN | 1 | 10 | C | D | EAR99 | N | 85362090 | 1 | 4042949088776 | 4.4 | KG | 1795.2 | 1795.2 | LP18 | LP18 | circuit breaker 3VA2 IEC frame 400 breaking capacity class H Icu=85kA @ 415V 3-pole, line protection ETU350, LSI, In=400A overload protection Ir=160A...400A short-circuit protection Isd=1.5...10 x Ir, Ii=10 x In nut keeper kit shunt trip (STL) 12-30V DC, 24V AC 50/60Hz 2 auxiliary switches HQ 1 trip alarm switch HQ | - | 0 | 0
3VA2340-6HN32-0HL0 |  | 3VA2340-6HN32-0HL0 | 1 | UN | 1 | 10 | C | D | EAR99 | N | 85362090 | 1 | 4042949094395 | 4.4 | KG | 1830.4 | 1830.4 | LP18 | LP18 | circuit breaker 3VA2 IEC frame 400 breaking capacity class H Icu=85kA @ 415V 3-pole, line protection ETU350, LSI, In=400A overload protection Ir=160A...400A short-circuit protection Isd=1.5...10 x Ir, Ii=10 x In nut keeper kit shunt trip (STL) 12-30V DC, 24V AC 50/60Hz 2 auxiliary switches HQ 1 trip alarm switch HQ 1 electrical alarm switch | - | 0 | 0
3VA2340-6HN32-0JA0 |  | 3VA2340-6HN32-0JA0 | 1 | UN | 1 | 10 | C | D | EAR99 | N | 85362090 | 1 | 4042949050797 | 4.4 | KG | 1698.4 | 1698.4 | LP18 | LP18 | circuit breaker 3VA2 IEC frame 400 breaking capacity class H Icu=85kA @ 415V 3-pole, line protection ETU350, LSI, In=400A overload protection Ir=160A...400A short-circuit protection Isd=1.5...10 x Ir, Ii=10 x In nut keeper kit shunt trip (STL) 110-127V DC, AC 50/60Hz | - | 0 | 0
3VA2340-6HN32-0JC0 |  | 3VA2340-6HN32-0JC0 | 1 | UN | 1 | 10 | C | D | EAR99 | N | 85362090 | 1 | 4042949078326 | 4.4 | KG | 1760 | 1760 | LP18 | LP18 | circuit breaker 3VA2 IEC frame 400 breaking capacity class H Icu=85kA @ 415V 3-pole, line protection ETU350, LSI, In=400A overload protection Ir=160A...400A short-circuit protection Isd=1.5...10 x Ir, Ii=10 x In nut keeper kit shunt trip (STL) 110-127V DC, AC 50/60Hz 2 auxiliary switches HQ | - | 0 | 0
3VA2340-6HN32-0JH0 |  | 3VA2340-6HN32-0JH0 | 1 | UN | 1 | 10 | C | D | EAR99 | N | 85362090 | 1 | 4042949090861 | 4.4 | KG | 1795.2 | 1795.2 | LP18 | LP18 | circuit breaker 3VA2 IEC frame 400 breaking capacity class H Icu=85kA @ 415V 3-pole, line protection ETU350, LSI, In=400A overload protection Ir=160A...400A short-circuit protection Isd=1.5...10 x Ir, Ii=10 x In nut keeper kit shunt trip (STL) 110-127V DC, AC 50/60Hz 2 auxiliary switches HQ 1 trip alarm switch HQ | - | 0 | 0
3VA2340-6HN32-0JL0 |  | 3VA2340-6HN32-0JL0 | 1 | UN | 1 | 10 | C | D | EAR99 | N | 85362090 | 1 | 4042949094753 | 4.4 | KG | 1830.4 | 1830.4 | LP18 | LP18 | circuit breaker 3VA2 IEC frame 400 breaking capacity class H Icu=85kA @ 415V 3-pole, line protection ETU350, LSI, In=400A overload protection Ir=160A...400A short-circuit protection Isd=1.5...10 x Ir, Ii=10 x In nut keeper kit shunt trip (STL) 110-127V DC, AC 50/60Hz 2 auxiliary switches HQ 1 trip alarm switch HQ 1 electrical alarm switch | - | 0 | 0
3VA2340-6HN32-0KA0 |  | 3VA2340-6HN32-0KA0 | 1 | UN | 1 | 10 | C | D | EAR99 | N | 85362090 | 1 | 4042949052883 | 4.4 | KG | 1698.4 | 1698.4 | LP18 | LP18 | circuit breaker 3VA2 IEC frame 400 breaking capacity class H Icu=85kA @ 415V 3-pole, line protection ETU350, LSI, In=400A overload protection Ir=160A...400A short-circuit protection Isd=1.5...10 x Ir, Ii=10 x In nut keeper kit shunt trip (STL) 220-250V DC, 208-277V AC | - | 0 | 0
3VA2340-6HN32-0KC0 |  | 3VA2340-6HN32-0KC0 | 1 | UN | 1 | 10 | C | D | EAR99 | N | 85362090 | 1 | 4042949080411 | 4.4 | KG | 1760 | 1760 | LP18 | LP18 | circuit breaker 3VA2 IEC frame 400 breaking capacity class H Icu=85kA @ 415V 3-pole, line protection ETU350, LSI, In=400A overload protection Ir=160A...400A short-circuit protection Isd=1.5...10 x Ir, Ii=10 x In nut keeper kit shunt trip (STL) 220-250V DC, 208-277V AC 2 auxiliary switches HQ | - | 0 | 0
3VA2340-6HN32-0KH0 |  | 3VA2340-6HN32-0KH0 | 1 | UN | 1 | 10 | C | D | EAR99 | N | 85362090 | 1 | 4042949092957 | 4.4 | KG | 1795.2 | 1795.2 | LP18 | LP18 | circuit breaker 3VA2 IEC frame 400 breaking capacity class H Icu=85kA @ 415V 3-pole, line protection ETU350, LSI, In=400A overload protection Ir=160A...400A short-circuit protection Isd=1.5...10 x Ir, Ii=10 x In nut keeper kit shunt trip (STL) 220-250V DC, 208-277V AC 2 auxiliary switches HQ 1 trip alarm switch HQ | - | 0 | 0
3VA2340-6HN32-0KL0 |  | 3VA2340-6HN32-0KL0 | 1 | UN | 1 | 10 | C | D | EAR99 | N | 85362090 | 1 | 4042949095118 | 4.4 | KG | 1830.4 | 1830.4 | LP18 | LP18 | circuit breaker 3VA2 IEC frame 400 breaking capacity class H Icu=85kA @ 415V 3-pole, line protection ETU350, LSI, In=400A overload protection Ir=160A...400A short-circuit protection Isd=1.5...10 x Ir, Ii=10 x In nut keeper kit shunt trip (STL) 220-250V DC, 208-277V AC 2 auxiliary switches HQ 1 trip alarm switch HQ 1 electrical alarm switch | - | 0 | 0
3VA2340-6HN42-0AA0 |  | 3VA2340-6HN42-0AA0 | 1 | UN | 1 | 5 | B | D | EAR99 | N | 85362090 | 1 | 4042948807187 | 6.024 | KG | 2048.5 | 1989 | LP18 | LP18 | circuit breaker 3VA2 IEC frame 400 breaking capacity class H Icu=85kA @ 415V 4-pole, line protection ETU350, LSI, In=400A overload protection Ir=160A...400A short-circuit protection Isd=1.5...10 x Ir, Ii=10 x In N conductor protection adjustable (OFF, 50%, 100%) nut keeper kit | Lista Papel 2020 SI | 0 | 0
3VA2340-6HN42-0KF0 |  | 3VA2340-6HN42-0KF0 | 1 | UN | 1 | 10 | C | D | EAR99 | N | 85362090 | 1 | 4042949323945 | 5.831 | KG | 2244 | 2244 | LP18 | LP18 | circuit breaker 3VA2 IEC frame 400 breaking capacity class H Icu=85kA @ 415V 4-pole, line protection ETU350, LSI, In=400A overload protection Ir=160A...400A short-circuit protection Isd=1.5...10 x Ir, Ii=10 x In N conductor protection adjustable (OFF, 50%, 100%) nut keeper kit shunt trip (STL) 220-250V DC; 208-277V AC 1 auxiliary switch HQ 1 trip alarm switch HQ | - | 0 | 0
3VA2340-6JP32-0AA0 |  | 3VA2340-6JP32-0AA0 | 1 | UN | 1 | 5 | B | D | EAR99 | N | 85362090 | 1 | 4042948806647 | 4.677 | KG | 1980.5 | 1921 | LP18 | LP18 | circuit breaker 3VA2 IEC frame 400 breaking capacity class H Icu=85kA @ 415V 3-pole, line protection ETU550, LSI, In=400A overload protection Ir=160A...400A short-circuit protection Isd=0.6..10x In, Ii=1.5..10x In N conductor protection optionally with external current transformer, up to 160% nut keeper kit | Lista Papel 2020 SI | 0 | 0
3VA2340-6JP32-0AB0 |  | 3VA2340-6JP32-0AB0 | 1 | UN | 1 | 10 | C | D | EAR99 | N | 85362090 | 1 | 4042949054962 | 4.4 | KG | 2120.8 | 2120.8 | LP18 | LP18 | circuit breaker 3VA2 IEC frame 400 breaking capacity class H Icu=85kA @ 415V 3-pole, line protection ETU550, LSI, In=400A overload protection Ir=160A...400A short-circuit protection Isd=0.6...10 x In, Ii=1.5 x In N conductor protection optionally with external current transformer, up to 160% nut keeper kit 2 auxiliary switches HP | - | 0 | 0
3VA2340-6JP32-0AC0 |  | 3VA2340-6JP32-0AC0 | 1 | UN | 1 | 10 | C | D | EAR99 | N | 85362090 | 1 | 4042949057055 | 4.4 | KG | 2103.2 | 2103.2 | LP18 | LP18 | circuit breaker 3VA2 IEC frame 400 breaking capacity class H Icu=85kA @ 415V 3-pole, line protection ETU550, LSI, In=400A overload protection Ir=160A...400A short-circuit protection Isd=0.6...10 x In, Ii=1.5 x In N conductor protection optionally with external current transformer, up to 160% nut keeper kit 2 auxiliary switches HQ | - | 0 | 0
3VA2340-6JP32-0AD0 |  | 3VA2340-6JP32-0AD0 | 1 | UN | 1 | 10 | C | D | EAR99 | N | 85362090 | 1 | 4042949059141 | 4.4 | KG | 2120.8 | 2120.8 | LP18 | LP18 | circuit breaker 3VA2 IEC frame 400 breaking capacity class H Icu=85kA @ 415V 3-pole, line protection ETU550, LSI, In=400A overload protection Ir=160A...400A short-circuit protection Isd=0.6...10 x In, Ii=1.5 x In N conductor protection optionally with external current transformer, up to 160% nut keeper kit 3 auxiliary switches HQ | - | 0 | 0
3VA2340-6JP32-0AE0 |  | 3VA2340-6JP32-0AE0 | 1 | UN | 1 | 10 | C | D | EAR99 | N | 85362090 | 1 | 4042949061236 | 4.4 | KG | 2138.4 | 2138.4 | LP18 | LP18 | circuit breaker 3VA2 IEC frame 400 breaking capacity class H Icu=85kA @ 415V 3-pole, line protection ETU550, LSI, In=400A overload protection Ir=160A...400A short-circuit protection Isd=0.6...10 x In, Ii=1.5 x In N conductor protection optionally with external current transformer, up to 160% nut keeper kit 4 auxiliary switches HQ | - | 0 | 0
3VA2340-6JP32-0AF0 |  | 3VA2340-6JP32-0AF0 | 1 | UN | 1 | 10 | C | D | EAR99 | N | 85362090 | 1 | 4042949063322 | 4.4 | KG | 2103.2 | 2103.2 | LP18 | LP18 | circuit breaker 3VA2 IEC frame 400 breaking capacity class H Icu=85kA @ 415V 3-pole, line protection ETU550, LSI, In=400A overload protection Ir=160A...400A short-circuit protection Isd=0.6...10 x In, Ii=1.5 x In N conductor protection optionally with external current transformer, up to 160% nut keeper kit 1 auxiliary switch HQ 1 trip alarm switch HQ | - | 0 | 0
3VA2340-6JP32-0AG0 |  | 3VA2340-6JP32-0AG0 | 1 | UN | 1 | 10 | C | D | EAR99 | N | 85362090 | 1 | 4042949065418 | 4.4 | KG | 2120.8 | 2120.8 | LP18 | LP18 | circuit breaker 3VA2 IEC frame 400 breaking capacity class H Icu=85kA @ 415V 3-pole, line protection ETU550, LSI, In=400A overload protection Ir=160A...400A short-circuit protection Isd=0.6...10 x In, Ii=1.5 x In N conductor protection optionally with external current transformer, up to 160% nut keeper kit 1 auxiliary switch HP 1 trip alarm switch HP | - | 0 | 0
3VA2340-6JP32-0AH0 |  | 3VA2340-6JP32-0AH0 | 1 | UN | 1 | 10 | C | D | EAR99 | N | 85362090 | 1 | 4042949067504 | 4.4 | KG | 2120.8 | 2120.8 | LP18 | LP18 | circuit breaker 3VA2 IEC frame 400 breaking capacity class H Icu=85kA @ 415V 3-pole, line protection ETU550, LSI, In=400A overload protection Ir=160A...400A short-circuit protection Isd=0.6...10 x In, Ii=1.5 x In N conductor protection optionally with external current transformer, up to 160% nut keeper kit 2 auxiliary switches HQ 1 trip alarm switch HQ | - | 0 | 0
3VA2340-6JP32-0AJ0 |  | 3VA2340-6JP32-0AJ0 | 1 | UN | 1 | 10 | C | D | EAR99 | N | 85362090 | 1 | 4042949067863 | 4.4 | KG | 2156 | 2156 | LP18 | LP18 | circuit breaker 3VA2 IEC frame 400 breaking capacity class H Icu=85kA @ 415V 3-pole, line protection ETU550, LSI, In=400A overload protection Ir=160A...400A short-circuit protection Isd=0.6...10 x In, Ii=1.5 x In N conductor protection optionally with external current transformer, up to 160% nut keeper kit 2 auxiliary switches HP 1 trip alarm switch HP | - | 0 | 0
3VA2340-6JP32-0BA0 |  | 3VA2340-6JP32-0BA0 | 1 | UN | 1 | 10 | C | D | EAR99 | N | 85362090 | 1 | 4042949042426 | 4.4 | KG | 2156 | 2156 | LP18 | LP18 | circuit breaker 3VA2 IEC frame 400 breaking capacity class H Icu=85kA @ 415V 3-pole, line protection ETU550, LSI, In=400A overload protection Ir=160A...400A short-circuit protection Isd=0.6...10 x In, Ii=1.5 x In N conductor protection optionally with external current transformer, up to 160% nut keeper kit undervoltage release (UVR) 24V DC | - | 0 | 0
3VA2340-6JP32-0BC0 |  | 3VA2340-6JP32-0BC0 | 1 | UN | 1 | 10 | C | D | EAR99 | N | 85362090 | 1 | 4042949069959 | 4.4 | KG | 2208.8 | 2208.8 | LP18 | LP18 | circuit breaker 3VA2 IEC frame 400 breaking capacity class H Icu=85kA @ 415V 3-pole, line protection ETU550, LSI, In=400A overload protection Ir=160A...400A short-circuit protection Isd=0.6...10 x In, Ii=1.5 x In N conductor protection optionally with external current transformer, up to 160% nut keeper kit undervoltage release (UVR) 24V DC 2 auxiliary switches HQ | - | 0 | 0
3VA2340-6JP32-0BH0 |  | 3VA2340-6JP32-0BH0 | 1 | UN | 1 | 10 | C | D | EAR99 | N | 85362090 | 1 | 4042949082491 | 4.4 | KG | 2226.4 | 2226.4 | LP18 | LP18 | circuit breaker 3VA2 IEC frame 400 breaking capacity class H Icu=85kA @ 415V 3-pole, line protection ETU550, LSI, In=400A overload protection Ir=160A...400A short-circuit protection Isd=0.6...10 x In, Ii=1.5 x In N conductor protection optionally with external current transformer, up to 160% nut keeper kit undervoltage release (UVR) 24V DC 2 auxiliary switches HQ 1 trip alarm switch HQ | - | 0 | 0
3VA2340-6JP32-0BL0 |  | 3VA2340-6JP32-0BL0 | 1 | UN | 1 | 10 | C | D | EAR99 | N | 85362090 | 1 | 4042949093305 | 4.4 | KG | 2261.6 | 2261.6 | LP18 | LP18 | circuit breaker 3VA2 IEC frame 400 breaking capacity class H Icu=85kA @ 415V 3-pole, line protection ETU550, LSI, In=400A overload protection Ir=160A...400A short-circuit protection Isd=0.6...10 x In, Ii=1.5 x In N conductor protection optionally with external current transformer, up to 160% nut keeper kit undervoltage release (UVR) 24V DC 2 auxiliary switches HQ 1 trip alarm switch HQ 1 electrical alarm switch | - | 0 | 0
3VA2340-6JP32-0CA0 |  | 3VA2340-6JP32-0CA0 | 1 | UN | 1 | 10 | C | D | EAR99 | N | 85362090 | 1 | 4042949044512 | 4.4 | KG | 2156 | 2156 | LP18 | LP18 | circuit breaker 3VA2 IEC frame 400 breaking capacity class H Icu=85kA @ 415V 3-pole, line protection ETU550, LSI, In=400A overload protection Ir=160A...400A short-circuit protection Isd=0.6...10 x In, Ii=1.5 x In N conductor protection optionally with external current transformer, up to 160% nut keeper kit undervoltage release (UVR) 120-127V AC 50/60Hz | - | 0 | 0
3VA2340-6JP32-0CC0 |  | 3VA2340-6JP32-0CC0 | 1 | UN | 1 | 10 | C | D | EAR99 | N | 85362090 | 1 | 4042949072041 | 4.4 | KG | 2208.8 | 2208.8 | LP18 | LP18 | circuit breaker 3VA2 IEC frame 400 breaking capacity class H Icu=85kA @ 415V 3-pole, line protection ETU550, LSI, In=400A overload protection Ir=160A...400A short-circuit protection Isd=0.6...10 x In, Ii=1.5 x In N conductor protection optionally with external current transformer, up to 160% nut keeper kit undervoltage release (UVR) 120-127V AC 50/60Hz 2 auxiliary switches HQ | - | 0 | 0
3VA2340-6JP32-0CH0 |  | 3VA2340-6JP32-0CH0 | 1 | UN | 1 | 10 | C | D | EAR99 | N | 85362090 | 1 | 4042949084587 | 4.4 | KG | 2226.4 | 2226.4 | LP18 | LP18 | circuit breaker 3VA2 IEC frame 400 breaking capacity class H Icu=85kA @ 415V 3-pole, line protection ETU550, LSI, In=400A overload protection Ir=160A...400A short-circuit protection Isd=0.6...10 x In, Ii=1.5 x In N conductor protection optionally with external current transformer, up to 160% nut keeper kit undervoltage release (UVR) 120-127V AC 50/60Hz 2 auxiliary switches HQ 1 trip alarm switch HQ | - | 0 | 0
3VA2340-6JP32-0CL0 |  | 3VA2340-6JP32-0CL0 | 1 | UN | 1 | 10 | C | D | EAR99 | N | 85362090 | 1 | 4042949093664 | 4.4 | KG | 2261.6 | 2261.6 | LP18 | LP18 | circuit breaker 3VA2 IEC frame 400 breaking capacity class H Icu=85kA @ 415V 3-pole, line protection ETU550, LSI, In=400A overload protection Ir=160A...400A short-circuit protection Isd=0.6...10 x In, Ii=1.5 x In N conductor protection optionally with external current transformer, up to 160% nut keeper kit undervoltage release (UVR) 120-127V AC 50/60Hz 2 auxiliary switches HQ 1 trip alarm switch HQ 1 electrical alarm switch | - | 0 | 0
3VA2340-6JP32-0DA0 |  | 3VA2340-6JP32-0DA0 | 1 | UN | 1 | 10 | C | D | EAR99 | N | 85362090 | 1 | 4042949046608 | 4.4 | KG | 2156 | 2156 | LP18 | LP18 | circuit breaker 3VA2 IEC frame 400 breaking capacity class H Icu=85kA @ 415V 3-pole, line protection ETU550, LSI, In=400A overload protection Ir=160A...400A short-circuit protection Isd=0.6...10 x In, Ii=1.5 x In N conductor protection optionally with external current transformer, up to 160% nut keeper kit undervoltage release (UVR) 208-230V AC 50/60Hz | - | 0 | 0
3VA2340-6JP32-0DC0 |  | 3VA2340-6JP32-0DC0 | 1 | UN | 1 | 10 | C | D | EAR99 | N | 85362090 | 1 | 4042949074137 | 4.4 | KG | 2208.8 | 2208.8 | LP18 | LP18 | circuit breaker 3VA2 IEC frame 400 breaking capacity class H Icu=85kA @ 415V 3-pole, line protection ETU550, LSI, In=400A overload protection Ir=160A...400A short-circuit protection Isd=0.6...10 x In, Ii=1.5 x In N conductor protection optionally with external current transformer, up to 160% nut keeper kit undervoltage release (UVR) 208-230V AC 50/60Hz 2 auxiliary switches HQ | - | 0 | 0
3VA2340-6JP32-0DD0 |  | 3VA2340-6JP32-0DD0 | 1 | UN | 1 | 10 | C | D | EAR99 | N | 85362090 | 1 | 4042949326656 | 4.833 | KG | 2235.2 | 2235.2 | LP18 | LP18 | Circuit breaker 3VA2 IEC Frame 400 Switching capacity class H Icu=85 kA @ 415 V 3-pole, system protection ETU550, LSI, In=400 A Overload protection Ir=160 A...400 A Short-circuit protection Isd=0.6..10x In, Ii=1.5..10x In N-conductor protection Optionally with external current transformer, up to 160% Lug terminal Circuit breaker 3VA2 IEC Undervoltage release 208-230 V AC 50/60 Hz 3 auxiliary switches HQ | - | 0 | 0
3VA2340-6JP32-0DH0 |  | 3VA2340-6JP32-0DH0 | 1 | UN | 1 | 10 | C | D | EAR99 | N | 85362090 | 1 | 4042949086673 | 4.4 | KG | 2226.4 | 2226.4 | LP18 | LP18 | circuit breaker 3VA2 IEC frame 400 breaking capacity class H Icu=85kA @ 415V 3-pole, line protection ETU550, LSI, In=400A overload protection Ir=160A...400A short-circuit protection Isd=0.6...10 x In, Ii=1.5 x In N conductor protection optionally with external current transformer, up to 160% nut keeper kit undervoltage release (UVR) 208-230V AC 50/60Hz 2 auxiliary switches HQ 1 trip alarm switch HQ | - | 0 | 0
3VA2340-6JP32-0DL0 |  | 3VA2340-6JP32-0DL0 | 1 | UN | 1 | 10 | C | D | EAR99 | N | 85362090 | 1 | 4042949094029 | 4.4 | KG | 2261.6 | 2261.6 | LP18 | LP18 | circuit breaker 3VA2 IEC frame 400 breaking capacity class H Icu=85kA @ 415V 3-pole, line protection ETU550, LSI, In=400A overload protection Ir=160A...400A short-circuit protection Isd=0.6...10 x In, Ii=1.5 x In N conductor protection optionally with external current transformer, up to 160% nut keeper kit undervoltage release (UVR) 208-230V AC 50/60Hz 2 auxiliary switches HQ 1 trip alarm switch HQ 1 electrical alarm switch | - | 0 | 0
3VA2340-6JP32-0HA0 |  | 3VA2340-6JP32-0HA0 | 1 | UN | 1 | 10 | C | D | EAR99 | N | 85362090 | 1 | 4042949048695 | 4.4 | KG | 2129.6 | 2129.6 | LP18 | LP18 | circuit breaker 3VA2 IEC frame 400 breaking capacity class H Icu=85kA @ 415V 3-pole, line protection ETU550, LSI, In=400A overload protection Ir=160A...400A short-circuit protection Isd=0.6...10 x In, Ii=1.5 x In N conductor protection optionally with external current transformer, up to 160% nut keeper kit shunt trip (STL) 12-30V DC; 24V AC 50/60Hz | - | 0 | 0
3VA2340-6JP32-0HC0 |  | 3VA2340-6JP32-0HC0 | 1 | UN | 1 | 10 | C | D | EAR99 | N | 85362090 | 1 | 4042949076223 | 4.4 | KG | 2173.6 | 2173.6 | LP18 | LP18 | circuit breaker 3VA2 IEC frame 400 breaking capacity class H Icu=85kA @ 415V 3-pole, line protection ETU550, LSI, In=400A overload protection Ir=160A...400A short-circuit protection Isd=0.6...10 x In, Ii=1.5 x In N conductor protection optionally with external current transformer, up to 160% nut keeper kit shunt trip (STL) 12-30V DC; 24V AC 50/60Hz 2 auxiliary switches HQ | - | 0 | 0
3VA2340-6JP32-0HH0 |  | 3VA2340-6JP32-0HH0 | 1 | UN | 1 | 10 | C | D | EAR99 | N | 85362090 | 1 | 4042949088769 | 4.4 | KG | 2208.8 | 2208.8 | LP18 | LP18 | circuit breaker 3VA2 IEC frame 400 breaking capacity class H Icu=85kA @ 415V 3-pole, line protection ETU550, LSI, In=400A overload protection Ir=160A...400A short-circuit protection Isd=0.6...10 x In, Ii=1.5 x In N conductor protection optionally with external current transformer, up to 160% nut keeper kit shunt trip (STL) 12-30V DC; 24V AC 50/60Hz 2 auxiliary switches HQ 1 trip alarm switch HQ | - | 0 | 0
3VA2340-6JP32-0HL0 |  | 3VA2340-6JP32-0HL0 | 1 | UN | 1 | 10 | C | D | EAR99 | N | 85362090 | 1 | 4042949094388 | 4.4 | KG | 2235.2 | 2235.2 | LP18 | LP18 | circuit breaker 3VA2 IEC frame 400 breaking capacity class H Icu=85kA @ 415V 3-pole, line protection ETU550, LSI, In=400A overload protection Ir=160A...400A short-circuit protection Isd=0.6...10 x In, Ii=1.5 x In N conductor protection optionally with external current transformer, up to 160% nut keeper kit shunt trip (STL) 12-30V DC; 24V AC 50/60Hz 2 auxiliary switches HQ 1 trip alarm switch HQ 1 electrical alarm switch | - | 0 | 0
3VA2340-6JP32-0JA0 |  | 3VA2340-6JP32-0JA0 | 1 | UN | 1 | 10 | C | D | EAR99 | N | 85362090 | 1 | 4042949050780 | 4.4 | KG | 2129.6 | 2129.6 | LP18 | LP18 | circuit breaker 3VA2 IEC frame 400 breaking capacity class H Icu=85kA @ 415V 3-pole, line protection ETU550, LSI, In=400A overload protection Ir=160A...400A short-circuit protection Isd=0.6...10 x In, Ii=1.5 x In N conductor protection optionally with external current transformer, up to 160% nut keeper kit shunt trip (STL) 110-127V DC, AC 50/60Hz | - | 0 | 0
3VA2340-6JP32-0JC0 |  | 3VA2340-6JP32-0JC0 | 1 | UN | 1 | 10 | C | D | EAR99 | N | 85362090 | 1 | 4042949078319 | 4.4 | KG | 2173.6 | 2173.6 | LP18 | LP18 | circuit breaker 3VA2 IEC frame 400 breaking capacity class H Icu=85kA @ 415V 3-pole, line protection ETU550, LSI, In=400A overload protection Ir=160A...400A short-circuit protection Isd=0.6...10 x In, Ii=1.5 x In N conductor protection optionally with external current transformer, up to 160% nut keeper kit shunt trip (STL) 110-127V DC, AC 50/60Hz 2 auxiliary switches HQ | - | 0 | 0
3VA2340-6JP32-0JH0 |  | 3VA2340-6JP32-0JH0 | 1 | UN | 1 | 10 | C | D | EAR99 | N | 85362090 | 1 | 4042949090854 | 4.4 | KG | 2208.8 | 2208.8 | LP18 | LP18 | circuit breaker 3VA2 IEC frame 400 breaking capacity class H Icu=85kA @ 415V 3-pole, line protection ETU550, LSI, In=400A overload protection Ir=160A...400A short-circuit protection Isd=0.6...10 x In, Ii=1.5 x In N conductor protection optionally with external current transformer, up to 160% nut keeper kit shunt trip (STL) 110-127V DC, AC 50/60Hz 2 auxiliary switches HQ 1 trip alarm switch HQ | - | 0 | 0
3VA2340-6JP32-0JL0 |  | 3VA2340-6JP32-0JL0 | 1 | UN | 1 | 10 | C | D | EAR99 | N | 85362090 | 1 | 4042949094746 | 4.4 | KG | 2235.2 | 2235.2 | LP18 | LP18 | circuit breaker 3VA2 IEC frame 400 breaking capacity class H Icu=85kA @ 415V 3-pole, line protection ETU550, LSI, In=400A overload protection Ir=160A...400A short-circuit protection Isd=0.6...10 x In, Ii=1.5 x In N conductor protection optionally with external current transformer, up to 160% nut keeper kit shunt trip (STL) 110-127V DC, AC 50/60Hz 2 auxiliary switches HQ 1 trip alarm switch HQ 1 electrical alarm switch | - | 0 | 0
3VA2340-6JP32-0KA0 |  | 3VA2340-6JP32-0KA0 | 1 | UN | 1 | 10 | C | D | EAR99 | N | 85362090 | 1 | 4042949052876 | 4.4 | KG | 2129.6 | 2129.6 | LP18 | LP18 | circuit breaker 3VA2 IEC frame 400 breaking capacity class H Icu=85kA @ 415V 3-pole, line protection ETU550, LSI, In=400A overload protection Ir=160A...400A short-circuit protection Isd=0.6...10 x In, Ii=1.5 x In N conductor protection optionally with external current transformer, up to 160% nut keeper kit shunt trip (STL) 220-250V DC; 208-277V AC | - | 0 | 0
3VA2340-6JP32-0KC0 |  | 3VA2340-6JP32-0KC0 | 1 | UN | 1 | 10 | C | D | EAR99 | N | 85362090 | 1 | 4042949080404 | 4.4 | KG | 2173.6 | 2173.6 | LP18 | LP18 | circuit breaker 3VA2 IEC frame 400 breaking capacity class H Icu=85kA @ 415V 3-pole, line protection ETU550, LSI, In=400A overload protection Ir=160A...400A short-circuit protection Isd=0.6...10 x In, Ii=1.5 x In N conductor protection optionally with external current transformer, up to 160% nut keeper kit shunt trip (STL) 220-250V DC; 208-277V AC 2 auxiliary switches HQ | - | 0 | 0
3VA2340-6JP32-0KH0 |  | 3VA2340-6JP32-0KH0 | 1 | UN | 1 | 10 | C | D | EAR99 | N | 85362090 | 1 | 4042949092940 | 4.4 | KG | 2208.8 | 2208.8 | LP18 | LP18 | circuit breaker 3VA2 IEC frame 400 breaking capacity class H Icu=85kA @ 415V 3-pole, line protection ETU550, LSI, In=400A overload protection Ir=160A...400A short-circuit protection Isd=0.6...10 x In, Ii=1.5 x In N conductor protection optionally with external current transformer, up to 160% nut keeper kit shunt trip (STL) 220-250V DC; 208-277V AC 2 auxiliary switches HQ 1 trip alarm switch HQ | - | 0 | 0
3VA2340-6JP32-0KL0 |  | 3VA2340-6JP32-0KL0 | 1 | UN | 1 | 10 | C | D | EAR99 | N | 85362090 | 1 | 4042949095101 | 4.4 | KG | 2235.2 | 2235.2 | LP18 | LP18 | circuit breaker 3VA2 IEC frame 400 breaking capacity class H Icu=85kA @ 415V 3-pole, line protection ETU550, LSI, In=400A overload protection Ir=160A...400A short-circuit protection Isd=0.6...10 x In, Ii=1.5 x In N conductor protection optionally with external current transformer, up to 160% nut keeper kit shunt trip (STL) 220-250V DC; 208-277V AC 2 auxiliary switches HQ 1 trip alarm switch HQ 1 electrical alarm switch | - | 0 | 0
3VA2340-6JP42-0AA0 |  | 3VA2340-6JP42-0AA0 | 1 | UN | 1 | 5 | B | D | EAR99 | N | 85362090 | 1 | 4042948807200 | 6.017 | KG | 2439.5 | 2371.5 | LP18 | LP18 | circuit breaker 3VA2 IEC frame 400 breaking capacity class H Icu=85kA @ 415V 4-pole, line protection ETU550, LSI, In=400A overload protection Ir=160A...400A short-circuit protection Isd=0.6..10x In, Ii=1.5..10x In N conductor protection adjustable (OFF, up to 100%) nut keeper kit | Lista Papel 2020 SI | 0 | 0
3VA2340-6JP42-0AJ0 |  | 3VA2340-6JP42-0AJ0 | 1 | UN | 1 | 10 | C | D | EAR99 | N | 85362090 | 1 | 4042949328766 | 6.125 | KG | 2631.2 | 2631.2 | LP18 | LP18 | circuit breaker 3VA2 IEC frame 400 breaking capacity class H Icu=85kA @ 415V 4-pole, line protection ETU550, LSI, In=400A overload protection Ir=160A...400A short-circuit protection Isd=0.6..10x In, Ii=1.5..10x In N conductor protection adjustable (OFF, up to 100%) nut keeper kit circuit breaker 3VA2 IEC frame 400 breaking capacity class H Icu=85kA @ 415V 4-pole, line protection ETU550, LSI, In=400A overload protection 2 AUXILIARY SWITCH CHANGEOVER H 1 TRIP ALARM SWITCH CHANGEOVER |  | 0 | 0
3VA2340-6JP42-0BC0 |  | 3VA2340-6JP42-0BC0 | 1 | UN | 1 | 10 | C | D | EAR99 | N | 85362090 | 1 | 4042949329602 | 6.153 | KG | 2684 |  | LP18 |  | circuit breaker 3VA2 IEC frame 400 breaking capacity class H Icu=85kA @ 415V 4-pole, line protection ETU550, LSI, In=400A overload protection Ir=160A...400A short-circuit protection Isd=0.6..10x In, Ii=1.5..10x In N conductor protection adjustable (OFF, up to 100%) nut keeper kit circuit breaker 3VA2 IEC frame 400 breaking capacity class H Icu=85kA @ 415V 4-pole, line protection ETU550, LSI, In=400A overload protection UNDERVOLTAGE RELEASE 24 V DC ACCESSORY FOR 3VA1 and 3VA20 up 2 AUXILIARY SWITCH CHANGEOVER H |  | 0 | 0
3VA2340-6JP42-0KE0 |  | 3VA2340-6JP42-0KE0 | 1 | UN | 1 | 10 | C | D | EAR99 | N | 85362090 | 1 | 4042949327615 | 6.194 | KG | 2710.4 | 2710.4 | LP18 | LP18 | circuit breaker 3VA2 IEC frame 400 breaking capacity class H Icu=85kA @ 415V 4-pole, line protection ETU550, LSI, In=400A overload protection Ir=160A...400A short-circuit protection Isd=0.6..10x In, Ii=1.5..10x In N conductor protection adjustable (OFF, up to 100%) nut keeper kit circuit breaker 3VA2 IEC frame 400 breaking capacity class H Icu=85kA @ 415V 4-pole, line protection ETU550, LSI, In=400A overload protection SHUNT TRIP LEFT 208-277 V AC 50/60 HZ 220-250 V DC ACCESSORY 4 AUXILIARY SWITCH CHANGEOVER H |  | 0 | 0
3VA2340-6JQ32-0AA0 |  | 3VA2340-6JQ32-0AA0 | 1 | UN | 1 | 5 | B | D | EAR99 | N | 85362090 | 1 | 4042948806654 | 4.711 | KG | 2227 | 2167.5 | LP18 | LP18 | circuit breaker 3VA2 IEC frame 400 breaking capacity class H Icu=85kA @ 415V 3-pole, line protection ETU560, LSIG, In=400A overload protection Ir=160A...400A short-circuit protection Isd=0.6..10x In, Ii=1.5..10x In N conductor protection optionally with external current transformer, up to 160% gr.-fault prot., can be sw. off Ig=0.2...1 x In, tg=0.05-0.8s nut keeper kit | Lista Papel 2020 SI | 0 | 0
3VA2340-6JQ32-0AB0 |  | 3VA2340-6JQ32-0AB0 | 1 | UN | 1 | 10 | C | D | EAR99 | N | 85362090 | 1 | 4042949054955 | 4.4 | KG | 2384.8 | 2384.8 | LP18 | LP18 | circuit breaker 3VA2 IEC frame 400 breaking capacity class H Icu=85kA @ 415V 3-pole, line protection ETU560, LSIG, In=400A overload protection Ir=160A...400A short-circuit protection Isd=0.6...10 x In, Ii=1.5 x In N conductor protection optionally with external current transformer, up to 160% gr.-fault prot., can be sw. off Ig=0.2...1 x In, tg=0.05-0.8s nut keeper kit 2 auxiliary switches HP | - | 0 | 0
3VA2340-6JQ32-0AC0 |  | 3VA2340-6JQ32-0AC0 | 1 | UN | 1 | 10 | C | D | EAR99 | N | 85362090 | 1 | 4042949057048 | 4.4 | KG | 2367.2 | 2367.2 | LP18 | LP18 | circuit breaker 3VA2 IEC frame 400 breaking capacity class H Icu=85kA @ 415V 3-pole, line protection ETU560, LSIG, In=400A overload protection Ir=160A...400A short-circuit protection Isd=0.6...10 x In, Ii=1.5 x In N conductor protection optionally with external current transformer, up to 160% gr.-fault prot., can be sw. off Ig=0.2...1 x In, tg=0.05-0.8s nut keeper kit 2 auxiliary switches HQ | - | 0 | 0
3VA2340-6JQ32-0AD0 |  | 3VA2340-6JQ32-0AD0 | 1 | UN | 1 | 10 | C | D | EAR99 | N | 85362090 | 1 | 4042949059134 | 4.4 | KG | 2384.8 | 2384.8 | LP18 | LP18 | circuit breaker 3VA2 IEC frame 400 breaking capacity class H Icu=85kA @ 415V 3-pole, line protection ETU560, LSIG, In=400A overload protection Ir=160A...400A short-circuit protection Isd=0.6...10 x In, Ii=1.5 x In N conductor protection optionally with external current transformer, up to 160% gr.-fault prot., can be sw. off Ig=0.2...1 x In, tg=0.05-0.8s nut keeper kit 3 auxiliary switches HQ | - | 0 | 0
3VA2340-6JQ32-0AE0 |  | 3VA2340-6JQ32-0AE0 | 1 | UN | 1 | 10 | C | D | EAR99 | N | 85362090 | 1 | 4042949061229 | 4.4 | KG | 2402.4 | 2402.4 | LP18 | LP18 | circuit breaker 3VA2 IEC frame 400 breaking capacity class H Icu=85kA @ 415V 3-pole, line protection ETU560, LSIG, In=400A overload protection Ir=160A...400A short-circuit protection Isd=0.6...10 x In, Ii=1.5 x In N conductor protection optionally with external current transformer, up to 160% gr.-fault prot., can be sw. off Ig=0.2...1 x In, tg=0.05-0.8s nut keeper kit 4 auxiliary switches HQ | - | 0 | 0
3VA2340-6JQ32-0AF0 |  | 3VA2340-6JQ32-0AF0 | 1 | UN | 1 | 10 | C | D | EAR99 | N | 85362090 | 1 | 4042949063315 | 4.4 | KG | 2367.2 | 2367.2 | LP18 | LP18 | circuit breaker 3VA2 IEC frame 400 breaking capacity class H Icu=85kA @ 415V 3-pole, line protection ETU560, LSIG, In=400A overload protection Ir=160A...400A short-circuit protection Isd=0.6...10 x In, Ii=1.5 x In N conductor protection optionally with external current transformer, up to 160% gr.-fault prot., can be sw. off Ig=0.2...1 x In, tg=0.05-0.8s nut keeper kit 1 auxiliary switch HQ 1 trip alarm switch HQ | - | 0 | 0
3VA2340-6JQ32-0AG0 |  | 3VA2340-6JQ32-0AG0 | 1 | UN | 1 | 10 | C | D | EAR99 | N | 85362090 | 1 | 4042949065401 | 4.4 | KG | 2384.8 | 2384.8 | LP18 | LP18 | circuit breaker 3VA2 IEC frame 400 breaking capacity class H Icu=85kA @ 415V 3-pole, line protection ETU560, LSIG, In=400A overload protection Ir=160A...400A short-circuit protection Isd=0.6...10 x In, Ii=1.5 x In N conductor protection optionally with external current transformer, up to 160% gr.-fault prot., can be sw. off Ig=0.2...1 x In, tg=0.05-0.8s nut keeper kit 1 auxiliary switch HP 1 trip alarm switch HP | - | 0 | 0
3VA2340-6JQ32-0AH0 |  | 3VA2340-6JQ32-0AH0 | 1 | UN | 1 | 10 | C | D | EAR99 | N | 85362090 | 1 | 4042949067498 | 4.4 | KG | 2384.8 | 2384.8 | LP18 | LP18 | circuit breaker 3VA2 IEC frame 400 breaking capacity class H Icu=85kA @ 415V 3-pole, line protection ETU560, LSIG, In=400A overload protection Ir=160A...400A short-circuit protection Isd=0.6...10 x In, Ii=1.5 x In N conductor protection optionally with external current transformer, up to 160% gr.-fault prot., can be sw. off Ig=0.2...1 x In, tg=0.05-0.8s nut keeper kit 2 auxiliary switches HQ 1 trip alarm switch HQ | - | 0 | 0
3VA2340-6JQ32-0AJ0 |  | 3VA2340-6JQ32-0AJ0 | 1 | UN | 1 | 10 | C | D | EAR99 | N | 85362090 | 1 | 4042949067856 | 4.4 | KG | 2420 | 2420 | LP18 | LP18 | circuit breaker 3VA2 IEC frame 400 breaking capacity class H Icu=85kA @ 415V 3-pole, line protection ETU560, LSIG, In=400A overload protection Ir=160A...400A short-circuit protection Isd=0.6...10 x In, Ii=1.5 x In N conductor protection optionally with external current transformer, up to 160% gr.-fault prot., can be sw. off Ig=0.2...1 x In, tg=0.05-0.8s nut keeper kit 2 auxiliary switches HP 1 trip alarm switch HP | - | 0 | 0
3VA2340-6JQ32-0BA0 |  | 3VA2340-6JQ32-0BA0 | 1 | UN | 1 | 10 | C | D | EAR99 | N | 85362090 | 1 | 4042949042419 | 4.4 | KG | 2420 | 2420 | LP18 | LP18 | circuit breaker 3VA2 IEC frame 400 breaking capacity class H Icu=85kA @ 415V 3-pole, line protection ETU560, LSIG, In=400A overload protection Ir=160A...400A short-circuit protection Isd=0.6...10 x In, Ii=1.5 x In N conductor protection optionally with external current transformer, up to 160% gr.-fault prot., can be sw. off Ig=0.2...1 x In, tg=0.05-0.8s nut keeper kit undervoltage release (UVR) 24V DC | - | 0 | 0
3VA2340-6JQ32-0BC0 |  | 3VA2340-6JQ32-0BC0 | 1 | UN | 1 | 10 | C | D | EAR99 | N | 85362090 | 1 | 4042949069942 | 4.4 | KG | 2464 | 2464 | LP18 | LP18 | circuit breaker 3VA2 IEC frame 400 breaking capacity class H Icu=85kA @ 415V 3-pole, line protection ETU560, LSIG, In=400A overload protection Ir=160A...400A short-circuit protection Isd=0.6...10 x In, Ii=1.5 x In N conductor protection optionally with external current transformer, up to 160% gr.-fault prot., can be sw. off Ig=0.2...1 x In, tg=0.05-0.8s nut keeper kit undervoltage release (UVR) 24V DC 2 auxiliary switches HQ | - | 0 | 0
3VA2340-6JQ32-0BH0 |  | 3VA2340-6JQ32-0BH0 | 1 | UN | 1 | 10 | C | D | EAR99 | N | 85362090 | 1 | 4042949082484 | 4.4 | KG | 2481.6 | 2481.6 | LP18 | LP18 | circuit breaker 3VA2 IEC frame 400 breaking capacity class H Icu=85kA @ 415V 3-pole, line protection ETU560, LSIG, In=400A overload protection Ir=160A...400A short-circuit protection Isd=0.6...10 x In, Ii=1.5 x In N conductor protection optionally with external current transformer, up to 160% gr.-fault prot., can be sw. off Ig=0.2...1 x In, tg=0.05-0.8s nut keeper kit undervoltage release (UVR) 24V DC 2 auxiliary switches HQ 1 trip alarm switch HQ | - | 0 | 0
3VA2340-6JQ32-0BL0 |  | 3VA2340-6JQ32-0BL0 | 1 | UN | 1 | 10 | C | D | EAR99 | N | 85362090 | 1 | 4042949093299 | 4.4 | KG | 2516.8 | 2516.8 | LP18 | LP18 | circuit breaker 3VA2 IEC frame 400 breaking capacity class H Icu=85kA @ 415V 3-pole, line protection ETU560, LSIG, IN=400A overload protection Ir=160A ...400A short-circuit protection Isd=0.6...10 x In, Ii=1.5 x In N conductor protection, opt. w. ext. curr. transf., up to 160% gr.-fault prot., can be sw. off Ig=0.2...1 x In= tg=0.05-0.8s nut keeper kit undervoltage release (UVR) 24V DC 2 auxiliary switches HQ 1 trip alarm switch HQ 1 electrical alarm switch | - | 0 | 0
3VA2340-6JQ32-0CA0 |  | 3VA2340-6JQ32-0CA0 | 1 | UN | 1 | 10 | C | D | EAR99 | N | 85362090 | 1 | 4042949044505 | 4.4 | KG | 2420 | 2420 | LP18 | LP18 | circuit breaker 3VA2 IEC frame 400 breaking capacity class H Icu=85kA @ 415V 3-pole, line protection ETU560, LSIG, In=400A overload protection Ir=160A...400A short-circuit protection Isd=0.6...10 x In, Ii=1.5 x In N conductor protection optionally with external current transformer, up to 160% gr.-fault prot., can be sw. off Ig=0.2...1 x In, tg=0.05-0.8s nut keeper kit undervoltage release (UVR) 120-127V AC 50/60Hz | - | 0 | 0
3VA2340-6JQ32-0CC0 |  | 3VA2340-6JQ32-0CC0 | 1 | UN | 1 | 10 | C | D | EAR99 | N | 85362090 | 1 | 4042949072034 | 4.4 | KG | 2464 | 2464 | LP18 | LP18 | circuit breaker 3VA2 IEC frame 400 breaking capacity class H Icu=85kA @ 415V 3-pole, line protection ETU560, LSIG, In=400A overload protection Ir=160A...400A short-circuit protection Isd=0.6...10 x In, Ii=1.5 x In N conductor protection optionally with external current transformer, up to 160% gr.-fault prot., can be sw. off Ig=0.2...1 x In, tg=0.05-0.8s nut keeper kit undervoltage release (UVR) 120-127V AC 50/60Hz 2 auxiliary switches HQ | - | 0 | 0
3VA2340-6JQ32-0CH0 |  | 3VA2340-6JQ32-0CH0 | 1 | UN | 1 | 10 | C | D | EAR99 | N | 85362090 | 1 | 4042949084570 | 4.4 | KG | 2481.6 | 2481.6 | LP18 | LP18 | circuit breaker 3VA2 IEC frame 400 breaking capacity class H Icu=85kA @ 415V 3-pole, line protection ETU560, LSIG, In=400A overload protection Ir=160A...400A short-circuit protection Isd=0.6...10 x In, Ii=1.5 x In N conductor protection optionally with external current transformer, up to 160% gr.-fault prot., can be sw. off Ig=0.2...1 x In, tg=0.05-0.8s nut keeper kit undervoltage release (UVR) 120-127V AC 50/60Hz 2 auxiliary switches HQ 1 trip alarm switch HQ | - | 0 | 0
3VA2340-6JQ32-0CL0 |  | 3VA2340-6JQ32-0CL0 | 1 | UN | 1 | 10 | C | D | EAR99 | N | 85362090 | 1 | 4042949093657 | 4.4 | KG | 2516.8 | 2516.8 | LP18 | LP18 | circuit breaker 3VA2 IEC frame 400 breaking capacity class H Icu=85kA @ 415V 3-pole, line protection ETU560, LSIG, In=400A overload protection Ir=160A...400A short-circuit protection Isd=0.6...10 x In, Ii=1.5 x In N conductor protection, opt. w. ext. curr. transf., up to 160% gr.-fault prot., can be sw. off Ig=0.2...1 x In= tg=0.05-0.8s nut keeper kit undervoltage release (UVR) 120-127V AC 50/60Hz 2 auxiliary switches HQ 1 trip alarm switch HQ 1 electrical alarm switch | - | 0 | 0
3VA2340-6JQ32-0DA0 |  | 3VA2340-6JQ32-0DA0 | 1 | UN | 1 | 10 | C | D | EAR99 | N | 85362090 | 1 | 4042949046592 | 4.4 | KG | 2420 | 2420 | LP18 | LP18 | circuit breaker 3VA2 IEC frame 400 breaking capacity class H Icu=85kA @ 415V 3-pole, line protection ETU560, LSIG, In=400A overload protection Ir=160A...400A short-circuit protection Isd=0.6...10 x In, Ii=1.5 x In N conductor protection optionally with external current transformer, up to 160% gr.-fault prot., can be sw. off Ig=0.2...1 x In, tg=0.05-0.8s nut keeper kit undervoltage release (UVR) 208-230V AC 50/60Hz | - | 0 | 0
3VA2340-6JQ32-0DC0 |  | 3VA2340-6JQ32-0DC0 | 1 | UN | 1 | 10 | C | D | EAR99 | N | 85362090 | 1 | 4042949074120 | 4.4 | KG | 2464 | 2464 | LP18 | LP18 | circuit breaker 3VA2 IEC frame 400 breaking capacity class H Icu=85kA @ 415V 3-pole, line protection ETU560, LSIG, In=400A overload protection Ir=160A...400A short-circuit protection Isd=0.6...10 x In, Ii=1.5 x In N conductor protection optionally with external current transformer, up to 160% gr.-fault prot., can be sw. off Ig=0.2...1 x In, tg=0.05-0.8s nut keeper kit undervoltage release (UVR) 208-230V AC 50/60Hz 2 auxiliary switches HQ | - | 0 | 0
3VA2340-6JQ32-0DH0 |  | 3VA2340-6JQ32-0DH0 | 1 | UN | 1 | 10 | C | D | EAR99 | N | 85362090 | 1 | 4042949086666 | 4.4 | KG | 2481.6 | 2481.6 | LP18 | LP18 | circuit breaker 3VA2 IEC frame 400 breaking capacity class H Icu=85kA @ 415V 3-pole, line protection ETU560, LSIG, In=400A overload protection Ir=160A...400A short-circuit protection Isd=0.6...10 x In, Ii=1.5 x In N conductor protection optionally with external current transformer, up to 160% gr.-fault prot., can be sw. off Ig=0.2...1 x In, tg=0.05-0.8s nut keeper kit undervoltage release (UVR) 208-230V AC 50/60Hz 2 auxiliary switches HQ 1 trip alarm switch HQ | - | 0 | 0
3VA2340-6JQ32-0DL0 |  | 3VA2340-6JQ32-0DL0 | 1 | UN | 1 | 10 | C | D | EAR99 | N | 85362090 | 1 | 4042949094012 | 4.4 | KG | 2516.8 | 2516.8 | LP18 | LP18 | circuit breaker 3VA2 IEC frame 400 breaking capacity class H Icu=85kA @ 415V 3-pole, line protection ETU560, LSIG, IN=400A overload protection Ir=160A ...400A short-circuit protection Isd=0.6...10 x In, Ii=1.5 x In N conductor protection, opt. w. ext. curr. transf., up to 160% gr.-fault prot., can be sw. off Ig=0.2...1 x In= tg=0.05-0.8s nut keeper kit undervoltage release (UVR) 208-230V AC 50/60Hz 2 auxiliary switches HQ 1 trip alarm switch HQ 1 electrical alarm switch | - | 0 | 0
3VA2340-6JQ32-0HA0 |  | 3VA2340-6JQ32-0HA0 | 1 | UN | 1 | 10 | C | D | EAR99 | N | 85362090 | 1 | 4042949048688 | 4.4 | KG | 2393.6 | 2393.6 | LP18 | LP18 | circuit breaker 3VA2 IEC frame 400 breaking capacity class H Icu=85kA @ 415V 3-pole, line protection ETU560, LSIG, In=400A overload protection Ir=160A...400A short-circuit protection Isd=0.6...10 x In, Ii=1.5 x In N conductor protection optionally with external current transformer, up to 160% gr.-fault prot., can be sw. off Ig=0.2...1 x In, tg=0.05-0.8s nut keeper kit shunt trip (STL) 12-30V DC; 24V AC 50/60Hz | - | 0 | 0
3VA2340-6JQ32-0HC0 |  | 3VA2340-6JQ32-0HC0 | 1 | UN | 1 | 10 | C | D | EAR99 | N | 85362090 | 1 | 4042949076216 | 4.4 | KG | 2437.6 | 2437.6 | LP18 | LP18 | circuit breaker 3VA2 IEC frame 400 breaking capacity class H Icu=85kA @ 415V 3-pole, line protection ETU560, LSIG, In=400A overload protection Ir=160A...400A short-circuit protection Isd=0.6...10 x In, Ii=1.5 x In N conductor protection optionally with external current transformer, up to 160% gr.-fault prot., can be sw. off Ig=0.2...1 x In, tg=0.05-0.8s nut keeper kit shunt trip (STL) 12-30V DC; 24V AC 50/60Hz 2 auxiliary switches HQ | - | 0 | 0
3VA2340-6JQ32-0HH0 |  | 3VA2340-6JQ32-0HH0 | 1 | UN | 1 | 10 | C | D | EAR99 | N | 85362090 | 1 | 4042949088752 | 4.4 | KG | 2464 | 2464 | LP18 | LP18 | circuit breaker 3VA2 IEC frame 400 breaking capacity class H Icu=85kA @ 415V 3-pole, line protection ETU560, LSIG, In=400A overload protection Ir=160A...400A short-circuit protection Isd=0.6...10 x In, Ii=1.5 x In N conductor protection optionally with external current transformer, up to 160% gr.-fault prot., can be sw. off Ig=0.2...1 x In, tg=0.05-0.8s nut keeper kit shunt trip (STL) 12-30V DC; 24V AC 50/60Hz 2 auxiliary switches HQ 1 trip alarm switch HQ | - | 0 | 0
3VA2340-6JQ32-0HL0 |  | 3VA2340-6JQ32-0HL0 | 1 | UN | 1 | 10 | C | D | EAR99 | N | 85362090 | 1 | 4042949094371 | 4.4 | KG | 2490.4 | 2490.4 | LP18 | LP18 | circuit breaker 3VA2 IEC frame 400 breaking capacity class H Icu=85kA @ 415V 3-pole, line protection ETU560, LSIG, In=400A overload protection Ir=160A...400A short-circuit protection Isd=0.6...10 x In, Ii=1.5 x In N conductor protection, opt. w. ext. curr. transf., up to 160% gr.-fault prot., can be sw. off Ig=0.2...1 x In= tg=0.05-0.8s nut keeper kit shunt trip (STL) 12-30V DC; 24V AC 50/60Hz 2 auxiliary switches HQ 1 trip alarm switch HQ 1 electrical alarm switch | - | 0 | 0
3VA2340-6JQ32-0JA0 |  | 3VA2340-6JQ32-0JA0 | 1 | UN | 1 | 10 | C | D | EAR99 | N | 85362090 | 1 | 4042949050773 | 4.4 | KG | 2393.6 | 2393.6 | LP18 | LP18 | circuit breaker 3VA2 IEC frame 400 breaking capacity class H Icu=85kA @ 415V 3-pole, line protection ETU560, LSIG, In=400A overload protection Ir=160A...400A short-circuit protection Isd=0.6...10 x In, Ii=1.5 x In N conductor protection optionally with external current transformer, up to 160% gr.-fault prot., can be sw. off Ig=0.2...1 x In, tg=0.05-0.8s nut keeper kit shunt trip (STL) 110-127V DC, AC 50/60Hz | - | 0 | 0
3VA2340-6JQ32-0JC0 |  | 3VA2340-6JQ32-0JC0 | 1 | UN | 1 | 10 | C | D | EAR99 | N | 85362090 | 1 | 4042949078302 | 4.4 | KG | 2437.6 | 2437.6 | LP18 | LP18 | circuit breaker 3VA2 IEC frame 400 breaking capacity class H Icu=85kA @ 415V 3-pole, line protection ETU560, LSIG, In=400A overload protection Ir=160A...400A short-circuit protection Isd=0.6...10 x In, Ii=1.5 x In N conductor protection optionally with external current transformer, up to 160% gr.-fault prot., can be sw. off Ig=0.2...1 x In, tg=0.05-0.8s nut keeper kit shunt trip (STL) 110-127V DC, AC 50/60Hz 2 auxiliary switches HQ | - | 0 | 0
3VA2340-6JQ32-0JH0 |  | 3VA2340-6JQ32-0JH0 | 1 | UN | 1 | 10 | C | D | EAR99 | N | 85362090 | 1 | 4042949090847 | 4.4 | KG | 2464 | 2464 | LP18 | LP18 | circuit breaker 3VA2 IEC frame 400 breaking capacity class H Icu=85kA @ 415V 3-pole, line protection ETU560, LSIG, In=400A overload protection Ir=160A...400A short-circuit protection Isd=0.6...10 x In, Ii=1.5 x In N conductor protection optionally with external current transformer, up to 160% gr.-fault prot., can be sw. off Ig=0.2...1 x In, tg=0.05-0.8s nut keeper kit shunt trip (STL) 110-127V DC, AC 50/60Hz 2 auxiliary switches HQ 1 trip alarm switch HQ | - | 0 | 0
3VA2340-6JQ32-0JL0 |  | 3VA2340-6JQ32-0JL0 | 1 | UN | 1 | 10 | C | D | EAR99 | N | 85362090 | 1 | 4042949094739 | 4.4 | KG | 2490.4 | 2490.4 | LP18 | LP18 | circuit breaker 3VA2 IEC frame 400 breaking capacity class H Icu=85kA @ 415V 3-pole, line protection ETU560, LSIG, In=400A overload protection Ir=160A...400A short-circuit protection Isd=0.6...10 x In, Ii=1.5 x In N conductor protection, opt. w. ext. curr. transf., up to 160% gr.-fault prot., can be sw. off Ig=0.2...1 x In= tg=0.05-0.8s nut keeper kit shunt trip (STL) 110-127V DC, AC 50/60Hz 2 auxiliary switches HQ 1 trip alarm switch HQ 1 electrical alarm switch | - | 0 | 0
3VA2340-6JQ32-0KA0 |  | 3VA2340-6JQ32-0KA0 | 1 | UN | 1 | 10 | C | D | EAR99 | N | 85362090 | 1 | 4042949052869 | 4.4 | KG | 2393.6 | 2393.6 | LP18 | LP18 | circuit breaker 3VA2 IEC frame 400 breaking capacity class H Icu=85kA @ 415V 3-pole, line protection ETU560, LSIG, In=400A overload protection Ir=160A...400A short-circuit protection Isd=0.6...10 x In, Ii=1.5 x In N conductor protection optionally with external current transformer, up to 160% gr.-fault prot., can be sw. off Ig=0.2...1 x In, tg=0.05-0.8s nut keeper kit shunt trip (STL) 220-250V DC; 208-277V AC | - | 0 | 0
3VA2340-6JQ32-0KC0 |  | 3VA2340-6JQ32-0KC0 | 1 | UN | 1 | 10 | C | D | EAR99 | N | 85362090 | 1 | 4042949080398 | 4.4 | KG | 2437.6 | 2437.6 | LP18 | LP18 | circuit breaker 3VA2 IEC frame 400 breaking capacity class H Icu=85kA @ 415V 3-pole, line protection ETU560, LSIG, In=400A overload protection Ir=160A...400A short-circuit protection Isd=0.6...10 x In, Ii=1.5 x In N conductor protection optionally with external current transformer, up to 160% gr.-fault prot., can be sw. off Ig=0.2...1 x In, tg=0.05-0.8s nut keeper kit shunt trip (STL) 220-250V DC; 208-277V AC 2 auxiliary switches HQ | - | 0 | 0
3VA2340-6JQ32-0KH0 |  | 3VA2340-6JQ32-0KH0 | 1 | UN | 1 | 10 | C | D | EAR99 | N | 85362090 | 1 | 4042949092933 | 4.4 | KG | 2464 | 2464 | LP18 | LP18 | circuit breaker 3VA2 IEC frame 400 breaking capacity class H Icu=85kA @ 415V 3-pole, line protection ETU560, LSIG, In=400A overload protection Ir=160A...400A short-circuit protection Isd=0.6...10 x In, Ii=1.5 x In N conductor protection optionally with external current transformer, up to 160% gr.-fault prot., can be sw. off Ig=0.2...1 x In, tg=0.05-0.8s nut keeper kit shunt trip (STL) 220-250V DC; 208-277V AC 2 auxiliary switches HQ 1 trip alarm switch HQ | - | 0 | 0
3VA2340-6JQ32-0KL0 |  | 3VA2340-6JQ32-0KL0 | 1 | UN | 1 | 10 | C | D | EAR99 | N | 85362090 | 1 | 4042949095095 | 4.4 | KG | 2490.4 | 2490.4 | LP18 | LP18 | circuit breaker 3VA2 IEC frame 400 breaking capacity class H Icu=85kA @ 415V 3-pole, line protection ETU560, LSIG, In=400A overload protection Ir=160A...400A short-circuit protection Isd=0.6...10 x In, Ii=1.5 x In N conductor protection, opt. w. ext. curr. transf., up to 160% gr.-fault prot., can be sw. off Ig=0.2...1 x In= tg=0.05-0.8s nut keeper kit shunt trip (STL) 220-250V DC; 208-277V AC 2 auxiliary switches HQ 1 trip alarm switch HQ 1 electrical alarm switch | - | 0 | 0
3VA2340-6JQ42-0AA0 |  | 3VA2340-6JQ42-0AA0 | 1 | UN | 1 | 5 | B | D | EAR99 | N | 85362090 | 1 | 4042948807217 | 6.013 | KG | 2694.5 | 2618 | LP18 | LP18 | circuit breaker 3VA2 IEC frame 400 breaking capacity class H Icu=85kA @ 415V 4-pole, line protection ETU560, LSIG, In=400A overload protection Ir=160A...400A short-circuit protection Isd=0.6..10x In, Ii=1.5..10x In N conductor protection adjustable (OFF, up to 100%) gr.-fault prot., can be sw. off Ig=0.2...1 x In= tg=0.05-0.8s nut keeper kit | Lista Papel 2020 SI | 0 | 0
3VA2340-6JQ42-0DJ0 |  | 3VA2340-6JQ42-0DJ0 | 1 | UN | 1 | 10 | C | D | EAR99 | N | 85362090 | 1 | 4042949324676 | 6.196 | KG | 3018.4 | 3018.4 | LP18 | LP18 | circuit breaker 3VA2 IEC frame 400 breaking capacity class H Icu=85kA @ 415V 4-pole, line protection ETU560, LSIG, In=400A overload protection Ir=160A...400A short-circuit protection Isd=0.6..10x In, Ii=1.5..10x In N conductor protection adjustable (OFF, up to 100%) gr.-fault prot., can be sw. off Ig=0.2...1 x In= tg=0.05-0.8s nut keeper kit undervoltage release 208-230V AC 50/60Hz 2 auxiliary switches 1 trip alarm switch | - | 0 | 0
3VA2340-6KP32-0AA0 |  | 3VA2340-6KP32-0AA0 | 1 | UN | 1 | 5 | B | D | EAR99 | N | 85362090 | 1 | 4042948806661 | 4.745 | KG | 2176 | 2116.5 | LP18 | LP18 | circuit breaker 3VA2 IEC frame 400 breaking capacity class H Icu=85kA @ 415V 3-pole, line protection ETU850, LSI, In=400A overload protection Ir=160A...400A short-circuit protection Isd=0.6..10x In, Ii=1.5..10x In N conductor protection optionally with external current transformer, up to 160% nut keeper kit | Lista Papel 2020 SI | 0 | 0
3VA2340-6KP32-0AB0 |  | 3VA2340-6KP32-0AB0 | 1 | UN | 1 | 10 | C | D | EAR99 | N | 85362090 | 1 | 4042949054948 | 4.4 | KG | 2332 | 2332 | LP18 | LP18 | circuit breaker 3VA2 IEC frame 400 breaking capacity class H Icu=85kA @ 415V 3-pole, line protection ETU850, LSI, In=400A overload protection Ir=160A...400A short-circuit protection Isd=0.6...10 x In, Ii=1.5 x In N conductor protection optionally with external current transformer, up to 160% nut keeper kit 2 auxiliary switches HP | - | 0 | 0
3VA2340-6KP32-0AC0 |  | 3VA2340-6KP32-0AC0 | 1 | UN | 1 | 10 | C | D | EAR99 | N | 85362090 | 1 | 4042949057031 | 4.4 | KG | 2314.4 | 2314.4 | LP18 | LP18 | circuit breaker 3VA2 IEC frame 400 breaking capacity class H Icu=85kA @ 415V 3-pole, line protection ETU850, LSI, In=400A overload protection Ir=160A...400A short-circuit protection Isd=0.6...10 x In, Ii=1.5 x In N conductor protection optionally with external current transformer, up to 160% nut keeper kit 2 auxiliary switches HQ | - | 0 | 0
3VA2340-6KP32-0AD0 |  | 3VA2340-6KP32-0AD0 | 1 | UN | 1 | 10 | C | D | EAR99 | N | 85362090 | 1 | 4042949059127 | 4.4 | KG | 2332 | 2332 | LP18 | LP18 | circuit breaker 3VA2 IEC frame 400 breaking capacity class H Icu=85kA @ 415V 3-pole, line protection ETU850, LSI, In=400A overload protection Ir=160A...400A short-circuit protection Isd=0.6...10 x In, Ii=1.5 x In N conductor protection optionally with external current transformer, up to 160% nut keeper kit 3 auxiliary switches HQ | - | 0 | 0
3VA2340-6KP32-0AE0 |  | 3VA2340-6KP32-0AE0 | 1 | UN | 1 | 10 | C | D | EAR99 | N | 85362090 | 1 | 4042949061212 | 4.4 | KG | 2367.2 | 2367.2 | LP18 | LP18 | circuit breaker 3VA2 IEC frame 400 breaking capacity class H Icu=85kA @ 415V 3-pole, line protection ETU850, LSI, In=400A overload protection Ir=160A...400A short-circuit protection Isd=0.6...10 x In, Ii=1.5 x In N conductor protection optionally with external current transformer, up to 160% nut keeper kit 4 auxiliary switches HQ | - | 0 | 0
3VA2340-6KP32-0AF0 |  | 3VA2340-6KP32-0AF0 | 1 | UN | 1 | 10 | C | D | EAR99 | N | 85362090 | 1 | 4042949063308 | 4.4 | KG | 2314.4 | 2314.4 | LP18 | LP18 | circuit breaker 3VA2 IEC frame 400 breaking capacity class H Icu=85kA @ 415V 3-pole, line protection ETU850, LSI, In=400A overload protection Ir=160A...400A short-circuit protection Isd=0.6...10 x In, Ii=1.5 x In N conductor protection optionally with external current transformer, up to 160% nut keeper kit 1 auxiliary switch HQ 1 trip alarm switch HQ | - | 0 | 0
3VA2340-6KP32-0AG0 |  | 3VA2340-6KP32-0AG0 | 1 | UN | 1 | 10 | C | D | EAR99 | N | 85362090 | 1 | 4042949065395 | 4.4 | KG | 2332 | 2332 | LP18 | LP18 | circuit breaker 3VA2 IEC frame 400 breaking capacity class H Icu=85kA @ 415V 3-pole, line protection ETU850, LSI, In=400A overload protection Ir=160A...400A short-circuit protection Isd=0.6...10 x In, Ii=1.5 x In N conductor protection optionally with external current transformer, up to 160% nut keeper kit 1 auxiliary switch HP 1 trip alarm switch HP | - | 0 | 0
3VA2340-6KP32-0AH0 |  | 3VA2340-6KP32-0AH0 | 1 | UN | 1 | 10 | C | D | EAR99 | N | 85362090 | 1 | 4042949067481 | 4.4 | KG | 2332 | 2332 | LP18 | LP18 | circuit breaker 3VA2 IEC frame 400 breaking capacity class H Icu=85kA @ 415V 3-pole, line protection ETU850, LSI, In=400A overload protection Ir=160A...400A short-circuit protection Isd=0.6...10 x In, Ii=1.5 x In N conductor protection optionally with external current transformer, up to 160% nut keeper kit 2 auxiliary switches HQ 1 trip alarm switch HQ | - | 0 | 0
3VA2340-6KP32-0AJ0 |  | 3VA2340-6KP32-0AJ0 | 1 | UN | 1 | 10 | C | D | EAR99 | N | 85362090 | 1 | 4042949067849 | 4.4 | KG | 2384.8 | 2384.8 | LP18 | LP18 | circuit breaker 3VA2 IEC frame 400 breaking capacity class H Icu=85kA @ 415V 3-pole, line protection ETU850, LSI, In=400A overload protection Ir=160A...400A short-circuit protection Isd=0.6...10 x In, Ii=1.5 x In N conductor protection optionally with external current transformer, up to 160% nut keeper kit 2 auxiliary switches HP 1 trip alarm switch HP | - | 0 | 0
3VA2340-6KP32-0BA0 |  | 3VA2340-6KP32-0BA0 | 1 | UN | 1 | 10 | C | D | EAR99 | N | 85362090 | 1 | 4042949042402 | 4.4 | KG | 2384.8 | 2384.8 | LP18 | LP18 | circuit breaker 3VA2 IEC frame 400 breaking capacity class H Icu=85kA @ 415V 3-pole, line protection ETU850, LSI, In=400A overload protection Ir=160A...400A short-circuit protection Isd=0.6...10 x In, Ii=1.5 x In N conductor protection optionally with external current transformer, up to 160% nut keeper kit undervoltage release (UVR) 24V DC | - | 0 | 0
3VA2340-6KP32-0BC0 |  | 3VA2340-6KP32-0BC0 | 1 | UN | 1 | 10 | C | D | EAR99 | N | 85362090 | 1 | 4042949069935 | 4.4 | KG | 2428.8 | 2428.8 | LP18 | LP18 | circuit breaker 3VA2 IEC frame 400 breaking capacity class H Icu=85kA @ 415V 3-pole, line protection ETU850, LSI, In=400A overload protection Ir=160A...400A short-circuit protection Isd=0.6...10 x In, Ii=1.5 x In N conductor protection optionally with external current transformer, up to 160% nut keeper kit undervoltage release (UVR) 24V DC 2 auxiliary switches HQ | - | 0 | 0
3VA2340-6KP32-0BH0 |  | 3VA2340-6KP32-0BH0 | 1 | UN | 1 | 10 | C | D | EAR99 | N | 85362090 | 1 | 4042949082477 | 4.4 | KG | 2446.4 | 2446.4 | LP18 | LP18 | circuit breaker 3VA2 IEC frame 400 breaking capacity class H Icu=85kA @ 415V 3-pole, line protection ETU850, LSI, In=400A overload protection Ir=160A...400A short-circuit protection Isd=0.6...10 x In, Ii=1.5 x In N conductor protection optionally with external current transformer, up to 160% nut keeper kit undervoltage release (UVR) 24V DC 2 auxiliary switches HQ 1 trip alarm switch HQ | - | 0 | 0
3VA2340-6KP32-0BL0 |  | 3VA2340-6KP32-0BL0 | 1 | UN | 1 | 10 | C | D | EAR99 | N | 85362090 | 1 | 4042949093282 | 4.4 | KG | 2481.6 | 2481.6 | LP18 | LP18 | circuit breaker 3VA2 IEC frame 400 breaking capacity class H Icu=85kA @ 415V 3-pole, line protection ETU850, LSI, In=400A overload protection Ir=160A...400A short-circuit protection Isd=0.6...10 x In, Ii=1.5 x In N conductor protection optionally with external current transformer, up to 160% nut keeper kit undervoltage release (UVR) 24V DC 2 auxiliary switches HQ 1 trip alarm switch HQ 1 electrical alarm switch | - | 0 | 0
3VA2340-6KP32-0CA0 |  | 3VA2340-6KP32-0CA0 | 1 | UN | 1 | 10 | C | D | EAR99 | N | 85362090 | 1 | 4042949044499 | 4.4 | KG | 2384.8 | 2384.8 | LP18 | LP18 | circuit breaker 3VA2 IEC frame 400 breaking capacity class H Icu=85kA @ 415V 3-pole, line protection ETU850, LSI, In=400A overload protection Ir=160A...400A short-circuit protection Isd=0.6...10 x In, Ii=1.5 x In N conductor protection optionally with external current transformer, up to 160% nut keeper kit undervoltage release (UVR) 120-127V AC 50/60Hz | - | 0 | 0
3VA2340-6KP32-0CC0 |  | 3VA2340-6KP32-0CC0 | 1 | UN | 1 | 10 | C | D | EAR99 | N | 85362090 | 1 | 4042949072027 | 4.4 | KG | 2428.8 | 2428.8 | LP18 | LP18 | circuit breaker 3VA2 IEC frame 400 breaking capacity class H Icu=85kA @ 415V 3-pole, line protection ETU850, LSI, In=400A overload protection Ir=160A...400A short-circuit protection Isd=0.6...10 x In, Ii=1.5 x In N conductor protection optionally with external current transformer, up to 160% nut keeper kit undervoltage release (UVR) 120-127V AC 50/60Hz 2 auxiliary switches HQ | - | 0 | 0
3VA2340-6KP32-0CH0 |  | 3VA2340-6KP32-0CH0 | 1 | UN | 1 | 10 | C | D | EAR99 | N | 85362090 | 1 | 4042949084563 | 4.4 | KG | 2446.4 | 2446.4 | LP18 | LP18 | circuit breaker 3VA2 IEC frame 400 breaking capacity class H Icu=85kA @ 415V 3-pole, line protection ETU850, LSI, In=400A overload protection Ir=160A...400A short-circuit protection Isd=0.6...10 x In, Ii=1.5 x In N conductor protection optionally with external current transformer, up to 160% nut keeper kit undervoltage release (UVR) 120-127V AC 50/60Hz 2 auxiliary switches HQ 1 trip alarm switch HQ | - | 0 | 0
3VA2340-6KP32-0CL0 |  | 3VA2340-6KP32-0CL0 | 1 | UN | 1 | 10 | C | D | EAR99 | N | 85362090 | 1 | 4042949093640 | 4.4 | KG | 2481.6 | 2481.6 | LP18 | LP18 | circuit breaker 3VA2 IEC frame 400 breaking capacity class H Icu=85kA @ 415V 3-pole, line protection ETU850, LSI, In=400A overload protection Ir=160A...400A short-circuit protection Isd=0.6...10 x In, Ii=1.5 x In N conductor protection optionally with external current transformer, up to 160% nut keeper kit undervoltage release (UVR) 120-127V AC 50/60Hz 2 auxiliary switches HQ 1 trip alarm switch HQ 1 electrical alarm switch | - | 0 | 0
3VA2340-6KP32-0DA0 |  | 3VA2340-6KP32-0DA0 | 1 | UN | 1 | 10 | C | D | EAR99 | N | 85362090 | 1 | 4042949046585 | 4.4 | KG | 2384.8 | 2384.8 | LP18 | LP18 | circuit breaker 3VA2 IEC frame 400 breaking capacity class H Icu=85kA @ 415V 3-pole, line protection ETU850, LSI, In=400A overload protection Ir=160A...400A short-circuit protection Isd=0.6...10 x In, Ii=1.5 x In N conductor protection optionally with external current transformer, up to 160% nut keeper kit undervoltage release (UVR) 208-230V AC 50/60Hz | - | 0 | 0
3VA2340-6KP32-0DC0 |  | 3VA2340-6KP32-0DC0 | 1 | UN | 1 | 10 | C | D | EAR99 | N | 85362090 | 1 | 4042949074113 | 4.4 | KG | 2428.8 | 2428.8 | LP18 | LP18 | circuit breaker 3VA2 IEC frame 400 breaking capacity class H Icu=85kA @ 415V 3-pole, line protection ETU850, LSI, In=400A overload protection Ir=160A...400A short-circuit protection Isd=0.6...10 x In, Ii=1.5 x In N conductor protection optionally with external current transformer, up to 160% nut keeper kit undervoltage release (UVR) 208-230V AC 50/60Hz 2 auxiliary switches HQ | - | 0 | 0
3VA2340-6KP32-0DH0 |  | 3VA2340-6KP32-0DH0 | 1 | UN | 1 | 10 | C | D | EAR99 | N | 85362090 | 1 | 4042949086659 | 4.4 | KG | 2446.4 | 2446.4 | LP18 | LP18 | circuit breaker 3VA2 IEC frame 400 breaking capacity class H Icu=85kA @ 415V 3-pole, line protection ETU850, LSI, In=400A overload protection Ir=160A...400A short-circuit protection Isd=0.6...10 x In, Ii=1.5 x In N conductor protection optionally with external current transformer, up to 160% nut keeper kit undervoltage release (UVR) 208-230V AC 50/60Hz 2 auxiliary switches HQ 1 trip alarm switch HQ | - | 0 | 0
3VA2340-6KP32-0DL0 |  | 3VA2340-6KP32-0DL0 | 1 | UN | 1 | 10 | C | D | EAR99 | N | 85362090 | 1 | 4042949094005 | 4.4 | KG | 2481.6 | 2481.6 | LP18 | LP18 | circuit breaker 3VA2 IEC frame 400 breaking capacity class H Icu=85kA @ 415V 3-pole, line protection ETU850, LSI, In=400A overload protection Ir=160A...400A short-circuit protection Isd=0.6...10 x In, Ii=1.5 x In N conductor protection optionally with external current transformer, up to 160% nut keeper kit undervoltage release (UVR) 208-230V AC 50/60Hz 2 auxiliary switches HQ 1 trip alarm switch HQ 1 electrical alarm switch | - | 0 | 0
3VA2340-6KP32-0HA0 |  | 3VA2340-6KP32-0HA0 | 1 | UN | 1 | 10 | C | D | EAR99 | N | 85362090 | 1 | 4042949048671 | 4.4 | KG | 2349.6 | 2349.6 | LP18 | LP18 | circuit breaker 3VA2 IEC frame 400 breaking capacity class H Icu=85kA @ 415V 3-pole, line protection ETU850, LSI, In=400A overload protection Ir=160A...400A short-circuit protection Isd=0.6...10 x In, Ii=1.5 x In N conductor protection optionally with external current transformer, up to 160% nut keeper kit shunt trip (STL) 12-30V DC; 24V AC 50/60Hz | - | 0 | 0
3VA2340-6KP32-0HC0 |  | 3VA2340-6KP32-0HC0 | 1 | UN | 1 | 10 | C | D | EAR99 | N | 85362090 | 1 | 4042949076209 | 4.4 | KG | 2402.4 | 2402.4 | LP18 | LP18 | circuit breaker 3VA2 IEC frame 400 breaking capacity class H Icu=85kA @ 415V 3-pole, line protection ETU850, LSI, In=400A overload protection Ir=160A...400A short-circuit protection Isd=0.6...10 x In, Ii=1.5 x In N conductor protection optionally with external current transformer, up to 160% nut keeper kit shunt trip (STL) 12-30V DC; 24V AC 50/60Hz 2 auxiliary switches HQ | - | 0 | 0
3VA2340-6KP32-0HH0 |  | 3VA2340-6KP32-0HH0 | 1 | UN | 1 | 10 | C | D | EAR99 | N | 85362090 | 1 | 4042949088745 | 4.4 | KG | 2428.8 | 2428.8 | LP18 | LP18 | circuit breaker 3VA2 IEC frame 400 breaking capacity class H Icu=85kA @ 415V 3-pole, line protection ETU850, LSI, In=400A overload protection Ir=160A...400A short-circuit protection Isd=0.6...10 x In, Ii=1.5 x In N conductor protection optionally with external current transformer, up to 160% nut keeper kit shunt trip (STL) 12-30V DC; 24V AC 50/60Hz 2 auxiliary switches HQ 1 trip alarm switch HQ | - | 0 | 0
3VA2340-6KP32-0HL0 |  | 3VA2340-6KP32-0HL0 | 1 | UN | 1 | 10 | C | D | EAR99 | N | 85362090 | 1 | 4042949094364 | 4.4 | KG | 2455.2 | 2455.2 | LP18 | LP18 | circuit breaker 3VA2 IEC frame 400 breaking capacity class H Icu=85kA @ 415V 3-pole, line protection ETU850, LSI, In=400A overload protection Ir=160A...400A short-circuit protection Isd=0.6...10 x In, Ii=1.5 x In N conductor protection optionally with external current transformer, up to 160% nut keeper kit shunt trip (STL) 12-30V DC; 24V AC 50/60Hz 2 auxiliary switches HQ 1 trip alarm switch HQ 1 electrical alarm switch | - | 0 | 0
3VA2340-6KP32-0JA0 |  | 3VA2340-6KP32-0JA0 | 1 | UN | 1 | 10 | C | D | EAR99 | N | 85362090 | 1 | 4042949050766 | 4.4 | KG | 2349.6 | 2349.6 | LP18 | LP18 | circuit breaker 3VA2 IEC frame 400 breaking capacity class H Icu=85kA @ 415V 3-pole, line protection ETU850, LSI, In=400A overload protection Ir=160A...400A short-circuit protection Isd=0.6...10 x In, Ii=1.5 x In N conductor protection optionally with external current transformer, up to 160% nut keeper kit shunt trip (STL) 110-127V DC, AC 50/60Hz | - | 0 | 0
3VA2340-6KP32-0JC0 |  | 3VA2340-6KP32-0JC0 | 1 | UN | 1 | 10 | C | D | EAR99 | N | 85362090 | 1 | 4042949078296 | 4.4 | KG | 2402.4 | 2402.4 | LP18 | LP18 | circuit breaker 3VA2 IEC frame 400 breaking capacity class H Icu=85kA @ 415V 3-pole, line protection ETU850, LSI, In=400A overload protection Ir=160A...400A short-circuit protection Isd=0.6...10 x In, Ii=1.5 x In N conductor protection optionally with external current transformer, up to 160% nut keeper kit shunt trip (STL) 110-127V DC, AC 50/60Hz 2 auxiliary switches HQ | - | 0 | 0
3VA2340-6KP32-0JH0 |  | 3VA2340-6KP32-0JH0 | 1 | UN | 1 | 10 | C | D | EAR99 | N | 85362090 | 1 | 4042949090830 | 4.4 | KG | 2428.8 | 2428.8 | LP18 | LP18 | circuit breaker 3VA2 IEC frame 400 breaking capacity class H Icu=85kA @ 415V 3-pole, line protection ETU850, LSI, In=400A overload protection Ir=160A...400A short-circuit protection Isd=0.6...10 x In, Ii=1.5 x In N conductor protection optionally with external current transformer, up to 160% nut keeper kit shunt trip (STL) 110-127V DC, AC 50/60Hz 2 auxiliary switches HQ 1 trip alarm switch HQ | - | 0 | 0
3VA2340-6KP32-0JL0 |  | 3VA2340-6KP32-0JL0 | 1 | UN | 1 | 10 | C | D | EAR99 | N | 85362090 | 1 | 4042949094722 | 4.4 | KG | 2455.2 | 2455.2 | LP18 | LP18 | circuit breaker 3VA2 IEC frame 400 breaking capacity class H Icu=85kA @ 415V 3-pole, line protection ETU850, LSI, In=400A overload protection Ir=160A...400A short-circuit protection Isd=0.6...10 x In, Ii=1.5 x In N conductor protection optionally with external current transformer, up to 160% nut keeper kit shunt trip (STL) 110-127V DC, AC 50/60Hz 2 auxiliary switches HQ 1 trip alarm switch HQ 1 electrical alarm switch | - | 0 | 0
3VA2340-6KP32-0KA0 |  | 3VA2340-6KP32-0KA0 | 1 | UN | 1 | 10 | C | D | EAR99 | N | 85362090 | 1 | 4042949052852 | 4.4 | KG | 2349.6 | 2349.6 | LP18 | LP18 | circuit breaker 3VA2 IEC frame 400 breaking capacity class H Icu=85kA @ 415V 3-pole, line protection ETU850, LSI, In=400A overload protection Ir=160A...400A short-circuit protection Isd=0.6...10 x In, Ii=1.5 x In N conductor protection optionally with external current transformer, up to 160% nut keeper kit shunt trip (STL) 220-250V DC; 208-277V AC | - | 0 | 0
3VA2340-6KP32-0KC0 |  | 3VA2340-6KP32-0KC0 | 1 | UN | 1 | 10 | C | D | EAR99 | N | 85362090 | 1 | 4042949080381 | 4.4 | KG | 2402.4 | 2402.4 | LP18 | LP18 | circuit breaker 3VA2 IEC frame 400 breaking capacity class H Icu=85kA @ 415V 3-pole, line protection ETU850, LSI, In=400A overload protection Ir=160A...400A short-circuit protection Isd=0.6...10 x In, Ii=1.5 x In N conductor protection optionally with external current transformer, up to 160% nut keeper kit shunt trip (STL) 220-250V DC; 208-277V AC 2 auxiliary switches HQ | - | 0 | 0
3VA2340-6KP32-0KH0 |  | 3VA2340-6KP32-0KH0 | 1 | UN | 1 | 10 | C | D | EAR99 | N | 85362090 | 1 | 4042949092926 | 4.4 | KG | 2428.8 | 2428.8 | LP18 | LP18 | circuit breaker 3VA2 IEC frame 400 breaking capacity class H Icu=85kA @ 415V 3-pole, line protection ETU850, LSI, In=400A overload protection Ir=160A...400A short-circuit protection Isd=0.6...10 x In, Ii=1.5 x In N conductor protection optionally with external current transformer, up to 160% nut keeper kit shunt trip (STL) 220-250V DC; 208-277V AC 2 auxiliary switches HQ 1 trip alarm switch HQ | - | 0 | 0
3VA2340-6KP32-0KL0 |  | 3VA2340-6KP32-0KL0 | 1 | UN | 1 | 10 | C | D | EAR99 | N | 85362090 | 1 | 4042949095088 | 4.4 | KG | 2455.2 | 2455.2 | LP18 | LP18 | circuit breaker 3VA2 IEC frame 400 breaking capacity class H Icu=85kA @ 415V 3-pole, line protection ETU850, LSI, In=400A overload protection Ir=160A...400A short-circuit protection Isd=0.6...10 x In, Ii=1.5 x In N conductor protection optionally with external current transformer, up to 160% nut keeper kit shunt trip (STL) 220-250V DC; 208-277V AC 2 auxiliary switches HQ 1 trip alarm switch HQ 1 electrical alarm switch | - | 0 | 0
3VA2340-6KP42-0AA0 |  | 3VA2340-6KP42-0AA0 | 1 | UN | 1 | 5 | B | D | EAR99 | N | 85362090 | 1 | 4042948807224 | 6.052 | KG | 2652 | 2575.5 | LP18 | LP18 | circuit breaker 3VA2 IEC frame 400 breaking capacity class H Icu=85kA @ 415V 4-pole, line protection ETU850, LSI, In=400A overload protection Ir=160A...400A short-circuit protection Isd=0.6..10x In, Ii=1.5..10x In N conductor protection adjustable (OFF, up to 100%) nut keeper kit | Lista Papel 2020 SI | 0 | 0
3VA2340-6KP42-0AJ0 |  | 3VA2340-6KP42-0AJ0 | 1 | UN | 1 | 10 | C | D | EAR99 | N | 85362090 | 1 | 4042949322627 | 5.796 | KG | 2851.2 | 2851.2 | LP18 | LP18 | circuit breaker 3VA2 IEC frame 400 breaking capacity class H Icu=85kA @ 415V 4-pole, line protection ETU850, LSI, In=400A overload protection Ir=160A...400A short-circuit protection Isd=0.6..10x In, Ii=1.5..10x In N conductor protection adjustable (OFF, up to 100%) nut keeper kit 2 auxiliary switches HP 1 trip alarm switch HP | - | 0 | 0
3VA2340-6KQ32-0AA0 |  | 3VA2340-6KQ32-0AA0 | 1 | UN | 1 | 5 | B | D | EAR99 | N | 85362090 | 1 | 4042948806678 | 4.5 | KG | 2329 | 2261 | LP18 | LP18 | circuit breaker 3VA2 IEC frame 400 breaking capacity class H Icu=85kA @ 415V 3-pole, line protection ETU860, LSIG, In=400A overload protection Ir=160A...400A short-circuit protection Isd=0.6..10x In, Ii=1.5..10x In N conductor protection optionally with external current transformer, up to 160% gr.-fault prot., can be sw. off Ig=0.2...1 x In, tg=0.05-0.8s nut keeper kit | Lista Papel 2020 SI | 0 | 0
3VA2340-6KQ42-0AA0 |  | 3VA2340-6KQ42-0AA0 | 1 | UN | 1 | 5 | B | D | EAR99 | N | 85362090 | 1 | 4042948807231 | 5.7 | KG | 2788 | 2711.5 | LP18 | LP18 | circuit breaker 3VA2 IEC frame 400 breaking capacity class H Icu=85kA @ 415V 4-pole, line protection ETU860, LSIG, In=400A overload protection Ir=160A...400A short-circuit protection Isd=0.6..10x In, Ii=1.5..10x In N conductor protection adjustable (OFF, up to 100%) gr.-fault prot., can be sw. off Ig=0.2...1 x In= tg=0.05-0.8s nut keeper kit | Lista Papel 2020 SI | 0 | 0
3VA2340-7HL32-0AA0 |  | 3VA2340-7HL32-0AA0 | 1 | UN | 1 | 5 | B | D | EAR99 | N | 85362090 | 1 | 4042948834244 | 4.694 | KG | 1598 | 1555.5 | LP18 | LP18 | circuit breaker 3VA2 IEC frame 400 breaking capacity class C Icu=110kA @ 415V 3-pole, line protection ETU320, LI, In=400A overload protection Ir=160A...400A short-circuit protection Ii=1.5...10 x In nut keeper kit | Lista Papel 2020 SI | 0 | 0
3VA2340-7HL32-0AB0 |  | 3VA2340-7HL32-0AB0 | 1 | UN | 1 | 10 | C | D | EAR99 | N | 85362090 | 1 | 4042949096030 | 4.4 | KG | 1724.8 | 1724.8 | LP18 | LP18 | circuit breaker 3VA2 IEC frame 400 breaking capacity class C Icu=110kA @ 415V 3-pole, line protection ETU320, LI, In=400A overload protection Ir=160A...400A short-circuit protection Ii=1.5...10 x In nut keeper kit 2 auxiliary switches HP | - | 0 | 0
3VA2340-7HL32-0AC0 |  | 3VA2340-7HL32-0AC0 | 1 | UN | 1 | 10 | C | D | EAR99 | N | 85362090 | 1 | 4042949096153 | 4.4 | KG | 1698.4 | 1698.4 | LP18 | LP18 | circuit breaker 3VA2 IEC frame 400 breaking capacity class C Icu=110kA @ 415V 3-pole, line protection ETU320, LI, In=400A overload protection Ir=160A...400A short-circuit protection Ii=1.5...10 x In nut keeper kit 2 auxiliary switches HQ | - | 0 | 0
3VA2340-7HL32-0AD0 |  | 3VA2340-7HL32-0AD0 | 1 | UN | 1 | 10 | C | D | EAR99 | N | 85362090 | 1 | 4042949096276 | 4.4 | KG | 1724.8 | 1724.8 | LP18 | LP18 | circuit breaker 3VA2 IEC frame 400 breaking capacity class C Icu=110kA @ 415V 3-pole, line protection ETU320, LI, In=400A overload protection Ir=160A...400A short-circuit protection Ii=1.5...10 x In nut keeper kit 3 auxiliary switches HQ | - | 0 | 0
3VA2340-7HL32-0AE0 |  | 3VA2340-7HL32-0AE0 | 1 | UN | 1 | 10 | C | D | EAR99 | N | 85362090 | 1 | 4042949096399 | 4.4 | KG | 1751.2 | 1751.2 | LP18 | LP18 | circuit breaker 3VA2 IEC frame 400 breaking capacity class C Icu=110kA @ 415V 3-pole, line protection ETU320, LI, In=400A overload protection Ir=160A...400A short-circuit protection Ii=1.5...10 x In nut keeper kit 4 auxiliary switches HQ | - | 0 | 0
3VA2340-7HL32-0AF0 |  | 3VA2340-7HL32-0AF0 | 1 | UN | 1 | 10 | C | D | EAR99 | N | 85362090 | 1 | 4042949096511 | 4.4 | KG | 1698.4 | 1698.4 | LP18 | LP18 | circuit breaker 3VA2 IEC frame 400 breaking capacity class C Icu=110kA @ 415V 3-pole, line protection ETU320, LI, In=400A overload protection Ir=160A...400A short-circuit protection Ii=1.5...10 x In nut keeper kit 1 auxiliary switch HQ 1 trip alarm switch HQ | - | 0 | 0
3VA2340-7HL32-0AG0 |  | 3VA2340-7HL32-0AG0 | 1 | UN | 1 | 10 | C | D | EAR99 | N | 85362090 | 1 | 4042949096634 | 4.4 | KG | 1724.8 | 1724.8 | LP18 | LP18 | circuit breaker 3VA2 IEC frame 400 breaking capacity class C Icu=110kA @ 415V 3-pole, line protection ETU320, LI, In=400A overload protection Ir=160A...400A short-circuit protection Ii=1.5...10 x In nut keeper kit 1 auxiliary switch HP 1 trip alarm switch HP | - | 0 | 0
3VA2340-7HL32-0AH0 |  | 3VA2340-7HL32-0AH0 | 1 | UN | 1 | 10 | C | D | EAR99 | N | 85362090 | 1 | 4042949096757 | 4.4 | KG | 1724.8 | 1724.8 | LP18 | LP18 | circuit breaker 3VA2 IEC frame 400 breaking capacity class C Icu=110kA @ 415V 3-pole, line protection ETU320, LI, In=400A overload protection Ir=160A...400A short-circuit protection Ii=1.5...10 x In nut keeper kit 2 auxiliary switches HQ 1 trip alarm switch HQ | - | 0 | 0
3VA2340-7HL32-0AJ0 |  | 3VA2340-7HL32-0AJ0 | 1 | UN | 1 | 10 | C | D | EAR99 | N | 85362090 | 1 | 4042949096870 | 4.4 | KG | 1768.8 | 1768.8 | LP18 | LP18 | circuit breaker 3VA2 IEC frame 400 breaking capacity class C Icu=110kA @ 415V 3-pole, line protection ETU320, LI, In=400A overload protection Ir=160A...400A short-circuit protection Ii=1.5...10 x In nut keeper kit 2 auxiliary switches HP 1 trip alarm switch HP | - | 0 | 0
3VA2340-7HL32-0AL0 |  | 3VA2340-7HL32-0AL0 | 1 | UN | 1 | 10 | C | D | EAR99 | N | 85362090 | 1 | 4042949327028 | 4.795 | KG | 1768.8 | 1768.8 | LP18 | LP18 | circuit breaker 3VA2 IEC frame 400 breaking capacity class C Icu=110kA @ 415V 3-pole, line protection ETU320, LI, In=400A overload protection Ir=160A...400A short-circuit protection Ii=1.5...10 x In nut keeper kit circuit breaker 3VA2 IEC frame 400 breaking capacity class C Icu=110kA @ 415V 3-pole, line protection ETU320, LI, In=400A overload protection Ir=160A...400A short-circuit protection Ii=1.5...10 x In nut 2 auxiliary switch changeover H 1 trip alarm switch changeover 1 electrical alarm switch HQ |  | 0 | 0
3VA2340-7HL32-0BA0 |  | 3VA2340-7HL32-0BA0 | 1 | UN | 1 | 10 | C | D | EAR99 | N | 85362090 | 1 | 4042949095316 | 4.4 | KG | 1768.8 | 1768.8 | LP18 | LP18 | circuit breaker 3VA2 IEC frame 400 breaking capacity class C Icu=110kA @ 415V 3-pole, line protection ETU320, LI, In=400A overload protection Ir=160A...400A short-circuit protection Ii=1.5...10 x In nut keeper kit undervoltage release (UVR) 24V DC | - | 0 | 0
3VA2340-7HL32-0BC0 |  | 3VA2340-7HL32-0BC0 | 1 | UN | 1 | 10 | C | D | EAR99 | N | 85362090 | 1 | 4042949096993 | 4.4 | KG | 1830.4 | 1830.4 | LP18 | LP18 | circuit breaker 3VA2 IEC frame 400 breaking capacity class C Icu=110kA @ 415V 3-pole, line protection ETU320, LI, In=400A overload protection Ir=160A...400A short-circuit protection Ii=1.5...10 x In nut keeper kit undervoltage release (UVR) 24V DC 2 auxiliary switches HQ | - | 0 | 0
3VA2340-7HL32-0BH0 |  | 3VA2340-7HL32-0BH0 | 1 | UN | 1 | 10 | C | D | EAR99 | N | 85362090 | 1 | 4042949097716 | 4.4 | KG | 1848 | 1848 | LP18 | LP18 | circuit breaker 3VA2 IEC frame 400 breaking capacity class C Icu=110kA @ 415V 3-pole, line protection ETU320, LI, In=400A overload protection Ir=160A...400A short-circuit protection Ii=1.5...10 x In nut keeper kit undervoltage release (UVR) 24V DC 2 auxiliary switches HQ 1 trip alarm switch HQ | - | 0 | 0
3VA2340-7HL32-0BL0 |  | 3VA2340-7HL32-0BL0 | 1 | UN | 1 | 10 | C | D | EAR99 | N | 85362090 | 1 | 4042949098430 | 4.4 | KG | 1883.2 | 1883.2 | LP18 | LP18 | circuit breaker 3VA2 IEC frame 400 breaking capacity class C Icu=110kA @ 415V 3-pole, line protection ETU320, LI, In=400A overload protection Ir=160A...400A short-circuit protection Ii=1.5...10 x In nut keeper kit undervoltage release (UVR) 24V DC 2 auxiliary switches HQ 1 trip alarm switch HQ 1 electrical alarm switch | - | 0 | 0
3VA2340-7HL32-0CA0 |  | 3VA2340-7HL32-0CA0 | 1 | UN | 1 | 10 | C | D | EAR99 | N | 85362090 | 1 | 4042949095439 | 4.4 | KG | 1768.8 | 1768.8 | LP18 | LP18 | circuit breaker 3VA2 IEC frame 400 breaking capacity class C Icu=110kA @ 415V 3-pole, line protection ETU320, LI, In=400A overload protection Ir=160A...400A short-circuit protection Ii=1.5...10 x In nut keeper kit undervoltage release (UVR) 120-127V AC 50/60Hz | - | 0 | 0
3VA2340-7HL32-0CC0 |  | 3VA2340-7HL32-0CC0 | 1 | UN | 1 | 10 | C | D | EAR99 | N | 85362090 | 1 | 4042949097112 | 4.4 | KG | 1830.4 | 1830.4 | LP18 | LP18 | circuit breaker 3VA2 IEC frame 400 breaking capacity class C Icu=110kA @ 415V 3-pole, line protection ETU320, LI, In=400A overload protection Ir=160A...400A short-circuit protection Ii=1.5...10 x In nut keeper kit undervoltage release (UVR) 120-127V AC 50/60Hz 2 auxiliary switches HQ | - | 0 | 0
3VA2340-7HL32-0CH0 |  | 3VA2340-7HL32-0CH0 | 1 | UN | 1 | 10 | C | D | EAR99 | N | 85362090 | 1 | 4042949097839 | 4.4 | KG | 1848 | 1848 | LP18 | LP18 | circuit breaker 3VA2 IEC frame 400 breaking capacity class C Icu=110kA @ 415V 3-pole, line protection ETU320, LI, In=400A overload protection Ir=160A...400A short-circuit protection Ii=1.5...10 x In nut keeper kit undervoltage release (UVR) 120-127V AC 50/60Hz 2 auxiliary switches HQ 1 trip alarm switch HQ | - | 0 | 0
3VA2340-7HL32-0CL0 |  | 3VA2340-7HL32-0CL0 | 1 | UN | 1 | 10 | C | D | EAR99 | N | 85362090 | 1 | 4042949098553 | 4.4 | KG | 1883.2 | 1883.2 | LP18 | LP18 | circuit breaker 3VA2 IEC frame 400 breaking capacity class C Icu=110kA @ 415V 3-pole, line protection ETU320, LI, In=400A overload protection Ir=160A...400A short-circuit protection Ii=1.5...10 x In nut keeper kit undervoltage release (UVR) 120-127V AC 50/60Hz 2 auxiliary switches HQ 1 trip alarm switch HQ 1 electrical alarm switch | - | 0 | 0
3VA2340-7HL32-0DA0 |  | 3VA2340-7HL32-0DA0 | 1 | UN | 1 | 10 | C | D | EAR99 | N | 85362090 | 1 | 4042949095552 | 4.3 | KG | 1768.8 | 1768.8 | LP18 | LP18 | circuit breaker 3VA2 IEC frame 400 breaking capacity class C Icu=110kA @ 415V 3-pole, line protection ETU320, LI, In=400A overload protection Ir=160A...400A short-circuit protection Ii=1.5...10 x In nut keeper kit undervoltage release (UVR) 208-230V AC 50/60Hz | - | 0 | 0
3VA2340-7HL32-0DC0 |  | 3VA2340-7HL32-0DC0 | 1 | UN | 1 | 10 | C | D | EAR99 | N | 85362090 | 1 | 4042949097235 | 4.3 | KG | 1830.4 | 1830.4 | LP18 | LP18 | circuit breaker 3VA2 IEC frame 400 breaking capacity class C Icu=110kA @ 415V 3-pole, line protection ETU320, LI, In=400A overload protection Ir=160A...400A short-circuit protection Ii=1.5...10 x In nut keeper kit undervoltage release (UVR) 208-230V AC 50/60Hz 2 auxiliary switches HQ | - | 0 | 0
3VA2340-7HL32-0DH0 |  | 3VA2340-7HL32-0DH0 | 1 | UN | 1 | 10 | C | D | EAR99 | N | 85362090 | 1 | 4042949097952 | 4.3 | KG | 1848 | 1848 | LP18 | LP18 | circuit breaker 3VA2 IEC frame 400 breaking capacity class C Icu=110kA @ 415V 3-pole, line protection ETU320, LI, In=400A overload protection Ir=160A...400A short-circuit protection Ii=1.5...10 x In nut keeper kit undervoltage release (UVR) 208-230V AC 50/60Hz 2 auxiliary switches HQ 1 trip alarm switch HQ | - | 0 | 0
3VA2340-7HL32-0DL0 |  | 3VA2340-7HL32-0DL0 | 1 | UN | 1 | 10 | C | D | EAR99 | N | 85362090 | 1 | 4042949098676 | 4.3 | KG | 1883.2 | 1883.2 | LP18 | LP18 | circuit breaker 3VA2 IEC frame 400 breaking capacity class C Icu=110kA @ 415V 3-pole, line protection ETU320, LI, In=400A overload protection Ir=160A...400A short-circuit protection Ii=1.5...10 x In nut keeper kit undervoltage release (UVR) 208-230V AC 50/60Hz 2 auxiliary switches HQ 1 trip alarm switch HQ 1 electrical alarm switch | - | 0 | 0
3VA2340-7HL32-0HA0 |  | 3VA2340-7HL32-0HA0 | 1 | UN | 1 | 10 | C | D | EAR99 | N | 85362090 | 1 | 4042949095675 | 4.3 | KG | 1733.6 | 1733.6 | LP18 | LP18 | circuit breaker 3VA2 IEC frame 400 breaking capacity class C Icu=110kA @ 415V 3-pole, line protection ETU320, LI, In=400A overload protection Ir=160A...400A short-circuit protection Ii=1.5...10 x In nut keeper kit shunt trip (STL) 12-30V DC, 24V AC 50/60Hz | - | 0 | 0
3VA2340-7HL32-0HC0 |  | 3VA2340-7HL32-0HC0 | 1 | UN | 1 | 10 | C | D | EAR99 | N | 85362090 | 1 | 4042949097358 | 4.3 | KG | 1795.2 | 1795.2 | LP18 | LP18 | circuit breaker 3VA2 IEC frame 400 breaking capacity class C Icu=110kA @ 415V 3-pole, line protection ETU320, LI, In=400A overload protection Ir=160A...400A short-circuit protection Ii=1.5...10 x In nut keeper kit shunt trip (STL) 12-30V DC, 24V AC 50/60Hz 2 auxiliary switches HQ | - | 0 | 0
3VA2340-7HL32-0HH0 |  | 3VA2340-7HL32-0HH0 | 1 | UN | 1 | 10 | C | D | EAR99 | N | 85362090 | 1 | 4042949098072 | 4.3 | KG | 1830.4 | 1830.4 | LP18 | LP18 | circuit breaker 3VA2 IEC frame 400 breaking capacity class C Icu=110kA @ 415V 3-pole, line protection ETU320, LI, In=400A overload protection Ir=160A...400A short-circuit protection Ii=1.5...10 x In nut keeper kit shunt trip (STL) 12-30V DC, 24V AC 50/60Hz 2 auxiliary switches HQ 1 trip alarm switch HQ | - | 0 | 0
3VA2340-7HL32-0HL0 |  | 3VA2340-7HL32-0HL0 | 1 | UN | 1 | 10 | C | D | EAR99 | N | 85362090 | 1 | 4042949098799 | 4.3 | KG | 1856.8 | 1856.8 | LP18 | LP18 | circuit breaker 3VA2 IEC frame 400 breaking capacity class C Icu=110kA @ 415V 3-pole, line protection ETU320, LI, In=400A overload protection Ir=160A...400A short-circuit protection Ii=1.5...10 x In nut keeper kit shunt trip (STL) 12-30V DC, 24V AC 50/60Hz 2 auxiliary switches HQ 1 trip alarm switch HQ 1 electrical alarm switch | - | 0 | 0
3VA2340-7HL32-0JA0 |  | 3VA2340-7HL32-0JA0 | 1 | UN | 1 | 10 | C | D | EAR99 | N | 85362090 | 1 | 4042949095798 | 4.3 | KG | 1733.6 | 1733.6 | LP18 | LP18 | circuit breaker 3VA2 IEC frame 400 breaking capacity class C Icu=110kA @ 415V 3-pole, line protection ETU320, LI, In=400A overload protection Ir=160A...400A short-circuit protection Ii=1.5...10 x In nut keeper kit shunt trip (STL) 110-127V DC, AC 50/60Hz | - | 0 | 0
3VA2340-7HL32-0JC0 |  | 3VA2340-7HL32-0JC0 | 1 | UN | 1 | 10 | C | D | EAR99 | N | 85362090 | 1 | 4042949097471 | 4.3 | KG | 1795.2 | 1795.2 | LP18 | LP18 | circuit breaker 3VA2 IEC frame 400 breaking capacity class C Icu=110kA @ 415V 3-pole, line protection ETU320, LI, In=400A overload protection Ir=160A...400A short-circuit protection Ii=1.5...10 x In nut keeper kit shunt trip (STL) 110-127V DC, AC 50/60Hz 2 auxiliary switches HQ | - | 0 | 0
3VA2340-7HL32-0JH0 |  | 3VA2340-7HL32-0JH0 | 1 | UN | 1 | 10 | C | D | EAR99 | N | 85362090 | 1 | 4042949098195 | 4.3 | KG | 1830.4 | 1830.4 | LP18 | LP18 | circuit breaker 3VA2 IEC frame 400 breaking capacity class C Icu=110kA @ 415V 3-pole, line protection ETU320, LI, In=400A overload protection Ir=160A...400A short-circuit protection Ii=1.5...10 x In nut keeper kit shunt trip (STL) 110-127V DC, AC 50/60Hz 2 auxiliary switches HQ 1 trip alarm switch HQ | - | 0 | 0
3VA2340-7HL32-0JL0 |  | 3VA2340-7HL32-0JL0 | 1 | UN | 1 | 10 | C | D | EAR99 | N | 85362090 | 1 | 4042949098911 | 4.3 | KG | 1856.8 | 1856.8 | LP18 | LP18 | circuit breaker 3VA2 IEC frame 400 breaking capacity class C Icu=110kA @ 415V 3-pole, line protection ETU320, LI, In=400A overload protection Ir=160A...400A short-circuit protection Ii=1.5...10 x In nut keeper kit shunt trip (STL) 110-127V DC, AC 50/60Hz 2 auxiliary switches HQ 1 trip alarm switch HQ 1 electrical alarm switch | - | 0 | 0
3VA2340-7HL32-0KA0 |  | 3VA2340-7HL32-0KA0 | 1 | UN | 1 | 10 | C | D | EAR99 | N | 85362090 | 1 | 4042949095910 | 4.3 | KG | 1733.6 | 1733.6 | LP18 | LP18 | circuit breaker 3VA2 IEC frame 400 breaking capacity class C Icu=110kA @ 415V 3-pole, line protection ETU320, LI, In=400A overload protection Ir=160A...400A short-circuit protection Ii=1.5...10 x In nut keeper kit shunt trip (STL) 220-250V DC, 208-277V AC | - | 0 | 0
3VA2340-7HL32-0KC0 |  | 3VA2340-7HL32-0KC0 | 1 | UN | 1 | 10 | C | D | EAR99 | N | 85362090 | 1 | 4042949097594 | 4.3 | KG | 1795.2 | 1795.2 | LP18 | LP18 | circuit breaker 3VA2 IEC frame 400 breaking capacity class C Icu=110kA @ 415V 3-pole, line protection ETU320, LI, In=400A overload protection Ir=160A...400A short-circuit protection Ii=1.5...10 x In nut keeper kit shunt trip (STL) 220-250V DC, 208-277V AC 2 auxiliary switches HQ | - | 0 | 0
3VA2340-7HL32-0KH0 |  | 3VA2340-7HL32-0KH0 | 1 | UN | 1 | 10 | C | D | EAR99 | N | 85362090 | 1 | 4042949098317 | 4.3 | KG | 1830.4 | 1830.4 | LP18 | LP18 | circuit breaker 3VA2 IEC frame 400 breaking capacity class C Icu=110kA @ 415V 3-pole, line protection ETU320, LI, In=400A overload protection Ir=160A...400A short-circuit protection Ii=1.5...10 x In nut keeper kit shunt trip (STL) 220-250V DC, 208-277V AC 2 auxiliary switches HQ 1 trip alarm switch HQ | - | 0 | 0
3VA2340-7HL32-0KL0 |  | 3VA2340-7HL32-0KL0 | 1 | UN | 1 | 10 | C | D | EAR99 | N | 85362090 | 1 | 4042949099031 | 4.3 | KG | 1856.8 | 1856.8 | LP18 | LP18 | circuit breaker 3VA2 IEC frame 400 breaking capacity class C Icu=110kA @ 415V 3-pole, line protection ETU320, LI, In=400A overload protection Ir=160A...400A short-circuit protection Ii=1.5...10 x In nut keeper kit shunt trip (STL) 220-250V DC, 208-277V AC 2 auxiliary switches HQ 1 trip alarm switch HQ 1 electrical alarm switch | - | 0 | 0
3VA2340-7HL42-0AA0 |  | 3VA2340-7HL42-0AA0 | 1 | UN | 1 | 5 | B | D | EAR99 | N | 85362090 | 1 | 4042948834237 | 6.022 | KG | 2099.5 | 2040 | LP18 | LP18 | circuit breaker 3VA2 IEC frame 400 breaking capacity class C Icu=110kA @ 415V 4-pole, line protection ETU320, LI, In=400A overload protection Ir=160A...400A short-circuit protection Ii=1.5...10 x In N conductor protection adjustable (OFF, 50%, 100%) nut keeper kit | Lista Papel 2020 SI | 0 | 0
3VA2340-7HL42-0HB0 |  | 3VA2340-7HL42-0HB0 | 1 | UN | 1 | 10 | C | D | EAR99 | N | 85362090 | 1 | 4042949324027 | 5.853 | KG | 2323.2 | 2323.2 | LP18 | LP18 | circuit breaker 3VA2 IEC frame 400 breaking capacity class C Icu=110kA @ 415V 4-pole, line protection ETU320, LI, In=400A overload protection Ir=160A...400A short-circuit protection Ii=1.5...10 x In N conductor protection adjustable (OFF, 50%, 100%) nut keeper kit shunt trip (STL) 12-30V DC; 24V AC 50/60Hz 2 auxiliary switches HP | - | 0 | 0
3VA2340-7HM32-0AA0 |  | 3VA2340-7HM32-0AA0 | 1 | UN | 1 | 5 | B | D | EAR99 | N | 85362090 | 1 | 4042948806708 | 4.5 | KG | 1836 | 1785 | LP18 | LP18 | circuit breaker 3VA2 IEC frame 400 breaking capacity class C Icu=110kA @ 415V 3-pole, line protection ETU330, LIG, In=400A overload protection Ir=160A...400A short-circuit protection Ii=1.5...10 x In ground-fault protection Ig=0.2...1 x In, tg=0.1/0.3s nut keeper kit | Lista Papel 2020 SI | 0 | 0
3VA2340-7HM42-0AA0 |  | 3VA2340-7HM42-0AA0 | 1 | UN | 1 | 5 | B | D | EAR99 | N | 85362090 | 1 | 4042948807262 | 6.018 | KG | 2354.5 | 2286.5 | LP18 | LP18 | circuit breaker 3VA2 IEC frame 400 breaking capacity class C Icu=110kA @ 415V 4-pole, line protection ETU330, LIG, In=400A overload protection Ir=160A...400A short-circuit protection Ii=1.5...10 x In N conductor protection adjustable (OFF, 50%, 100%) ground-fault protection Ig=0.2...1 x In= tg=0.1/0.3s nut keeper kit | Lista Papel 2020 SI | 0 | 0
3VA2340-7HN32-0AA0 |  | 3VA2340-7HN32-0AA0 | 1 | UN | 1 | 5 | B | D | EAR99 | N | 85362090 | 1 | 4042948806692 | 4.662 | KG | 1691.5 | 1640.5 | LP18 | LP18 | circuit breaker 3VA2 IEC frame 400 breaking capacity class C Icu=110kA @ 415V 3-pole, line protection ETU350, LSI, In=400A overload protection Ir=160A...400A short-circuit protection Isd=1.5...10 x Ir, Ii=10 x In nut keeper kit | Lista Papel 2020 SI | 0 | 0
3VA2340-7HN32-0AB0 |  | 3VA2340-7HN32-0AB0 | 1 | UN | 1 | 10 | C | D | EAR99 | N | 85362090 | 1 | 4042949054924 | 4.4 | KG | 1830.4 | 1830.4 | LP18 | LP18 | circuit breaker 3VA2 IEC frame 400 breaking capacity class C Icu=110kA @ 415V 3-pole, line protection ETU350, LSI, In=400A overload protection Ir=160A...400A short-circuit protection Isd=1.5...10 x Ir, Ii=10 x In nut keeper kit 2 auxiliary switches HP | - | 0 | 0
3VA2340-7HN32-0AC0 |  | 3VA2340-7HN32-0AC0 | 1 | UN | 1 | 10 | C | D | EAR99 | N | 85362090 | 1 | 4042949057017 | 4.4 | KG | 1812.8 | 1812.8 | LP18 | LP18 | circuit breaker 3VA2 IEC frame 400 breaking capacity class C Icu=110kA @ 415V 3-pole, line protection ETU350, LSI, In=400A overload protection Ir=160A...400A short-circuit protection Isd=1.5...10 x Ir, Ii=10 x In nut keeper kit 2 auxiliary switches HQ | - | 0 | 0
3VA2340-7HN32-0AD0 |  | 3VA2340-7HN32-0AD0 | 1 | UN | 1 | 10 | C | D | EAR99 | N | 85362090 | 1 | 4042949059103 | 4.4 | KG | 1830.4 | 1830.4 | LP18 | LP18 | circuit breaker 3VA2 IEC frame 400 breaking capacity class C Icu=110kA @ 415V 3-pole, line protection ETU350, LSI, In=400A overload protection Ir=160A...400A short-circuit protection Isd=1.5...10 x Ir, Ii=10 x In nut keeper kit 3 auxiliary switches HQ | - | 0 | 0
3VA2340-7HN32-0AE0 |  | 3VA2340-7HN32-0AE0 | 1 | UN | 1 | 10 | C | D | EAR99 | N | 85362090 | 1 | 4042949061199 | 4.4 | KG | 1848 | 1848 | LP18 | LP18 | circuit breaker 3VA2 IEC frame 400 breaking capacity class C Icu=110kA @ 415V 3-pole, line protection ETU350, LSI, In=400A overload protection Ir=160A...400A short-circuit protection Isd=1.5...10 x Ir, Ii=10 x In nut keeper kit 4 auxiliary switches HQ | - | 0 | 0
3VA2340-7HN32-0AF0 |  | 3VA2340-7HN32-0AF0 | 1 | UN | 1 | 10 | C | D | EAR99 | N | 85362090 | 1 | 4042949063285 | 4.4 | KG | 1812.8 | 1812.8 | LP18 | LP18 | circuit breaker 3VA2 IEC frame 400 breaking capacity class C Icu=110kA @ 415V 3-pole, line protection ETU350, LSI, In=400A overload protection Ir=160A...400A short-circuit protection Isd=1.5...10 x Ir, Ii=10 x In nut keeper kit 1 auxiliary switch HQ 1 trip alarm switch HQ | - | 0 | 0
3VA2340-7HN32-0AG0 |  | 3VA2340-7HN32-0AG0 | 1 | UN | 1 | 10 | C | D | EAR99 | N | 85362090 | 1 | 4042949065371 | 4.4 | KG | 1830.4 | 1830.4 | LP18 | LP18 | circuit breaker 3VA2 IEC frame 400 breaking capacity class C Icu=110kA @ 415V 3-pole, line protection ETU350, LSI, In=400A overload protection Ir=160A...400A short-circuit protection Isd=1.5...10 x Ir, Ii=10 x In nut keeper kit 1 auxiliary switch HP 1 trip alarm switch HP | - | 0 | 0
3VA2340-7HN32-0AH0 |  | 3VA2340-7HN32-0AH0 | 1 | UN | 1 | 10 | C | D | EAR99 | N | 85362090 | 1 | 4042949067467 | 4.4 | KG | 1830.4 | 1830.4 | LP18 | LP18 | circuit breaker 3VA2 IEC frame 400 breaking capacity class C Icu=110kA @ 415V 3-pole, line protection ETU350, LSI, In=400A overload protection Ir=160A...400A short-circuit protection Isd=1.5...10 x Ir, Ii=10 x In nut keeper kit 2 auxiliary switches HQ 1 trip alarm switch HQ | - | 0 | 0
3VA2340-7HN32-0AJ0 |  | 3VA2340-7HN32-0AJ0 | 1 | UN | 1 | 10 | C | D | EAR99 | N | 85362090 | 1 | 4042949067825 | 4.4 | KG | 1865.6 | 1865.6 | LP18 | LP18 | circuit breaker 3VA2 IEC frame 400 breaking capacity class C Icu=110kA @ 415V 3-pole, line protection ETU350, LSI, In=400A overload protection Ir=160A...400A short-circuit protection Isd=1.5...10 x Ir, Ii=10 x In nut keeper kit 2 auxiliary switches HP 1 trip alarm switch HP | - | 0 | 0
3VA2340-7HN32-0BA0 |  | 3VA2340-7HN32-0BA0 | 1 | UN | 1 | 10 | C | D | EAR99 | N | 85362090 | 1 | 4042949042389 | 4.4 | KG | 1865.6 | 1865.6 | LP18 | LP18 | circuit breaker 3VA2 IEC frame 400 breaking capacity class C Icu=110kA @ 415V 3-pole, line protection ETU350, LSI, In=400A overload protection Ir=160A...400A short-circuit protection Isd=1.5...10 x Ir, Ii=10 x In nut keeper kit undervoltage release (UVR) 24V DC | - | 0 | 0
3VA2340-7HN32-0BC0 |  | 3VA2340-7HN32-0BC0 | 1 | UN | 1 | 10 | C | D | EAR99 | N | 85362090 | 1 | 4042949069911 | 4.4 | KG | 1909.6 | 1909.6 | LP18 | LP18 | circuit breaker 3VA2 IEC frame 400 breaking capacity class C Icu=110kA @ 415V 3-pole, line protection ETU350, LSI, In=400A overload protection Ir=160A...400A short-circuit protection Isd=1.5...10 x Ir, Ii=10 x In nut keeper kit undervoltage release (UVR) 24V DC 2 auxiliary switches HQ | - | 0 | 0
3VA2340-7HN32-0BH0 |  | 3VA2340-7HN32-0BH0 | 1 | UN | 1 | 10 | C | D | EAR99 | N | 85362090 | 1 | 4042949082453 | 4.4 | KG | 1927.2 | 1927.2 | LP18 | LP18 | circuit breaker 3VA2 IEC frame 400 breaking capacity class C Icu=110kA @ 415V 3-pole, line protection ETU350, LSI, In=400A overload protection Ir=160A...400A short-circuit protection Isd=1.5...10 x Ir, Ii=10 x In nut keeper kit undervoltage release (UVR) 24V DC 2 auxiliary switches HQ 1 trip alarm switch HQ | - | 0 | 0
3VA2340-7HN32-0BL0 |  | 3VA2340-7HN32-0BL0 | 1 | UN | 1 | 10 | C | D | EAR99 | N | 85362090 | 1 | 4042949093268 | 4.4 | KG | 1971.2 | 1971.2 | LP18 | LP18 | circuit breaker 3VA2 IEC frame 400 breaking capacity class C Icu=110kA @ 415V 3-pole, line protection ETU350, LSI, In=400A overload protection Ir=160A...400A short-circuit protection Isd=1.5...10 x Ir, Ii=10 x In nut keeper kit undervoltage release (UVR) 24V DC 2 auxiliary switches HQ 1 trip alarm switch HQ 1 electrical alarm switch | - | 0 | 0
3VA2340-7HN32-0CA0 |  | 3VA2340-7HN32-0CA0 | 1 | UN | 1 | 10 | C | D | EAR99 | N | 85362090 | 1 | 4042949044475 | 4.4 | KG | 1865.6 | 1865.6 | LP18 | LP18 | circuit breaker 3VA2 IEC frame 400 breaking capacity class C Icu=110kA @ 415V 3-pole, line protection ETU350, LSI, In=400A overload protection Ir=160A...400A short-circuit protection Isd=1.5...10 x Ir, Ii=10 x In nut keeper kit undervoltage release (UVR) 120-127V AC 50/60Hz | - | 0 | 0
3VA2340-7HN32-0CC0 |  | 3VA2340-7HN32-0CC0 | 1 | UN | 1 | 10 | C | D | EAR99 | N | 85362090 | 1 | 4042949072003 | 4.4 | KG | 1909.6 | 1909.6 | LP18 | LP18 | circuit breaker 3VA2 IEC frame 400 breaking capacity class C Icu=110kA @ 415V 3-pole, line protection ETU350, LSI, In=400A overload protection Ir=160A...400A short-circuit protection Isd=1.5...10 x Ir, Ii=10 x In nut keeper kit undervoltage release (UVR) 120-127V AC 50/60Hz 2 auxiliary switches HQ | - | 0 | 0
3VA2340-7HN32-0CH0 |  | 3VA2340-7HN32-0CH0 | 1 | UN | 1 | 10 | C | D | EAR99 | N | 85362090 | 1 | 4042949084549 | 4.4 | KG | 1927.2 | 1927.2 | LP18 | LP18 | circuit breaker 3VA2 IEC frame 400 breaking capacity class C Icu=110kA @ 415V 3-pole, line protection ETU350, LSI, In=400A overload protection Ir=160A...400A short-circuit protection Isd=1.5...10 x Ir, Ii=10 x In nut keeper kit undervoltage release (UVR) 120-127V AC 50/60Hz 2 auxiliary switches HQ 1 trip alarm switch HQ | - | 0 | 0
3VA2340-7HN32-0CL0 |  | 3VA2340-7HN32-0CL0 | 1 | UN | 1 | 10 | C | D | EAR99 | N | 85362090 | 1 | 4042949093626 | 4.4 | KG | 1971.2 | 1971.2 | LP18 | LP18 | circuit breaker 3VA2 IEC frame 400 breaking capacity class C Icu=110kA @ 415V 3-pole, line protection ETU350, LSI, In=400A overload protection Ir=160A...400A short-circuit protection Isd=1.5...10 x Ir, Ii=10 x In nut keeper kit undervoltage release (UVR) 120-127V AC 50/60Hz 2 auxiliary switches HQ 1 trip alarm switch HQ 1 electrical alarm switch | - | 0 | 0
3VA2340-7HN32-0DA0 |  | 3VA2340-7HN32-0DA0 | 1 | UN | 1 | 10 | C | D | EAR99 | N | 85362090 | 1 | 4042949046561 | 4.4 | KG | 1865.6 | 1865.6 | LP18 | LP18 | circuit breaker 3VA2 IEC frame 400 breaking capacity class C Icu=110kA @ 415V 3-pole, line protection ETU350, LSI, In=400A overload protection Ir=160A...400A short-circuit protection Isd=1.5...10 x Ir, Ii=10 x In nut keeper kit undervoltage release (UVR) 208-230V AC 50/60Hz | - | 0 | 0
3VA2340-7HN32-0DC0 |  | 3VA2340-7HN32-0DC0 | 1 | UN | 1 | 10 | C | D | EAR99 | N | 85362090 | 1 | 4042949074090 | 4.4 | KG | 1909.6 | 1909.6 | LP18 | LP18 | circuit breaker 3VA2 IEC frame 400 breaking capacity class C Icu=110kA @ 415V 3-pole, line protection ETU350, LSI, In=400A overload protection Ir=160A...400A short-circuit protection Isd=1.5...10 x Ir, Ii=10 x In nut keeper kit undervoltage release (UVR) 208-230V AC 50/60Hz 2 auxiliary switches HQ | - | 0 | 0
3VA2340-7HN32-0DH0 |  | 3VA2340-7HN32-0DH0 | 1 | UN | 1 | 10 | C | D | EAR99 | N | 85362090 | 1 | 4042949086635 | 4.4 | KG | 1927.2 | 1927.2 | LP18 | LP18 | circuit breaker 3VA2 IEC frame 400 breaking capacity class C Icu=110kA @ 415V 3-pole, line protection ETU350, LSI, In=400A overload protection Ir=160A...400A short-circuit protection Isd=1.5...10 x Ir, Ii=10 x In nut keeper kit undervoltage release (UVR) 208-230V AC 50/60Hz 2 auxiliary switches HQ 1 trip alarm switch HQ | - | 0 | 0
3VA2340-7HN32-0DL0 |  | 3VA2340-7HN32-0DL0 | 1 | UN | 1 | 10 | C | D | EAR99 | N | 85362090 | 1 | 4042949093985 | 4.4 | KG | 1971.2 | 1971.2 | LP18 | LP18 | circuit breaker 3VA2 IEC frame 400 breaking capacity class C Icu=110kA @ 415V 3-pole, line protection ETU350, LSI, In=400A overload protection Ir=160A...400A short-circuit protection Isd=1.5...10 x Ir, Ii=10 x In nut keeper kit undervoltage release (UVR) 208-230V AC 50/60Hz 2 auxiliary switches HQ 1 trip alarm switch HQ 1 electrical alarm switch | - | 0 | 0
3VA2340-7HN32-0HA0 |  | 3VA2340-7HN32-0HA0 | 1 | UN | 1 | 10 | C | D | EAR99 | N | 85362090 | 1 | 4042949048657 | 4.4 | KG | 1839.2 | 1839.2 | LP18 | LP18 | circuit breaker 3VA2 IEC frame 400 breaking capacity class C Icu=110kA @ 415V 3-pole, line protection ETU350, LSI, In=400A overload protection Ir=160A...400A short-circuit protection Isd=1.5...10 x Ir, Ii=10 x In nut keeper kit shunt trip (STL) 12-30V DC, 24V AC 50/60Hz | - | 0 | 0
3VA2340-7HN32-0HC0 |  | 3VA2340-7HN32-0HC0 | 1 | UN | 1 | 10 | C | D | EAR99 | N | 85362090 | 1 | 4042949076186 | 4.4 | KG | 1883.2 | 1883.2 | LP18 | LP18 | circuit breaker 3VA2 IEC frame 400 breaking capacity class C Icu=110kA @ 415V 3-pole, line protection ETU350, LSI, In=400A overload protection Ir=160A...400A short-circuit protection Isd=1.5...10 x Ir, Ii=10 x In nut keeper kit shunt trip (STL) 12-30V DC, 24V AC 50/60Hz 2 auxiliary switches HQ | - | 0 | 0
3VA2340-7HN32-0HH0 |  | 3VA2340-7HN32-0HH0 | 1 | UN | 1 | 10 | C | D | EAR99 | N | 85362090 | 1 | 4042949088721 | 4.4 | KG | 1909.6 | 1909.6 | LP18 | LP18 | circuit breaker 3VA2 IEC frame 400 breaking capacity class C Icu=110kA @ 415V 3-pole, line protection ETU350, LSI, In=400A overload protection Ir=160A...400A short-circuit protection Isd=1.5...10 x Ir, Ii=10 x In nut keeper kit shunt trip (STL) 12-30V DC, 24V AC 50/60Hz 2 auxiliary switches HQ 1 trip alarm switch HQ | - | 0 | 0
3VA2340-7HN32-0HL0 |  | 3VA2340-7HN32-0HL0 | 1 | UN | 1 | 10 | C | D | EAR99 | N | 85362090 | 1 | 4042949094340 | 4.4 | KG | 1944.8 | 1944.8 | LP18 | LP18 | circuit breaker 3VA2 IEC frame 400 breaking capacity class C Icu=110kA @ 415V 3-pole, line protection ETU350, LSI, In=400A overload protection Ir=160A...400A short-circuit protection Isd=1.5...10 x Ir, Ii=10 x In nut keeper kit shunt trip (STL) 12-30V DC, 24V AC 50/60Hz 2 auxiliary switches HQ 1 trip alarm switch HQ 1 electrical alarm switch | - | 0 | 0
3VA2340-7HN32-0JA0 |  | 3VA2340-7HN32-0JA0 | 1 | UN | 1 | 10 | C | D | EAR99 | N | 85362090 | 1 | 4042949050742 | 4.4 | KG | 1839.2 | 1839.2 | LP18 | LP18 | circuit breaker 3VA2 IEC frame 400 breaking capacity class C Icu=110kA @ 415V 3-pole, line protection ETU350, LSI, In=400A overload protection Ir=160A...400A short-circuit protection Isd=1.5...10 x Ir, Ii=10 x In nut keeper kit shunt trip (STL) 110-127V DC, AC 50/60Hz | - | 0 | 0
3VA2340-7HN32-0JC0 |  | 3VA2340-7HN32-0JC0 | 1 | UN | 1 | 10 | C | D | EAR99 | N | 85362090 | 1 | 4042949078272 | 4.4 | KG | 1883.2 | 1883.2 | LP18 | LP18 | circuit breaker 3VA2 IEC frame 400 breaking capacity class C Icu=110kA @ 415V 3-pole, line protection ETU350, LSI, In=400A overload protection Ir=160A...400A short-circuit protection Isd=1.5...10 x Ir, Ii=10 x In nut keeper kit shunt trip (STL) 110-127V DC, AC 50/60Hz 2 auxiliary switches HQ | - | 0 | 0
3VA2340-7HN32-0JH0 |  | 3VA2340-7HN32-0JH0 | 1 | UN | 1 | 10 | C | D | EAR99 | N | 85362090 | 1 | 4042949090816 | 4.4 | KG | 1909.6 | 1909.6 | LP18 | LP18 | circuit breaker 3VA2 IEC frame 400 breaking capacity class C Icu=110kA @ 415V 3-pole, line protection ETU350, LSI, In=400A overload protection Ir=160A...400A short-circuit protection Isd=1.5...10 x Ir, Ii=10 x In nut keeper kit shunt trip (STL) 110-127V DC, AC 50/60Hz 2 auxiliary switches HQ 1 trip alarm switch HQ | - | 0 | 0
3VA2340-7HN32-0JL0 |  | 3VA2340-7HN32-0JL0 | 1 | UN | 1 | 10 | C | D | EAR99 | N | 85362090 | 1 | 4042949094708 | 4.4 | KG | 1944.8 | 1944.8 | LP18 | LP18 | circuit breaker 3VA2 IEC frame 400 breaking capacity class C Icu=110kA @ 415V 3-pole, line protection ETU350, LSI, In=400A overload protection Ir=160A...400A short-circuit protection Isd=1.5...10 x Ir, Ii=10 x In nut keeper kit shunt trip (STL) 110-127V DC, AC 50/60Hz 2 auxiliary switches HQ 1 trip alarm switch HQ 1 electrical alarm switch | - | 0 | 0
3VA2340-7HN32-0KA0 |  | 3VA2340-7HN32-0KA0 | 1 | UN | 1 | 10 | C | D | EAR99 | N | 85362090 | 1 | 4042949052838 | 4.4 | KG | 1839.2 | 1839.2 | LP18 | LP18 | circuit breaker 3VA2 IEC frame 400 breaking capacity class C Icu=110kA @ 415V 3-pole, line protection ETU350, LSI, In=400A overload protection Ir=160A...400A short-circuit protection Isd=1.5...10 x Ir, Ii=10 x In nut keeper kit shunt trip (STL) 220-250V DC, 208-277V AC | - | 0 | 0
3VA2340-7HN32-0KC0 |  | 3VA2340-7HN32-0KC0 | 1 | UN | 1 | 10 | C | D | EAR99 | N | 85362090 | 1 | 4042949080367 | 4.4 | KG | 1883.2 | 1883.2 | LP18 | LP18 | circuit breaker 3VA2 IEC frame 400 breaking capacity class C Icu=110kA @ 415V 3-pole, line protection ETU350, LSI, In=400A overload protection Ir=160A...400A short-circuit protection Isd=1.5...10 x Ir, Ii=10 x In nut keeper kit shunt trip (STL) 220-250V DC, 208-277V AC 2 auxiliary switches HQ | - | 0 | 0
3VA2340-7HN32-0KH0 |  | 3VA2340-7HN32-0KH0 | 1 | UN | 1 | 10 | C | D | EAR99 | N | 85362090 | 1 | 4042949092902 | 4.4 | KG | 1909.6 | 1909.6 | LP18 | LP18 | circuit breaker 3VA2 IEC frame 400 breaking capacity class C Icu=110kA @ 415V 3-pole, line protection ETU350, LSI, In=400A overload protection Ir=160A...400A short-circuit protection Isd=1.5...10 x Ir, Ii=10 x In nut keeper kit shunt trip (STL) 220-250V DC, 208-277V AC 2 auxiliary switches HQ 1 trip alarm switch HQ | - | 0 | 0
3VA2340-7HN32-0KL0 |  | 3VA2340-7HN32-0KL0 | 1 | UN | 1 | 10 | C | D | EAR99 | N | 85362090 | 1 | 4042949095064 | 4.4 | KG | 1944.8 | 1944.8 | LP18 | LP18 | circuit breaker 3VA2 IEC frame 400 breaking capacity class C Icu=110kA @ 415V 3-pole, line protection ETU350, LSI, In=400A overload protection Ir=160A...400A short-circuit protection Isd=1.5...10 x Ir, Ii=10 x In nut keeper kit shunt trip (STL) 220-250V DC, 208-277V AC 2 auxiliary switches HQ 1 trip alarm switch HQ 1 electrical alarm switch | - | 0 | 0
3VA2340-7HN42-0AA0 |  | 3VA2340-7HN42-0AA0 | 1 | UN | 1 | 5 | B | D | EAR99 | N | 85362090 | 1 | 4042948807255 | 5.996 | KG | 2201.5 | 2142 | LP18 | LP18 | circuit breaker 3VA2 IEC frame 400 breaking capacity class C Icu=110kA @ 415V 4-pole, line protection ETU350, LSI, In=400A overload protection Ir=160A...400A short-circuit protection Isd=1.5...10 x Ir, Ii=10 x In N conductor protection adjustable (OFF, 50%, 100%) nut keeper kit | Lista Papel 2020 SI | 0 | 0
3VA2340-7JP32-0AA0 |  | 3VA2340-7JP32-0AA0 | 1 | UN | 1 | 5 | B | D | EAR99 | N | 85362090 | 1 | 4042948806715 | 4.665 | KG | 2091 | 2031.5 | LP18 | LP18 | circuit breaker 3VA2 IEC frame 400 breaking capacity class C Icu=110kA @ 415V 3-pole, line protection ETU550, LSI, In=400A overload protection Ir=160A...400A short-circuit protection Isd=0.6..10x In, Ii=1.5..10x In N conductor protection optionally with external current transformer, up to 160% nut keeper kit | Lista Papel 2020 SI | 0 | 0
3VA2340-7JP42-0AA0 |  | 3VA2340-7JP42-0AA0 | 1 | UN | 1 | 5 | B | D | EAR99 | N | 85362090 | 1 | 4042948807279 | 5.7 | KG | 2618 | 2541.5 | LP18 | LP18 | circuit breaker 3VA2 IEC frame 400 breaking capacity class C Icu=110kA @ 415V 4-pole, line protection ETU550, LSI, In=400A overload protection Ir=160A...400A short-circuit protection Isd=0.6..10x In, Ii=1.5..10x In N conductor protection adjustable (OFF, up to 100%) nut keeper kit | Lista Papel 2020 SI | 0 | 0
3VA2340-7JQ32-0AA0 |  | 3VA2340-7JQ32-0AA0 | 1 | UN | 1 | 5 | B | D | EAR99 | N | 85362090 | 1 | 4042948806722 | 4.65 | KG | 2346 | 2278 | LP18 | LP18 | circuit breaker 3VA2 IEC frame 400 breaking capacity class C Icu=110kA @ 415V 3-pole, line protection ETU560, LSIG, In=400A overload protection Ir=160A...400A short-circuit protection Isd=0.6..10x In, Ii=1.5..10x In N conductor protection optionally with external current transformer, up to 160% gr.-fault prot., can be sw. off Ig=0.2...1 x In, tg=0.05-0.8s nut keeper kit | Lista Papel 2020 SI | 0 | 0
3VA2340-7JQ42-0AA0 |  | 3VA2340-7JQ42-0AA0 | 1 | UN | 1 | 5 | B | D | EAR99 | N | 85362090 | 1 | 4042948807286 | 5.7 | KG | 2847.5 | 2771 | LP18 | LP18 | circuit breaker 3VA2 IEC frame 400 breaking capacity class C Icu=110kA @ 415V 4-pole, line protection ETU560, LSIG, In=400A overload protection Ir=160A...400A short-circuit protection Isd=0.6..10x In, Ii=1.5..10x In N conductor protection adjustable (OFF, up to 100%) gr.-fault prot., can be sw. off Ig=0.2...1 x In= tg=0.05-0.8s nut keeper kit | Lista Papel 2020 SI | 0 | 0
3VA2340-7KP32-0AA0 |  | 3VA2340-7KP32-0AA0 | 1 | UN | 1 | 5 | B | D | EAR99 | N | 85362090 | 1 | 4042948806739 | 4.751 | KG | 2312 | 2244 | LP18 | LP18 | circuit breaker 3VA2 IEC frame 400 breaking capacity class C Icu=110kA @ 415V 3-pole, line protection ETU850, LSI, In=400A overload protection Ir=160A...400A short-circuit protection Isd=0.6..10x In, Ii=1.5..10x In N conductor protection optionally with external current transformer, up to 160% nut keeper kit | Lista Papel 2020 SI | 0 | 0
3VA2340-7KP42-0AA0 |  | 3VA2340-7KP42-0AA0 | 1 | UN | 1 | 5 | B | D | EAR99 | N | 85362090 | 1 | 4042948807293 | 5.7 | KG | 2796.5 | 2720 | LP18 | LP18 | circuit breaker 3VA2 IEC frame 400 breaking capacity class C Icu=110kA @ 415V 4-pole, line protection ETU850, LSI, In=400A overload protection Ir=160A...400A short-circuit protection Isd=0.6..10x In, Ii=1.5..10x In N conductor protection adjustable (OFF, up to 100%) nut keeper kit | Lista Papel 2020 SI | 0 | 0
3VA2340-7KQ32-0AA0 |  | 3VA2340-7KQ32-0AA0 | 1 | UN | 1 | 5 | B | D | EAR99 | N | 85362090 | 1 | 4042948806746 | 4.5 | KG | 2431 | 2363 | LP18 | LP18 | circuit breaker 3VA2 IEC frame 400 breaking capacity class C Icu=110kA @ 415V 3-pole, line protection ETU860, LSIG, In=400A overload protection Ir=160A...400A short-circuit protection Isd=0.6..10x In, Ii=1.5..10x In N conductor protection optionally with external current transformer, up to 160% gr.-fault prot., can be sw. off Ig=0.2...1 x In, tg=0.05-0.8s nut keeper kit | Lista Papel 2020 SI | 0 | 0
3VA2340-7KQ42-0AA0 |  | 3VA2340-7KQ42-0AA0 | 1 | UN | 1 | 5 | B | D | EAR99 | N | 85362090 | 1 | 4042948807309 | 5.7 | KG | 2958 | 2873 | LP18 | LP18 | circuit breaker 3VA2 IEC frame 400 breaking capacity class C Icu=110kA @ 415V 4-pole, line protection ETU860, LSIG, In=400A overload protection Ir=160A...400A short-circuit protection Isd=0.6..10x In, Ii=1.5..10x In N conductor protection adjustable (OFF, up to 100%) gr.-fault prot., can be sw. off Ig=0.2...1 x In= tg=0.05-0.8s nut keeper kit | Lista Papel 2020 SI | 0 | 0
3VA2440-5HK32-0AA0 |  | 3VA2440-5HK32-0AA0 | 1 | UN | 1 | 5 | B | D | EAR99 | N | 85362090 | 1 | 4042948807385 | 4.738 | KG | 1839.2 | 1839.2 | LP18 | LP18 | circuit breaker 3VA2 IEC frame 630 breaking capacity class M Icu=55kA @ 415V 3-pole, line protection ETU340, ELISA LI, In=400A overload protection Ir=160A...400A short-circuit protection Ii=15 x In nut keeper kit | - | 0 | 0
3VA2440-5HK42-0AA0 |  | 3VA2440-5HK42-0AA0 | 1 | UN | 1 | 5 | B | D | EAR99 | N | 85362090 | 1 | 4042948807941 | 6.127 | KG | 2428.8 | 2428.8 | LP18 | LP18 | circuit breaker 3VA2 IEC frame 630 breaking capacity class M Icu=55kA @ 415V 4-pole, line protection ETU340, ELISA LI, In=400A overload protection Ir=160A...400A short-circuit protection Ii=15 x In N conductor protection adjustable (OFF, 50%, 100%) nut keeper kit | - | 0 | 0
3VA2440-5HL32-0AA0 |  | 3VA2440-5HL32-0AA0 | 1 | UN | 1 | 5 | B | D | EAR99 | N | 85362090 | 1 | 4042948834206 | 4.726 | KG | 1839.2 | 1839.2 | LP18 | LP18 | circuit breaker 3VA2 IEC frame 630 breaking capacity class M Icu=55kA @ 415V 3-pole, line protection ETU320, LI, In=400A overload protection Ir=160A...400A short-circuit protection Ii=1.5...12 x In nut keeper kit |  | 0 | 0
3VA2440-5HL32-0AB0 |  | 3VA2440-5HL32-0AB0 | 1 | UN | 1 | 10 | C | D | EAR99 | N | 85362090 | 1 | 4042949096023 | 4.762 | KG | 1900.8 | 1900.8 | LP18 | LP18 | circuit breaker 3VA2 IEC frame 630 breaking capacity class M Icu=55kA @ 415V 3-pole, line protection ETU320, LI, In=400A overload protection Ir=160A...400A short-circuit protection Ii=1.5...12 x In nut keeper kit 2 auxiliary switches HP | - | 0 | 0
3VA2440-5HL32-0AC0 |  | 3VA2440-5HL32-0AC0 | 1 | UN | 1 | 10 | C | D | EAR99 | N | 85362090 | 1 | 4042949096146 | 4.3 | KG | 1883.2 | 1883.2 | LP18 | LP18 | circuit breaker 3VA2 IEC frame 630 breaking capacity class M Icu=55kA @ 415V 3-pole, line protection ETU320, LI, In=400A overload protection Ir=160A...400A short-circuit protection Ii=1.5...12 x In nut keeper kit 2 auxiliary switches HQ | - | 0 | 0
3VA2440-5HL32-0AD0 |  | 3VA2440-5HL32-0AD0 | 1 | UN | 1 | 10 | C | D | EAR99 | N | 85362090 | 1 | 4042949096269 | 4.783 | KG | 1900.8 | 1900.8 | LP18 | LP18 | circuit breaker 3VA2 IEC frame 630 breaking capacity class M Icu=55kA @ 415V 3-pole, line protection ETU320, LI, In=400A overload protection Ir=160A...400A short-circuit protection Ii=1.5...12 x In nut keeper kit 3 auxiliary switches HQ | - | 0 | 0
3VA2440-5HL32-0AE0 |  | 3VA2440-5HL32-0AE0 | 1 | UN | 1 | 10 | C | D | EAR99 | N | 85362090 | 1 | 4042949096382 | 4.3 | KG | 1918.4 | 1918.4 | LP18 | LP18 | circuit breaker 3VA2 IEC frame 630 breaking capacity class M Icu=55kA @ 415V 3-pole, line protection ETU320, LI, In=400A overload protection Ir=160A...400A short-circuit protection Ii=1.5...12 x In nut keeper kit 4 auxiliary switches HQ | - | 0 | 0
3VA2440-5HL32-0AF0 |  | 3VA2440-5HL32-0AF0 | 1 | UN | 1 | 10 | C | D | EAR99 | N | 85362090 | 1 | 4042949096504 | 4.3 | KG | 1883.2 | 1883.2 | LP18 | LP18 | circuit breaker 3VA2 IEC frame 630 breaking capacity class M Icu=55kA @ 415V 3-pole, line protection ETU320, LI, In=400A overload protection Ir=160A...400A short-circuit protection Ii=1.5...12 x In nut keeper kit 1 auxiliary switch HQ 1 trip alarm switch HQ | - | 0 | 0
3VA2440-5HL32-0AG0 |  | 3VA2440-5HL32-0AG0 | 1 | UN | 1 | 10 | C | D | EAR99 | N | 85362090 | 1 | 4042949096627 | 4.3 | KG | 1900.8 | 1900.8 | LP18 | LP18 | circuit breaker 3VA2 IEC frame 630 breaking capacity class M Icu=55kA @ 415V 3-pole, line protection ETU320, LI, In=400A overload protection Ir=160A...400A short-circuit protection Ii=1.5...12 x In nut keeper kit 1 auxiliary switch HP 1 trip alarm switch HP | - | 0 | 0
3VA2440-5HL32-0AH0 |  | 3VA2440-5HL32-0AH0 | 1 | UN | 1 | 10 | C | D | EAR99 | N | 85362090 | 1 | 4042949096740 | 4.3 | KG | 1900.8 | 1900.8 | LP18 | LP18 | circuit breaker 3VA2 IEC frame 630 breaking capacity class M Icu=55kA @ 415V 3-pole, line protection ETU320, LI, In=400A overload protection Ir=160A...400A short-circuit protection Ii=1.5...12 x In nut keeper kit 2 auxiliary switches HQ 1 trip alarm switch HQ | - | 0 | 0
3VA2440-5HL32-0AJ0 |  | 3VA2440-5HL32-0AJ0 | 1 | UN | 1 | 10 | C | D | EAR99 | N | 85362090 | 1 | 4042949096863 | 4.3 | KG | 1944.8 | 1944.8 | LP18 | LP18 | circuit breaker 3VA2 IEC frame 630 breaking capacity class M Icu=55kA @ 415V 3-pole, line protection ETU320, LI, In=400A overload protection Ir=160A...400A short-circuit protection Ii=1.5...12 x In nut keeper kit 2 auxiliary switches HP 1 trip alarm switch HP | - | 0 | 0
3VA2440-5HL32-0BA0 |  | 3VA2440-5HL32-0BA0 | 1 | UN | 1 | 10 | C | D | EAR99 | N | 85362090 | 1 | 4042949095309 | 4.3 | KG | 1944.8 | 1944.8 | LP18 | LP18 | circuit breaker 3VA2 IEC frame 630 breaking capacity class M Icu=55kA @ 415V 3-pole, line protection ETU320, LI, In=400A overload protection Ir=160A...400A short-circuit protection Ii=1.5...12 x In nut keeper kit undervoltage release (UVR) 24V DC | - | 0 | 0
3VA2440-5HL32-0BC0 |  | 3VA2440-5HL32-0BC0 | 1 | UN | 1 | 10 | C | D | EAR99 | N | 85362090 | 1 | 4042949096986 | 4.3 | KG | 1988.8 | 1988.8 | LP18 | LP18 | circuit breaker 3VA2 IEC frame 630 breaking capacity class M Icu=55kA @ 415V 3-pole, line protection ETU320, LI, In=400A overload protection Ir=160A...400A short-circuit protection Ii=1.5...12 x In nut keeper kit undervoltage release (UVR) 24V DC 2 auxiliary switches HQ | - | 0 | 0
3VA2440-5HL32-0BH0 |  | 3VA2440-5HL32-0BH0 | 1 | UN | 1 | 10 | C | D | EAR99 | N | 85362090 | 1 | 4042949097709 | 4.3 | KG | 2015.2 | 2015.2 | LP18 | LP18 | circuit breaker 3VA2 IEC frame 630 breaking capacity class M Icu=55kA @ 415V 3-pole, line protection ETU320, LI, In=400A overload protection Ir=160A...400A short-circuit protection Ii=1.5...12 x In nut keeper kit undervoltage release (UVR) 24V DC 2 auxiliary switches HQ 1 trip alarm switch HQ | - | 0 | 0
3VA2440-5HL32-0BL0 |  | 3VA2440-5HL32-0BL0 | 1 | UN | 1 | 10 | C | D | EAR99 | N | 85362090 | 1 | 4042949098423 | 4.3 | KG | 2059.2 | 2059.2 | LP18 | LP18 | circuit breaker 3VA2 IEC frame 630 breaking capacity class M Icu=55kA @ 415V 3-pole, line protection ETU320, LI, In=400A overload protection Ir=160A...400A short-circuit protection Ii=1.5...12 x In nut keeper kit undervoltage release (UVR) 24V DC 2 auxiliary switches HQ 1 trip alarm switch HQ 1 electrical alarm switch | - | 0 | 0
3VA2440-5HL32-0CA0 |  | 3VA2440-5HL32-0CA0 | 1 | UN | 1 | 10 | C | D | EAR99 | N | 85362090 | 1 | 4042949095422 | 4.3 | KG | 1944.8 | 1944.8 | LP18 | LP18 | circuit breaker 3VA2 IEC frame 630 breaking capacity class M Icu=55kA @ 415V 3-pole, line protection ETU320, LI, In=400A overload protection Ir=160A...400A short-circuit protection Ii=1.5...12 x In nut keeper kit undervoltage release (UVR) 120-127V AC 50/60Hz | - | 0 | 0
3VA2440-5HL32-0CC0 |  | 3VA2440-5HL32-0CC0 | 1 | UN | 1 | 10 | C | D | EAR99 | N | 85362090 | 1 | 4042949097105 | 4.3 | KG | 1988.8 | 1988.8 | LP18 | LP18 | circuit breaker 3VA2 IEC frame 630 breaking capacity class M Icu=55kA @ 415V 3-pole, line protection ETU320, LI, In=400A overload protection Ir=160A...400A short-circuit protection Ii=1.5...12 x In nut keeper kit undervoltage release (UVR) 120-127V AC 50/60Hz 2 auxiliary switches HQ | - | 0 | 0
3VA2440-5HL32-0CH0 |  | 3VA2440-5HL32-0CH0 | 1 | UN | 1 | 10 | C | D | EAR99 | N | 85362090 | 1 | 4042949097822 | 4.3 | KG | 2015.2 | 2015.2 | LP18 | LP18 | circuit breaker 3VA2 IEC frame 630 breaking capacity class M Icu=55kA @ 415V 3-pole, line protection ETU320, LI, In=400A overload protection Ir=160A...400A short-circuit protection Ii=1.5...12 x In nut keeper kit undervoltage release (UVR) 120-127V AC 50/60Hz 2 auxiliary switches HQ 1 trip alarm switch HQ | - | 0 | 0
3VA2440-5HL32-0CL0 |  | 3VA2440-5HL32-0CL0 | 1 | UN | 1 | 10 | C | D | EAR99 | N | 85362090 | 1 | 4042949098546 | 4.3 | KG | 2059.2 | 2059.2 | LP18 | LP18 | circuit breaker 3VA2 IEC frame 630 breaking capacity class M Icu=55kA @ 415V 3-pole, line protection ETU320, LI, In=400A overload protection Ir=160A...400A short-circuit protection Ii=1.5...12 x In nut keeper kit undervoltage release (UVR) 120-127V AC 50/60Hz 2 auxiliary switches HQ 1 trip alarm switch HQ 1 electrical alarm switch | - | 0 | 0
3VA2440-5HL32-0DA0 |  | 3VA2440-5HL32-0DA0 | 1 | UN | 1 | 10 | C | D | EAR99 | N | 85362090 | 1 | 4042949095545 | 4.3 | KG | 1944.8 | 1944.8 | LP18 | LP18 | circuit breaker 3VA2 IEC frame 630 breaking capacity class M Icu=55kA @ 415V 3-pole, line protection ETU320, LI, In=400A overload protection Ir=160A...400A short-circuit protection Ii=1.5...12 x In nut keeper kit undervoltage release (UVR) 208-230V AC 50/60Hz | - | 0 | 0
3VA2440-5HL32-0DB0 |  | 3VA2440-5HL32-0DB0 | 1 | UN | 1 | 10 | C | D | EAR99 | N | 85362090 | 1 | 4042949327837 | 4.873 | KG | 2024 | 2024 | LP18 | LP18 | circuit breaker 3VA2 IEC frame 630 breaking capacity class M Icu=55kA @ 415V 3-pole, line protection ETU320, LI, In=400A overload protection Ir=160A...400A short-circuit protection Ii=1.5...12 x In nut keeper kit circuit breaker 3VA2 IEC frame 630 breaking capacity class M Icu=55kA @ 415V 3-pole, line protection ETU320, LI, In=400A overload protection Ir=160A...400A short-circuit protection Ii=1.5...12 x In nut UNDERVOLTAGE RELEASE 208-230 V AC 50/60 HZ ACCESSORY FOR 3VA1 2 AUXILIARY SWITCH CHANGEOVER H |  | 0 | 0
3VA2440-5HL32-0DC0 |  | 3VA2440-5HL32-0DC0 | 1 | UN | 1 | 10 | C | D | EAR99 | N | 85362090 | 1 | 4042949097228 | 4.3 | KG | 1988.8 | 1988.8 | LP18 | LP18 | circuit breaker 3VA2 IEC frame 630 breaking capacity class M Icu=55kA @ 415V 3-pole, line protection ETU320, LI, In=400A overload protection Ir=160A...400A short-circuit protection Ii=1.5...12 x In nut keeper kit undervoltage release (UVR) 208-230V AC 50/60Hz 2 auxiliary switches HQ | - | 0 | 0
3VA2440-5HL32-0DH0 |  | 3VA2440-5HL32-0DH0 | 1 | UN | 1 | 10 | C | D | EAR99 | N | 85362090 | 1 | 4042949097945 | 4.3 | KG | 2015.2 | 2015.2 | LP18 | LP18 | circuit breaker 3VA2 IEC frame 630 breaking capacity class M Icu=55kA @ 415V 3-pole, line protection ETU320, LI, In=400A overload protection Ir=160A...400A short-circuit protection Ii=1.5...12 x In nut keeper kit undervoltage release (UVR) 208-230V AC 50/60Hz 2 auxiliary switches HQ 1 trip alarm switch HQ | - | 0 | 0
3VA2440-5HL32-0DL0 |  | 3VA2440-5HL32-0DL0 | 1 | UN | 1 | 10 | C | D | EAR99 | N | 85362090 | 1 | 4042949098669 | 4.3 | KG | 2059.2 | 2059.2 | LP18 | LP18 | circuit breaker 3VA2 IEC frame 630 breaking capacity class M Icu=55kA @ 415V 3-pole, line protection ETU320, LI, In=400A overload protection Ir=160A...400A short-circuit protection Ii=1.5...12 x In nut keeper kit undervoltage release (UVR) 208-230V AC 50/60Hz 2 auxiliary switches HQ 1 trip alarm switch HQ 1 electrical alarm switch | - | 0 | 0
3VA2440-5HL32-0HA0 |  | 3VA2440-5HL32-0HA0 | 1 | UN | 1 | 10 | C | D | EAR99 | N | 85362090 | 1 | 4042949095668 | 4.3 | KG | 1909.6 | 1909.6 | LP18 | LP18 | circuit breaker 3VA2 IEC frame 630 breaking capacity class M Icu=55kA @ 415V 3-pole, line protection ETU320, LI, In=400A overload protection Ir=160A...400A short-circuit protection Ii=1.5...12 x In nut keeper kit shunt trip (STL) 12-30V DC, 24V AC 50/60Hz | - | 0 | 0
3VA2440-5HL32-0HC0 |  | 3VA2440-5HL32-0HC0 | 1 | UN | 1 | 10 | C | D | EAR99 | N | 85362090 | 1 | 4042949097341 | 4.3 | KG | 1962.4 | 1962.4 | LP18 | LP18 | circuit breaker 3VA2 IEC frame 630 breaking capacity class M Icu=55kA @ 415V 3-pole, line protection ETU320, LI, In=400A overload protection Ir=160A...400A short-circuit protection Ii=1.5...12 x In nut keeper kit shunt trip (STL) 12-30V DC, 24V AC 50/60Hz 2 auxiliary switches HQ | - | 0 | 0
3VA2440-5HL32-0HH0 |  | 3VA2440-5HL32-0HH0 | 1 | UN | 1 | 10 | C | D | EAR99 | N | 85362090 | 1 | 4042949098065 | 4.3 | KG | 1988.8 | 1988.8 | LP18 | LP18 | circuit breaker 3VA2 IEC frame 630 breaking capacity class M Icu=55kA @ 415V 3-pole, line protection ETU320, LI, In=400A overload protection Ir=160A...400A short-circuit protection Ii=1.5...12 x In nut keeper kit shunt trip (STL) 12-30V DC, 24V AC 50/60Hz 2 auxiliary switches HQ 1 trip alarm switch HQ | - | 0 | 0
3VA2440-5HL32-0HL0 |  | 3VA2440-5HL32-0HL0 | 1 | UN | 1 | 10 | C | D | EAR99 | N | 85362090 | 1 | 4042949098782 | 4.3 | KG | 2024 | 2024 | LP18 | LP18 | circuit breaker 3VA2 IEC frame 630 breaking capacity class M Icu=55kA @ 415V 3-pole, line protection ETU320, LI, In=400A overload protection Ir=160A...400A short-circuit protection Ii=1.5...12 x In nut keeper kit shunt trip (STL) 12-30V DC, 24V AC 50/60Hz 2 auxiliary switches HQ 1 trip alarm switch HQ 1 electrical alarm switch | - | 0 | 0
3VA2440-5HL32-0JA0 |  | 3VA2440-5HL32-0JA0 | 1 | UN | 1 | 10 | C | D | EAR99 | N | 85362090 | 1 | 4042949095781 | 4.3 | KG | 1909.6 | 1909.6 | LP18 | LP18 | circuit breaker 3VA2 IEC frame 630 breaking capacity class M Icu=55kA @ 415V 3-pole, line protection ETU320, LI, In=400A overload protection Ir=160A...400A short-circuit protection Ii=1.5...12 x In nut keeper kit shunt trip (STL) 110-127V DC, AC 50/60Hz | - | 0 | 0
3VA2440-5HL32-0JC0 |  | 3VA2440-5HL32-0JC0 | 1 | UN | 1 | 10 | C | D | EAR99 | N | 85362090 | 1 | 4042949097464 | 4.3 | KG | 1962.4 | 1962.4 | LP18 | LP18 | circuit breaker 3VA2 IEC frame 630 breaking capacity class M Icu=55kA @ 415V 3-pole, line protection ETU320, LI, In=400A overload protection Ir=160A...400A short-circuit protection Ii=1.5...12 x In nut keeper kit shunt trip (STL) 110-127V DC, AC 50/60Hz 2 auxiliary switches HQ | - | 0 | 0
3VA2440-5HL32-0JH0 |  | 3VA2440-5HL32-0JH0 | 1 | UN | 1 | 10 | C | D | EAR99 | N | 85362090 | 1 | 4042949098188 | 4.3 | KG | 1988.8 | 1988.8 | LP18 | LP18 | circuit breaker 3VA2 IEC frame 630 breaking capacity class M Icu=55kA @ 415V 3-pole, line protection ETU320, LI, In=400A overload protection Ir=160A...400A short-circuit protection Ii=1.5...12 x In nut keeper kit shunt trip (STL) 110-127V DC, AC 50/60Hz 2 auxiliary switches HQ 1 trip alarm switch HQ | - | 0 | 0
3VA2440-5HL32-0JL0 |  | 3VA2440-5HL32-0JL0 | 1 | UN | 1 | 10 | C | D | EAR99 | N | 85362090 | 1 | 4042949098904 | 4.3 | KG | 2024 | 2024 | LP18 | LP18 | circuit breaker 3VA2 IEC frame 630 breaking capacity class M Icu=55kA @ 415V 3-pole, line protection ETU320, LI, In=400A overload protection Ir=160A...400A short-circuit protection Ii=1.5...12 x In nut keeper kit shunt trip (STL) 110-127V DC, AC 50/60Hz 2 auxiliary switches HQ 1 trip alarm switch HQ 1 electrical alarm switch | - | 0 | 0
3VA2440-5HL32-0KA0 |  | 3VA2440-5HL32-0KA0 | 1 | UN | 1 | 10 | C | D | EAR99 | N | 85362090 | 1 | 4042949095903 | 4.3 | KG | 1909.6 | 1909.6 | LP18 | LP18 | circuit breaker 3VA2 IEC frame 630 breaking capacity class M Icu=55kA @ 415V 3-pole, line protection ETU320, LI, In=400A overload protection Ir=160A...400A short-circuit protection Ii=1.5...12 x In nut keeper kit shunt trip (STL) 220-250V DC, 208-277V AC | - | 0 | 0
3VA2440-5HL32-0KC0 |  | 3VA2440-5HL32-0KC0 | 1 | UN | 1 | 10 | C | D | EAR99 | N | 85362090 | 1 | 4042949097587 | 4.3 | KG | 1962.4 | 1962.4 | LP18 | LP18 | circuit breaker 3VA2 IEC frame 630 breaking capacity class M Icu=55kA @ 415V 3-pole, line protection ETU320, LI, In=400A overload protection Ir=160A...400A short-circuit protection Ii=1.5...12 x In nut keeper kit shunt trip (STL) 220-250V DC, 208-277V AC 2 auxiliary switches HQ | - | 0 | 0
3VA2440-5HL32-0KH0 |  | 3VA2440-5HL32-0KH0 | 1 | UN | 1 | 10 | C | D | EAR99 | N | 85362090 | 1 | 4042949098300 | 4.3 | KG | 1988.8 | 1988.8 | LP18 | LP18 | circuit breaker 3VA2 IEC frame 630 breaking capacity class M Icu=55kA @ 415V 3-pole, line protection ETU320, LI, In=400A overload protection Ir=160A...400A short-circuit protection Ii=1.5...12 x In nut keeper kit shunt trip (STL) 220-250V DC, 208-277V AC 2 auxiliary switches HQ 1 trip alarm switch HQ | - | 0 | 0
3VA2440-5HL32-0KL0 |  | 3VA2440-5HL32-0KL0 | 1 | UN | 1 | 10 | C | D | EAR99 | N | 85362090 | 1 | 4042949099024 | 4.3 | KG | 2024 | 2024 | LP18 | LP18 | circuit breaker 3VA2 IEC frame 630 breaking capacity class M Icu=55kA @ 415V 3-pole, line protection ETU320, LI, In=400A overload protection Ir=160A...400A short-circuit protection Ii=1.5...12 x In nut keeper kit shunt trip (STL) 220-250V DC, 208-277V AC 2 auxiliary switches HQ 1 trip alarm switch HQ 1 electrical alarm switch | - | 0 | 0
3VA2440-5HL42-0AA0 |  | 3VA2440-5HL42-0AA0 | 1 | UN | 1 | 5 | B | D | EAR99 | N | 85362090 | 1 | 4042948834190 | 6.129 | KG | 2428.8 | 2428.8 | LP18 | LP18 | circuit breaker 3VA2 IEC frame 630 breaking capacity class M Icu=55kA @ 415V 4-pole, line protection ETU320, LI, In=400A overload protection Ir=160A...400A short-circuit protection Ii=1.5...12 x In N conductor protection adjustable (OFF, 50%, 100%) nut keeper kit |  | 0 | 0
3VA2440-5HM32-0AA0 |  | 3VA2440-5HM32-0AA0 | 1 | UN | 1 | 5 | B | D | EAR99 | N | 85362090 | 1 | 4042948807408 | 4.712 | KG | 2094.4 | 2094.4 | LP18 | LP18 | circuit breaker 3VA2 IEC frame 630 breaking capacity class M Icu=55kA @ 415V 3-pole, line protection ETU330, LIG, In=400A overload protection Ir=160A...400A short-circuit protection Ii=1.5...12 x In ground-fault protection Ig=0.2...1 x In, tg=0.1/0.3s nut keeper kit |  | 0 | 0
3VA2440-5HM42-0AA0 |  | 3VA2440-5HM42-0AA0 | 1 | UN | 1 | 5 | B | D | EAR99 | N | 85362090 | 1 | 4042948807965 | 6.143 | KG | 2692.8 | 2692.8 | LP18 | LP18 | circuit breaker 3VA2 IEC frame 630 breaking capacity class M Icu=55kA @ 415V 4-pole, line protection ETU330, LIG, In=400A overload protection Ir=160A...400A short-circuit protection Ii=1.5...12 x In N conductor protection adjustable (OFF, 50%, 100%) ground-fault protection Ig=0.2...1 x In= tg=0.1/0.3s nut keeper kit |  | 0 | 0
3VA2440-5HN32-0AA0 |  | 3VA2440-5HN32-0AA0 | 1 | UN | 1 | 5 | B | D | EAR99 | N | 85362090 | 1 | 4042948807392 | 4.733 | KG | 1927.2 | 1927.2 | LP18 | LP18 | circuit breaker 3VA2 IEC frame 630 breaking capacity class M Icu=55kA @ 415V 3-pole, line protection ETU350, LSI, In=400A overload protection Ir=160A...400A short-circuit protection Isd=1.5...10 x Ir, Ii=12 x In nut keeper kit |  | 0 | 0
3VA2440-5HN32-0AB0 |  | 3VA2440-5HN32-0AB0 | 1 | UN | 1 | 10 | C | D | EAR99 | N | 85362090 | 1 | 4042949054900 | 4.4 | KG | 1997.6 | 1997.6 | LP18 | LP18 | circuit breaker 3VA2 IEC frame 630 breaking capacity class M Icu=55kA @ 415V 3-pole, line protection ETU350, LSI, In=400A overload protection Ir=160A...400A short-circuit protection Isd=1.5...10 x Ir, Ii=12 x In nut keeper kit 2 auxiliary switches HP | - | 0 | 0
3VA2440-5HN32-0AC0 |  | 3VA2440-5HN32-0AC0 | 1 | UN | 1 | 10 | C | D | EAR99 | N | 85362090 | 1 | 4042949056997 | 4.4 | KG | 1980 | 1980 | LP18 | LP18 | circuit breaker 3VA2 IEC frame 630 breaking capacity class M Icu=55kA @ 415V 3-pole, line protection ETU350, LSI, In=400A overload protection Ir=160A...400A short-circuit protection Isd=1.5...10 x Ir, Ii=12 x In nut keeper kit 2 auxiliary switches HQ | - | 0 | 0
3VA2440-5HN32-0AD0 |  | 3VA2440-5HN32-0AD0 | 1 | UN | 1 | 10 | C | D | EAR99 | N | 85362090 | 1 | 4042949059080 | 4.4 | KG | 1997.6 | 1997.6 | LP18 | LP18 | circuit breaker 3VA2 IEC frame 630 breaking capacity class M Icu=55kA @ 415V 3-pole, line protection ETU350, LSI, In=400A overload protection Ir=160A...400A short-circuit protection Isd=1.5...10 x Ir, Ii=12 x In nut keeper kit 3 auxiliary switches HQ | - | 0 | 0
3VA2440-5HN32-0AE0 |  | 3VA2440-5HN32-0AE0 | 1 | UN | 1 | 10 | C | D | EAR99 | N | 85362090 | 1 | 4042949061175 | 4.4 | KG | 2024 | 2024 | LP18 | LP18 | circuit breaker 3VA2 IEC frame 630 breaking capacity class M Icu=55kA @ 415V 3-pole, line protection ETU350, LSI, In=400A overload protection Ir=160A...400A short-circuit protection Isd=1.5...10 x Ir, Ii=12 x In nut keeper kit 4 auxiliary switches HQ | - | 0 | 0
3VA2440-5HN32-0AF0 |  | 3VA2440-5HN32-0AF0 | 1 | UN | 1 | 10 | C | D | EAR99 | N | 85362090 | 1 | 4042949063261 | 4.4 | KG | 1980 | 1980 | LP18 | LP18 | circuit breaker 3VA2 IEC frame 630 breaking capacity class M Icu=55kA @ 415V 3-pole, line protection ETU350, LSI, In=400A overload protection Ir=160A...400A short-circuit protection Isd=1.5...10 x Ir, Ii=12 x In nut keeper kit 1 auxiliary switch HQ 1 trip alarm switch HQ | - | 0 | 0
3VA2440-5HN32-0AG0 |  | 3VA2440-5HN32-0AG0 | 1 | UN | 1 | 10 | C | D | EAR99 | N | 85362090 | 1 | 4042949065357 | 4.4 | KG | 1997.6 | 1997.6 | LP18 | LP18 | circuit breaker 3VA2 IEC frame 630 breaking capacity class M Icu=55kA @ 415V 3-pole, line protection ETU350, LSI, In=400A overload protection Ir=160A...400A short-circuit protection Isd=1.5...10 x Ir, Ii=12 x In nut keeper kit 1 auxiliary switch HP 1 trip alarm switch HP | - | 0 | 0
3VA2440-5HN32-0AH0 |  | 3VA2440-5HN32-0AH0 | 1 | UN | 1 | 10 | C | D | EAR99 | N | 85362090 | 1 | 4042949067443 | 4.4 | KG | 1997.6 | 1997.6 | LP18 | LP18 | circuit breaker 3VA2 IEC frame 630 breaking capacity class M Icu=55kA @ 415V 3-pole, line protection ETU350, LSI, In=400A overload protection Ir=160A...400A short-circuit protection Isd=1.5...10 x Ir, Ii=12 x In nut keeper kit 2 auxiliary switches HQ 1 trip alarm switch HQ | - | 0 | 0
3VA2440-5HN32-0AJ0 |  | 3VA2440-5HN32-0AJ0 | 1 | UN | 1 | 10 | C | D | EAR99 | N | 85362090 | 1 | 4042949067801 | 4.4 | KG | 2050.4 | 2050.4 | LP18 | LP18 | circuit breaker 3VA2 IEC frame 630 breaking capacity class M Icu=55kA @ 415V 3-pole, line protection ETU350, LSI, In=400A overload protection Ir=160A...400A short-circuit protection Isd=1.5...10 x Ir, Ii=12 x In nut keeper kit 2 auxiliary switches HP 1 trip alarm switch HP | - | 0 | 0
3VA2440-5HN32-0BA0 |  | 3VA2440-5HN32-0BA0 | 1 | UN | 1 | 10 | C | D | EAR99 | N | 85362090 | 1 | 4042949042365 | 4.4 | KG | 2050.4 | 2050.4 | LP18 | LP18 | circuit breaker 3VA2 IEC frame 630 breaking capacity class M Icu=55kA @ 415V 3-pole, line protection ETU350, LSI, In=400A overload protection Ir=160A...400A short-circuit protection Isd=1.5...10 x Ir, Ii=12 x In nut keeper kit undervoltage release (UVR) 24V DC | - | 0 | 0
3VA2440-5HN32-0BC0 |  | 3VA2440-5HN32-0BC0 | 1 | UN | 1 | 10 | C | D | EAR99 | N | 85362090 | 1 | 4042949069898 | 4.4 | KG | 2103.2 | 2103.2 | LP18 | LP18 | circuit breaker 3VA2 IEC frame 630 breaking capacity class M Icu=55kA @ 415V 3-pole, line protection ETU350, LSI, In=400A overload protection Ir=160A...400A short-circuit protection Isd=1.5...10 x Ir, Ii=12 x In nut keeper kit undervoltage release (UVR) 24V DC 2 auxiliary switches HQ | - | 0 | 0
3VA2440-5HN32-0BH0 |  | 3VA2440-5HN32-0BH0 | 1 | UN | 1 | 10 | C | D | EAR99 | N | 85362090 | 1 | 4042949082439 | 4.4 | KG | 2120.8 | 2120.8 | LP18 | LP18 | circuit breaker 3VA2 IEC frame 630 breaking capacity class M Icu=55kA @ 415V 3-pole, line protection ETU350, LSI, In=400A overload protection Ir=160A...400A short-circuit protection Isd=1.5...10 x Ir, Ii=12 x In nut keeper kit undervoltage release (UVR) 24V DC 2 auxiliary switches HQ 1 trip alarm switch HQ | - | 0 | 0
3VA2440-5HN32-0BJ0 |  | 3VA2440-5HN32-0BJ0 | 1 | UN | 1 | 10 | C | D | EAR99 | N | 85362090 | 1 | 4042949321781 | 4.486 | KG | 2147.2 | 2147.2 | LP18 | LP18 | circuit breaker 3VA2 IEC frame 630 breaking capacity class M Icu=55kA @ 415V 3-pole, line protection ETU350, LSI, In=400A overload protection Ir=160A...400A short-circuit protection Isd=1.5...10 x Ir, Ii=12 x In nut keeper kit undervoltage release (UVR) 24V DC 2 auxiliary switches HP 1 trip alarm switch HP | - | 0 | 0
3VA2440-5HN32-0BL0 |  | 3VA2440-5HN32-0BL0 | 1 | UN | 1 | 10 | C | D | EAR99 | N | 85362090 | 1 | 4042949093244 | 4.4 | KG | 2156 | 2156 | LP18 | LP18 | circuit breaker 3VA2 IEC frame 630 breaking capacity class M Icu=55kA @ 415V 3-pole, line protection ETU350, LSI, In=400A overload protection Ir=160A...400A short-circuit protection Isd=1.5...10 x Ir, Ii=12 x In nut keeper kit undervoltage release (UVR) 24V DC 2 auxiliary switches HQ 1 trip alarm switch HQ 1 electrical alarm switch | - | 0 | 0
3VA2440-5HN32-0CA0 |  | 3VA2440-5HN32-0CA0 | 1 | UN | 1 | 10 | C | D | EAR99 | N | 85362090 | 1 | 4042949044451 | 4.4 | KG | 2050.4 | 2050.4 | LP18 | LP18 | circuit breaker 3VA2 IEC frame 630 breaking capacity class M Icu=55kA @ 415V 3-pole, line protection ETU350, LSI, In=400A overload protection Ir=160A...400A short-circuit protection Isd=1.5...10 x Ir, Ii=12 x In nut keeper kit undervoltage release (UVR) 120-127V AC 50/60Hz | - | 0 | 0
3VA2440-5HN32-0CC0 |  | 3VA2440-5HN32-0CC0 | 1 | UN | 1 | 10 | C | D | EAR99 | N | 85362090 | 1 | 4042949071983 | 4.4 | KG | 2103.2 | 2103.2 | LP18 | LP18 | circuit breaker 3VA2 IEC frame 630 breaking capacity class M Icu=55kA @ 415V 3-pole, line protection ETU350, LSI, In=400A overload protection Ir=160A...400A short-circuit protection Isd=1.5...10 x Ir, Ii=12 x In nut keeper kit undervoltage release (UVR) 120-127V AC 50/60Hz 2 auxiliary switches HQ | - | 0 | 0
3VA2440-5HN32-0CH0 |  | 3VA2440-5HN32-0CH0 | 1 | UN | 1 | 10 | C | D | EAR99 | N | 85362090 | 1 | 4042949084525 | 4.4 | KG | 2120.8 | 2120.8 | LP18 | LP18 | circuit breaker 3VA2 IEC frame 630 breaking capacity class M Icu=55kA @ 415V 3-pole, line protection ETU350, LSI, In=400A overload protection Ir=160A...400A short-circuit protection Isd=1.5...10 x Ir, Ii=12 x In nut keeper kit undervoltage release (UVR) 120-127V AC 50/60Hz 2 auxiliary switches HQ 1 trip alarm switch HQ | - | 0 | 0
3VA2440-5HN32-0CL0 |  | 3VA2440-5HN32-0CL0 | 1 | UN | 1 | 10 | C | D | EAR99 | N | 85362090 | 1 | 4042949093602 | 4.4 | KG | 2156 | 2156 | LP18 | LP18 | circuit breaker 3VA2 IEC frame 630 breaking capacity class M Icu=55kA @ 415V 3-pole, line protection ETU350, LSI, In=400A overload protection Ir=160A...400A short-circuit protection Isd=1.5...10 x Ir, Ii=12 x In nut keeper kit undervoltage release (UVR) 120-127V AC 50/60Hz 2 auxiliary switches HQ 1 trip alarm switch HQ 1 electrical alarm switch | - | 0 | 0
3VA2440-5HN32-0DA0 |  | 3VA2440-5HN32-0DA0 | 1 | UN | 1 | 10 | C | D | EAR99 | N | 85362090 | 1 | 4042949046547 | 4.4 | KG | 2050.4 | 2050.4 | LP18 | LP18 | circuit breaker 3VA2 IEC frame 630 breaking capacity class M Icu=55kA @ 415V 3-pole, line protection ETU350, LSI, In=400A overload protection Ir=160A...400A short-circuit protection Isd=1.5...10 x Ir, Ii=12 x In nut keeper kit undervoltage release (UVR) 208-230V AC 50/60Hz | - | 0 | 0
3VA2440-5HN32-0DC0 |  | 3VA2440-5HN32-0DC0 | 1 | UN | 1 | 10 | C | D | EAR99 | N | 85362090 | 1 | 4042949074076 | 4.4 | KG | 2103.2 | 2103.2 | LP18 | LP18 | circuit breaker 3VA2 IEC frame 630 breaking capacity class M Icu=55kA @ 415V 3-pole, line protection ETU350, LSI, In=400A overload protection Ir=160A...400A short-circuit protection Isd=1.5...10 x Ir, Ii=12 x In nut keeper kit undervoltage release (UVR) 208-230V AC 50/60Hz 2 auxiliary switches HQ | - | 0 | 0
3VA2440-5HN32-0DH0 |  | 3VA2440-5HN32-0DH0 | 1 | UN | 1 | 10 | C | D | EAR99 | N | 85362090 | 1 | 4042949086611 | 4.4 | KG | 2120.8 | 2120.8 | LP18 | LP18 | circuit breaker 3VA2 IEC frame 630 breaking capacity class M Icu=55kA @ 415V 3-pole, line protection ETU350, LSI, In=400A overload protection Ir=160A...400A short-circuit protection Isd=1.5...10 x Ir, Ii=12 x In nut keeper kit undervoltage release (UVR) 208-230V AC 50/60Hz 2 auxiliary switches HQ 1 trip alarm switch HQ | - | 0 | 0
3VA2440-5HN32-0DL0 |  | 3VA2440-5HN32-0DL0 | 1 | UN | 1 | 10 | C | D | EAR99 | N | 85362090 | 1 | 4042949093961 | 4.4 | KG | 2156 | 2156 | LP18 | LP18 | circuit breaker 3VA2 IEC frame 630 breaking capacity class M Icu=55kA @ 415V 3-pole, line protection ETU350, LSI, In=400A overload protection Ir=160A...400A short-circuit protection Isd=1.5...10 x Ir, Ii=12 x In nut keeper kit undervoltage release (UVR) 208-230V AC 50/60Hz 2 auxiliary switches HQ 1 trip alarm switch HQ 1 electrical alarm switch | - | 0 | 0
3VA2440-5HN32-0HA0 |  | 3VA2440-5HN32-0HA0 | 1 | UN | 1 | 10 | C | D | EAR99 | N | 85362090 | 1 | 4042949048633 | 4.4 | KG | 2015.2 | 2015.2 | LP18 | LP18 | circuit breaker 3VA2 IEC frame 630 breaking capacity class M Icu=55kA @ 415V 3-pole, line protection ETU350, LSI, In=400A overload protection Ir=160A...400A short-circuit protection Isd=1.5...10 x Ir, Ii=12 x In nut keeper kit shunt trip (STL) 12-30V DC, 24V AC 50/60Hz | - | 0 | 0
3VA2440-5HN32-0HC0 |  | 3VA2440-5HN32-0HC0 | 1 | UN | 1 | 10 | C | D | EAR99 | N | 85362090 | 1 | 4042949076162 | 4.4 | KG | 2068 | 2068 | LP18 | LP18 | circuit breaker 3VA2 IEC frame 630 breaking capacity class M Icu=55kA @ 415V 3-pole, line protection ETU350, LSI, In=400A overload protection Ir=160A...400A short-circuit protection Isd=1.5...10 x Ir, Ii=12 x In nut keeper kit shunt trip (STL) 12-30V DC, 24V AC 50/60Hz 2 auxiliary switches HQ | - | 0 | 0
3VA2440-5HN32-0HH0 |  | 3VA2440-5HN32-0HH0 | 1 | UN | 1 | 10 | C | D | EAR99 | N | 85362090 | 1 | 4042949088707 | 4.4 | KG | 2103.2 | 2103.2 | LP18 | LP18 | circuit breaker 3VA2 IEC frame 630 breaking capacity class M Icu=55kA @ 415V 3-pole, line protection ETU350, LSI, In=400A overload protection Ir=160A...400A short-circuit protection Isd=1.5...10 x Ir, Ii=12 x In nut keeper kit shunt trip (STL) 12-30V DC, 24V AC 50/60Hz 2 auxiliary switches HQ 1 trip alarm switch HQ | - | 0 | 0
3VA2440-5HN32-0HL0 |  | 3VA2440-5HN32-0HL0 | 1 | UN | 1 | 10 | C | D | EAR99 | N | 85362090 | 1 | 4042949094326 | 4.4 | KG | 2129.6 | 2129.6 | LP18 | LP18 | circuit breaker 3VA2 IEC frame 630 breaking capacity class M Icu=55kA @ 415V 3-pole, line protection ETU350, LSI, In=400A overload protection Ir=160A...400A short-circuit protection Isd=1.5...10 x Ir, Ii=12 x In nut keeper kit shunt trip (STL) 12-30V DC, 24V AC 50/60Hz 2 auxiliary switches HQ 1 trip alarm switch HQ 1 electrical alarm switch | - | 0 | 0
3VA2440-5HN32-0JA0 |  | 3VA2440-5HN32-0JA0 | 1 | UN | 1 | 10 | C | D | EAR99 | N | 85362090 | 1 | 4042949050728 | 4.4 | KG | 2015.2 | 2015.2 | LP18 | LP18 | circuit breaker 3VA2 IEC frame 630 breaking capacity class M Icu=55kA @ 415V 3-pole, line protection ETU350, LSI, In=400A overload protection Ir=160A...400A short-circuit protection Isd=1.5...10 x Ir, Ii=12 x In nut keeper kit shunt trip (STL) 110-127V DC, AC 50/60Hz | - | 0 | 0
3VA2440-5HN32-0JC0 |  | 3VA2440-5HN32-0JC0 | 1 | UN | 1 | 10 | C | D | EAR99 | N | 85362090 | 1 | 4042949078258 | 4.4 | KG | 2068 | 2068 | LP18 | LP18 | circuit breaker 3VA2 IEC frame 630 breaking capacity class M Icu=55kA @ 415V 3-pole, line protection ETU350, LSI, In=400A overload protection Ir=160A...400A short-circuit protection Isd=1.5...10 x Ir, Ii=12 x In nut keeper kit shunt trip (STL) 110-127V DC, AC 50/60Hz 2 auxiliary switches HQ | - | 0 | 0
3VA2440-5HN32-0JH0 |  | 3VA2440-5HN32-0JH0 | 1 | UN | 1 | 10 | C | D | EAR99 | N | 85362090 | 1 | 4042949090793 | 4.4 | KG | 2103.2 | 2103.2 | LP18 | LP18 | circuit breaker 3VA2 IEC frame 630 breaking capacity class M Icu=55kA @ 415V 3-pole, line protection ETU350, LSI, In=400A overload protection Ir=160A...400A short-circuit protection Isd=1.5...10 x Ir, Ii=12 x In nut keeper kit shunt trip (STL) 110-127V DC, AC 50/60Hz 2 auxiliary switches HQ 1 trip alarm switch HQ | - | 0 | 0
3VA2440-5HN32-0JL0 |  | 3VA2440-5HN32-0JL0 | 1 | UN | 1 | 10 | C | D | EAR99 | N | 85362090 | 1 | 4042949094685 | 4.4 | KG | 2129.6 | 2129.6 | LP18 | LP18 | circuit breaker 3VA2 IEC frame 630 breaking capacity class M Icu=55kA @ 415V 3-pole, line protection ETU350, LSI, In=400A overload protection Ir=160A...400A short-circuit protection Isd=1.5...10 x Ir, Ii=12 x In nut keeper kit shunt trip (STL) 110-127V DC, AC 50/60Hz 2 auxiliary switches HQ 1 trip alarm switch HQ 1 electrical alarm switch | - | 0 | 0
3VA2440-5HN32-0KA0 |  | 3VA2440-5HN32-0KA0 | 1 | UN | 1 | 10 | C | D | EAR99 | N | 85362090 | 1 | 4042949052814 | 4.4 | KG | 2015.2 | 2015.2 | LP18 | LP18 | circuit breaker 3VA2 IEC frame 630 breaking capacity class M Icu=55kA @ 415V 3-pole, line protection ETU350, LSI, In=400A overload protection Ir=160A...400A short-circuit protection Isd=1.5...10 x Ir, Ii=12 x In nut keeper kit shunt trip (STL) 220-250V DC, 208-277V AC | - | 0 | 0
3VA2440-5HN32-0KC0 |  | 3VA2440-5HN32-0KC0 | 1 | UN | 1 | 10 | C | D | EAR99 | N | 85362090 | 1 | 4042949080343 | 4.4 | KG | 2068 | 2068 | LP18 | LP18 | circuit breaker 3VA2 IEC frame 630 breaking capacity class M Icu=55kA @ 415V 3-pole, line protection ETU350, LSI, In=400A overload protection Ir=160A...400A short-circuit protection Isd=1.5...10 x Ir, Ii=12 x In nut keeper kit shunt trip (STL) 220-250V DC, 208-277V AC 2 auxiliary switches HQ | - | 0 | 0
3VA2440-5HN32-0KH0 |  | 3VA2440-5HN32-0KH0 | 1 | UN | 1 | 10 | C | D | EAR99 | N | 85362090 | 1 | 4042949092889 | 4.4 | KG | 2103.2 | 2103.2 | LP18 | LP18 | circuit breaker 3VA2 IEC frame 630 breaking capacity class M Icu=55kA @ 415V 3-pole, line protection ETU350, LSI, In=400A overload protection Ir=160A...400A short-circuit protection Isd=1.5...10 x Ir, Ii=12 x In nut keeper kit shunt trip (STL) 220-250V DC, 208-277V AC 2 auxiliary switches HQ 1 trip alarm switch HQ | - | 0 | 0
3VA2440-5HN32-0KL0 |  | 3VA2440-5HN32-0KL0 | 1 | UN | 1 | 10 | C | D | EAR99 | N | 85362090 | 1 | 4042949095040 | 4.4 | KG | 2129.6 | 2129.6 | LP18 | LP18 | circuit breaker 3VA2 IEC frame 630 breaking capacity class M Icu=55kA @ 415V 3-pole, line protection ETU350, LSI, In=400A overload protection Ir=160A...400A short-circuit protection Isd=1.5...10 x Ir, Ii=12 x In nut keeper kit shunt trip (STL) 220-250V DC, 208-277V AC 2 auxiliary switches HQ 1 trip alarm switch HQ 1 electrical alarm switch | - | 0 | 0
3VA2440-5HN32-0LJ0 |  | 3VA2440-5HN32-0LJ0 | 1 | UN | 1 | 10 | C | D | EAR99 | N | 85362090 | 1 | 4042949321736 | 4.486 | KG | 2235.2 | 2235.2 | LP18 | LP18 | circuit breaker 3VA2 IEC frame 630 breaking capacity class M Icu=55kA @ 415V 3-pole, line protection ETU350, LSI, In=400A overload protection Ir=160A...400A short-circuit protection Isd=1.5...10 x Ir, Ii=12 x In nut keeper kit universal release (UNI) 24V DC 2 auxiliary switches HP 1 trip alarm switch HP | - | 0 | 0
3VA2440-5HN42-0AA0 |  | 3VA2440-5HN42-0AA0 | 1 | UN | 1 | 5 | B | D | EAR99 | N | 85362090 | 1 | 4042948807958 | 6.108 | KG | 2508 | 2508 | LP18 | LP18 | circuit breaker 3VA2 IEC frame 630 breaking capacity class M Icu=55kA @ 415V 4-pole, line protection ETU350, LSI, In=400A overload protection Ir=160A...400A short-circuit protection Isd=1.5...10 x Ir, Ii=12 x In N conductor protection adjustable (OFF, 50%, 100%) nut keeper kit |  | 0 | 0
3VA2440-5HN42-0KJ0 |  | 3VA2440-5HN42-0KJ0 | 1 | UN | 1 | 10 | C | D | EAR99 | N | 85362090 | 1 | 4042949327103 | 5.883 | KG | 2710.4 | 2710.4 | LP18 | LP18 | circuit breaker 3VA2 IEC frame 630 breaking capacity class M Icu=55kA @ 415V 4-pole, line protection ETU350, LSI, In=400A overload protection Ir=160A...400A short-circuit protection Isd=1.5...10 x Ir, Ii=12 x In N conductor protection adjustable (OFF, 50%, 100%) nut keeper kit circuit breaker 3VA2 IEC frame 630 breaking capacity class M Icu=55kA @ 415V 4-pole, line protection ETU350, LSI, In=400A overload protection shunt trip left 208-277V AC 50/60Hz 220-250V DC accessory 2 auxiliary switch changeover H 1 trip alarm switch changeover |  | 0 | 0
3VA2440-5JP32-0AA0 |  | 3VA2440-5JP32-0AA0 | 1 | UN | 1 | 5 | B | D | EAR99 | N | 85362090 | 1 | 4042948807415 | 4.727 | KG | 2367.2 | 2367.2 | LP18 | LP18 | circuit breaker 3VA2 IEC frame 630 breaking capacity class M Icu=55kA @ 415V 3-pole, line protection ETU550, LSI, In=400A overload protection Ir=160A...400A short-circuit protection Isd=0.6..10x In, Ii=1.5..15x In N conductor protection optionally with external current transformer, up to 160% nut keeper kit |  | 0 | 0
3VA2440-5JP42-0AA0 |  | 3VA2440-5JP42-0AA0 | 1 | UN | 1 | 5 | B | D | EAR99 | N | 85362090 | 1 | 4042948807972 | 6.102 | KG | 2939.2 | 2939.2 | LP18 | LP18 | circuit breaker 3VA2 IEC frame 630 breaking capacity class M Icu=55kA @ 415V 4-pole, line protection ETU550, LSI, In=400A overload protection Ir=160A...400A short-circuit protection Isd=0.6..10x In, Ii=1.5..15x In N conductor protection adjustable (OFF, up to 130%) nut keeper kit |  | 0 | 0
3VA2440-5JQ32-0AA0 |  | 3VA2440-5JQ32-0AA0 | 1 | UN | 1 | 5 | B | D | EAR99 | N | 85362090 | 1 | 4042948807422 | 4.767 | KG | 2604.8 | 2604.8 | LP18 | LP18 | circuit breaker 3VA2 IEC frame 630 breaking capacity class M Icu=55kA @ 415V 3-pole, line protection ETU560, LSIG, In=400A overload protection Ir=160A...400A short-circuit protection Isd=0.6..10x In, Ii=1.5..15x In N conductor protection optionally with external current transformer, up to 160% gr.-fault prot., can be sw. off Ig=0.2...1 x In, tg=0.05-0.8s nut keeper kit |  | 0 | 0
3VA2440-5JQ42-0AA0 |  | 3VA2440-5JQ42-0AA0 | 1 | UN | 1 | 5 | B | D | EAR99 | N | 85362090 | 1 | 4042948807989 | 6.121 | KG | 3194.4 | 3194.4 | LP18 | LP18 | circuit breaker 3VA2 IEC frame 630 breaking capacity class M Icu=55kA @ 415V 4-pole, line protection ETU560, LSIG, In=400A overload protection Ir=160A...400A short-circuit protection Isd=0.6..10x In, Ii=1.5..15x In N conductor protection adjustable (OFF, up to 160%) gr.-fault prot., can be sw. off Ig=0.2...1 x In= tg=0.05-0.8s nut keeper kit |  | 0 | 0
3VA2440-5KP32-0AA0 |  | 3VA2440-5KP32-0AA0 | 1 | UN | 1 | 5 | B | D | EAR99 | N | 85362090 | 1 | 4042948807439 | 4.97 | KG | 2552 | 2552 | LP18 | LP18 | circuit breaker 3VA2 IEC frame 630 breaking capacity class M Icu=55kA @ 415V 3-pole, line protection ETU850, LSI, In=400A overload protection Ir=160A...400A short-circuit protection Isd=0.6..10x In, Ii=1.5..15x In N conductor protection optionally with external current transformer, up to 160% nut keeper kit |  | 0 | 0
3VA2440-5KP32-0AE0 |  | 3VA2440-5KP32-0AE0 | 1 | UN | 1 | 10 | C | D | EAR99 | N | 85362090 | 1 | 4042949322399 | 4.392 | KG | 2666.4 | 2666.4 | LP18 | LP18 | circuit breaker 3VA2 IEC frame 630 breaking capacity class M Icu=55kA @ 415V 3-pole, line protection ETU850, LSI, In=400A overload protection Ir=160A...400A short-circuit protection Isd=0.6..10x In, Ii=1.5..15x In N conductor protection optionally with external current transformer, up to 160% nut keeper kit 4 auxiliary switches HQ | - | 0 | 0
3VA2440-5KP42-0AA0 |  | 3VA2440-5KP42-0AA0 | 1 | UN | 1 | 5 | B | D | EAR99 | N | 85362090 | 1 | 4042948807996 | 6.163 | KG | 3043 | 2958 | LP18 | LP18 | circuit breaker 3VA2 IEC frame 630 breaking capacity class M Icu=55kA @ 415V 4-pole, line protection ETU850, LSI, In=400A overload protection Ir=160A...400A short-circuit protection Isd=0.6..10x In, Ii=1.5..15x In N conductor protection adjustable (OFF, up to 160%) nut keeper kit | Lista Papel 2020 SI | 0 | 0
3VA2440-5KQ32-0AA0 |  | 3VA2440-5KQ32-0AA0 | 1 | UN | 1 | 5 | B | D | EAR99 | N | 85362090 | 1 | 4042948807446 | 4.5 | KG | 2719.2 | 2719.2 | LP18 | LP18 | circuit breaker 3VA2 IEC frame 630 breaking capacity class M Icu=55kA @ 415V 3-pole, line protection ETU860, LSIG, In=400A overload protection Ir=160A...400A short-circuit protection Isd=0.6..10x In, Ii=1.5..15x In N conductor protection optionally with external current transformer, up to 160% gr.-fault prot., can be sw. off Ig=0.2...1 x In, tg=0.05-0.8s nut keeper kit |  | 0 | 0
3VA2440-5KQ32-0DF0 |  | 3VA2440-5KQ32-0DF0 | 1 | UN | 1 | 10 | C | D | EAR99 | N | 85362090 | 1 | 4042949321507 | 4.43 | KG | 2868.8 | 2868.8 | LP18 | LP18 | circuit breaker 3VA2 IEC frame 630 breaking capacity class M Icu=55kA @ 415V 3-pole, line protection ETU860, LSIG, In=400A overload protection Ir=160A...400A short-circuit protection Isd=0.6..10x In, Ii=1.5..15x In N conductor protection optionally with external current transformer, up to 160% gr.-fault prot., can be sw. off Ig=0.2...1 x In, tg=0.05-0.8s nut keeper kit undervoltage release (UVR) 208-230V AC 50/60Hz 1 auxiliary switch HQ 1 trip alarm switch HQ | - | 0 | 0
3VA2440-5KQ42-0AA0 |  | 3VA2440-5KQ42-0AA0 | 1 | UN | 1 | 5 | B | D | EAR99 | N | 85362090 | 1 | 4042948808009 | 5.7 | KG | 3291.2 | 3291.2 | LP18 | LP18 | circuit breaker 3VA2 IEC frame 630 breaking capacity class M Icu=55kA @ 415V 4-pole, line protection ETU860, LSIG, In=400A overload protection Ir=160A...400A short-circuit protection Isd=0.6..10x In, Ii=1.5..15x In N conductor protection adjustable (OFF, up to 160%) gr.-fault prot., can be sw. off Ig=0.2...1 x In= tg=0.05-0.8s nut keeper kit |  | 0 | 0
3VA2440-5MN32-0AA0 |  | 3VA2440-5MN32-0AA0 | 1 | UN | 1 | 5 | B | D | EAR99 | N | 85362090 | 1 | 4042948830451 | 4.729 | KG | 2059.2 | 2059.2 | LP18 | LP18 | circuit breaker 3VA2 IEC frame 630 breaking capacity class M Icu=55kA @ 415V 3-pole, motor protection ETU350M, LSI, In=400A overload protection Ir=160A...400A short-circuit protection Isd=3...15 x Ir, Ii=15 x In nut keeper kit | - | 0 | 0
3VA2440-5MN32-0AB0 |  | 3VA2440-5MN32-0AB0 | 1 | UN | 1 | 10 | C | D | EAR99 | N | 85362090 | 1 | 4042949106678 | 4.3 | KG | 2129.6 | 2129.6 | LP18 | LP18 | circuit breaker 3VA2 IEC frame 630 breaking capacity class M Icu=55kA @ 415V 3-pole, motor protection ETU350M, LSI, In=400A overload protection Ir=160A...400A short-circuit protection Isd=3...15 x Ir, Ii=15 x In nut keeper kit 2 auxiliary switches HP | - | 0 | 0
3VA2440-5MN32-0AC0 |  | 3VA2440-5MN32-0AC0 | 1 | UN | 1 | 10 | C | D | EAR99 | N | 85362090 | 1 | 4042949106852 | 4.3 | KG | 2112 | 2112 | LP18 | LP18 | circuit breaker 3VA2 IEC frame 630 breaking capacity class M Icu=55kA @ 415V 3-pole, motor protection ETU350M, LSI, In=400A overload protection Ir=160A...400A short-circuit protection Isd=3...15 x Ir, Ii=15 x In nut keeper kit 2 auxiliary switches HQ | - | 0 | 0
3VA2440-5MN32-0AD0 |  | 3VA2440-5MN32-0AD0 | 1 | UN | 1 | 10 | C | D | EAR99 | N | 85362090 | 1 | 4042949107033 | 4.3 | KG | 2129.6 | 2129.6 | LP18 | LP18 | circuit breaker 3VA2 IEC frame 630 breaking capacity class M Icu=55kA @ 415V 3-pole, motor protection ETU350M, LSI, In=400A overload protection Ir=160A...400A short-circuit protection Isd=3...15 x Ir, Ii=15 x In nut keeper kit 3 auxiliary switches HQ | - | 0 | 0
3VA2440-5MN32-0AE0 |  | 3VA2440-5MN32-0AE0 | 1 | UN | 1 | 10 | C | D | EAR99 | N | 85362090 | 1 | 4042949107217 | 4.3 | KG | 2156 | 2156 | LP18 | LP18 | circuit breaker 3VA2 IEC frame 630 breaking capacity class M Icu=55kA @ 415V 3-pole, motor protection ETU350M, LSI, In=400A overload protection Ir=160A...400A short-circuit protection Isd=3...15 x Ir, Ii=15 x In nut keeper kit 4 auxiliary switches HQ | - | 0 | 0
3VA2440-5MN32-0AF0 |  | 3VA2440-5MN32-0AF0 | 1 | UN | 1 | 10 | C | D | EAR99 | N | 85362090 | 1 | 4042949107392 | 4.3 | KG | 2112 | 2112 | LP18 | LP18 | circuit breaker 3VA2 IEC frame 630 breaking capacity class M Icu=55kA @ 415V 3-pole, motor protection ETU350M, LSI, In=400A overload protection Ir=160A...400A short-circuit protection Isd=3...15 x Ir, Ii=15 x In nut keeper kit 1 auxiliary switch HQ 1 trip alarm switch HQ | - | 0 | 0
3VA2440-5MN32-0AG0 |  | 3VA2440-5MN32-0AG0 | 1 | UN | 1 | 10 | C | D | EAR99 | N | 85362090 | 1 | 4042949107576 | 4.3 | KG | 2129.6 | 2129.6 | LP18 | LP18 | circuit breaker 3VA2 IEC frame 630 breaking capacity class M Icu=55kA @ 415V 3-pole, motor protection ETU350M, LSI, In=400A overload protection Ir=160A...400A short-circuit protection Isd=3...15 x Ir, Ii=15 x In nut keeper kit 1 auxiliary switch HP 1 trip alarm switch HP | - | 0 | 0
3VA2440-5MN32-0AH0 |  | 3VA2440-5MN32-0AH0 | 1 | UN | 1 | 10 | C | D | EAR99 | N | 85362090 | 1 | 4042949107750 | 4.3 | KG | 2129.6 | 2129.6 | LP18 | LP18 | circuit breaker 3VA2 IEC frame 630 breaking capacity class M Icu=55kA @ 415V 3-pole, motor protection ETU350M, LSI, In=400A overload protection Ir=160A...400A short-circuit protection Isd=3...15 x Ir, Ii=15 x In nut keeper kit 2 auxiliary switches HQ 1 trip alarm switch HQ | - | 0 | 0
3VA2440-5MN32-0AJ0 |  | 3VA2440-5MN32-0AJ0 | 1 | UN | 1 | 10 | C | D | EAR99 | N | 85362090 | 1 | 4042949107934 | 4.3 | KG | 2164.8 | 2164.8 | LP18 | LP18 | circuit breaker 3VA2 IEC frame 630 breaking capacity class M Icu=55kA @ 415V 3-pole, motor protection ETU350M, LSI, In=400A overload protection Ir=160A...400A short-circuit protection Isd=3...15 x Ir, Ii=15 x In nut keeper kit 2 auxiliary switches HP 1 trip alarm switch HP | - | 0 | 0
3VA2440-5MN32-0BA0 |  | 3VA2440-5MN32-0BA0 | 1 | UN | 1 | 10 | C | D | EAR99 | N | 85362090 | 1 | 4042949105596 | 4.3 | KG | 2164.8 | 2164.8 | LP18 | LP18 | circuit breaker 3VA2 IEC frame 630 breaking capacity class M Icu=55kA @ 415V 3-pole, motor protection ETU350M, LSI, In=400A overload protection Ir=160A...400A short-circuit protection Isd=3...15 x Ir, Ii=15 x In nut keeper kit undervoltage release (UVR) 24V DC | - | 0 | 0
3VA2440-5MN32-0BC0 |  | 3VA2440-5MN32-0BC0 | 1 | UN | 1 | 10 | C | D | EAR99 | N | 85362090 | 1 | 4042949108115 | 4.3 | KG | 2217.6 | 2217.6 | LP18 | LP18 | circuit breaker 3VA2 IEC frame 630 breaking capacity class M Icu=55kA @ 415V 3-pole, motor protection ETU350M, LSI, In=400A overload protection Ir=160A...400A short-circuit protection Isd=3...15 x Ir, Ii=15 x In nut keeper kit undervoltage release (UVR) 24V DC | - | 0 | 0
3VA2440-5MN32-0BH0 |  | 3VA2440-5MN32-0BH0 | 1 | UN | 1 | 10 | C | D | EAR99 | N | 85362090 | 1 | 4042949109198 | 4.3 | KG | 2244 | 2244 | LP18 | LP18 | circuit breaker 3VA2 IEC frame 630 breaking capacity class M Icu=55kA @ 415V 3-pole, motor protection ETU350M, LSI, In=400A overload protection Ir=160A...400A short-circuit protection Isd=3...15 x Ir, Ii=15 x In nut keeper kit undervoltage release (UVR) 24V DC 2 auxiliary switches HQ 1 trip alarm switch HQ | - | 0 | 0
3VA2440-5MN32-0BL0 |  | 3VA2440-5MN32-0BL0 | 1 | UN | 1 | 10 | C | D | EAR99 | N | 85362090 | 1 | 4042949110279 | 4.3 | KG | 2279.2 | 2279.2 | LP18 | LP18 | circuit breaker 3VA2 IEC frame 630 breaking capacity class M Icu=55kA @ 415V 3-pole, motor protection ETU350M, LSI, In=400A overload protection Ir=160A...400A short-circuit protection Isd=3...15 x Ir, Ii=15 x In nut keeper kit undervoltage release (UVR) 24V DC 2 auxiliary switches HQ 1 trip alarm switch HQ 1 electrical alarm switch | - | 0 | 0
3VA2440-5MN32-0CA0 |  | 3VA2440-5MN32-0CA0 | 1 | UN | 1 | 10 | C | D | EAR99 | N | 85362090 | 1 | 4042949105770 | 4.3 | KG | 2164.8 | 2164.8 | LP18 | LP18 | circuit breaker 3VA2 IEC frame 630 breaking capacity class M Icu=55kA @ 415V 3-pole, motor protection ETU350M, LSI, In=400A overload protection Ir=160A...400A short-circuit protection Isd=3...15 x Ir, Ii=15 x In nut keeper kit undervoltage release (UVR) 120-127V AC 50/60Hz | - | 0 | 0
3VA2440-5MN32-0CC0 |  | 3VA2440-5MN32-0CC0 | 1 | UN | 1 | 10 | C | D | EAR99 | N | 85362090 | 1 | 4042949108290 | 4.3 | KG | 2217.6 | 2217.6 | LP18 | LP18 | circuit breaker 3VA2 IEC frame 630 breaking capacity class M Icu=55kA @ 415V 3-pole, motor protection ETU350M, LSI, In=400A overload protection Ir=160A...400A short-circuit protection Isd=3...15 x Ir, Ii=15 x In nut keeper kit undervoltage release (UVR) 120-127V AC 50/60Hz | - | 0 | 0
3VA2440-5MN32-0CH0 |  | 3VA2440-5MN32-0CH0 | 1 | UN | 1 | 10 | C | D | EAR99 | N | 85362090 | 1 | 4042949109372 | 4.3 | KG | 2244 | 2244 | LP18 | LP18 | circuit breaker 3VA2 IEC frame 630 breaking capacity class M Icu=55kA @ 415V 3-pole, motor protection ETU350M, LSI, In=400A overload protection Ir=160A...400A short-circuit protection Isd=3...15 x Ir, Ii=15 x In nut keeper kit undervoltage release (UVR) 120-127V AC 50/60Hz 2 auxiliary switches HQ 1 trip alarm switch HQ | - | 0 | 0
3VA2440-5MN32-0CL0 |  | 3VA2440-5MN32-0CL0 | 1 | UN | 1 | 10 | C | D | EAR99 | N | 85362090 | 1 | 4042949110453 | 4.3 | KG | 2279.2 | 2279.2 | LP18 | LP18 | circuit breaker 3VA2 IEC frame 630 breaking capacity class M Icu=55kA @ 415V 3-pole, motor protection ETU350M, LSI, In=400A overload protection Ir=160A...400A short-circuit protection Isd=3...15 x Ir, Ii=15 x In nut keeper kit undervoltage release (UVR) 120-127V AC 50/60Hz 2 auxiliary switches HQ 1 trip alarm switch HQ 1 electrical alarm switch | - | 0 | 0
3VA2440-5MN32-0DA0 |  | 3VA2440-5MN32-0DA0 | 1 | UN | 1 | 10 | C | D | EAR99 | N | 85362090 | 1 | 4042949105954 | 4.3 | KG | 2164.8 | 2164.8 | LP18 | LP18 | circuit breaker 3VA2 IEC frame 630 breaking capacity class M Icu=55kA @ 415V 3-pole, motor protection ETU350M, LSI, In=400A overload protection Ir=160A...400A short-circuit protection Isd=3...15 x Ir, Ii=15 x In nut keeper kit undervoltage release (UVR) 208-230V AC 50/60Hz | - | 0 | 0
3VA2440-5MN32-0DC0 |  | 3VA2440-5MN32-0DC0 | 1 | UN | 1 | 10 | C | D | EAR99 | N | 85362090 | 1 | 4042949108474 | 4.3 | KG | 2217.6 | 2217.6 | LP18 | LP18 | circuit breaker 3VA2 IEC frame 630 breaking capacity class M Icu=55kA @ 415V 3-pole, motor protection ETU350M, LSI, In=400A overload protection Ir=160A...400A short-circuit protection Isd=3...15 x Ir, Ii=15 x In nut keeper kit undervoltage release (UVR) 208-230V AC 50/60Hz 2 auxiliary switches HQ | - | 0 | 0
3VA2440-5MN32-0DH0 |  | 3VA2440-5MN32-0DH0 | 1 | UN | 1 | 10 | C | D | EAR99 | N | 85362090 | 1 | 4042949109556 | 4.3 | KG | 2244 | 2244 | LP18 | LP18 | circuit breaker 3VA2 IEC frame 630 breaking capacity class M Icu=55kA @ 415V 3-pole, motor protection ETU350M, LSI, In=400A overload protection Ir=160A...400A short-circuit protection Isd=3...15 x Ir, Ii=15 x In nut keeper kit undervoltage release (UVR) 208-230V AC 50/60Hz 2 auxiliary switches HQ 1 trip alarm switch HQ | - | 0 | 0
3VA2440-5MN32-0DL0 |  | 3VA2440-5MN32-0DL0 | 1 | UN | 1 | 10 | C | D | EAR99 | N | 85362090 | 1 | 4042949110637 | 4.3 | KG | 2279.2 | 2279.2 | LP18 | LP18 | circuit breaker 3VA2 IEC frame 630 breaking capacity class M Icu=55kA @ 415V 3-pole, motor protection ETU350M, LSI, In=400A overload protection Ir=160A...400A short-circuit protection Isd=3...15 x Ir, Ii=15 x In nut keeper kit undervoltage release (UVR) 208-230V AC 50/60Hz 2 auxiliary switches HQ 1 trip alarm switch HQ 1 electrical alarm switch | - | 0 | 0
3VA2440-5MN32-0HA0 |  | 3VA2440-5MN32-0HA0 | 1 | UN | 1 | 10 | C | D | EAR99 | N | 85362090 | 1 | 4042949106135 | 4.3 | KG | 2147.2 | 2147.2 | LP18 | LP18 | circuit breaker 3VA2 IEC frame 630 breaking capacity class M Icu=55kA @ 415V 3-pole, motor protection ETU350M, LSI, In=400A overload protection Ir=160A...400A short-circuit protection Isd=3...15 x Ir, Ii=15 x In nut keeper kit shunt trip (STL) 12-30V DC, 24V AC 50/60Hz | - | 0 | 0
3VA2440-5MN32-0HC0 |  | 3VA2440-5MN32-0HC0 | 1 | UN | 1 | 10 | C | D | EAR99 | N | 85362090 | 1 | 4042949108658 | 4.3 | KG | 2200 | 2200 | LP18 | LP18 | circuit breaker 3VA2 IEC frame 630 breaking capacity class M Icu=55kA @ 415V 3-pole, motor protection ETU350M, LSI, In=400A overload protection Ir=160A...400A short-circuit protection Isd=3...15 x Ir, Ii=15 x In nut keeper kit shunt trip (STL) 12-30V DC, 24V AC 50/60Hz 2 auxiliary switches HQ | - | 0 | 0
3VA2440-5MN32-0HH0 |  | 3VA2440-5MN32-0HH0 | 1 | UN | 1 | 10 | C | D | EAR99 | N | 85362090 | 1 | 4042949109730 | 4.3 | KG | 2217.6 | 2217.6 | LP18 | LP18 | circuit breaker 3VA2 IEC frame 630 breaking capacity class M Icu=55kA @ 415V 3-pole, motor protection ETU350M, LSI, In=400A overload protection Ir=160A...400A short-circuit protection Isd=3...15 x Ir, Ii=15 x In nut keeper kit shunt trip (STL) 12-30V DC, 24V AC 50/60Hz 2 auxiliary switches HQ 1 trip alarm switch HQ | - | 0 | 0
3VA2440-5MN32-0HL0 |  | 3VA2440-5MN32-0HL0 | 1 | UN | 1 | 10 | C | D | EAR99 | N | 85362090 | 1 | 4042949110811 | 4.3 | KG | 2252.8 | 2252.8 | LP18 | LP18 | circuit breaker 3VA2 IEC frame 630 breaking capacity class M Icu=55kA @ 415V 3-pole, motor protection ETU350M, LSI, In=400A overload protection Ir=160A...400A short-circuit protection Isd=3...15 x Ir, Ii=15 x In nut keeper kit shunt trip (STL) 12-30V DC, 24V AC 50/60Hz 2 auxiliary switches HQ 1 trip alarm switch HQ 1 electrical alarm switch | - | 0 | 0
3VA2440-5MN32-0JA0 |  | 3VA2440-5MN32-0JA0 | 1 | UN | 1 | 10 | C | D | EAR99 | N | 85362090 | 1 | 4042949106319 | 4.3 | KG | 2147.2 | 2147.2 | LP18 | LP18 | circuit breaker 3VA2 IEC frame 630 breaking capacity class M Icu=55kA @ 415V 3-pole, motor protection ETU350M, LSI, In=400A overload protection Ir=160A...400A short-circuit protection Isd=3...15 x Ir, Ii=15 x In nut keeper kit shunt trip (STL) 110-127V DC, AC 50/60Hz | - | 0 | 0
3VA2440-5MN32-0JC0 |  | 3VA2440-5MN32-0JC0 | 1 | UN | 1 | 10 | C | D | EAR99 | N | 85362090 | 1 | 4042949108832 | 4.3 | KG | 2200 | 2200 | LP18 | LP18 | circuit breaker 3VA2 IEC frame 630 breaking capacity class M Icu=55kA @ 415V 3-pole, motor protection ETU350M, LSI, In=400A overload protection Ir=160A...400A short-circuit protection Isd=3...15 x Ir, Ii=15 x In nut keeper kit shunt trip (STL) 110-127V DC, AC 50/60Hz 2 auxiliary switches HQ | - | 0 | 0
3VA2440-5MN32-0JH0 |  | 3VA2440-5MN32-0JH0 | 1 | UN | 1 | 10 | C | D | EAR99 | N | 85362090 | 1 | 4042949109914 | 4.3 | KG | 2217.6 | 2217.6 | LP18 | LP18 | circuit breaker 3VA2 IEC frame 630 breaking capacity class M Icu=55kA @ 415V 3-pole, motor protection ETU350M, LSI, In=400A overload protection Ir=160A...400A short-circuit protection Isd=3...15 x Ir, Ii=15 x In nut keeper kit shunt trip (STL) 110-127V DC, AC 50/60Hz 2 auxiliary switches HQ 1 trip alarm switch HQ | - | 0 | 0
3VA2440-5MN32-0JL0 |  | 3VA2440-5MN32-0JL0 | 1 | UN | 1 | 10 | C | D | EAR99 | N | 85362090 | 1 | 4042949110996 | 4.3 | KG | 2252.8 | 2252.8 | LP18 | LP18 | circuit breaker 3VA2 IEC frame 630 breaking capacity class M Icu=55kA @ 415V 3-pole, motor protection ETU350M, LSI, In=400A overload protection Ir=160A...400A short-circuit protection Isd=3...15 x Ir, Ii=15 x In nut keeper kit shunt trip (STL) 110-127V DC, AC 50/60Hz 2 auxiliary switches HQ 1 trip alarm switch HQ 1 electrical alarm switch | - | 0 | 0
3VA2440-5MN32-0KA0 |  | 3VA2440-5MN32-0KA0 | 1 | UN | 1 | 10 | C | D | EAR99 | N | 85362090 | 1 | 4042949106494 | 4.3 | KG | 2147.2 | 2147.2 | LP18 | LP18 | circuit breaker 3VA2 IEC frame 630 breaking capacity class M Icu=55kA @ 415V 3-pole, motor protection ETU350M, LSI, In=400A overload protection Ir=160A...400A short-circuit protection Isd=3...15 x Ir, Ii=15 x In nut keeper kit shunt trip (STL) 220-250V DC, 208-277V AC | - | 0 | 0
3VA2440-5MN32-0KC0 |  | 3VA2440-5MN32-0KC0 | 1 | UN | 1 | 10 | C | D | EAR99 | N | 85362090 | 1 | 4042949109013 | 4.3 | KG | 2200 | 2200 | LP18 | LP18 | circuit breaker 3VA2 IEC frame 630 breaking capacity class M Icu=55kA @ 415V 3-pole, motor protection ETU350M, LSI, In=400A overload protection Ir=160A...400A short-circuit protection Isd=3...15 x Ir, Ii=15 x In nut keeper kit shunt trip (STL) 220-250V DC, 208-277V AC 2 auxiliary switches HQ | - | 0 | 0
3VA2440-5MN32-0KH0 |  | 3VA2440-5MN32-0KH0 | 1 | UN | 1 | 10 | C | D | EAR99 | N | 85362090 | 1 | 4042949110095 | 4.3 | KG | 2217.6 | 2217.6 | LP18 | LP18 | circuit breaker 3VA2 IEC frame 630 breaking capacity class M Icu=55kA @ 415V 3-pole, motor protection ETU350M, LSI, In=400A overload protection Ir=160A...400A short-circuit protection Isd=3...15 x Ir, Ii=15 x In nut keeper kit shunt trip (STL) 220-250V DC, 208-277V AC 2 auxiliary switches HQ 1 trip alarm switch HQ | - | 0 | 0
3VA2440-5MN32-0KL0 |  | 3VA2440-5MN32-0KL0 | 1 | UN | 1 | 10 | C | D | EAR99 | N | 85362090 | 1 | 4042949111177 | 4.3 | KG | 2252.8 | 2252.8 | LP18 | LP18 | circuit breaker 3VA2 IEC frame 630 breaking capacity class M Icu=55kA @ 415V 3-pole, motor protection ETU350M, LSI, In=400A overload protection Ir=160A...400A short-circuit protection Isd=3...15 x Ir, Ii=15 x In nut keeper kit shunt trip (STL) 220-250V DC, 208-277V AC 2 auxiliary switches HQ 1 trip alarm switch HQ 1 electrical alarm switch | - | 0 | 0
3VA2440-5MP32-0AA0 |  | 3VA2440-5MP32-0AA0 | 1 | UN | 1 | 5 | B | D | EAR99 | N | 85362090 | 1 | 4042948903728 | 4.73 | KG | 2156 | 2156 | LP18 | LP18 | CIRCUIT BREAKER 3VA2 IEC FRAME 630 BREAKING CAPACITY CLASS M ICU=55KA @ 415 V 3-POLE, MOTOR PROTECTION ETU550M, LSI, In=400A OVERLOAD PROTECTION IR=160A ...400A SHORT CIRCUIT PROTECTION ISD=1,2... 15X IN,II=3...15X IN BUSBAR CONNECTION | - | 0 | 0
3VA2440-5MQ32-0AA0 |  | 3VA2440-5MQ32-0AA0 | 1 | UN | 1 | 5 | B | D | EAR99 | N | 85362090 | 1 | 4042948830444 | 4.806 | KG | 2296.8 | 2296.8 | LP18 | LP18 | circuit breaker 3VA2 IEC frame 630 breaking capacity class M Icu=55kA @ 415V 3-pole, motor protection ETU860M, LSIG, In=400A overload protection Ir=160A...400A short-circuit protection Isd=1.2..15x In, Ii=3..15x In gr.-fault prot., can be sw. off Ig=0.2...1 x In, tg=0.05-0.8s nut keeper kit | - | 0 | 0
3VA2440-5MQ32-0AB0 |  | 3VA2440-5MQ32-0AB0 | 1 | UN | 1 | 10 | C | D | EAR99 | N | 85362090 | 1 | 4042949329640 | 4.87 | KG | 2367.2 |  | LP18 |  | circuit breaker 3VA2 IEC frame 630 breaking capacity class M Icu=55kA @ 415V 3-pole, motor protection ETU860M, LSIG, In=400A overload protection Ir=160A...400A short-circuit protection Isd=1.2..15x In, Ii=3..15x In gr.-fault prot., can be sw. off Ig=0.2...1 x In, tg=0.05-0.8s nut keeper kit circuit breaker 3VA2 IEC frame 630 breaking capacity class M Icu=55kA @ 415V 3-pole, motor protection ETU860M, LSIG, In=400A overload protection 2 AUXILIARY SWITCH CHANGEOVER H |  | 0 | 0
3VA2440-5MQ32-0AC0 |  | 3VA2440-5MQ32-0AC0 | 1 | UN | 1 | 10 | C | D | EAR99 | N | 85362090 | 1 | 4042949329626 | 4.86 | KG | 2349.6 |  | LP18 |  | circuit breaker 3VA2 IEC frame 630 breaking capacity class M Icu=55kA @ 415V 3-pole, motor protection ETU860M, LSIG, In=400A overload protection Ir=160A...400A short-circuit protection Isd=1.2..15x In, Ii=3..15x In gr.-fault prot., can be sw. off Ig=0.2...1 x In, tg=0.05-0.8s nut keeper kit circuit breaker 3VA2 IEC frame 630 breaking capacity class M Icu=55kA @ 415V 3-pole, motor protection ETU860M, LSIG, In=400A overload protection 2 AUXILIARY SWITCH CHANGEOVER H |  | 0 | 0
3VA2440-5MQ32-0AF0 |  | 3VA2440-5MQ32-0AF0 | 1 | UN | 1 | 10 | C | D | EAR99 | N | 85362090 | 1 | 4042949329633 | 4.86 | KG | 2349.6 |  | LP18 |  | circuit breaker 3VA2 IEC frame 630 breaking capacity class M Icu=55kA @ 415V 3-pole, motor protection ETU860M, LSIG, In=400A overload protection Ir=160A...400A short-circuit protection Isd=1.2..15x In, Ii=3..15x In gr.-fault prot., can be sw. off Ig=0.2...1 x In, tg=0.05-0.8s nut keeper kit circuit breaker 3VA2 IEC frame 630 breaking capacity class M Icu=55kA @ 415V 3-pole, motor protection ETU860M, LSIG, In=400A overload protection 1 AUXILIARY SWITCH CHANGEOVER H 1 TRIP ALARM SWITCH CHANGEOVER |  | 0 | 0
3VA2440-6HK32-0AA0 |  | 3VA2440-6HK32-0AA0 | 1 | UN | 1 | 5 | B | D | EAR99 | N | 85362090 | 1 | 4042948807453 | 4.5 | KG | 2094.4 | 2094.4 | LP18 | LP18 | circuit breaker 3VA2 IEC frame 630 breaking capacity class H Icu=85kA @ 415V 3-pole, line protection ETU340, ELISA LI, In=400A overload protection Ir=160A...400A short-circuit protection Ii=15 x In nut keeper kit | - | 0 | 0
3VA2440-6HK42-0AA0 |  | 3VA2440-6HK42-0AA0 | 1 | UN | 1 | 5 | B | D | EAR99 | N | 85362090 | 1 | 4042948808016 | 5.7 | KG | 2763.2 | 2763.2 | LP18 | LP18 | circuit breaker 3VA2 IEC frame 630 breaking capacity class H Icu=85kA @ 415V 4-pole, line protection ETU340, ELISA LI, In=400A overload protection Ir=160A...400A short-circuit protection Ii=15 x In N conductor protection adjustable (OFF, 50%, 100%) nut keeper kit | - | 0 | 0
3VA2440-6HL32-0AA0 |  | 3VA2440-6HL32-0AA0 | 1 | UN | 1 | 5 | B | D | EAR99 | N | 85362090 | 1 | 4042948834183 | 4.788 | KG | 2094.4 | 2094.4 | LP18 | LP18 | circuit breaker 3VA2 IEC frame 630 breaking capacity class H Icu=85kA @ 415V 3-pole, line protection ETU320, LI, In=400A overload protection Ir=160A...400A short-circuit protection Ii=1.5...12 x In nut keeper kit |  | 0 | 0
3VA2440-6HL32-0AB0 |  | 3VA2440-6HL32-0AB0 | 1 | UN | 1 | 10 | C | D | EAR99 | N | 85362090 | 1 | 4042949096016 | 4.3 | KG | 2156 | 2156 | LP18 | LP18 | circuit breaker 3VA2 IEC frame 630 breaking capacity class H Icu=85kA @ 415V 3-pole, line protection ETU320, LI, In=400A overload protection Ir=160A...400A short-circuit protection Ii=1.5...12 x In nut keeper kit 2 auxiliary switches HP | - | 0 | 0
3VA2440-6HL32-0AC0 |  | 3VA2440-6HL32-0AC0 | 1 | UN | 1 | 10 | C | D | EAR99 | N | 85362090 | 1 | 4042949096139 | 4.3 | KG | 2138.4 | 2138.4 | LP18 | LP18 | circuit breaker 3VA2 IEC frame 630 breaking capacity class H Icu=85kA @ 415V 3-pole, line protection ETU320, LI, In=400A overload protection Ir=160A...400A short-circuit protection Ii=1.5...12 x In nut keeper kit 2 auxiliary switches HQ | - | 0 | 0
3VA2440-6HL32-0AD0 |  | 3VA2440-6HL32-0AD0 | 1 | UN | 1 | 10 | C | D | EAR99 | N | 85362090 | 1 | 4042949096252 | 4.3 | KG | 2156 | 2156 | LP18 | LP18 | circuit breaker 3VA2 IEC frame 630 breaking capacity class H Icu=85kA @ 415V 3-pole, line protection ETU320, LI, In=400A overload protection Ir=160A...400A short-circuit protection Ii=1.5...12 x In nut keeper kit 3 auxiliary switches HQ | - | 0 | 0
3VA2440-6HL32-0AE0 |  | 3VA2440-6HL32-0AE0 | 1 | UN | 1 | 10 | C | D | EAR99 | N | 85362090 | 1 | 4042949096375 | 4.3 | KG | 2173.6 | 2173.6 | LP18 | LP18 | circuit breaker 3VA2 IEC frame 630 breaking capacity class H Icu=85kA @ 415V 3-pole, line protection ETU320, LI, In=400A overload protection Ir=160A...400A short-circuit protection Ii=1.5...12 x In nut keeper kit 4 auxiliary switches HQ | - | 0 | 0
3VA2440-6HL32-0AF0 |  | 3VA2440-6HL32-0AF0 | 1 | UN | 1 | 10 | C | D | EAR99 | N | 85362090 | 1 | 4042949096498 | 4.3 | KG | 2138.4 | 2138.4 | LP18 | LP18 | circuit breaker 3VA2 IEC frame 630 breaking capacity class H Icu=85kA @ 415V 3-pole, line protection ETU320, LI, In=400A overload protection Ir=160A...400A short-circuit protection Ii=1.5...12 x In nut keeper kit 1 auxiliary switch HQ 1 trip alarm switch HQ | - | 0 | 0
3VA2440-6HL32-0AG0 |  | 3VA2440-6HL32-0AG0 | 1 | UN | 1 | 10 | C | D | EAR99 | N | 85362090 | 1 | 4042949096610 | 4.3 | KG | 2156 | 2156 | LP18 | LP18 | circuit breaker 3VA2 IEC frame 630 breaking capacity class H Icu=85kA @ 415V 3-pole, line protection ETU320, LI, In=400A overload protection Ir=160A...400A short-circuit protection Ii=1.5...12 x In nut keeper kit 1 auxiliary switch HP 1 trip alarm switch HP | - | 0 | 0
3VA2440-6HL32-0AH0 |  | 3VA2440-6HL32-0AH0 | 1 | UN | 1 | 10 | C | D | EAR99 | N | 85362090 | 1 | 4042949096733 | 4.3 | KG | 2156 | 2156 | LP18 | LP18 | circuit breaker 3VA2 IEC frame 630 breaking capacity class H Icu=85kA @ 415V 3-pole, line protection ETU320, LI, In=400A overload protection Ir=160A...400A short-circuit protection Ii=1.5...12 x In nut keeper kit 2 auxiliary switches HQ 1 trip alarm switch HQ | - | 0 | 0
3VA2440-6HL32-0AJ0 |  | 3VA2440-6HL32-0AJ0 | 1 | UN | 1 | 10 | C | D | EAR99 | N | 85362090 | 1 | 4042949096856 | 4.3 | KG | 2200 | 2200 | LP18 | LP18 | circuit breaker 3VA2 IEC frame 630 breaking capacity class H Icu=85kA @ 415V 3-pole, line protection ETU320, LI, In=400A overload protection Ir=160A...400A short-circuit protection Ii=1.5...12 x In nut keeper kit 2 auxiliary switches HP 1 trip alarm switch HP | - | 0 | 0
3VA2440-6HL32-0BA0 |  | 3VA2440-6HL32-0BA0 | 1 | UN | 1 | 10 | C | D | EAR99 | N | 85362090 | 1 | 4042949095293 | 4.3 | KG | 2200 | 2200 | LP18 | LP18 | circuit breaker 3VA2 IEC frame 630 breaking capacity class H Icu=85kA @ 415V 3-pole, line protection ETU320, LI, In=400A overload protection Ir=160A...400A short-circuit protection Ii=1.5...12 x In nut keeper kit undervoltage release (UVR) 24V DC | - | 0 | 0
3VA2440-6HL32-0BC0 |  | 3VA2440-6HL32-0BC0 | 1 | UN | 1 | 10 | C | D | EAR99 | N | 85362090 | 1 | 4042949096979 | 4.3 | KG | 2244 | 2244 | LP18 | LP18 | circuit breaker 3VA2 IEC frame 630 breaking capacity class H Icu=85kA @ 415V 3-pole, line protection ETU320, LI, In=400A overload protection Ir=160A...400A short-circuit protection Ii=1.5...12 x In nut keeper kit undervoltage release (UVR) 24V DC 2 auxiliary switches HQ | - | 0 | 0
3VA2440-6HL32-0BH0 |  | 3VA2440-6HL32-0BH0 | 1 | UN | 1 | 10 | C | D | EAR99 | N | 85362090 | 1 | 4042949097693 | 4.3 | KG | 2261.6 | 2261.6 | LP18 | LP18 | circuit breaker 3VA2 IEC frame 630 breaking capacity class H Icu=85kA @ 415V 3-pole, line protection ETU320, LI, In=400A overload protection Ir=160A...400A short-circuit protection Ii=1.5...12 x In nut keeper kit undervoltage release (UVR) 24V DC 2 auxiliary switches HQ 1 trip alarm switch HQ | - | 0 | 0
3VA2440-6HL32-0BL0 |  | 3VA2440-6HL32-0BL0 | 1 | UN | 1 | 10 | C | D | EAR99 | N | 85362090 | 1 | 4042949098416 | 4.3 | KG | 2314.4 | 2314.4 | LP18 | LP18 | circuit breaker 3VA2 IEC frame 630 breaking capacity class H Icu=85kA @ 415V 3-pole, line protection ETU320, LI, In=400A overload protection Ir=160A...400A short-circuit protection Ii=1.5...12 x In nut keeper kit undervoltage release (UVR) 24V DC 2 auxiliary switches HQ 1 trip alarm switch HQ 1 electrical alarm switch | - | 0 | 0
3VA2440-6HL32-0CA0 |  | 3VA2440-6HL32-0CA0 | 1 | UN | 1 | 10 | C | D | EAR99 | N | 85362090 | 1 | 4042949095415 | 4.3 | KG | 2200 | 2200 | LP18 | LP18 | circuit breaker 3VA2 IEC frame 630 breaking capacity class H Icu=85kA @ 415V 3-pole, line protection ETU320, LI, In=400A overload protection Ir=160A...400A short-circuit protection Ii=1.5...12 x In nut keeper kit undervoltage release (UVR) 120-127V AC 50/60Hz | - | 0 | 0
3VA2440-6HL32-0CC0 |  | 3VA2440-6HL32-0CC0 | 1 | UN | 1 | 10 | C | D | EAR99 | N | 85362090 | 1 | 4042949097099 | 4.3 | KG | 2244 | 2244 | LP18 | LP18 | circuit breaker 3VA2 IEC frame 630 breaking capacity class H Icu=85kA @ 415V 3-pole, line protection ETU320, LI, In=400A overload protection Ir=160A...400A short-circuit protection Ii=1.5...12 x In nut keeper kit undervoltage release (UVR) 120-127V AC 50/60Hz 2 auxiliary switches HQ | - | 0 | 0
3VA2440-6HL32-0CH0 |  | 3VA2440-6HL32-0CH0 | 1 | UN | 1 | 10 | C | D | EAR99 | N | 85362090 | 1 | 4042949097815 | 4.3 | KG | 2261.6 | 2261.6 | LP18 | LP18 | circuit breaker 3VA2 IEC frame 630 breaking capacity class H Icu=85kA @ 415V 3-pole, line protection ETU320, LI, In=400A overload protection Ir=160A...400A short-circuit protection Ii=1.5...12 x In nut keeper kit undervoltage release (UVR) 120-127V AC 50/60Hz 2 auxiliary switches HQ 1 trip alarm switch HQ | - | 0 | 0
3VA2440-6HL32-0CL0 |  | 3VA2440-6HL32-0CL0 | 1 | UN | 1 | 10 | C | D | EAR99 | N | 85362090 | 1 | 4042949098539 | 4.3 | KG | 2314.4 | 2314.4 | LP18 | LP18 | circuit breaker 3VA2 IEC frame 630 breaking capacity class H Icu=85kA @ 415V 3-pole, line protection ETU320, LI, In=400A overload protection Ir=160A...400A short-circuit protection Ii=1.5...12 x In nut keeper kit undervoltage release (UVR) 120-127V AC 50/60Hz 2 auxiliary switches HQ 1 trip alarm switch HQ 1 electrical alarm switch | - | 0 | 0
3VA2440-6HL32-0DA0 |  | 3VA2440-6HL32-0DA0 | 1 | UN | 1 | 10 | C | D | EAR99 | N | 85362090 | 1 | 4042949095538 | 4.3 | KG | 2200 | 2200 | LP18 | LP18 | circuit breaker 3VA2 IEC frame 630 breaking capacity class H Icu=85kA @ 415V 3-pole, line protection ETU320, LI, In=400A overload protection Ir=160A...400A short-circuit protection Ii=1.5...12 x In nut keeper kit undervoltage release (UVR) 208-230V AC 50/60Hz | - | 0 | 0
3VA2440-6HL32-0DC0 |  | 3VA2440-6HL32-0DC0 | 1 | UN | 1 | 10 | C | D | EAR99 | N | 85362090 | 1 | 4042949097211 | 4.3 | KG | 2244 | 2244 | LP18 | LP18 | circuit breaker 3VA2 IEC frame 630 breaking capacity class H Icu=85kA @ 415V 3-pole, line protection ETU320, LI, In=400A overload protection Ir=160A...400A short-circuit protection Ii=1.5...12 x In nut keeper kit undervoltage release (UVR) 208-230V AC 50/60Hz 2 auxiliary switches HQ | - | 0 | 0
3VA2440-6HL32-0DH0 |  | 3VA2440-6HL32-0DH0 | 1 | UN | 1 | 10 | C | D | EAR99 | N | 85362090 | 1 | 4042949097938 | 4.3 | KG | 2261.6 | 2261.6 | LP18 | LP18 | circuit breaker 3VA2 IEC frame 630 breaking capacity class H Icu=85kA @ 415V 3-pole, line protection ETU320, LI, In=400A overload protection Ir=160A...400A short-circuit protection Ii=1.5...12 x In nut keeper kit undervoltage release (UVR) 208-230V AC 50/60Hz 2 auxiliary switches HQ 1 trip alarm switch HQ | - | 0 | 0
3VA2440-6HL32-0DL0 |  | 3VA2440-6HL32-0DL0 | 1 | UN | 1 | 10 | C | D | EAR99 | N | 85362090 | 1 | 4042949098652 | 4.3 | KG | 2314.4 | 2314.4 | LP18 | LP18 | circuit breaker 3VA2 IEC frame 630 breaking capacity class H Icu=85kA @ 415V 3-pole, line protection ETU320, LI, In=400A overload protection Ir=160A...400A short-circuit protection Ii=1.5...12 x In nut keeper kit undervoltage release (UVR) 208-230V AC 50/60Hz 2 auxiliary switches HQ 1 trip alarm switch HQ 1 electrical alarm switch | - | 0 | 0
3VA2440-6HL32-0HA0 |  | 3VA2440-6HL32-0HA0 | 1 | UN | 1 | 10 | C | D | EAR99 | N | 85362090 | 1 | 4042949095651 | 4.3 | KG | 2164.8 | 2164.8 | LP18 | LP18 | circuit breaker 3VA2 IEC frame 630 breaking capacity class H Icu=85kA @ 415V 3-pole, line protection ETU320, LI, In=400A overload protection Ir=160A...400A short-circuit protection Ii=1.5...12 x In nut keeper kit shunt trip (STL) 12-30V DC, 24V AC 50/60Hz | - | 0 | 0
3VA2440-6HL32-0HC0 |  | 3VA2440-6HL32-0HC0 | 1 | UN | 1 | 10 | C | D | EAR99 | N | 85362090 | 1 | 4042949097334 | 4.3 | KG | 2217.6 | 2217.6 | LP18 | LP18 | circuit breaker 3VA2 IEC frame 630 breaking capacity class H Icu=85kA @ 415V 3-pole, line protection ETU320, LI, In=400A overload protection Ir=160A...400A short-circuit protection Ii=1.5...12 x In nut keeper kit shunt trip (STL) 12-30V DC, 24V AC 50/60Hz 2 auxiliary switches HQ | - | 0 | 0
3VA2440-6HL32-0HH0 |  | 3VA2440-6HL32-0HH0 | 1 | UN | 1 | 10 | C | D | EAR99 | N | 85362090 | 1 | 4042949098058 | 4.3 | KG | 2244 | 2244 | LP18 | LP18 | circuit breaker 3VA2 IEC frame 630 breaking capacity class H Icu=85kA @ 415V 3-pole, line protection ETU320, LI, In=400A overload protection Ir=160A...400A short-circuit protection Ii=1.5...12 x In nut keeper kit shunt trip (STL) 12-30V DC, 24V AC 50/60Hz 2 auxiliary switches HQ 1 trip alarm switch HQ | - | 0 | 0
3VA2440-6HL32-0HL0 |  | 3VA2440-6HL32-0HL0 | 1 | UN | 1 | 10 | C | D | EAR99 | N | 85362090 | 1 | 4042949098775 | 4.3 | KG | 2279.2 | 2279.2 | LP18 | LP18 | circuit breaker 3VA2 IEC frame 630 breaking capacity class H Icu=85kA @ 415V 3-pole, line protection ETU320, LI, In=400A overload protection Ir=160A...400A short-circuit protection Ii=1.5...12 x In nut keeper kit shunt trip (STL) 12-30V DC, 24V AC 50/60Hz 2 auxiliary switches HQ 1 trip alarm switch HQ 1 electrical alarm switch | - | 0 | 0
3VA2440-6HL32-0JA0 |  | 3VA2440-6HL32-0JA0 | 1 | UN | 1 | 10 | C | D | EAR99 | N | 85362090 | 1 | 4042949095774 | 4.3 | KG | 2164.8 | 2164.8 | LP18 | LP18 | circuit breaker 3VA2 IEC frame 630 breaking capacity class H Icu=85kA @ 415V 3-pole, line protection ETU320, LI, In=400A overload protection Ir=160A...400A short-circuit protection Ii=1.5...12 x In nut keeper kit shunt trip (STL) 110-127V DC, AC 50/60Hz | - | 0 | 0
3VA2440-6HL32-0JC0 |  | 3VA2440-6HL32-0JC0 | 1 | UN | 1 | 10 | C | D | EAR99 | N | 85362090 | 1 | 4042949097457 | 4.3 | KG | 2217.6 | 2217.6 | LP18 | LP18 | circuit breaker 3VA2 IEC frame 630 breaking capacity class H Icu=85kA @ 415V 3-pole, line protection ETU320, LI, In=400A overload protection Ir=160A...400A short-circuit protection Ii=1.5...12 x In nut keeper kit shunt trip (STL) 110-127V DC, AC 50/60Hz 2 auxiliary switches HQ | - | 0 | 0
3VA2440-6HL32-0JH0 |  | 3VA2440-6HL32-0JH0 | 1 | UN | 1 | 10 | C | D | EAR99 | N | 85362090 | 1 | 4042949098171 | 4.3 | KG | 2244 | 2244 | LP18 | LP18 | circuit breaker 3VA2 IEC frame 630 breaking capacity class H Icu=85kA @ 415V 3-pole, line protection ETU320, LI, In=400A overload protection Ir=160A...400A short-circuit protection Ii=1.5...12 x In nut keeper kit shunt trip (STL) 110-127V DC, AC 50/60Hz 2 auxiliary switches HQ 1 trip alarm switch HQ | - | 0 | 0
3VA2440-6HL32-0JL0 |  | 3VA2440-6HL32-0JL0 | 1 | UN | 1 | 10 | C | D | EAR99 | N | 85362090 | 1 | 4042949098898 | 4.3 | KG | 2279.2 | 2279.2 | LP18 | LP18 | circuit breaker 3VA2 IEC frame 630 breaking capacity class H Icu=85kA @ 415V 3-pole, line protection ETU320, LI, In=400A overload protection Ir=160A...400A short-circuit protection Ii=1.5...12 x In nut keeper kit shunt trip (STL) 110-127V DC, AC 50/60Hz 2 auxiliary switches HQ 1 trip alarm switch HQ 1 electrical alarm switch | - | 0 | 0
3VA2440-6HL32-0KA0 |  | 3VA2440-6HL32-0KA0 | 1 | UN | 1 | 10 | C | D | EAR99 | N | 85362090 | 1 | 4042949095897 | 4.3 | KG | 2164.8 | 2164.8 | LP18 | LP18 | circuit breaker 3VA2 IEC frame 630 breaking capacity class H Icu=85kA @ 415V 3-pole, line protection ETU320, LI, In=400A overload protection Ir=160A...400A short-circuit protection Ii=1.5...12 x In nut keeper kit shunt trip (STL) 220-250V DC, 208-277V AC | - | 0 | 0
3VA2440-6HL32-0KC0 |  | 3VA2440-6HL32-0KC0 | 1 | UN | 1 | 10 | C | D | EAR99 | N | 85362090 | 1 | 4042949097570 | 4.3 | KG | 2217.6 | 2217.6 | LP18 | LP18 | circuit breaker 3VA2 IEC frame 630 breaking capacity class H Icu=85kA @ 415V 3-pole, line protection ETU320, LI, In=400A overload protection Ir=160A...400A short-circuit protection Ii=1.5...12 x In nut keeper kit shunt trip (STL) 220-250V DC, 208-277V AC 2 auxiliary switches HQ | - | 0 | 0
3VA2440-6HL32-0KH0 |  | 3VA2440-6HL32-0KH0 | 1 | UN | 1 | 10 | C | D | EAR99 | N | 85362090 | 1 | 4042949098294 | 4.3 | KG | 2244 | 2244 | LP18 | LP18 | circuit breaker 3VA2 IEC frame 630 breaking capacity class H Icu=85kA @ 415V 3-pole, line protection ETU320, LI, In=400A overload protection Ir=160A...400A short-circuit protection Ii=1.5...12 x In nut keeper kit shunt trip (STL) 220-250V DC, 208-277V AC 2 auxiliary switches HQ 1 trip alarm switch HQ | - | 0 | 0
3VA2440-6HL32-0KL0 |  | 3VA2440-6HL32-0KL0 | 1 | UN | 1 | 10 | C | D | EAR99 | N | 85362090 | 1 | 4042949099017 | 4.3 | KG | 2279.2 | 2279.2 | LP18 | LP18 | circuit breaker 3VA2 IEC frame 630 breaking capacity class H Icu=85kA @ 415V 3-pole, line protection ETU320, LI, In=400A overload protection Ir=160A...400A short-circuit protection Ii=1.5...12 x In nut keeper kit shunt trip (STL) 220-250V DC, 208-277V AC 2 auxiliary switches HQ 1 trip alarm switch HQ 1 electrical alarm switch | - | 0 | 0
3VA2440-6HL42-0AA0 |  | 3VA2440-6HL42-0AA0 | 1 | UN | 1 | 5 | B | D | EAR99 | N | 85362090 | 1 | 4042948834176 | 6.109 | KG | 2763.2 | 2763.2 | LP18 | LP18 | circuit breaker 3VA2 IEC frame 630 breaking capacity class H Icu=85kA @ 415V 4-pole, line protection ETU320, LI, In=400A overload protection Ir=160A...400A short-circuit protection Ii=1.5...12 x In N conductor protection adjustable (OFF, 50%, 100%) nut keeper kit |  | 0 | 0
3VA2440-6HM32-0AA0 |  | 3VA2440-6HM32-0AA0 | 1 | UN | 1 | 5 | B | D | EAR99 | N | 85362090 | 1 | 4042948807477 | 4.73 | KG | 2349.6 | 2349.6 | LP18 | LP18 | circuit breaker 3VA2 IEC frame 630 breaking capacity class H Icu=85kA @ 415V 3-pole, line protection ETU330, LIG, In=400A overload protection Ir=160A...400A short-circuit protection Ii=1.5...12 x In ground-fault protection Ig=0.2...1 x In, tg=0.1/0.3s nut keeper kit |  | 0 | 0
3VA2440-6HM42-0AA0 |  | 3VA2440-6HM42-0AA0 | 1 | UN | 1 | 5 | B | D | EAR99 | N | 85362090 | 1 | 4042948808030 | 5.7 | KG | 3027.2 | 3027.2 | LP18 | LP18 | circuit breaker 3VA2 IEC frame 630 breaking capacity class H Icu=85kA @ 415V 4-pole, line protection ETU330, LIG, In=400A overload protection Ir=160A...400A short-circuit protection Ii=1.5...12 x In N conductor protection adjustable (OFF, 50%, 100%) ground-fault protection Ig=0.2...1 x In= tg=0.1/0.3s nut keeper kit |  | 0 | 0
3VA2440-6HM42-0BF0 |  | 3VA2440-6HM42-0BF0 | 1 | UN | 1 | 10 | C | D | EAR99 | N | 85362090 | 1 | 4042949325277 | 5.829 | KG | 3185.6 | 3185.6 | LP18 | LP18 | circuit breaker 3VA2 IEC frame 630 breaking capacity class H Icu=85kA @ 415V 4-pole, line protection ETU330, LIG, In=400A overload protection Ir=160A...400A short-circuit protection Ii=1.5...12 x In N conductor protection adjustable (OFF, 50%, 100%) ground-fault protection Ig=0.2...1 x In= tg=0.1/0.3s nut keeper kit undervoltage release 24V DC 1 auxiliary switch HQ 1 trip alarm switch HQ | - | 0 | 0
3VA2440-6HN32-0AA0 |  | 3VA2440-6HN32-0AA0 | 1 | UN | 1 | 5 | B | D | EAR99 | N | 85362090 | 1 | 4042948807460 | 4.736 | KG | 2173.6 | 2173.6 | LP18 | LP18 | circuit breaker 3VA2 IEC frame 630 breaking capacity class H Icu=85kA @ 415V 3-pole, line protection ETU350, LSI, In=400A overload protection Ir=160A...400A short-circuit protection Isd=1.5...10 x Ir, Ii=12 x In nut keeper kit |  | 0 | 0
3VA2440-6HN32-0AB0 |  | 3VA2440-6HN32-0AB0 | 1 | UN | 1 | 10 | C | D | EAR99 | N | 85362090 | 1 | 4042949054887 | 4.4 | KG | 2244 | 2244 | LP18 | LP18 | circuit breaker 3VA2 IEC frame 630 breaking capacity class H Icu=85kA @ 415V 3-pole, line protection ETU350, LSI, In=400A overload protection Ir=160A...400A short-circuit protection Isd=1.5...10 x Ir, Ii=12 x In nut keeper kit 2 auxiliary switches HP | - | 0 | 0
3VA2440-6HN32-0AC0 |  | 3VA2440-6HN32-0AC0 | 1 | UN | 1 | 10 | C | D | EAR99 | N | 85362090 | 1 | 4042949056973 | 4.4 | KG | 2226.4 | 2226.4 | LP18 | LP18 | circuit breaker 3VA2 IEC frame 630 breaking capacity class H Icu=85kA @ 415V 3-pole, line protection ETU350, LSI, In=400A overload protection Ir=160A...400A short-circuit protection Isd=1.5...10 x Ir, Ii=12 x In nut keeper kit 2 auxiliary switches HQ | - | 0 | 0
3VA2440-6HN32-0AD0 |  | 3VA2440-6HN32-0AD0 | 1 | UN | 1 | 10 | C | D | EAR99 | N | 85362090 | 1 | 4042949059066 | 4.4 | KG | 2244 | 2244 | LP18 | LP18 | circuit breaker 3VA2 IEC frame 630 breaking capacity class H Icu=85kA @ 415V 3-pole, line protection ETU350, LSI, In=400A overload protection Ir=160A...400A short-circuit protection Isd=1.5...10 x Ir, Ii=12 x In nut keeper kit 3 auxiliary switches HQ | - | 0 | 0
3VA2440-6HN32-0AE0 |  | 3VA2440-6HN32-0AE0 | 1 | UN | 1 | 10 | C | D | EAR99 | N | 85362090 | 1 | 4042949061151 | 4.4 | KG | 2261.6 | 2261.6 | LP18 | LP18 | circuit breaker 3VA2 IEC frame 630 breaking capacity class H Icu=85kA @ 415V 3-pole, line protection ETU350, LSI, In=400A overload protection Ir=160A...400A short-circuit protection Isd=1.5...10 x Ir, Ii=12 x In nut keeper kit 4 auxiliary switches HQ | - | 0 | 0
3VA2440-6HN32-0AF0 |  | 3VA2440-6HN32-0AF0 | 1 | UN | 1 | 10 | C | D | EAR99 | N | 85362090 | 1 | 4042949063247 | 4.4 | KG | 2226.4 | 2226.4 | LP18 | LP18 | circuit breaker 3VA2 IEC frame 630 breaking capacity class H Icu=85kA @ 415V 3-pole, line protection ETU350, LSI, In=400A overload protection Ir=160A...400A short-circuit protection Isd=1.5...10 x Ir, Ii=12 x In nut keeper kit 1 auxiliary switch HQ 1 trip alarm switch HQ | - | 0 | 0
3VA2440-6HN32-0AG0 |  | 3VA2440-6HN32-0AG0 | 1 | UN | 1 | 10 | C | D | EAR99 | N | 85362090 | 1 | 4042949065333 | 4.4 | KG | 2244 | 2244 | LP18 | LP18 | circuit breaker 3VA2 IEC frame 630 breaking capacity class H Icu=85kA @ 415V 3-pole, line protection ETU350, LSI, In=400A overload protection Ir=160A...400A short-circuit protection Isd=1.5...10 x Ir, Ii=12 x In nut keeper kit 1 auxiliary switch HP 1 trip alarm switch HP | - | 0 | 0
3VA2440-6HN32-0AH0 |  | 3VA2440-6HN32-0AH0 | 1 | UN | 1 | 10 | C | D | EAR99 | N | 85362090 | 1 | 4042949067429 | 4.4 | KG | 2244 | 2244 | LP18 | LP18 | circuit breaker 3VA2 IEC frame 630 breaking capacity class H Icu=85kA @ 415V 3-pole, line protection ETU350, LSI, In=400A overload protection Ir=160A...400A short-circuit protection Isd=1.5...10 x Ir, Ii=12 x In nut keeper kit 2 auxiliary switches HQ 1 trip alarm switch HQ | - | 0 | 0
3VA2440-6HN32-0AJ0 |  | 3VA2440-6HN32-0AJ0 | 1 | UN | 1 | 10 | C | D | EAR99 | N | 85362090 | 1 | 4042949067788 | 4.4 | KG | 2288 | 2288 | LP18 | LP18 | circuit breaker 3VA2 IEC frame 630 breaking capacity class H Icu=85kA @ 415V 3-pole, line protection ETU350, LSI, In=400A overload protection Ir=160A...400A short-circuit protection Isd=1.5...10 x Ir, Ii=12 x In nut keeper kit 2 auxiliary switches HP 1 trip alarm switch HP | - | 0 | 0
3VA2440-6HN32-0BA0 |  | 3VA2440-6HN32-0BA0 | 1 | UN | 1 | 10 | C | D | EAR99 | N | 85362090 | 1 | 4042949042341 | 4.4 | KG | 2288 | 2288 | LP18 | LP18 | circuit breaker 3VA2 IEC frame 630 breaking capacity class H Icu=85kA @ 415V 3-pole, line protection ETU350, LSI, In=400A overload protection Ir=160A...400A short-circuit protection Isd=1.5...10 x Ir, Ii=12 x In nut keeper kit undervoltage release (UVR) 24V DC | - | 0 | 0
3VA2440-6HN32-0BC0 |  | 3VA2440-6HN32-0BC0 | 1 | UN | 1 | 10 | C | D | EAR99 | N | 85362090 | 1 | 4042949069874 | 4.4 | KG | 2349.6 | 2349.6 | LP18 | LP18 | circuit breaker 3VA2 IEC frame 630 breaking capacity class H Icu=85kA @ 415V 3-pole, line protection ETU350, LSI, In=400A overload protection Ir=160A...400A short-circuit protection Isd=1.5...10 x Ir, Ii=12 x In nut keeper kit undervoltage release (UVR) 24V DC 2 auxiliary switches HQ | - | 0 | 0
3VA2440-6HN32-0BH0 |  | 3VA2440-6HN32-0BH0 | 1 | UN | 1 | 10 | C | D | EAR99 | N | 85362090 | 1 | 4042949082415 | 4.4 | KG | 2376 | 2376 | LP18 | LP18 | circuit breaker 3VA2 IEC frame 630 breaking capacity class H Icu=85kA @ 415V 3-pole, line protection ETU350, LSI, In=400A overload protection Ir=160A...400A short-circuit protection Isd=1.5...10 x Ir, Ii=12 x In nut keeper kit undervoltage release (UVR) 24V DC 2 auxiliary switches HQ 1 trip alarm switch HQ | - | 0 | 0
3VA2440-6HN32-0BL0 |  | 3VA2440-6HN32-0BL0 | 1 | UN | 1 | 10 | C | D | EAR99 | N | 85362090 | 1 | 4042949093220 | 4.4 | KG | 2411.2 | 2411.2 | LP18 | LP18 | circuit breaker 3VA2 IEC frame 630 breaking capacity class H Icu=85kA @ 415V 3-pole, line protection ETU350, LSI, In=400A overload protection Ir=160A...400A short-circuit protection Isd=1.5...10 x Ir, Ii=12 x In nut keeper kit undervoltage release (UVR) 24V DC 2 auxiliary switches HQ 1 trip alarm switch HQ 1 electrical alarm switch | - | 0 | 0
3VA2440-6HN32-0CA0 |  | 3VA2440-6HN32-0CA0 | 1 | UN | 1 | 10 | C | D | EAR99 | N | 85362090 | 1 | 4042949044437 | 4.4 | KG | 2288 | 2288 | LP18 | LP18 | circuit breaker 3VA2 IEC frame 630 breaking capacity class H Icu=85kA @ 415V 3-pole, line protection ETU350, LSI, In=400A overload protection Ir=160A...400A short-circuit protection Isd=1.5...10 x Ir, Ii=12 x In nut keeper kit undervoltage release (UVR) 120-127V AC 50/60Hz | - | 0 | 0
3VA2440-6HN32-0CC0 |  | 3VA2440-6HN32-0CC0 | 1 | UN | 1 | 10 | C | D | EAR99 | N | 85362090 | 1 | 4042949071969 | 4.4 | KG | 2349.6 | 2349.6 | LP18 | LP18 | circuit breaker 3VA2 IEC frame 630 breaking capacity class H Icu=85kA @ 415V 3-pole, line protection ETU350, LSI, In=400A overload protection Ir=160A...400A short-circuit protection Isd=1.5...10 x Ir, Ii=12 x In nut keeper kit undervoltage release (UVR) 120-127V AC 50/60Hz 2 auxiliary switches HQ | - | 0 | 0
3VA2440-6HN32-0CH0 |  | 3VA2440-6HN32-0CH0 | 1 | UN | 1 | 10 | C | D | EAR99 | N | 85362090 | 1 | 4042949084501 | 4.4 | KG | 2376 | 2376 | LP18 | LP18 | circuit breaker 3VA2 IEC frame 630 breaking capacity class H Icu=85kA @ 415V 3-pole, line protection ETU350, LSI, In=400A overload protection Ir=160A...400A short-circuit protection Isd=1.5...10 x Ir, Ii=12 x In nut keeper kit undervoltage release (UVR) 120-127V AC 50/60Hz 2 auxiliary switches HQ 1 trip alarm switch HQ | - | 0 | 0
3VA2440-6HN32-0CL0 |  | 3VA2440-6HN32-0CL0 | 1 | UN | 1 | 10 | C | D | EAR99 | N | 85362090 | 1 | 4042949093589 | 4.4 | KG | 2411.2 | 2411.2 | LP18 | LP18 | circuit breaker 3VA2 IEC frame 630 breaking capacity class H Icu=85kA @ 415V 3-pole, line protection ETU350, LSI, In=400A overload protection Ir=160A...400A short-circuit protection Isd=1.5...10 x Ir, Ii=12 x In nut keeper kit undervoltage release (UVR) 120-127V AC 50/60Hz 2 auxiliary switches HQ 1 trip alarm switch HQ 1 electrical alarm switch | - | 0 | 0
3VA2440-6HN32-0DA0 |  | 3VA2440-6HN32-0DA0 | 1 | UN | 1 | 10 | C | D | EAR99 | N | 85362090 | 1 | 4042949046523 | 4.4 | KG | 2288 | 2288 | LP18 | LP18 | circuit breaker 3VA2 IEC frame 630 breaking capacity class H Icu=85kA @ 415V 3-pole, line protection ETU350, LSI, In=400A overload protection Ir=160A...400A short-circuit protection Isd=1.5...10 x Ir, Ii=12 x In nut keeper kit undervoltage release (UVR) 208-230V AC 50/60Hz | - | 0 | 0
3VA2440-6HN32-0DC0 |  | 3VA2440-6HN32-0DC0 | 1 | UN | 1 | 10 | C | D | EAR99 | N | 85362090 | 1 | 4042949074052 | 4.4 | KG | 2349.6 | 2349.6 | LP18 | LP18 | circuit breaker 3VA2 IEC frame 630 breaking capacity class H Icu=85kA @ 415V 3-pole, line protection ETU350, LSI, In=400A overload protection Ir=160A...400A short-circuit protection Isd=1.5...10 x Ir, Ii=12 x In nut keeper kit undervoltage release (UVR) 208-230V AC 50/60Hz 2 auxiliary switches HQ | - | 0 | 0
3VA2440-6HN32-0DH0 |  | 3VA2440-6HN32-0DH0 | 1 | UN | 1 | 10 | C | D | EAR99 | N | 85362090 | 1 | 4042949086598 | 4.4 | KG | 2376 | 2376 | LP18 | LP18 | circuit breaker 3VA2 IEC frame 630 breaking capacity class H Icu=85kA @ 415V 3-pole, line protection ETU350, LSI, In=400A overload protection Ir=160A...400A short-circuit protection Isd=1.5...10 x Ir, Ii=12 x In nut keeper kit undervoltage release (UVR) 208-230V AC 50/60Hz 2 auxiliary switches HQ 1 trip alarm switch HQ | - | 0 | 0
3VA2440-6HN32-0DL0 |  | 3VA2440-6HN32-0DL0 | 1 | UN | 1 | 10 | C | D | EAR99 | N | 85362090 | 1 | 4042949093947 | 4.4 | KG | 2411.2 | 2411.2 | LP18 | LP18 | circuit breaker 3VA2 IEC frame 630 breaking capacity class H Icu=85kA @ 415V 3-pole, line protection ETU350, LSI, In=400A overload protection Ir=160A...400A short-circuit protection Isd=1.5...10 x Ir, Ii=12 x In nut keeper kit undervoltage release (UVR) 208-230V AC 50/60Hz 2 auxiliary switches HQ 1 trip alarm switch HQ 1 electrical alarm switch | - | 0 | 0
3VA2440-6HN32-0HA0 |  | 3VA2440-6HN32-0HA0 | 1 | UN | 1 | 10 | C | D | EAR99 | N | 85362090 | 1 | 4042949048619 | 4.4 | KG | 2252.8 | 2252.8 | LP18 | LP18 | circuit breaker 3VA2 IEC frame 630 breaking capacity class H Icu=85kA @ 415V 3-pole, line protection ETU350, LSI, In=400A overload protection Ir=160A...400A short-circuit protection Isd=1.5...10 x Ir, Ii=12 x In nut keeper kit shunt trip (STL) 12-30V DC, 24V AC 50/60Hz | - | 0 | 0
3VA2440-6HN32-0HC0 |  | 3VA2440-6HN32-0HC0 | 1 | UN | 1 | 10 | C | D | EAR99 | N | 85362090 | 1 | 4042949076148 | 4.4 | KG | 2314.4 | 2314.4 | LP18 | LP18 | circuit breaker 3VA2 IEC frame 630 breaking capacity class H Icu=85kA @ 415V 3-pole, line protection ETU350, LSI, In=400A overload protection Ir=160A...400A short-circuit protection Isd=1.5...10 x Ir, Ii=12 x In nut keeper kit shunt trip (STL) 12-30V DC, 24V AC 50/60Hz 2 auxiliary switches HQ | - | 0 | 0
3VA2440-6HN32-0HH0 |  | 3VA2440-6HN32-0HH0 | 1 | UN | 1 | 10 | C | D | EAR99 | N | 85362090 | 1 | 4042949088684 | 4.4 | KG | 2349.6 | 2349.6 | LP18 | LP18 | circuit breaker 3VA2 IEC frame 630 breaking capacity class H Icu=85kA @ 415V 3-pole, line protection ETU350, LSI, In=400A overload protection Ir=160A...400A short-circuit protection Isd=1.5...10 x Ir, Ii=12 x In nut keeper kit shunt trip (STL) 12-30V DC, 24V AC 50/60Hz 2 auxiliary switches HQ 1 trip alarm switch HQ | - | 0 | 0
3VA2440-6HN32-0HL0 |  | 3VA2440-6HN32-0HL0 | 1 | UN | 1 | 10 | C | D | EAR99 | N | 85362090 | 1 | 4042949094302 | 4.4 | KG | 2384.8 | 2384.8 | LP18 | LP18 | circuit breaker 3VA2 IEC frame 630 breaking capacity class H Icu=85kA @ 415V 3-pole, line protection ETU350, LSI, In=400A overload protection Ir=160A...400A short-circuit protection Isd=1.5...10 x Ir, Ii=12 x In nut keeper kit shunt trip (STL) 12-30V DC, 24V AC 50/60Hz 2 auxiliary switches HQ 1 trip alarm switch HQ 1 electrical alarm switch | - | 0 | 0
3VA2440-6HN32-0JA0 |  | 3VA2440-6HN32-0JA0 | 1 | UN | 1 | 10 | C | D | EAR99 | N | 85362090 | 1 | 4042949050704 | 4.4 | KG | 2252.8 | 2252.8 | LP18 | LP18 | circuit breaker 3VA2 IEC frame 630 breaking capacity class H Icu=85kA @ 415V 3-pole, line protection ETU350, LSI, In=400A overload protection Ir=160A...400A short-circuit protection Isd=1.5...10 x Ir, Ii=12 x In nut keeper kit shunt trip (STL) 110-127V DC, AC 50/60Hz | - | 0 | 0
3VA2440-6HN32-0JC0 |  | 3VA2440-6HN32-0JC0 | 1 | UN | 1 | 10 | C | D | EAR99 | N | 85362090 | 1 | 4042949078234 | 4.4 | KG | 2314.4 | 2314.4 | LP18 | LP18 | circuit breaker 3VA2 IEC frame 630 breaking capacity class H Icu=85kA @ 415V 3-pole, line protection ETU350, LSI, In=400A overload protection Ir=160A...400A short-circuit protection Isd=1.5...10 x Ir, Ii=12 x In nut keeper kit shunt trip (STL) 110-127V DC, AC 50/60Hz 2 auxiliary switches HQ | - | 0 | 0
3VA2440-6HN32-0JH0 |  | 3VA2440-6HN32-0JH0 | 1 | UN | 1 | 10 | C | D | EAR99 | N | 85362090 | 1 | 4042949090779 | 4.4 | KG | 2349.6 | 2349.6 | LP18 | LP18 | circuit breaker 3VA2 IEC frame 630 breaking capacity class H Icu=85kA @ 415V 3-pole, line protection ETU350, LSI, In=400A overload protection Ir=160A...400A short-circuit protection Isd=1.5...10 x Ir, Ii=12 x In nut keeper kit shunt trip (STL) 110-127V DC, AC 50/60Hz 2 auxiliary switches HQ 1 trip alarm switch HQ | - | 0 | 0
3VA2440-6HN32-0JL0 |  | 3VA2440-6HN32-0JL0 | 1 | UN | 1 | 10 | C | D | EAR99 | N | 85362090 | 1 | 4042949094661 | 4.4 | KG | 2384.8 | 2384.8 | LP18 | LP18 | circuit breaker 3VA2 IEC frame 630 breaking capacity class H Icu=85kA @ 415V 3-pole, line protection ETU350, LSI, In=400A overload protection Ir=160A...400A short-circuit protection Isd=1.5...10 x Ir, Ii=12 x In nut keeper kit shunt trip (STL) 110-127V DC, AC 50/60Hz 2 auxiliary switches HQ 1 trip alarm switch HQ 1 electrical alarm switch | - | 0 | 0
3VA2440-6HN32-0KA0 |  | 3VA2440-6HN32-0KA0 | 1 | UN | 1 | 10 | C | D | EAR99 | N | 85362090 | 1 | 4042949052791 | 4.4 | KG | 2252.8 | 2252.8 | LP18 | LP18 | circuit breaker 3VA2 IEC frame 630 breaking capacity class H Icu=85kA @ 415V 3-pole, line protection ETU350, LSI, In=400A overload protection Ir=160A...400A short-circuit protection Isd=1.5...10 x Ir, Ii=12 x In nut keeper kit shunt trip (STL) 220-250V DC, 208-277V AC | - | 0 | 0
3VA2440-6HN32-0KC0 |  | 3VA2440-6HN32-0KC0 | 1 | UN | 1 | 10 | C | D | EAR99 | N | 85362090 | 1 | 4042949080329 | 4.4 | KG | 2314.4 | 2314.4 | LP18 | LP18 | circuit breaker 3VA2 IEC frame 630 breaking capacity class H Icu=85kA @ 415V 3-pole, line protection ETU350, LSI, In=400A overload protection Ir=160A...400A short-circuit protection Isd=1.5...10 x Ir, Ii=12 x In nut keeper kit shunt trip (STL) 220-250V DC, 208-277V AC 2 auxiliary switches HQ | - | 0 | 0
3VA2440-6HN32-0KH0 |  | 3VA2440-6HN32-0KH0 | 1 | UN | 1 | 10 | C | D | EAR99 | N | 85362090 | 1 | 4042949092865 | 4.4 | KG | 2349.6 | 2349.6 | LP18 | LP18 | circuit breaker 3VA2 IEC frame 630 breaking capacity class H Icu=85kA @ 415V 3-pole, line protection ETU350, LSI, In=400A overload protection Ir=160A...400A short-circuit protection Isd=1.5...10 x Ir, Ii=12 x In nut keeper kit shunt trip (STL) 220-250V DC, 208-277V AC 2 auxiliary switches HQ 1 trip alarm switch HQ | - | 0 | 0
3VA2440-6HN32-0KL0 |  | 3VA2440-6HN32-0KL0 | 1 | UN | 1 | 10 | C | D | EAR99 | N | 85362090 | 1 | 4042949095026 | 4.4 | KG | 2384.8 | 2384.8 | LP18 | LP18 | circuit breaker 3VA2 IEC frame 630 breaking capacity class H Icu=85kA @ 415V 3-pole, line protection ETU350, LSI, In=400A overload protection Ir=160A...400A short-circuit protection Isd=1.5...10 x Ir, Ii=12 x In nut keeper kit shunt trip (STL) 220-250V DC, 208-277V AC 2 auxiliary switches HQ 1 trip alarm switch HQ 1 electrical alarm switch | - | 0 | 0
3VA2440-6HN42-0AA0 |  | 3VA2440-6HN42-0AA0 | 1 | UN | 1 | 5 | B | D | EAR99 | N | 85362090 | 1 | 4042948808023 | 5.7 | KG | 2860 | 2860 | LP18 | LP18 | circuit breaker 3VA2 IEC frame 630 breaking capacity class H Icu=85kA @ 415V 4-pole, line protection ETU350, LSI, In=400A overload protection Ir=160A...400A short-circuit protection Isd=1.5...10 x Ir, Ii=12 x In N conductor protection adjustable (OFF, 50%, 100%) nut keeper kit |  | 0 | 0
3VA2440-6JP32-0AA0 |  | 3VA2440-6JP32-0AA0 | 1 | UN | 1 | 5 | B | D | EAR99 | N | 85362090 | 1 | 4042948807484 | 4.5 | KG | 2604.8 | 2604.8 | LP18 | LP18 | circuit breaker 3VA2 IEC frame 630 breaking capacity class H Icu=85kA @ 415V 3-pole, line protection ETU550, LSI, In=400A overload protection Ir=160A...400A short-circuit protection Isd=0.6..10x In, Ii=1.5..15x In N conductor protection optionally with external current transformer, up to 160% nut keeper kit |  | 0 | 0
3VA2440-6JP42-0AA0 |  | 3VA2440-6JP42-0AA0 | 1 | UN | 1 | 5 | B | D | EAR99 | N | 85362090 | 1 | 4042948808047 | 5.7 | KG | 3273.6 | 3273.6 | LP18 | LP18 | circuit breaker 3VA2 IEC frame 630 breaking capacity class H Icu=85kA @ 415V 4-pole, line protection ETU550, LSI, In=400A overload protection Ir=160A...400A short-circuit protection Isd=0.6..10x In, Ii=1.5..15x In N conductor protection adjustable (OFF, up to 130%) nut keeper kit |  | 0 | 0
3VA2440-6JQ32-0AA0 |  | 3VA2440-6JQ32-0AA0 | 1 | UN | 1 | 5 | B | D | EAR99 | N | 85362090 | 1 | 4042948807491 | 4.719 | KG | 2851.2 | 2851.2 | LP18 | LP18 | circuit breaker 3VA2 IEC frame 630 breaking capacity class H Icu=85kA @ 415V 3-pole, line protection ETU560, LSIG, In=400A overload protection Ir=160A...400A short-circuit protection Isd=0.6..10x In, Ii=1.5..15x In N conductor protection optionally with external current transformer, up to 160% gr.-fault prot., can be sw. off Ig=0.2...1 x In, tg=0.05-0.8s nut keeper kit |  | 0 | 0
3VA2440-6JQ42-0AA0 |  | 3VA2440-6JQ42-0AA0 | 1 | UN | 1 | 5 | B | D | EAR99 | N | 85362090 | 1 | 4042948808054 | 5.7 | KG | 3537.6 | 3537.6 | LP18 | LP18 | circuit breaker 3VA2 IEC frame 630 breaking capacity class H Icu=85kA @ 415V 4-pole, line protection ETU560, LSIG, In=400A overload protection Ir=160A...400A short-circuit protection Isd=0.6..10x In, Ii=1.5..15x In N conductor protection adjustable (OFF, up to 160%) gr.-fault prot., can be sw. off Ig=0.2...1 x In= tg=0.05-0.8s nut keeper kit |  | 0 | 0
3VA2440-6KP32-0AA0 |  | 3VA2440-6KP32-0AA0 | 1 | UN | 1 | 5 | B | D | EAR99 | N | 85362090 | 1 | 4042948807507 | 4.5 | KG | 2816 | 2816 | LP18 | LP18 | circuit breaker 3VA2 IEC frame 630 breaking capacity class H Icu=85kA @ 415V 3-pole, line protection ETU850, LSI, In=400A overload protection Ir=160A...400A short-circuit protection Isd=0.6..10x In, Ii=1.5..15x In N conductor protection optionally with external current transformer, up to 160% nut keeper kit |  | 0 | 0
3VA2440-6KP42-0AA0 |  | 3VA2440-6KP42-0AA0 | 1 | UN | 1 | 5 | B | D | EAR99 | N | 85362090 | 1 | 4042948808061 | 5.7 | KG | 3502.4 | 3502.4 | LP18 | LP18 | circuit breaker 3VA2 IEC frame 630 breaking capacity class H Icu=85kA @ 415V 4-pole, line protection ETU850, LSI, In=400A overload protection Ir=160A...400A short-circuit protection Isd=0.6..10x In, Ii=1.5..15x In N conductor protection adjustable (OFF, up to 160%) nut keeper kit |  | 0 | 0
3VA2440-6KQ32-0AA0 |  | 3VA2440-6KQ32-0AA0 | 1 | UN | 1 | 5 | B | D | EAR99 | N | 85362090 | 1 | 4042948807514 | 4.5 | KG | 2948 | 2948 | LP18 | LP18 | circuit breaker 3VA2 IEC frame 630 breaking capacity class H Icu=85kA @ 415V 3-pole, line protection ETU860, LSIG, In=400A overload protection Ir=160A...400A short-circuit protection Isd=0.6..10x In, Ii=1.5..15x In N conductor protection optionally with external current transformer, up to 160% gr.-fault prot., can be sw. off Ig=0.2...1 x In, tg=0.05-0.8s nut keeper kit |  | 0 | 0
3VA2440-6KQ42-0AA0 |  | 3VA2440-6KQ42-0AA0 | 1 | UN | 1 | 5 | B | D | EAR99 | N | 85362090 | 1 | 4042948808078 | 5.7 | KG | 3643.2 | 3643.2 | LP18 | LP18 | circuit breaker 3VA2 IEC frame 630 breaking capacity class H Icu=85kA @ 415V 4-pole, line protection ETU860, LSIG, In=400A overload protection Ir=160A...400A short-circuit protection Isd=0.6..10x In, Ii=1.5..15x In N conductor protection adjustable (OFF, up to 160%) gr.-fault prot., can be sw. off Ig=0.2...1 x In= tg=0.05-0.8s nut keeper kit |  | 0 | 0
3VA2440-7HK32-0AA0 |  | 3VA2440-7HK32-0AA0 | 1 | UN | 1 | 5 | B | D | EAR99 | N | 85362090 | 1 | 4042948807521 | 4.5 | KG | 2252.8 | 2252.8 | LP18 | LP18 | circuit breaker 3VA2 IEC frame 630 breaking capacity class C Icu=110kA @ 415V 3-pole, line protection ETU340, ELISA LI, In=400A overload protection Ir=160A...400A short-circuit protection Ii=15 x In nut keeper kit | - | 0 | 0
3VA2440-7HK42-0AA0 |  | 3VA2440-7HK42-0AA0 | 1 | UN | 1 | 5 | B | D | EAR99 | N | 85362090 | 1 | 4042948808085 | 5.7 | KG | 3000.8 | 3000.8 | LP18 | LP18 | circuit breaker 3VA2 IEC frame 630 breaking capacity class C Icu=110kA @ 415V 4-pole, line protection ETU340, ELISA LI, In=400A overload protection Ir=160A...400A short-circuit protection Ii=15 x In N conductor protection adjustable (OFF, 50%, 100%) nut keeper kit | - | 0 | 0
3VA2440-7HL32-0AA0 |  | 3VA2440-7HL32-0AA0 | 1 | UN | 1 | 5 | B | D | EAR99 | N | 85362090 | 1 | 4042948834169 | 4.5 | KG | 2244 | 2244 | LP18 | LP18 | circuit breaker 3VA2 IEC frame 630 breaking capacity class C Icu=110kA @ 415V 3-pole, line protection ETU320, LI, In=400A overload protection Ir=160A...400A short-circuit protection Ii=1.5...12 x In nut keeper kit |  | 0 | 0
3VA2440-7HL32-0AB0 |  | 3VA2440-7HL32-0AB0 | 1 | UN | 1 | 10 | C | D | EAR99 | N | 85362090 | 1 | 4042949096009 | 4.3 | KG | 2323.2 | 2323.2 | LP18 | LP18 | circuit breaker 3VA2 IEC frame 630 breaking capacity class C Icu=110kA @ 415V 3-pole, line protection ETU320, LI, In=400A overload protection Ir=160A...400A short-circuit protection Ii=1.5...12 x In nut keeper kit 2 auxiliary switches HP | - | 0 | 0
3VA2440-7HL32-0AC0 |  | 3VA2440-7HL32-0AC0 | 1 | UN | 1 | 10 | C | D | EAR99 | N | 85362090 | 1 | 4042949096122 | 4.3 | KG | 2305.6 | 2305.6 | LP18 | LP18 | circuit breaker 3VA2 IEC frame 630 breaking capacity class C Icu=110kA @ 415V 3-pole, line protection ETU320, LI, In=400A overload protection Ir=160A...400A short-circuit protection Ii=1.5...12 x In nut keeper kit 2 auxiliary switches HQ | - | 0 | 0
3VA2440-7HL32-0AD0 |  | 3VA2440-7HL32-0AD0 | 1 | UN | 1 | 10 | C | D | EAR99 | N | 85362090 | 1 | 4042949096245 | 4.3 | KG | 2323.2 | 2323.2 | LP18 | LP18 | circuit breaker 3VA2 IEC frame 630 breaking capacity class C Icu=110kA @ 415V 3-pole, line protection ETU320, LI, In=400A overload protection Ir=160A...400A short-circuit protection Ii=1.5...12 x In nut keeper kit 3 auxiliary switches HQ | - | 0 | 0
3VA2440-7HL32-0AE0 |  | 3VA2440-7HL32-0AE0 | 1 | UN | 1 | 10 | C | D | EAR99 | N | 85362090 | 1 | 4042949096368 | 4.3 | KG | 2349.6 | 2349.6 | LP18 | LP18 | circuit breaker 3VA2 IEC frame 630 breaking capacity class C Icu=110kA @ 415V 3-pole, line protection ETU320, LI, In=400A overload protection Ir=160A...400A short-circuit protection Ii=1.5...12 x In nut keeper kit 4 auxiliary switches HQ | - | 0 | 0
3VA2440-7HL32-0AF0 |  | 3VA2440-7HL32-0AF0 | 1 | UN | 1 | 10 | C | D | EAR99 | N | 85362090 | 1 | 4042949096481 | 4.3 | KG | 2305.6 | 2305.6 | LP18 | LP18 | circuit breaker 3VA2 IEC frame 630 breaking capacity class C Icu=110kA @ 415V 3-pole, line protection ETU320, LI, In=400A overload protection Ir=160A...400A short-circuit protection Ii=1.5...12 x In nut keeper kit 1 auxiliary switch HQ 1 trip alarm switch HQ | - | 0 | 0
3VA2440-7HL32-0AG0 |  | 3VA2440-7HL32-0AG0 | 1 | UN | 1 | 10 | C | D | EAR99 | N | 85362090 | 1 | 4042949096603 | 4.3 | KG | 2323.2 | 2323.2 | LP18 | LP18 | circuit breaker 3VA2 IEC frame 630 breaking capacity class C Icu=110kA @ 415V 3-pole, line protection ETU320, LI, In=400A overload protection Ir=160A...400A short-circuit protection Ii=1.5...12 x In nut keeper kit 1 auxiliary switch HP 1 trip alarm switch HP | - | 0 | 0
3VA2440-7HL32-0AH0 |  | 3VA2440-7HL32-0AH0 | 1 | UN | 1 | 10 | C | D | EAR99 | N | 85362090 | 1 | 4042949096726 | 4.3 | KG | 2323.2 | 2323.2 | LP18 | LP18 | circuit breaker 3VA2 IEC frame 630 breaking capacity class C Icu=110kA @ 415V 3-pole, line protection ETU320, LI, In=400A overload protection Ir=160A...400A short-circuit protection Ii=1.5...12 x In nut keeper kit 2 auxiliary switches HQ 1 trip alarm switch HQ | - | 0 | 0
3VA2440-7HL32-0AJ0 |  | 3VA2440-7HL32-0AJ0 | 1 | UN | 1 | 10 | C | D | EAR99 | N | 85362090 | 1 | 4042949096849 | 4.3 | KG | 2376 | 2376 | LP18 | LP18 | circuit breaker 3VA2 IEC frame 630 breaking capacity class C Icu=110kA @ 415V 3-pole, line protection ETU320, LI, In=400A overload protection Ir=160A...400A short-circuit protection Ii=1.5...12 x In nut keeper kit 2 auxiliary switches HP 1 trip alarm switch HP | - | 0 | 0
3VA2440-7HL32-0BA0 |  | 3VA2440-7HL32-0BA0 | 1 | UN | 1 | 10 | C | D | EAR99 | N | 85362090 | 1 | 4042949095286 | 4.3 | KG | 2376 | 2376 | LP18 | LP18 | circuit breaker 3VA2 IEC frame 630 breaking capacity class C Icu=110kA @ 415V 3-pole, line protection ETU320, LI, In=400A overload protection Ir=160A...400A short-circuit protection Ii=1.5...12 x In nut keeper kit undervoltage release (UVR) 24V DC | - | 0 | 0
3VA2440-7HL32-0BC0 |  | 3VA2440-7HL32-0BC0 | 1 | UN | 1 | 10 | C | D | EAR99 | N | 85362090 | 1 | 4042949096962 | 4.3 | KG | 2420 | 2420 | LP18 | LP18 | circuit breaker 3VA2 IEC frame 630 breaking capacity class C Icu=110kA @ 415V 3-pole, line protection ETU320, LI, In=400A overload protection Ir=160A...400A short-circuit protection Ii=1.5...12 x In nut keeper kit undervoltage release (UVR) 24V DC 2 auxiliary switches HQ | - | 0 | 0
3VA2440-7HL32-0BH0 |  | 3VA2440-7HL32-0BH0 | 1 | UN | 1 | 10 | C | D | EAR99 | N | 85362090 | 1 | 4042949097686 | 4.3 | KG | 2437.6 | 2437.6 | LP18 | LP18 | circuit breaker 3VA2 IEC frame 630 breaking capacity class C Icu=110kA @ 415V 3-pole, line protection ETU320, LI, In=400A overload protection Ir=160A...400A short-circuit protection Ii=1.5...12 x In nut keeper kit undervoltage release (UVR) 24V DC 2 auxiliary switches HQ 1 trip alarm switch HQ | - | 0 | 0
3VA2440-7HL32-0BL0 |  | 3VA2440-7HL32-0BL0 | 1 | UN | 1 | 10 | C | D | EAR99 | N | 85362090 | 1 | 4042949098409 | 4.3 | KG | 2472.8 | 2472.8 | LP18 | LP18 | circuit breaker 3VA2 IEC frame 630 breaking capacity class C Icu=110kA @ 415V 3-pole, line protection ETU320, LI, In=400A overload protection Ir=160A...400A short-circuit protection Ii=1.5...12 x In nut keeper kit undervoltage release (UVR) 24V DC 2 auxiliary switches HQ 1 trip alarm switch HQ 1 electrical alarm switch | - | 0 | 0
3VA2440-7HL32-0CA0 |  | 3VA2440-7HL32-0CA0 | 1 | UN | 1 | 10 | C | D | EAR99 | N | 85362090 | 1 | 4042949095408 | 4.3 | KG | 2376 | 2376 | LP18 | LP18 | circuit breaker 3VA2 IEC frame 630 breaking capacity class C Icu=110kA @ 415V 3-pole, line protection ETU320, LI, In=400A overload protection Ir=160A...400A short-circuit protection Ii=1.5...12 x In nut keeper kit undervoltage release (UVR) 120-127V AC 50/60Hz | - | 0 | 0
3VA2440-7HL32-0CC0 |  | 3VA2440-7HL32-0CC0 | 1 | UN | 1 | 10 | C | D | EAR99 | N | 85362090 | 1 | 4042949097082 | 4.3 | KG | 2420 | 2420 | LP18 | LP18 | circuit breaker 3VA2 IEC frame 630 breaking capacity class C Icu=110kA @ 415V 3-pole, line protection ETU320, LI, In=400A overload protection Ir=160A...400A short-circuit protection Ii=1.5...12 x In nut keeper kit undervoltage release (UVR) 120-127V AC 50/60Hz 2 auxiliary switches HQ | - | 0 | 0
3VA2440-7HL32-0CH0 |  | 3VA2440-7HL32-0CH0 | 1 | UN | 1 | 10 | C | D | EAR99 | N | 85362090 | 1 | 4042949097808 | 4.3 | KG | 2437.6 | 2437.6 | LP18 | LP18 | circuit breaker 3VA2 IEC frame 630 breaking capacity class C Icu=110kA @ 415V 3-pole, line protection ETU320, LI, In=400A overload protection Ir=160A...400A short-circuit protection Ii=1.5...12 x In nut keeper kit undervoltage release (UVR) 120-127V AC 50/60Hz 2 auxiliary switches HQ 1 trip alarm switch HQ | - | 0 | 0
3VA2440-7HL32-0CL0 |  | 3VA2440-7HL32-0CL0 | 1 | UN | 1 | 10 | C | D | EAR99 | N | 85362090 | 1 | 4042949098522 | 4.3 | KG | 2472.8 | 2472.8 | LP18 | LP18 | circuit breaker 3VA2 IEC frame 630 breaking capacity class C Icu=110kA @ 415V 3-pole, line protection ETU320, LI, In=400A overload protection Ir=160A...400A short-circuit protection Ii=1.5...12 x In nut keeper kit undervoltage release (UVR) 120-127V AC 50/60Hz 2 auxiliary switches HQ 1 trip alarm switch HQ 1 electrical alarm switch | - | 0 | 0
3VA2440-7HL32-0DA0 |  | 3VA2440-7HL32-0DA0 | 1 | UN | 1 | 10 | C | D | EAR99 | N | 85362090 | 1 | 4042949095521 | 4.3 | KG | 2376 | 2376 | LP18 | LP18 | circuit breaker 3VA2 IEC frame 630 breaking capacity class C Icu=110kA @ 415V 3-pole, line protection ETU320, LI, In=400A overload protection Ir=160A...400A short-circuit protection Ii=1.5...12 x In nut keeper kit undervoltage release (UVR) 208-230V AC 50/60Hz | - | 0 | 0
3VA2440-7HL32-0DC0 |  | 3VA2440-7HL32-0DC0 | 1 | UN | 1 | 10 | C | D | EAR99 | N | 85362090 | 1 | 4042949097204 | 4.3 | KG | 2420 | 2420 | LP18 | LP18 | circuit breaker 3VA2 IEC frame 630 breaking capacity class C Icu=110kA @ 415V 3-pole, line protection ETU320, LI, In=400A overload protection Ir=160A...400A short-circuit protection Ii=1.5...12 x In nut keeper kit undervoltage release (UVR) 208-230V AC 50/60Hz 2 auxiliary switches HQ | - | 0 | 0
3VA2440-7HL32-0DH0 |  | 3VA2440-7HL32-0DH0 | 1 | UN | 1 | 10 | C | D | EAR99 | N | 85362090 | 1 | 4042949097921 | 4.3 | KG | 2437.6 | 2437.6 | LP18 | LP18 | circuit breaker 3VA2 IEC frame 630 breaking capacity class C Icu=110kA @ 415V 3-pole, line protection ETU320, LI, In=400A overload protection Ir=160A...400A short-circuit protection Ii=1.5...12 x In nut keeper kit undervoltage release (UVR) 208-230V AC 50/60Hz 2 auxiliary switches HQ 1 trip alarm switch HQ | - | 0 | 0
3VA2440-7HL32-0DL0 |  | 3VA2440-7HL32-0DL0 | 1 | UN | 1 | 10 | C | D | EAR99 | N | 85362090 | 1 | 4042949098645 | 4.3 | KG | 2472.8 | 2472.8 | LP18 | LP18 | circuit breaker 3VA2 IEC frame 630 breaking capacity class C Icu=110kA @ 415V 3-pole, line protection ETU320, LI, In=400A overload protection Ir=160A...400A short-circuit protection Ii=1.5...12 x In nut keeper kit undervoltage release (UVR) 208-230V AC 50/60Hz 2 auxiliary switches HQ 1 trip alarm switch HQ 1 electrical alarm switch | - | 0 | 0
3VA2440-7HL32-0HA0 |  | 3VA2440-7HL32-0HA0 | 1 | UN | 1 | 10 | C | D | EAR99 | N | 85362090 | 1 | 4042949095644 | 4.3 | KG | 2332 | 2332 | LP18 | LP18 | circuit breaker 3VA2 IEC frame 630 breaking capacity class C Icu=110kA @ 415V 3-pole, line protection ETU320, LI, In=400A overload protection Ir=160A...400A short-circuit protection Ii=1.5...12 x In nut keeper kit shunt trip (STL) 12-30V DC, 24V AC 50/60Hz | - | 0 | 0
3VA2440-7HL32-0HC0 |  | 3VA2440-7HL32-0HC0 | 1 | UN | 1 | 10 | C | D | EAR99 | N | 85362090 | 1 | 4042949097327 | 4.3 | KG | 2393.6 | 2393.6 | LP18 | LP18 | circuit breaker 3VA2 IEC frame 630 breaking capacity class C Icu=110kA @ 415V 3-pole, line protection ETU320, LI, In=400A overload protection Ir=160A...400A short-circuit protection Ii=1.5...12 x In nut keeper kit shunt trip (STL) 12-30V DC, 24V AC 50/60Hz 2 auxiliary switches HQ | - | 0 | 0
3VA2440-7HL32-0HH0 |  | 3VA2440-7HL32-0HH0 | 1 | UN | 1 | 10 | C | D | EAR99 | N | 85362090 | 1 | 4042949098041 | 4.3 | KG | 2420 | 2420 | LP18 | LP18 | circuit breaker 3VA2 IEC frame 630 breaking capacity class C Icu=110kA @ 415V 3-pole, line protection ETU320, LI, In=400A overload protection Ir=160A...400A short-circuit protection Ii=1.5...12 x In nut keeper kit shunt trip (STL) 12-30V DC, 24V AC 50/60Hz 2 auxiliary switches HQ 1 trip alarm switch HQ | - | 0 | 0
3VA2440-7HL32-0HL0 |  | 3VA2440-7HL32-0HL0 | 1 | UN | 1 | 10 | C | D | EAR99 | N | 85362090 | 1 | 4042949098768 | 4.3 | KG | 2446.4 | 2446.4 | LP18 | LP18 | circuit breaker 3VA2 IEC frame 630 breaking capacity class C Icu=110kA @ 415V 3-pole, line protection ETU320, LI, In=400A overload protection Ir=160A...400A short-circuit protection Ii=1.5...12 x In nut keeper kit shunt trip (STL) 12-30V DC, 24V AC 50/60Hz 2 auxiliary switches HQ 1 trip alarm switch HQ 1 electrical alarm switch | - | 0 | 0
3VA2440-7HL32-0JA0 |  | 3VA2440-7HL32-0JA0 | 1 | UN | 1 | 10 | C | D | EAR99 | N | 85362090 | 1 | 4042949095767 | 4.3 | KG | 2332 | 2332 | LP18 | LP18 | circuit breaker 3VA2 IEC frame 630 breaking capacity class C Icu=110kA @ 415V 3-pole, line protection ETU320, LI, In=400A overload protection Ir=160A...400A short-circuit protection Ii=1.5...12 x In nut keeper kit shunt trip (STL) 110-127V DC, AC 50/60Hz | - | 0 | 0
3VA2440-7HL32-0JC0 |  | 3VA2440-7HL32-0JC0 | 1 | UN | 1 | 10 | C | D | EAR99 | N | 85362090 | 1 | 4042949097440 | 4.3 | KG | 2393.6 | 2393.6 | LP18 | LP18 | circuit breaker 3VA2 IEC frame 630 breaking capacity class C Icu=110kA @ 415V 3-pole, line protection ETU320, LI, In=400A overload protection Ir=160A...400A short-circuit protection Ii=1.5...12 x In nut keeper kit shunt trip (STL) 110-127V DC, AC 50/60Hz 2 auxiliary switches HQ | - | 0 | 0
3VA2440-7HL32-0JH0 |  | 3VA2440-7HL32-0JH0 | 1 | UN | 1 | 10 | C | D | EAR99 | N | 85362090 | 1 | 4042949098164 | 4.3 | KG | 2420 | 2420 | LP18 | LP18 | circuit breaker 3VA2 IEC frame 630 breaking capacity class C Icu=110kA @ 415V 3-pole, line protection ETU320, LI, In=400A overload protection Ir=160A...400A short-circuit protection Ii=1.5...12 x In nut keeper kit shunt trip (STL) 110-127V DC, AC 50/60Hz 2 auxiliary switches HQ 1 trip alarm switch HQ | - | 0 | 0
3VA2440-7HL32-0JL0 |  | 3VA2440-7HL32-0JL0 | 1 | UN | 1 | 10 | C | D | EAR99 | N | 85362090 | 1 | 4042949098881 | 4.3 | KG | 2446.4 | 2446.4 | LP18 | LP18 | circuit breaker 3VA2 IEC frame 630 breaking capacity class C Icu=110kA @ 415V 3-pole, line protection ETU320, LI, In=400A overload protection Ir=160A...400A short-circuit protection Ii=1.5...12 x In nut keeper kit shunt trip (STL) 110-127V DC, AC 50/60Hz 2 auxiliary switches HQ 1 trip alarm switch HQ 1 electrical alarm switch | - | 0 | 0
3VA2440-7HL32-0KA0 |  | 3VA2440-7HL32-0KA0 | 1 | UN | 1 | 10 | C | D | EAR99 | N | 85362090 | 1 | 4042949095880 | 4.3 | KG | 2332 | 2332 | LP18 | LP18 | circuit breaker 3VA2 IEC frame 630 breaking capacity class C Icu=110kA @ 415V 3-pole, line protection ETU320, LI, In=400A overload protection Ir=160A...400A short-circuit protection Ii=1.5...12 x In nut keeper kit shunt trip (STL) 220-250V DC, 208-277V AC | - | 0 | 0
3VA2440-7HL32-0KC0 |  | 3VA2440-7HL32-0KC0 | 1 | UN | 1 | 10 | C | D | EAR99 | N | 85362090 | 1 | 4042949097563 | 4.3 | KG | 2393.6 | 2393.6 | LP18 | LP18 | circuit breaker 3VA2 IEC frame 630 breaking capacity class C Icu=110kA @ 415V 3-pole, line protection ETU320, LI, In=400A overload protection Ir=160A...400A short-circuit protection Ii=1.5...12 x In nut keeper kit shunt trip (STL) 220-250V DC, 208-277V AC 2 auxiliary switches HQ | - | 0 | 0
3VA2440-7HL32-0KH0 |  | 3VA2440-7HL32-0KH0 | 1 | UN | 1 | 10 | C | D | EAR99 | N | 85362090 | 1 | 4042949098287 | 4.3 | KG | 2420 | 2420 | LP18 | LP18 | circuit breaker 3VA2 IEC frame 630 breaking capacity class C Icu=110kA @ 415V 3-pole, line protection ETU320, LI, In=400A overload protection Ir=160A...400A short-circuit protection Ii=1.5...12 x In nut keeper kit shunt trip (STL) 220-250V DC, 208-277V AC 2 auxiliary switches HQ 1 trip alarm switch HQ | - | 0 | 0
3VA2440-7HL32-0KL0 |  | 3VA2440-7HL32-0KL0 | 1 | UN | 1 | 10 | C | D | EAR99 | N | 85362090 | 1 | 4042949099000 | 4.3 | KG | 2446.4 | 2446.4 | LP18 | LP18 | circuit breaker 3VA2 IEC frame 630 breaking capacity class C Icu=110kA @ 415V 3-pole, line protection ETU320, LI, In=400A overload protection Ir=160A...400A short-circuit protection Ii=1.5...12 x In nut keeper kit shunt trip (STL) 220-250V DC, 208-277V AC 2 auxiliary switches HQ 1 trip alarm switch HQ 1 electrical alarm switch | - | 0 | 0
3VA2440-7HL42-0AA0 |  | 3VA2440-7HL42-0AA0 | 1 | UN | 1 | 5 | B | D | EAR99 | N | 85362090 | 1 | 4042948834152 | 5.7 | KG | 3000.8 | 3000.8 | LP18 | LP18 | circuit breaker 3VA2 IEC frame 630 breaking capacity class C Icu=110kA @ 415V 4-pole, line protection ETU320, LI, In=400A overload protection Ir=160A...400A short-circuit protection Ii=1.5...12 x In N conductor protection adjustable (OFF, 50%, 100%) nut keeper kit |  | 0 | 0
3VA2440-7HM32-0AA0 |  | 3VA2440-7HM32-0AA0 | 1 | UN | 1 | 5 | B | D | EAR99 | N | 85362090 | 1 | 4042948807545 | 4.5 | KG | 2499.2 | 2499.2 | LP18 | LP18 | circuit breaker 3VA2 IEC frame 630 breaking capacity class C Icu=110kA @ 415V 3-pole, line protection ETU330, LIG, In=400A overload protection Ir=160A...400A short-circuit protection Ii=1.5...12 x In ground-fault protection Ig=0.2...1 x In, tg=0.1/0.3s nut keeper kit |  | 0 | 0
3VA2440-7HM42-0AA0 |  | 3VA2440-7HM42-0AA0 | 1 | UN | 1 | 5 | B | D | EAR99 | N | 85362090 | 1 | 4042948808108 | 5.7 | KG | 3238.4 | 3238.4 | LP18 | LP18 | circuit breaker 3VA2 IEC frame 630 breaking capacity class C Icu=110kA @ 415V 4-pole, line protection ETU330, LIG, In=400A overload protection Ir=160A...400A short-circuit protection Ii=1.5...12 x In N conductor protection adjustable (OFF, 50%, 100%) ground-fault protection Ig=0.2...1 x In= tg=0.1/0.3s nut keeper kit |  | 0 | 0
3VA2440-7HN32-0AA0 |  | 3VA2440-7HN32-0AA0 | 1 | UN | 1 | 5 | B | D | EAR99 | N | 85362090 | 1 | 4042948807538 | 4.717 | KG | 2367.2 | 2367.2 | LP18 | LP18 | circuit breaker 3VA2 IEC frame 630 breaking capacity class C Icu=110kA @ 415V 3-pole, line protection ETU350, LSI, In=400A overload protection Ir=160A...400A short-circuit protection Isd=1.5...10 x Ir, Ii=12 x In nut keeper kit |  | 0 | 0
3VA2440-7HN32-0AH0 |  | 3VA2440-7HN32-0AH0 | 1 | UN | 1 | 10 | C | D | EAR99 | N | 85362090 | 1 | 4042949322177 | 4.366 | KG | 2428.8 | 2428.8 | LP18 | LP18 | circuit breaker 3VA2 IEC frame 630 breaking capacity class C Icu=110kA @ 415V 3-pole, line protection ETU350, LSI, In=400A overload protection Ir=160A...400A short-circuit protection Isd=1.5...10 x Ir, Ii=12 x In nut keeper kit 2 auxiliary switches HQ 1 trip alarm switch HQ | - | 0 | 0
3VA2440-7HN42-0AA0 |  | 3VA2440-7HN42-0AA0 | 1 | UN | 1 | 5 | B | D | EAR99 | N | 85362090 | 1 | 4042948808092 | 5.7 | KG | 3097.6 | 3097.6 | LP18 | LP18 | circuit breaker 3VA2 IEC frame 630 breaking capacity class C Icu=110kA @ 415V 4-pole, line protection ETU350, LSI, In=400A overload protection Ir=160A...400A short-circuit protection Isd=1.5...10 x Ir, Ii=12 x In N conductor protection adjustable (OFF, 50%, 100%) nut keeper kit |  | 0 | 0
3VA2440-7JP32-0AA0 |  | 3VA2440-7JP32-0AA0 | 1 | UN | 1 | 5 | B | D | EAR99 | N | 85362090 | 1 | 4042948807552 | 4.5 | KG | 2772 | 2772 | LP18 | LP18 | circuit breaker 3VA2 IEC frame 630 breaking capacity class C Icu=110kA @ 415V 3-pole, line protection ETU550, LSI, In=400A overload protection Ir=160A...400A short-circuit protection Isd=0.6..10x In, Ii=1.5..15x In N conductor protection optionally with external current transformer, up to 160% nut keeper kit |  | 0 | 0
3VA2440-7JP42-0AA0 |  | 3VA2440-7JP42-0AA0 | 1 | UN | 1 | 5 | B | D | EAR99 | N | 85362090 | 1 | 4042948808115 | 5.7 | KG | 3511.2 | 3511.2 | LP18 | LP18 | circuit breaker 3VA2 IEC frame 630 breaking capacity class C Icu=110kA @ 415V 4-pole, line protection ETU550, LSI, In=400A overload protection Ir=160A...400A short-circuit protection Isd=0.6..10x In, Ii=1.5..15x In N conductor protection adjustable (OFF, up to 130%) nut keeper kit |  | 0 | 0
3VA2440-7JQ32-0AA0 |  | 3VA2440-7JQ32-0AA0 | 1 | UN | 1 | 5 | B | D | EAR99 | N | 85362090 | 1 | 4042948807569 | 4.5 | KG | 3036 | 3036 | LP18 | LP18 | circuit breaker 3VA2 IEC frame 630 breaking capacity class C Icu=110kA @ 415V 3-pole, line protection ETU560, LSIG, In=400A overload protection Ir=160A...400A short-circuit protection Isd=0.6..10x In, Ii=1.5..15x In N conductor protection optionally with external current transformer, up to 160% gr.-fault prot., can be sw. off Ig=0.2...1 x In, tg=0.05-0.8s nut keeper kit |  | 0 | 0
3VA2440-7JQ32-0BL0 |  | 3VA2440-7JQ32-0BL0 | 1 | UN | 1 | 10 | C | D | EAR99 | N | 85362090 | 1 | 4042949324003 | 4.479 | KG | 3256 | 3256 | LP18 | LP18 | circuit breaker 3VA2 IEC frame 630 breaking capacity class C Icu=110kA @ 415V 3-pole, line protection ETU560, LSIG, In=400A overload protection Ir=160A...400A short-circuit protection Isd=0.6..10x In, Ii=1.5..15x In N conductor protection optionally with external current transformer, up to 160% gr.-fault prot., can be sw. off Ig=0.2...1 x In, tg=0.05-0.8s undervoltage release (UVR) 24V DC 2 auxiliary switches HQ 1 trip alarm switch HQ 1 electrical alarm switch | - | 0 | 0
3VA2440-7JQ42-0AA0 |  | 3VA2440-7JQ42-0AA0 | 1 | UN | 1 | 5 | B | D | EAR99 | N | 85362090 | 1 | 4042948808122 | 5.7 | KG | 3766.4 | 3766.4 | LP18 | LP18 | circuit breaker 3VA2 IEC frame 630 breaking capacity class C Icu=110kA @ 415V 4-pole, line protection ETU560, LSIG, In=400A overload protection Ir=160A...400A short-circuit protection Isd=0.6..10x In, Ii=1.5..15x In N conductor protection adjustable (OFF, up to 160%) gr.-fault prot., can be sw. off Ig=0.2...1 x In= tg=0.05-0.8s nut keeper kit |  | 0 | 0
3VA2440-7KP32-0AA0 |  | 3VA2440-7KP32-0AA0 | 1 | UN | 1 | 5 | B | D | EAR99 | N | 85362090 | 1 | 4042948807576 | 4.5 | KG | 2992 | 2992 | LP18 | LP18 | circuit breaker 3VA2 IEC frame 630 breaking capacity class C Icu=110kA @ 415V 3-pole, line protection ETU850, LSI, In=400A overload protection Ir=160A...400A short-circuit protection Isd=0.6..10x In, Ii=1.5..15x In N conductor protection optionally with external current transformer, up to 160% nut keeper kit |  | 0 | 0
3VA2440-7KP42-0AA0 |  | 3VA2440-7KP42-0AA0 | 1 | UN | 1 | 5 | B | D | EAR99 | N | 85362090 | 1 | 4042948808139 | 5.7 | KG | 3722.4 | 3722.4 | LP18 | LP18 | circuit breaker 3VA2 IEC frame 630 breaking capacity class C Icu=110kA @ 415V 4-pole, line protection ETU850, LSI, In=400A overload protection Ir=160A...400A short-circuit protection Isd=0.6..10x In, Ii=1.5..15x In N conductor protection adjustable (OFF, up to 160%) nut keeper kit |  | 0 | 0
3VA2440-7KQ32-0AA0 |  | 3VA2440-7KQ32-0AA0 | 1 | UN | 1 | 5 | B | D | EAR99 | N | 85362090 | 1 | 4042948807583 | 4.5 | KG | 3132.8 | 3132.8 | LP18 | LP18 | circuit breaker 3VA2 IEC frame 630 breaking capacity class C Icu=110kA @ 415V 3-pole, line protection ETU860, LSIG, In=400A overload protection Ir=160A...400A short-circuit protection Isd=0.6..10x In, Ii=1.5..15x In N conductor protection optionally with external current transformer, up to 160% gr.-fault prot., can be sw. off Ig=0.2...1 x In, tg=0.05-0.8s nut keeper kit |  | 0 | 0
3VA2440-7KQ42-0AA0 |  | 3VA2440-7KQ42-0AA0 | 1 | UN | 1 | 5 | B | D | EAR99 | N | 85362090 | 1 | 4042948808146 | 5.7 | KG | 3863.2 | 3863.2 | LP18 | LP18 | circuit breaker 3VA2 IEC frame 630 breaking capacity class C Icu=110kA @ 415V 4-pole, line protection ETU860, LSIG, In=400A overload protection Ir=160A...400A short-circuit protection Isd=0.6..10x In, Ii=1.5..15x In N conductor protection adjustable (OFF, up to 160%) gr.-fault prot., can be sw. off Ig=0.2...1 x In= tg=0.05-0.8s nut keeper kit |  | 0 | 0
3VA2440-7MN32-0AA0 |  | 3VA2440-7MN32-0AA0 | 1 | UN | 1 | 5 | B | D | EAR99 | N | 85362090 | 1 | 4042948830437 | 4.705 | KG | 2420 | 2420 | LP18 | LP18 | circuit breaker 3VA2 IEC frame 630 breaking capacity class C Icu=110kA @ 415V 3-pole, motor protection ETU350M, LSI, In=400A overload protection Ir=160A...400A short-circuit protection Isd=3...15 x Ir, Ii=15 x In nut keeper kit | - | 0 | 0
3VA2440-7MN32-0AB0 |  | 3VA2440-7MN32-0AB0 | 1 | UN | 1 | 10 | C | D | EAR99 | N | 85362090 | 1 | 4042949321569 | 4.366 | KG | 2481.6 | 2481.6 | LP18 | LP18 | circuit breaker 3VA2 IEC frame 630 breaking capacity class C Icu=110kA @ 415V 3-pole, motor protection ETU350M, LSI, In=400A overload protection Ir=160A...400A short-circuit protection Isd=3...15 x Ir, Ii=15 x In nut keeper kit 2 auxiliary switches HP | - | 0 | 0
3VA2440-7MN32-0AH0 |  | 3VA2440-7MN32-0AH0 | 1 | UN | 1 | 10 | C | D | EAR99 | N | 85362090 | 1 | 4042949322108 | 4.3 | KG | 2420 | 2420 | LP18 | LP18 | circuit breaker 3VA2 IEC frame 630 breaking capacity class C Icu=110kA @ 415V 3-pole, motor protection ETU350M, LSI, In=400A overload protection Ir=160A...400A short-circuit protection Isd=3...15 x Ir, Ii=15 x In nut keeper kit 2 auxiliary switches HQ 1 trip alarm switch HQ | - | 0 | 0
3VA2440-7MN32-0CB0 |  | 3VA2440-7MN32-0CB0 | 1 | UN | 1 | 10 | C | D | EAR99 | N | 85362090 | 1 | 4042949328407 | 4.872 | KG | 2604.8 | 2604.8 | LP18 | LP18 | circuit breaker 3VA2 IEC frame 630 breaking capacity class C Icu=110kA @ 415V 3-pole, motor protection ETU350M, LSI, In=400A overload protection Ir=160A...400A short-circuit protection Isd=3...15 x Ir, Ii=15 x In nut keeper kit circuit breaker 3VA2 IEC frame 630 breaking capacity class C Icu=110kA @ 415V 3-pole, motor protection ETU350M, LSI, In=400A overload protection Ir=160A...400A short-circuit protection Isd=3...15 x Ir, UNDERVOLTAGE RELEASE 120-127 V AC 50/60 HZ ACCESSORY FOR 3VA1 2 AUXILIARY SWITCH CHANGEOVER H |  | 0 | 0
3VA2440-7MN32-0KF0 |  | 3VA2440-7MN32-0KF0 | 1 | UN | 1 | 10 | C | D | EAR99 | N | 85362090 | 1 | 4042949323303 | 4.864 | KG | 2552 | 2552 | LP18 | LP18 | circuit breaker 3VA2 IEC frame 630 breaking capacity class C Icu=110kA @ 415V 3-pole, motor protection ETU350M, LSI, In=400A overload protection Ir=160A...400A short-circuit protection Isd=3...15 x Ir, Ii=15 x In nut keeper kit shunt trip (STL) 220-250V DC, 208-277V AC 1 auxiliary switch HQ 1 trip alarm switch HQ | - | 0 | 0
3VA2440-7MP32-0AA0 |  | 3VA2440-7MP32-0AA0 | 1 | UN | 1 | 5 | B | D | EAR99 | N | 85362090 | 1 | 4042948903711 | 4.73 | KG | 2508 | 2508 | LP18 | LP18 | CIRCUIT BREAKER 3VA2 IEC FRAME 630 BREAKING CAPACITY CLASS C ICU=110KA @ 415 V 3-POLE, MOTOR PROTECTION ETU550M, LSI, In=400A OVERLOAD PROTECTION IR=160A ...400A SHORT CIRCUIT PROTECTION ISD=1,2... 15X IN,II=3...15X IN BUSBAR CONNECTION | - | 0 | 0
3VA2440-7MQ32-0AA0 |  | 3VA2440-7MQ32-0AA0 | 1 | UN | 1 | 5 | B | D | EAR99 | N | 85362090 | 1 | 4042948830420 | 4.5 | KG | 2666.4 | 2666.4 | LP18 | LP18 | circuit breaker 3VA2 IEC frame 630 breaking capacity class C Icu=110kA @ 415V 3-pole, motor protection ETU860M, LSIG, In=400A overload protection Ir=160A...400A short-circuit protection Isd=1.2..15x In, Ii=3..15x In gr.-fault prot., can be sw. off Ig=0.2...1 x In, tg=0.05-0.8s nut keeper kit | - | 0 | 0
3VA2440-7MQ32-0AB0 |  | 3VA2440-7MQ32-0AB0 | 1 | UN | 1 | 10 | C | D | EAR99 | N | 85362090 | 1 | 4042949324966 | 4.366 | KG | 2728 | 2728 | LP18 | LP18 | circuit breaker 3VA2 IEC frame 630 breaking capacity class C Icu=110kA @ 415V 3-pole, motor protection ETU860M, LSIG, In=400A overload protection Ir=160A...400A short-circuit protection Isd=1.2..15x In, Ii=3..15x In gr.-fault prot., can be sw. off Ig=0.2...1 x In, tg=0.05-0.8s nut keeper kit 2 auxiliary switches | - | 0 | 0
3VA2440-7MQ32-0KH0 |  | 3VA2440-7MQ32-0KH0 | 1 | UN | 1 | 10 | C | D | EAR99 | N | 85362090 | 1 | 4042949326816 | 4.656 | KG | 2824.8 | 2824.8 | LP18 | LP18 | circuit breaker 3VA2 IEC frame 630 breaking capacity class C Icu=110kA @ 415 V 3-pole, motor protection ETU860m, LSIG, In=400A overload protection ir=160A ...400A short circuit protection Isd=1,2...15x In, iI=3...15x In ground-fault, switchable ig=0,2... 1 x In, tg=0,05-0,8s busbar connection circuit breaker 3VA2 IEC frame 630 breaking capacity class C Icu=110kA @ 415 V 3-pole, motor protection ETU860m, LSIG, In=400A overload protection shunt trip (stl) 208-277 V AC 50/60 Hz 220-250 V DC accessory 2 auxiliary switch changeover H 1 trip alarm switch changeover | - | 0 | 0
3VA2440-7MQ32-0KK0 |  | 3VA2440-7MQ32-0KK0 | 1 | UN | 1 | 10 | C | D | EAR99 | N | 85362090 | 1 | 4042949321422 | 1.16 | KG | 2816 | 2816 | LP18 | LP18 | circuit breaker 3VA2 IEC frame 630 breaking capacity class C Icu=110kA @ 415V 3-pole, motor protection ETU860M, LSIG, In=400A overload protection Ir=160A...400A short-circuit protection Isd=1.2...15 x In, Ii=15 x In gr.-fault prot., can be sw. off Ig=0.2...1 x In= tg=0.05-0.8s nut keeper kit shunt trip (STL) 220-250V DC; 208-277V AC 1 auxiliary switch HQ 1 trip alarm switch HQ 1 electrical alarm switch | - | 0 | 0
3VA2440-7MS32-0AA0 |  | 3VA2440-7MS32-0AA0 | 1 | UN | 1 | 5 | B | D | EAR99 | N | 85362090 | 1 | 4042948830413 | 4.755 | KG | 1821.6 | 1821.6 | LP18 | LP18 | circuit breaker 3VA2 IEC frame 630 breaking capacity class C Icu=110kA @ 415V 3-pole, starter protection ETU310M, I, In=400A without overload protection short-circuit protection Ii=3...15 x In nut keeper kit | - | 0 | 0
3VA2440-7MS32-0AB0 |  | 3VA2440-7MS32-0AB0 | 1 | UN | 1 | 10 | C | D | EAR99 | N | 85362090 | 1 | 4042949324461 | 4.366 | KG | 1883.2 | 1883.2 | LP18 | LP18 | circuit breaker 3VA2 IEC frame 630 breaking capacity class C Icu=110kA @ 415V 3-pole, starter protection ETU310M, I, In=400A without overload protection short-circuit protection Ii=3...15 x In nut keeper kit 2 auxiliary switches | - | 0 | 0
3VA2440-7MS32-0KH0 |  | 3VA2440-7MS32-0KH0 | 1 | UN | 1 | 10 | C | D | EAR99 | N | 85362090 | 1 | 4042949325116 | 4.908 | KG | 1962.4 | 1962.4 | LP18 | LP18 | circuit breaker 3VA2 IEC frame 630 breaking capacity class C Icu=110kA @ 415V 3-pole, starter protection ETU310M, I, In=400A without overload protection short-circuit protection Ii=3...15 x In nut keeper kit shunt trip left 208-277V AC 50/60Hz 2 auxiliary switches 1 trip alarm switch | - | 0 | 0
3VA2450-5HK32-0AA0 |  | 3VA2450-5HK32-0AA0 | 1 | UN | 1 | 5 | B | D | EAR99 | N | 85362090 | 1 | 4042948834800 | 4.728 | KG | 1839.2 | 1839.2 | LP18 | LP18 | circuit breaker 3VA2 IEC frame 630 breaking capacity class M Icu=55kA @ 415V 3-pole, line protection ETU340, ELISA LI, In=500A overload protection Ir=200A...500A short-circuit protection Ii=14 x In nut keeper kit | - | 0 | 0
3VA2450-5HK32-0AC0 |  | 3VA2450-5HK32-0AC0 | 1 | UN | 1 | 10 | C | D | EAR99 | N | 85362090 | 1 | 4042949326960 | 4.776 | KG | 1883.2 | 1883.2 | LP18 | LP18 | circuit breaker 3VA2 IEC frame 630 breaking capacity class M Icu=55kA @ 415 V 3-pole, line protection ETU340, elisa li, In=500A overload protection ir=200A ...500A short circuit protection iI=14 x In busbar connection circuit breaker 3VA2 IEC frame 630 breaking capacity class M Icu=55kA @ 415 V 3-pole, line protection ETU340, elisa li, In=500A overload protection ir=200A ...500A short circuit protection iI=14 x In busbar 2 auxiliary switch changeover H | - | 0 | 0
3VA2450-5HK32-0CC0 |  | 3VA2450-5HK32-0CC0 | 1 | UN | 1 | 10 | C | D | EAR99 | N | 85362090 | 1 | 4042949326977 | 4.859 | KG | 1997.6 | 1997.6 | LP18 | LP18 | circuit breaker 3VA2 IEC frame 630 breaking capacity class M Icu=55kA @ 415 V 3-pole, line protection ETU340, elisa li, In=500A overload protection ir=200A ...500A short circuit protection iI=14 x In busbar connection circuit breaker 3VA2 IEC frame 630 breaking capacity class M Icu=55kA @ 415 V 3-pole, line protection ETU340, elisa li, In=500A overload protection ir=200A ...500A short circuit protection iI=14 x In busbar undervoltage release 120-127 V AC 50/60 Hz ACcessory for 3VA1 2 auxiliary switch changeover H | - | 0 | 0
3VA2450-5HK42-0AA0 |  | 3VA2450-5HK42-0AA0 | 1 | UN | 1 | 5 | B | D | EAR99 | N | 85362090 | 1 | 4042948834794 | 5.7 | KG | 2428.8 | 2428.8 | LP18 | LP18 | circuit breaker 3VA2 IEC frame 630 breaking capacity class M Icu=55kA @ 415V 4-pole, line protection ETU340, ELISA LI, In=500A overload protection Ir=200A...500A short-circuit protection Ii=14 x In N conductor protection adjustable (OFF, 50%, 100%) nut keeper kit | - | 0 | 0
3VA2450-5HK42-0AF0 |  | 3VA2450-5HK42-0AF0 | 1 | UN | 1 | 10 | C | D | EAR99 | N | 85362090 | 1 | 4042949328971 | 5.753 | KG | 2481.6 | 2481.6 | LP18 | LP18 | circuit breaker 3VA2 IEC frame 630 breaking capacity class M Icu=55kA @ 415V 4-pole, line protection ETU340, ELISA LI, In=500A overload protection Ir=200A...500A short-circuit protection Ii=14 x In N conductor protection adjustable (OFF, 50%, 100%) nut keeper kit circuit breaker 3VA2 IEC frame 630 breaking capacity class M Icu=55kA @ 415V 4-pole, line protection ETU340, ELISA LI, In=500A overload protection Ir=200A...500A short-circuit 1 AUXILIARY SWITCH CHANGEOVER H 1 TRIP ALARM SWITCH CHANGEOVER |  | 0 | 0
3VA2450-5JP32-0AA0 |  | 3VA2450-5JP32-0AA0 | 1 | UN | 1 | 2 | A | D | EAR99 | N | 85362090 | 1 | 4042948827246 | 4.731 | KG | 2286.5 | 2218.5 | LP18 | LP18 | circuit breaker 3VA2 IEC frame 630 breaking capacity class M Icu=55kA @ 415V 3-pole, line protection ETU550, LSI, In=500A overload protection Ir=200A...500A short-circuit protection Isd=0.6..10x In, Ii=1.5..14x In N conductor protection optionally with external current transformer, up to 160% nut keeper kit | Lista Papel 2020 SI | 0 | 0
3VA2450-5JP32-0AF0 |  | 3VA2450-5JP32-0AF0 | 1 | UN | 1 | 10 | C | D | EAR99 | N | 85362090 | 1 | 4042949321354 | 4.35 | KG | 2402.4 | 2402.4 | LP18 | LP18 | circuit breaker 3VA2 IEC frame 630 breaking capacity class M Icu=55kA @ 415V 3-pole, line protection ETU550, LSI, In=500A overload protection Ir=200A...500A short-circuit protection Isd=0.6..10x In, Ii=1.5..14x In N conductor protection optionally with external current transformer, up to 160% nut keeper kit 1 auxiliary switch HQ 1 trip alarm switch HQ | - | 0 | 0
3VA2450-5JP32-0DH0 |  | 3VA2450-5JP32-0DH0 | 1 | UN | 1 | 10 | C | D | EAR99 | N | 85362090 | 1 | 4042949322658 | 4.901 | KG | 2534.4 | 2534.4 | LP18 | LP18 | circuit breaker 3VA2 IEC frame 630 breaking capacity class M Icu=55kA @ 415V 3-pole, line protection ETU550, LSI, In=500A overload protection Ir=200A...500A short-circuit protection Isd=0.6..10x In, Ii=1.5..14x In N conductor protection optionally with external current transformer, up to 160% nut keeper kit undervoltage release (UVR) 208-230V AC 50/60Hz 2 auxiliary switches HQ 1 trip alarm switch HQ | - | 0 | 0
3VA2450-5JP32-0KH0 |  | 3VA2450-5JP32-0KH0 | 1 | UN | 1 | 10 | C | D | EAR99 | N | 85362090 | 1 | 4042949322153 | 4.446 | KG | 2508 | 2508 | LP18 | LP18 | circuit breaker 3VA2 IEC frame 630 breaking capacity class M Icu=55kA @ 415V 3-pole, line protection ETU550, LSI, In=500A overload protection Ir=200A...500A short-circuit protection Isd=0.6..10x In, Ii=1.5..14x In N conductor protection optionally with external current transformer, up to 160% nut keeper kit shunt trip (STL) 220-250V DC; 208-277V AC 2 auxiliary switches HQ 1 trip alarm switch HQ | - | 0 | 0
3VA2450-5JP32-0KK0 |  | 3VA2450-5JP32-0KK0 | 1 | UN | 1 | 10 | C | D | EAR99 | N | 85362090 | 1 | 4042949324478 | 4.916 | KG | 2525.6 | 2525.6 | LP18 | LP18 | circuit breaker 3VA2 IEC frame 630 breaking capacity class M Icu=55kA @ 415V 3-pole, line protection ETU550, LSI, In=500A overload protection Ir=200A...500A short-circuit protection Isd=0.6..10x In, Ii=1.5..14x In N conductor protection optionally with external current transformer, up to 160% nut keeper kit shunt trip left 208-277V AC 50/60Hz 1 auxiliary switch 1 trip alarm switch 1 electrical alarm switch | - | 0 | 0
3VA2450-5JP42-0AA0 |  | 3VA2450-5JP42-0AA0 | 1 | UN | 1 | 5 | B | D | EAR99 | N | 85362090 | 1 | 4042948827406 | 6.138 | KG | 2839 | 2762.5 | LP18 | LP18 | circuit breaker 3VA2 IEC frame 630 breaking capacity class M Icu=55kA @ 415V 4-pole, line protection ETU550, LSI, In=500A overload protection Ir=200A...500A short-circuit protection Isd=0.6..10x In, Ii=1.5..14x In N conductor protection adjustable (OFF, up to 100%) nut keeper kit | Lista Papel 2020 SI | 0 | 0
3VA2450-5JQ32-0AA0 |  | 3VA2450-5JQ32-0AA0 | 1 | UN | 1 | 2 | A | D | EAR99 | N | 85362090 | 1 | 4042948827253 | 4.724 | KG | 2516 | 2448 | LP18 | LP18 | circuit breaker 3VA2 IEC frame 630 breaking capacity class M Icu=55kA @ 415V 3-pole, line protection ETU560, LSIG, In=500A overload protection Ir=200A...500A short-circuit protection Isd=0.6..10x In, Ii=1.5..14x In N conductor protection optionally with external current transformer, up to 160% gr.-fault prot., can be sw. off Ig=0.2...1 x In, tg=0.05-0.8s nut keeper kit | Lista Papel 2020 SI | 0 | 0
3VA2450-5JQ42-0AA0 |  | 3VA2450-5JQ42-0AA0 | 1 | UN | 1 | 5 | B | D | EAR99 | N | 85362090 | 1 | 4042948827413 | 6.116 | KG | 3085.5 | 3000.5 | LP18 | LP18 | circuit breaker 3VA2 IEC frame 630 breaking capacity class M Icu=55kA @ 415V 4-pole, line protection ETU560, LSIG, In=500A overload protection Ir=200A...500A short-circuit protection Isd=0.6..10x In, Ii=1.5..14x In N conductor protection adjustable (OFF, up to 100%) gr.-fault prot., can be sw. off Ig=0.2...1 x In= tg=0.05-0.8s nut keeper kit | Lista Papel 2020 SI | 0 | 0
3VA2450-5KP32-0AA0 |  | 3VA2450-5KP32-0AA0 | 1 | UN | 1 | 2 | A | D | EAR99 | N | 85362090 | 1 | 4042948827260 | 4.815 | KG | 2465 | 2397 | LP18 | LP18 | circuit breaker 3VA2 IEC frame 630 breaking capacity class M Icu=55kA @ 415V 3-pole, line protection ETU850, LSI, In=500A overload protection Ir=200A...500A short-circuit protection Isd=0.6..10x In, Ii=1.5..14x In N conductor protection optionally with external current transformer, up to 160% nut keeper kit | Lista Papel 2020 SI | 0 | 0
3VA2450-5KP42-0AA0 |  | 3VA2450-5KP42-0AA0 | 1 | UN | 1 | 5 | B | D | EAR99 | N | 85362090 | 1 | 4042948827420 | 5.7 | KG | 3043 | 2958 | LP18 | LP18 | circuit breaker 3VA2 IEC frame 630 breaking capacity class M Icu=55kA @ 415V 4-pole, line protection ETU850, LSI, In=500A overload protection Ir=200A...500A short-circuit protection Isd=0.6..10x In, Ii=1.5..14x In N conductor protection adjustable (OFF, up to 100%) nut keeper kit | Lista Papel 2020 SI | 0 | 0
3VA2450-5KQ32-0AA0 |  | 3VA2450-5KQ32-0AA0 | 1 | UN | 1 | 5 | B | D | EAR99 | N | 85362090 | 1 | 4042948827277 | 4.5 | KG | 2626.5 | 2550 | LP18 | LP18 | circuit breaker 3VA2 IEC frame 630 breaking capacity class M Icu=55kA @ 415V 3-pole, line protection ETU860, LSIG, In=500A overload protection Ir=200A...500A short-circuit protection Isd=0.6..10x In, Ii=1.5..14x In N conductor protection optionally with external current transformer, up to 160% gr.-fault prot., can be sw. off Ig=0.2...1 x In, tg=0.05-0.8s nut keeper kit | Lista Papel 2020 SI | 0 | 0
3VA2450-5KQ42-0AA0 |  | 3VA2450-5KQ42-0AA0 | 1 | UN | 1 | 5 | B | D | EAR99 | N | 85362090 | 1 | 4042948827437 | 6.203 | KG | 3179 | 3085.5 | LP18 | LP18 | circuit breaker 3VA2 IEC frame 630 breaking capacity class M Icu=55kA @ 415V 4-pole, line protection ETU860, LSIG, In=500A overload protection Ir=200A...500A short-circuit protection Isd=0.6..10x In, Ii=1.5..14x In N conductor protection adjustable (OFF, up to 100%) gr.-fault prot., can be sw. off Ig=0.2...1 x In= tg=0.05-0.8s nut keeper kit | Lista Papel 2020 SI | 0 | 0
3VA2450-5MN32-0AA0 |  | 3VA2450-5MN32-0AA0 | 1 | UN | 1 | 5 | B | D | EAR99 | N | 85362090 | 1 | 4042948830376 | 4.796 | KG | 2349.6 | 2349.6 | LP18 | LP18 | circuit breaker 3VA2 IEC frame 630 breaking capacity class M Icu=55kA @ 415V 3-pole, motor protection ETU350M, LSI, In=500A overload protection Ir=200A...500A short-circuit protection Isd=3...15 x Ir, Ii=15 x In nut keeper kit | - | 0 | 0
3VA2450-5MN32-0AB0 |  | 3VA2450-5MN32-0AB0 | 1 | UN | 1 | 10 | C | D | EAR99 | N | 85362090 | 1 | 4042949111665 | 4.4 | KG | 2420 | 2420 | LP18 | LP18 | circuit breaker 3VA2 IEC frame 630 breaking capacity class M Icu=55kA @ 415V 3-pole, motor protection ETU350M, LSI, In=500A overload protection Ir=200A...500A short-circuit protection Isd=3...15 x Ir, Ii=15 x In nut keeper kit 2 auxiliary switches HP | - | 0 | 0
3VA2450-5MN32-0AC0 |  | 3VA2450-5MN32-0AC0 | 1 | UN | 1 | 10 | C | D | EAR99 | N | 85362090 | 1 | 4042949111719 | 4.4 | KG | 2402.4 | 2402.4 | LP18 | LP18 | circuit breaker 3VA2 IEC frame 630 breaking capacity class M Icu=55kA @ 415V 3-pole, motor protection ETU350M, LSI, In=500A overload protection Ir=200A...500A short-circuit protection Isd=3...15 x Ir, Ii=15 x In nut keeper kit 2 auxiliary switches HQ | - | 0 | 0
3VA2450-5MN32-0AD0 |  | 3VA2450-5MN32-0AD0 | 1 | UN | 1 | 10 | C | D | EAR99 | N | 85362090 | 1 | 4042949111764 | 4.4 | KG | 2420 | 2420 | LP18 | LP18 | circuit breaker 3VA2 IEC frame 630 breaking capacity class M Icu=55kA @ 415V 3-pole, motor protection ETU350M, LSI, In=500A overload protection Ir=200A...500A short-circuit protection Isd=3...15 x Ir, Ii=15 x In nut keeper kit 3 auxiliary switches HQ | - | 0 | 0
3VA2450-5MN32-0AE0 |  | 3VA2450-5MN32-0AE0 | 1 | UN | 1 | 10 | C | D | EAR99 | N | 85362090 | 1 | 4042949111818 | 4.4 | KG | 2446.4 | 2446.4 | LP18 | LP18 | circuit breaker 3VA2 IEC frame 630 breaking capacity class M Icu=55kA @ 415V 3-pole, motor protection ETU350M, LSI, In=500A overload protection Ir=200A...500A short-circuit protection Isd=3...15 x Ir, Ii=15 x In nut keeper kit 4 auxiliary switches HQ | - | 0 | 0
3VA2450-5MN32-0AF0 |  | 3VA2450-5MN32-0AF0 | 1 | UN | 1 | 10 | C | D | EAR99 | N | 85362090 | 1 | 4042949111863 | 4.4 | KG | 2402.4 | 2402.4 | LP18 | LP18 | circuit breaker 3VA2 IEC frame 630 breaking capacity class M Icu=55kA @ 415V 3-pole, motor protection ETU350M, LSI, In=500A overload protection Ir=200A...500A short-circuit protection Isd=3...15 x Ir, Ii=15 x In nut keeper kit 1 auxiliary switch HQ 1 trip alarm switch HQ | - | 0 | 0
3VA2450-5MN32-0AG0 |  | 3VA2450-5MN32-0AG0 | 1 | UN | 1 | 10 | C | D | EAR99 | N | 85362090 | 1 | 4042949111917 | 4.4 | KG | 2420 | 2420 | LP18 | LP18 | circuit breaker 3VA2 IEC frame 630 breaking capacity class M Icu=55kA @ 415V 3-pole, motor protection ETU350M, LSI, In=500A overload protection Ir=200A...500A short-circuit protection Isd=3...15 x Ir, Ii=15 x In nut keeper kit 1 auxiliary switch HP 1 trip alarm switch HP | - | 0 | 0
3VA2450-5MN32-0AH0 |  | 3VA2450-5MN32-0AH0 | 1 | UN | 1 | 10 | C | D | EAR99 | N | 85362090 | 1 | 4042949111962 | 4.4 | KG | 2420 | 2420 | LP18 | LP18 | circuit breaker 3VA2 IEC frame 630 breaking capacity class M Icu=55kA @ 415V 3-pole, motor protection ETU350M, LSI, In=500A overload protection Ir=200A...500A short-circuit protection Isd=3...15 x Ir, Ii=15 x In nut keeper kit 2 auxiliary switches HQ 1 trip alarm switch HQ | - | 0 | 0
3VA2450-5MN32-0AJ0 |  | 3VA2450-5MN32-0AJ0 | 1 | UN | 1 | 10 | C | D | EAR99 | N | 85362090 | 1 | 4042949112013 | 4.4 | KG | 2455.2 | 2455.2 | LP18 | LP18 | circuit breaker 3VA2 IEC frame 630 breaking capacity class M Icu=55kA @ 415V 3-pole, motor protection ETU350M, LSI, In=500A overload protection Ir=200A...500A short-circuit protection Isd=3...15 x Ir, Ii=15 x In nut keeper kit 2 auxiliary switches HP 1 trip alarm switch HP | - | 0 | 0
3VA2450-5MN32-0BA0 |  | 3VA2450-5MN32-0BA0 | 1 | UN | 1 | 10 | C | D | EAR99 | N | 85362090 | 1 | 4042949111368 | 4.4 | KG | 2455.2 | 2455.2 | LP18 | LP18 | circuit breaker 3VA2 IEC frame 630 breaking capacity class M Icu=55kA @ 415V 3-pole, motor protection ETU350M, LSI, In=500A overload protection Ir=200A...500A short-circuit protection Isd=3...15 x Ir, Ii=15 x In nut keeper kit undervoltage release (UVR) 24V DC | - | 0 | 0
3VA2450-5MN32-0BC0 |  | 3VA2450-5MN32-0BC0 | 1 | UN | 1 | 10 | C | D | EAR99 | N | 85362090 | 1 | 4042949112068 | 4.4 | KG | 2499.2 | 2499.2 | LP18 | LP18 | circuit breaker 3VA2 IEC frame 630 breaking capacity class M Icu=55kA @ 415V 3-pole, motor protection ETU350M, LSI, In=500A overload protection Ir=200A...500A short-circuit protection Isd=3...15 x Ir, Ii=15 x In nut keeper kit undervoltage release (UVR) 24V DC | - | 0 | 0
3VA2450-5MN32-0BH0 |  | 3VA2450-5MN32-0BH0 | 1 | UN | 1 | 10 | C | D | EAR99 | N | 85362090 | 1 | 4042949112365 | 4.4 | KG | 2525.6 | 2525.6 | LP18 | LP18 | circuit breaker 3VA2 IEC frame 630 breaking capacity class M Icu=55kA @ 415V 3-pole, motor protection ETU350M, LSI, In=500A overload protection Ir=200A...500A short-circuit protection Isd=3...15 x Ir, Ii=15 x In nut keeper kit undervoltage release (UVR) 24V DC 2 auxiliary switches HQ 1 trip alarm switch HQ | - | 0 | 0
3VA2450-5MN32-0BL0 |  | 3VA2450-5MN32-0BL0 | 1 | UN | 1 | 10 | C | D | EAR99 | N | 85362090 | 1 | 4042949112662 | 4.3 | KG | 2560.8 | 2560.8 | LP18 | LP18 | circuit breaker 3VA2 IEC frame 630 breaking capacity class M Icu=55kA @ 415V 3-pole, motor protection ETU350M, LSI, In=500A overload protection Ir=200A...500A short-circuit protection Isd=3...15 x Ir, Ii=15 x In nut keeper kit undervoltage release (UVR) 24V DC 2 auxiliary switches HQ 1 trip alarm switch HQ 1 electrical alarm switch | - | 0 | 0
3VA2450-5MN32-0CA0 |  | 3VA2450-5MN32-0CA0 | 1 | UN | 1 | 10 | C | D | EAR99 | N | 85362090 | 1 | 4042949111412 | 4.4 | KG | 2455.2 | 2455.2 | LP18 | LP18 | circuit breaker 3VA2 IEC frame 630 breaking capacity class M Icu=55kA @ 415V 3-pole, motor protection ETU350M, LSI, In=500A overload protection Ir=200A...500A short-circuit protection Isd=3...15 x Ir, Ii=15 x In nut keeper kit undervoltage release (UVR) 120-127V AC 50/60Hz | - | 0 | 0
3VA2450-5MN32-0CC0 |  | 3VA2450-5MN32-0CC0 | 1 | UN | 1 | 10 | C | D | EAR99 | N | 85362090 | 1 | 4042949112112 | 4.4 | KG | 2499.2 | 2499.2 | LP18 | LP18 | circuit breaker 3VA2 IEC frame 630 breaking capacity class M Icu=55kA @ 415V 3-pole, motor protection ETU350M, LSI, In=500A overload protection Ir=200A...500A short-circuit protection Isd=3...15 x Ir, Ii=15 x In nut keeper kit undervoltage release (UVR) 120-127V AC 50/60Hz | - | 0 | 0
3VA2450-5MN32-0CH0 |  | 3VA2450-5MN32-0CH0 | 1 | UN | 1 | 10 | C | D | EAR99 | N | 85362090 | 1 | 4042949112419 | 4.3 | KG | 2525.6 | 2525.6 | LP18 | LP18 | circuit breaker 3VA2 IEC frame 630 breaking capacity class M Icu=55kA @ 415V 3-pole, motor protection ETU350M, LSI, In=500A overload protection Ir=200A...500A short-circuit protection Isd=3...15 x Ir, Ii=15 x In nut keeper kit undervoltage release (UVR) 120-127V AC 50/60Hz 2 auxiliary switches HQ 1 trip alarm switch HQ | - | 0 | 0
3VA2450-5MN32-0CL0 |  | 3VA2450-5MN32-0CL0 | 1 | UN | 1 | 10 | C | D | EAR99 | N | 85362090 | 1 | 4042949112716 | 4.3 | KG | 2560.8 | 2560.8 | LP18 | LP18 | circuit breaker 3VA2 IEC frame 630 breaking capacity class M Icu=55kA @ 415V 3-pole, motor protection ETU350M, LSI, In=500A overload protection Ir=200A...500A short-circuit protection Isd=3...15 x Ir, Ii=15 x In nut keeper kit undervoltage release (UVR) 120-127V AC 50/60Hz 2 auxiliary switches HQ 1 trip alarm switch HQ 1 electrical alarm switch | - | 0 | 0
3VA2450-5MN32-0DA0 |  | 3VA2450-5MN32-0DA0 | 1 | UN | 1 | 10 | C | D | EAR99 | N | 85362090 | 1 | 4042949111467 | 4.4 | KG | 2455.2 | 2455.2 | LP18 | LP18 | circuit breaker 3VA2 IEC frame 630 breaking capacity class M Icu=55kA @ 415V 3-pole, motor protection ETU350M, LSI, In=500A overload protection Ir=200A...500A short-circuit protection Isd=3...15 x Ir, Ii=15 x In nut keeper kit undervoltage release (UVR) 208-230V AC 50/60Hz | - | 0 | 0
3VA2450-5MN32-0DC0 |  | 3VA2450-5MN32-0DC0 | 1 | UN | 1 | 10 | C | D | EAR99 | N | 85362090 | 1 | 4042949112167 | 4.4 | KG | 2499.2 | 2499.2 | LP18 | LP18 | circuit breaker 3VA2 IEC frame 630 breaking capacity class M Icu=55kA @ 415V 3-pole, motor protection ETU350M, LSI, In=500A overload protection Ir=200A...500A short-circuit protection Isd=3...15 x Ir, Ii=15 x In nut keeper kit undervoltage release (UVR) 208-230V AC 50/60Hz 2 auxiliary switches HQ | - | 0 | 0
3VA2450-5MN32-0DE0 |  | 3VA2450-5MN32-0DE0 | 1 | UN | 1 | 10 | C | D | EAR99 | N | 85362090 | 1 | 4042949325239 | 4.972 | KG | 2560.8 | 2560.8 | LP18 | LP18 | circuit breaker 3VA2 IEC frame 630 breaking capacity class M Icu=55kA @ 415V 3-pole, motor protection ETU350M, LSI, In=500A overload protection Ir=200A...500A short-circuit protection Isd=3...15 x Ir, Ii=15 x In nut keeper kit circuit breaker 3VA2 IEC frame 630 breaking capacity class M Icu=55kA @ 415V undervoltage release 208-230V AC 50/60Hz 4 auxiliary switches HQ | - | 0 | 0
3VA2450-5MN32-0DH0 |  | 3VA2450-5MN32-0DH0 | 1 | UN | 1 | 10 | C | D | EAR99 | N | 85362090 | 1 | 4042949112464 | 4.3 | KG | 2525.6 | 2525.6 | LP18 | LP18 | circuit breaker 3VA2 IEC frame 630 breaking capacity class M Icu=55kA @ 415V 3-pole, motor protection ETU350M, LSI, In=500A overload protection Ir=200A...500A short-circuit protection Isd=3...15 x Ir, Ii=15 x In nut keeper kit undervoltage release (UVR) 208-230V AC 50/60Hz 2 auxiliary switches HQ 1 trip alarm switch HQ | - | 0 | 0
3VA2450-5MN32-0DL0 |  | 3VA2450-5MN32-0DL0 | 1 | UN | 1 | 10 | C | D | EAR99 | N | 85362090 | 1 | 4042949112761 | 4.3 | KG | 2560.8 | 2560.8 | LP18 | LP18 | circuit breaker 3VA2 IEC frame 630 breaking capacity class M Icu=55kA @ 415V 3-pole, motor protection ETU350M, LSI, In=500A overload protection Ir=200A...500A short-circuit protection Isd=3...15 x Ir, Ii=15 x In nut keeper kit undervoltage release (UVR) 208-230V AC 50/60Hz 2 auxiliary switches HQ 1 trip alarm switch HQ 1 electrical alarm switch | - | 0 | 0
3VA2450-5MN32-0HA0 |  | 3VA2450-5MN32-0HA0 | 1 | UN | 1 | 10 | C | D | EAR99 | N | 85362090 | 1 | 4042949111511 | 4.4 | KG | 2437.6 | 2437.6 | LP18 | LP18 | circuit breaker 3VA2 IEC frame 630 breaking capacity class M Icu=55kA @ 415V 3-pole, motor protection ETU350M, LSI, In=500A overload protection Ir=200A...500A short-circuit protection Isd=3...15 x Ir, Ii=15 x In nut keeper kit shunt trip (STL) 12-30V DC, 24V AC 50/60Hz | - | 0 | 0
3VA2450-5MN32-0HC0 |  | 3VA2450-5MN32-0HC0 | 1 | UN | 1 | 10 | C | D | EAR99 | N | 85362090 | 1 | 4042949112211 | 4.4 | KG | 2481.6 | 2481.6 | LP18 | LP18 | circuit breaker 3VA2 IEC frame 630 breaking capacity class M Icu=55kA @ 415V 3-pole, motor protection ETU350M, LSI, In=500A overload protection Ir=200A...500A short-circuit protection Isd=3...15 x Ir, Ii=15 x In nut keeper kit shunt trip (STL) 12-30V DC, 24V AC 50/60Hz 2 auxiliary switches HQ | - | 0 | 0
3VA2450-5MN32-0HH0 |  | 3VA2450-5MN32-0HH0 | 1 | UN | 1 | 10 | C | D | EAR99 | N | 85362090 | 1 | 4042949112518 | 4.3 | KG | 2499.2 | 2499.2 | LP18 | LP18 | circuit breaker 3VA2 IEC frame 630 breaking capacity class M Icu=55kA @ 415V 3-pole, motor protection ETU350M, LSI, In=500A overload protection Ir=200A...500A short-circuit protection Isd=3...15 x Ir, Ii=15 x In nut keeper kit shunt trip (STL) 12-30V DC, 24V AC 50/60Hz 2 auxiliary switches HQ 1 trip alarm switch HQ | - | 0 | 0
3VA2450-5MN32-0HL0 |  | 3VA2450-5MN32-0HL0 | 1 | UN | 1 | 10 | C | D | EAR99 | N | 85362090 | 1 | 4042949112815 | 4.3 | KG | 2534.4 | 2534.4 | LP18 | LP18 | circuit breaker 3VA2 IEC frame 630 breaking capacity class M Icu=55kA @ 415V 3-pole, motor protection ETU350M, LSI, In=500A overload protection Ir=200A...500A short-circuit protection Isd=3...15 x Ir, Ii=15 x In nut keeper kit shunt trip (STL) 12-30V DC, 24V AC 50/60Hz 2 auxiliary switches HQ 1 trip alarm switch HQ 1 electrical alarm switch | - | 0 | 0
3VA2450-5MN32-0JA0 |  | 3VA2450-5MN32-0JA0 | 1 | UN | 1 | 10 | C | D | EAR99 | N | 85362090 | 1 | 4042949111566 | 4.4 | KG | 2437.6 | 2437.6 | LP18 | LP18 | circuit breaker 3VA2 IEC frame 630 breaking capacity class M Icu=55kA @ 415V 3-pole, motor protection ETU350M, LSI, In=500A overload protection Ir=200A...500A short-circuit protection Isd=3...15 x Ir, Ii=15 x In nut keeper kit shunt trip (STL) 110-127V DC, AC 50/60Hz | - | 0 | 0
3VA2450-5MN32-0JC0 |  | 3VA2450-5MN32-0JC0 | 1 | UN | 1 | 10 | C | D | EAR99 | N | 85362090 | 1 | 4042949112266 | 4.4 | KG | 2481.6 | 2481.6 | LP18 | LP18 | circuit breaker 3VA2 IEC frame 630 breaking capacity class M Icu=55kA @ 415V 3-pole, motor protection ETU350M, LSI, In=500A overload protection Ir=200A...500A short-circuit protection Isd=3...15 x Ir, Ii=15 x In nut keeper kit shunt trip (STL) 110-127V DC, AC 50/60Hz 2 auxiliary switches HQ | - | 0 | 0
3VA2450-5MN32-0JH0 |  | 3VA2450-5MN32-0JH0 | 1 | UN | 1 | 10 | C | D | EAR99 | N | 85362090 | 1 | 4042949112563 | 4.3 | KG | 2499.2 | 2499.2 | LP18 | LP18 | circuit breaker 3VA2 IEC frame 630 breaking capacity class M Icu=55kA @ 415V 3-pole, motor protection ETU350M, LSI, In=500A overload protection Ir=200A...500A short-circuit protection Isd=3...15 x Ir, Ii=15 x In nut keeper kit shunt trip (STL) 110-127V DC, AC 50/60Hz 2 auxiliary switches HQ 1 trip alarm switch HQ | - | 0 | 0
3VA2450-5MN32-0JL0 |  | 3VA2450-5MN32-0JL0 | 1 | UN | 1 | 10 | C | D | EAR99 | N | 85362090 | 1 | 4042949112860 | 4.3 | KG | 2534.4 | 2534.4 | LP18 | LP18 | circuit breaker 3VA2 IEC frame 630 breaking capacity class M Icu=55kA @ 415V 3-pole, motor protection ETU350M, LSI, In=500A overload protection Ir=200A...500A short-circuit protection Isd=3...15 x Ir, Ii=15 x In nut keeper kit shunt trip (STL) 110-127V DC, AC 50/60Hz 2 auxiliary switches HQ 1 trip alarm switch HQ 1 electrical alarm switch | - | 0 | 0
3VA2450-5MN32-0KA0 |  | 3VA2450-5MN32-0KA0 | 1 | UN | 1 | 10 | C | D | EAR99 | N | 85362090 | 1 | 4042949111610 | 4.4 | KG | 2437.6 | 2437.6 | LP18 | LP18 | circuit breaker 3VA2 IEC frame 630 breaking capacity class M Icu=55kA @ 415V 3-pole, motor protection ETU350M, LSI, In=500A overload protection Ir=200A...500A short-circuit protection Isd=3...15 x Ir, Ii=15 x In nut keeper kit shunt trip (STL) 220-250V DC, 208-277V AC | - | 0 | 0
3VA2450-5MN32-0KC0 |  | 3VA2450-5MN32-0KC0 | 1 | UN | 1 | 10 | C | D | EAR99 | N | 85362090 | 1 | 4042949112310 | 4.4 | KG | 2481.6 | 2481.6 | LP18 | LP18 | circuit breaker 3VA2 IEC frame 630 breaking capacity class M Icu=55kA @ 415V 3-pole, motor protection ETU350M, LSI, In=500A overload protection Ir=200A...500A short-circuit protection Isd=3...15 x Ir, Ii=15 x In nut keeper kit shunt trip (STL) 220-250V DC, 208-277V AC 2 auxiliary switches HQ | - | 0 | 0
3VA2450-5MN32-0KH0 |  | 3VA2450-5MN32-0KH0 | 1 | UN | 1 | 10 | C | D | EAR99 | N | 85362090 | 1 | 4042949112617 | 4.3 | KG | 2499.2 | 2499.2 | LP18 | LP18 | circuit breaker 3VA2 IEC frame 630 breaking capacity class M Icu=55kA @ 415V 3-pole, motor protection ETU350M, LSI, In=500A overload protection Ir=200A...500A short-circuit protection Isd=3...15 x Ir, Ii=15 x In nut keeper kit shunt trip (STL) 220-250V DC, 208-277V AC 2 auxiliary switches HQ 1 trip alarm switch HQ | - | 0 | 0
3VA2450-5MN32-0KJ0 |  | 3VA2450-5MN32-0KJ0 | 1 | UN | 1 | 10 | C | D | EAR99 | N | 85362090 | 1 | 4042949322016 | 4.476 | KG | 2534.4 | 2534.4 | LP18 | LP18 | circuit breaker 3VA2 IEC frame 630 breaking capacity class M Icu=55kA @ 415V 3-pole, motor protection ETU350M, LSI, In=500A overload protection Ir=200A...500A short-circuit protection Isd=3...15 x Ir, Ii=15 x In nut keeper kit shunt trip (STL) 220-250V DC, 208-277V AC 2 auxiliary switches HP 1 trip alarm switch HP | - | 0 | 0
3VA2450-5MN32-0KL0 |  | 3VA2450-5MN32-0KL0 | 1 | UN | 1 | 10 | C | D | EAR99 | N | 85362090 | 1 | 4042949112914 | 4.3 | KG | 2534.4 | 2534.4 | LP18 | LP18 | circuit breaker 3VA2 IEC frame 630 breaking capacity class M Icu=55kA @ 415V 3-pole, motor protection ETU350M, LSI, In=500A overload protection Ir=200A...500A short-circuit protection Isd=3...15 x Ir, Ii=15 x In nut keeper kit shunt trip (STL) 220-250V DC, 208-277V AC 2 auxiliary switches HQ 1 trip alarm switch HQ 1 electrical alarm switch | - | 0 | 0
3VA2450-5MP32-0AA0 |  | 3VA2450-5MP32-0AA0 | 1 | UN | 1 | 5 | B | D | EAR99 | N | 85362090 | 1 | 4042948903704 | 4.8 | KG | 2446.4 | 2446.4 | LP18 | LP18 | CIRCUIT BREAKER 3VA2 IEC FRAME 630 BREAKING CAPACITY CLASS M ICU=55KA @ 415 V 3-POLE, MOTOR PROTECTION ETU550M, LSI, In=500A OVERLOAD PROTECTION IR=200A ...500A SHORT CIRCUIT PROTECTION ISD=1,2... 15X IN,II=3...15X IN BUSBAR CONNECTION | - | 0 | 0
3VA2450-5MQ32-0AA0 |  | 3VA2450-5MQ32-0AA0 | 1 | UN | 1 | 5 | B | D | EAR99 | N | 85362090 | 1 | 4042948830369 | 4.5 | KG | 2587.2 | 2587.2 | LP18 | LP18 | circuit breaker 3VA2 IEC frame 630 breaking capacity class M Icu=55kA @ 415V 3-pole, motor protection ETU860M, LSIG, In=500A overload protection Ir=200A...500A short-circuit protection Isd=1.2..15x In, Ii=3..15x In gr.-fault prot., can be sw. off Ig=0.2...1 x In, tg=0.05-0.8s nut keeper kit | - | 0 | 0
3VA2450-6HK32-0AA0 |  | 3VA2450-6HK32-0AA0 | 1 | UN | 1 | 5 | B | D | EAR99 | N | 85362090 | 1 | 4042948834787 | 4.5 | KG | 2094.4 | 2094.4 | LP18 | LP18 | circuit breaker 3VA2 IEC frame 630 breaking capacity class H Icu=85kA @ 415V 3-pole, line protection ETU340, ELISA LI, In=500A overload protection Ir=200A...500A short-circuit protection Ii=14 x In nut keeper kit | - | 0 | 0
3VA2450-6HK42-0AA0 |  | 3VA2450-6HK42-0AA0 | 1 | UN | 1 | 5 | B | D | EAR99 | N | 85362090 | 1 | 4042948834770 | 5.7 | KG | 2763.2 | 2763.2 | LP18 | LP18 | circuit breaker 3VA2 IEC frame 630 breaking capacity class H Icu=85kA @ 415V 4-pole, line protection ETU340, ELISA LI, In=500A overload protection Ir=200A...500A short-circuit protection Ii=14 x In N conductor protection adjustable (OFF, 50%, 100%) nut keeper kit | - | 0 | 0
3VA2450-6JP32-0AA0 |  | 3VA2450-6JP32-0AA0 | 1 | UN | 1 | 5 | B | D | EAR99 | N | 85362090 | 1 | 4042948827284 | 4.739 | KG | 2516 | 2448 | LP18 | LP18 | circuit breaker 3VA2 IEC frame 630 breaking capacity class H Icu=85kA @ 415V 3-pole, line protection ETU550, LSI, In=500A overload protection Ir=200A...500A short-circuit protection Isd=0.6..10x In, Ii=1.5..14x In N conductor protection optionally with external current transformer, up to 160% nut keeper kit | Lista Papel 2020 SI | 0 | 0
3VA2450-6JP42-0AA0 |  | 3VA2450-6JP42-0AA0 | 1 | UN | 1 | 5 | B | D | EAR99 | N | 85362090 | 1 | 4042948827444 | 6.137 | KG | 3162 | 3077 | LP18 | LP18 | circuit breaker 3VA2 IEC frame 630 breaking capacity class H Icu=85kA @ 415V 4-pole, line protection ETU550, LSI, In=500A overload protection Ir=200A...500A short-circuit protection Isd=0.6..10x In, Ii=1.5..14x In N conductor protection adjustable (OFF, up to 100%) nut keeper kit | Lista Papel 2020 SI | 0 | 0
3VA2450-6JQ32-0AA0 |  | 3VA2450-6JQ32-0AA0 | 1 | UN | 1 | 2 | A | D | EAR99 | N | 85362090 | 1 | 4042948827291 | 4.751 | KG | 2754 | 2677.5 | LP18 | LP18 | circuit breaker 3VA2 IEC frame 630 breaking capacity class H Icu=85kA @ 415V 3-pole, line protection ETU560, LSIG, In=500A overload protection Ir=200A...500A short-circuit protection Isd=0.6..10x In, Ii=1.5..14x In N conductor protection optionally with external current transformer, up to 160% gr.-fault prot., can be sw. off Ig=0.2...1 x In, tg=0.05-0.8s nut keeper kit | Lista Papel 2020 SI | 0 | 0
3VA2450-6JQ32-0DK0 |  | 3VA2450-6JQ32-0DK0 | 1 | UN | 1 | 10 | C | D | EAR99 | N | 85362090 | 1 | 4042949322887 | 4.904 | KG | 3053.6 | 3053.6 | LP18 | LP18 | circuit breaker 3VA2 IEC frame 630 breaking capacity class H Icu=85kA @ 415V 3-pole, line protection ETU560, LSIG, In=500A overload protection Ir=200A ...500A short-circuit protection Isd=0.6..10x In, Ii=1.5..14x In N conductor protection opt. w. ext. CT, up to 160% gr.-fault prot., can be sw. off Ig=0.2...1 x In= tg=0.05-0.8s nut keeper kit undervoltage release (UVR) 208-230V AC 50/60Hz 1 auxiliary switch HQ 1 trip alarm switch HQ 1 electrical alarm switch | - | 0 | 0
3VA2450-6JQ32-0KA0 |  | 3VA2450-6JQ32-0KA0 | 1 | UN | 1 | 10 | C | D | EAR99 | N | 85362090 | 1 | 4042949322573 | 4.831 | KG | 2939.2 | 2939.2 | LP18 | LP18 | circuit breaker 3VA2 IEC frame 630 breaking capacity class H Icu=85kA @ 415V 3-pole, line protection ETU560, LSIG, In=500A overload protection Ir=200A...500A short-circuit protection Isd=0.6..10x In, Ii=1.5..14x In N conductor protection optionally with external current transformer, up to 160% gr.-fault prot., can be sw. off Ig=0.2...1 x In, tg=0.05-0.8s nut keeper kit shunt trip (STL) 220-250V DC; 208-277V AC | - | 0 | 0
3VA2450-6JQ42-0AA0 |  | 3VA2450-6JQ42-0AA0 | 1 | UN | 1 | 5 | B | D | EAR99 | N | 85362090 | 1 | 4042948827451 | 6.348 | KG | 3417 | 3323.5 | LP18 | LP18 | circuit breaker 3VA2 IEC frame 630 breaking capacity class H Icu=85kA @ 415V 4-pole, line protection ETU560, LSIG, In=500A overload protection Ir=200A...500A short-circuit protection Isd=0.6..10x In, Ii=1.5..14x In N conductor protection adjustable (OFF, up to 100%) gr.-fault prot., can be sw. off Ig=0.2...1 x In= tg=0.05-0.8s nut keeper kit | Lista Papel 2020 SI | 0 | 0
3VA2450-6KP32-0AA0 |  | 3VA2450-6KP32-0AA0 | 1 | UN | 1 | 5 | B | D | EAR99 | N | 85362090 | 1 | 4042948827307 | 4.5 | KG | 2720 | 2643.5 | LP18 | LP18 | circuit breaker 3VA2 IEC frame 630 breaking capacity class H Icu=85kA @ 415V 3-pole, line protection ETU850, LSI, In=500A overload protection Ir=200A...500A short-circuit protection Isd=0.6..10x In, Ii=1.5..14x In N conductor protection optionally with external current transformer, up to 160% nut keeper kit | Lista Papel 2020 SI | 0 | 0
3VA2450-6KP42-0AA0 |  | 3VA2450-6KP42-0AA0 | 1 | UN | 1 | 5 | B | D | EAR99 | N | 85362090 | 1 | 4042948827468 | 5.7 | KG | 3383 | 3289.5 | LP18 | LP18 | circuit breaker 3VA2 IEC frame 630 breaking capacity class H Icu=85kA @ 415V 4-pole, line protection ETU850, LSI, In=500A overload protection Ir=200A...500A short-circuit protection Isd=0.6..10x In, Ii=1.5..14x In N conductor protection adjustable (OFF, up to 100%) nut keeper kit | Lista Papel 2020 SI | 0 | 0
3VA2450-6KQ32-0AA0 |  | 3VA2450-6KQ32-0AA0 | 1 | UN | 1 | 5 | B | D | EAR99 | N | 85362090 | 1 | 4042948827314 | 4.5 | KG | 2847.5 | 2771 | LP18 | LP18 | circuit breaker 3VA2 IEC frame 630 breaking capacity class H Icu=85kA @ 415V 3-pole, line protection ETU860, LSIG, In=500A overload protection Ir=200A...500A short-circuit protection Isd=0.6..10x In, Ii=1.5..14x In N conductor protection optionally with external current transformer, up to 160% gr.-fault prot., can be sw. off Ig=0.2...1 x In, tg=0.05-0.8s nut keeper kit | Lista Papel 2020 SI | 0 | 0
3VA2450-6KQ42-0AA0 |  | 3VA2450-6KQ42-0AA0 | 1 | UN | 1 | 5 | B | D | EAR99 | N | 85362090 | 1 | 4042948827475 | 5.7 | KG | 3519 | 3417 | LP18 | LP18 | circuit breaker 3VA2 IEC frame 630 breaking capacity class H Icu=85kA @ 415V 4-pole, line protection ETU860, LSIG, In=500A overload protection Ir=200A...500A short-circuit protection Isd=0.6..10x In, Ii=1.5..14x In N conductor protection adjustable (OFF, up to 100%) gr.-fault prot., can be sw. off Ig=0.2...1 x In= tg=0.05-0.8s nut keeper kit | Lista Papel 2020 SI | 0 | 0
3VA2450-7HK32-0AA0 |  | 3VA2450-7HK32-0AA0 | 1 | UN | 1 | 5 | B | D | EAR99 | N | 85362090 | 1 | 4042948834763 | 4.706 | KG | 2252.8 | 2252.8 | LP18 | LP18 | circuit breaker 3VA2 IEC frame 630 breaking capacity class C Icu=110kA @ 415V 3-pole, line protection ETU340, ELISA LI, In=500A overload protection Ir=200A...500A short-circuit protection Ii=14 x In nut keeper kit | - | 0 | 0
3VA2450-7HK42-0AA0 |  | 3VA2450-7HK42-0AA0 | 1 | UN | 1 | 5 | B | D | EAR99 | N | 85362090 | 1 | 4042948834756 | 5.7 | KG | 3000.8 | 3000.8 | LP18 | LP18 | circuit breaker 3VA2 IEC frame 630 breaking capacity class C Icu=110kA @ 415V 4-pole, line protection ETU340, ELISA LI, In=500A overload protection Ir=200A...500A short-circuit protection Ii=14 x In N conductor protection adjustable (OFF, 50%, 100%) nut keeper kit | - | 0 | 0
3VA2450-7JP32-0AA0 |  | 3VA2450-7JP32-0AA0 | 1 | UN | 1 | 5 | B | D | EAR99 | N | 85362090 | 1 | 4042948827321 | 4.761 | KG | 2677.5 | 2601 | LP18 | LP18 | circuit breaker 3VA2 IEC frame 630 breaking capacity class C Icu=110kA @ 415V 3-pole, line protection ETU550, LSI, In=500A overload protection Ir=200A...500A short-circuit protection Isd=0.6..10x In, Ii=1.5..14x In N conductor protection optionally with external current transformer, up to 160% nut keeper kit | Lista Papel 2020 SI | 0 | 0
3VA2450-7JP42-0AA0 |  | 3VA2450-7JP42-0AA0 | 1 | UN | 1 | 5 | B | D | EAR99 | N | 85362090 | 1 | 4042948827482 | 5.7 | KG | 3391.5 | 3298 | LP18 | LP18 | circuit breaker 3VA2 IEC frame 630 breaking capacity class C Icu=110kA @ 415V 4-pole, line protection ETU550, LSI, In=500A overload protection Ir=200A...500A short-circuit protection Isd=0.6..10x In, Ii=1.5..14x In N conductor protection adjustable (OFF, up to 100%) nut keeper kit | Lista Papel 2020 SI | 0 | 0
3VA2450-7JQ32-0AA0 |  | 3VA2450-7JQ32-0AA0 | 1 | UN | 1 | 5 | B | D | EAR99 | N | 85362090 | 1 | 4042948827338 | 4.5 | KG | 2932.5 | 2847.5 | LP18 | LP18 | circuit breaker 3VA2 IEC frame 630 breaking capacity class C Icu=110kA @ 415V 3-pole, line protection ETU560, LSIG, In=500A overload protection Ir=200A...500A short-circuit protection Isd=0.6..10x In, Ii=1.5..14x In N conductor protection optionally with external current transformer, up to 160% gr.-fault prot., can be sw. off Ig=0.2...1 x In, tg=0.05-0.8s nut keeper kit | Lista Papel 2020 SI | 0 | 0
3VA2450-7JQ42-0AA0 |  | 3VA2450-7JQ42-0AA0 | 1 | UN | 1 | 5 | B | D | EAR99 | N | 85362090 | 1 | 4042948827499 | 5.7 | KG | 3638 | 3536 | LP18 | LP18 | circuit breaker 3VA2 IEC frame 630 breaking capacity class C Icu=110kA @ 415V 4-pole, line protection ETU560, LSIG, In=500A overload protection Ir=200A...500A short-circuit protection Isd=0.6..10x In, Ii=1.5..14x In N conductor protection adjustable (OFF, up to 100%) gr.-fault prot., can be sw. off Ig=0.2...1 x In= tg=0.05-0.8s nut keeper kit | Lista Papel 2020 SI | 0 | 0
3VA2450-7KP32-0AA0 |  | 3VA2450-7KP32-0AA0 | 1 | UN | 1 | 5 | B | D | EAR99 | N | 85362090 | 1 | 4042948827345 | 4.5 | KG | 2890 | 2805 | LP18 | LP18 | circuit breaker 3VA2 IEC frame 630 breaking capacity class C Icu=110kA @ 415V 3-pole, line protection ETU850, LSI, In=500A overload protection Ir=200A...500A short-circuit protection Isd=0.6..10x In, Ii=1.5..14x In N conductor protection optionally with external current transformer, up to 160% nut keeper kit | Lista Papel 2020 SI | 0 | 0
3VA2450-7KP42-0AA0 |  | 3VA2450-7KP42-0AA0 | 1 | UN | 1 | 5 | B | D | EAR99 | N | 85362090 | 1 | 4042948827505 | 5.7 | KG | 3595.5 | 3493.5 | LP18 | LP18 | circuit breaker 3VA2 IEC frame 630 breaking capacity class C Icu=110kA @ 415V 4-pole, line protection ETU850, LSI, In=500A overload protection Ir=200A...500A short-circuit protection Isd=0.6..10x In, Ii=1.5..14x In N conductor protection adjustable (OFF, up to 100%) nut keeper kit | Lista Papel 2020 SI | 0 | 0
3VA2450-7KQ32-0AA0 |  | 3VA2450-7KQ32-0AA0 | 1 | UN | 1 | 5 | B | D | EAR99 | N | 85362090 | 1 | 4042948827352 | 4.5 | KG | 3026 | 2941 | LP18 | LP18 | circuit breaker 3VA2 IEC frame 630 breaking capacity class C Icu=110kA @ 415V 3-pole, line protection ETU860, LSIG, In=500A overload protection Ir=200A...500A short-circuit protection Isd=0.6..10x In, Ii=1.5..14x In N conductor protection optionally with external current transformer, up to 160% gr.-fault prot., can be sw. off Ig=0.2...1 x In, tg=0.05-0.8s nut keeper kit | Lista Papel 2020 SI | 0 | 0
3VA2450-7KQ42-0AA0 |  | 3VA2450-7KQ42-0AA0 | 1 | UN | 1 | 5 | B | D | EAR99 | N | 85362090 | 1 | 4042948827512 | 5.7 | KG | 3731.5 | 3629.5 | LP18 | LP18 | circuit breaker 3VA2 IEC frame 630 breaking capacity class C Icu=110kA @ 415V 4-pole, line protection ETU860, LSIG, In=500A overload protection Ir=200A...500A short-circuit protection Isd=0.6..10x In, Ii=1.5..14x In N conductor protection adjustable (OFF, up to 100%) gr.-fault prot., can be sw. off Ig=0.2...1 x In= tg=0.05-0.8s nut keeper kit | Lista Papel 2020 SI | 0 | 0
3VA2450-7MN32-0AA0 |  | 3VA2450-7MN32-0AA0 | 1 | UN | 1 | 5 | B | D | EAR99 | N | 85362090 | 1 | 4042948830352 | 4.789 | KG | 2780.8 | 2780.8 | LP18 | LP18 | circuit breaker 3VA2 IEC frame 630 breaking capacity class C Icu=110kA @ 415V 3-pole, motor protection ETU350M, LSI, In=500A overload protection Ir=200A...500A short-circuit protection Isd=3...15 x Ir, Ii=15 x In nut keeper kit | - | 0 | 0
3VA2450-7MN32-0AB0 |  | 3VA2450-7MN32-0AB0 | 1 | UN | 1 | 10 | C | D | EAR99 | N | 85362090 | 1 | 4042949111658 | 4.4 | KG | 2851.2 | 2851.2 | LP18 | LP18 | circuit breaker 3VA2 IEC frame 630 breaking capacity class C Icu=110kA @ 415V 3-pole, motor protection ETU350M, LSI, In=500A overload protection Ir=200A...500A short-circuit protection Isd=3...15 x Ir, Ii=15 x In nut keeper kit 2 auxiliary switches HP | - | 0 | 0
3VA2450-7MN32-0AC0 |  | 3VA2450-7MN32-0AC0 | 1 | UN | 1 | 10 | C | D | EAR99 | N | 85362090 | 1 | 4042949111702 | 4.4 | KG | 2833.6 | 2833.6 | LP18 | LP18 | circuit breaker 3VA2 IEC frame 630 breaking capacity class C Icu=110kA @ 415V 3-pole, motor protection ETU350M, LSI, In=500A overload protection Ir=200A...500A short-circuit protection Isd=3...15 x Ir, Ii=15 x In nut keeper kit 2 auxiliary switches HQ | - | 0 | 0
3VA2450-7MN32-0AD0 |  | 3VA2450-7MN32-0AD0 | 1 | UN | 1 | 10 | C | D | EAR99 | N | 85362090 | 1 | 4042949111757 | 4.4 | KG | 2851.2 | 2851.2 | LP18 | LP18 | circuit breaker 3VA2 IEC frame 630 breaking capacity class C Icu=110kA @ 415V 3-pole, motor protection ETU350M, LSI, In=500A overload protection Ir=200A...500A short-circuit protection Isd=3...15 x Ir, Ii=15 x In nut keeper kit 3 auxiliary switches HQ | - | 0 | 0
3VA2450-7MN32-0AE0 |  | 3VA2450-7MN32-0AE0 | 1 | UN | 1 | 10 | C | D | EAR99 | N | 85362090 | 1 | 4042949111801 | 4.4 | KG | 2877.6 | 2877.6 | LP18 | LP18 | circuit breaker 3VA2 IEC frame 630 breaking capacity class C Icu=110kA @ 415V 3-pole, motor protection ETU350M, LSI, In=500A overload protection Ir=200A...500A short-circuit protection Isd=3...15 x Ir, Ii=15 x In nut keeper kit 4 auxiliary switches HQ | - | 0 | 0
3VA2450-7MN32-0AF0 |  | 3VA2450-7MN32-0AF0 | 1 | UN | 1 | 10 | C | D | EAR99 | N | 85362090 | 1 | 4042949111856 | 4.4 | KG | 2833.6 | 2833.6 | LP18 | LP18 | circuit breaker 3VA2 IEC frame 630 breaking capacity class C Icu=110kA @ 415V 3-pole, motor protection ETU350M, LSI, In=500A overload protection Ir=200A...500A short-circuit protection Isd=3...15 x Ir, Ii=15 x In nut keeper kit 1 auxiliary switch HQ 1 trip alarm switch HQ | - | 0 | 0
3VA2450-7MN32-0AG0 |  | 3VA2450-7MN32-0AG0 | 1 | UN | 1 | 10 | C | D | EAR99 | N | 85362090 | 1 | 4042949111900 | 4.4 | KG | 2851.2 | 2851.2 | LP18 | LP18 | circuit breaker 3VA2 IEC frame 630 breaking capacity class C Icu=110kA @ 415V 3-pole, motor protection ETU350M, LSI, In=500A overload protection Ir=200A...500A short-circuit protection Isd=3...15 x Ir, Ii=15 x In nut keeper kit 1 auxiliary switch HP 1 trip alarm switch HP | - | 0 | 0
3VA2450-7MN32-0AH0 |  | 3VA2450-7MN32-0AH0 | 1 | UN | 1 | 10 | C | D | EAR99 | N | 85362090 | 1 | 4042949111955 | 4.4 | KG | 2851.2 | 2851.2 | LP18 | LP18 | circuit breaker 3VA2 IEC frame 630 breaking capacity class C Icu=110kA @ 415V 3-pole, motor protection ETU350M, LSI, In=500A overload protection Ir=200A...500A short-circuit protection Isd=3...15 x Ir, Ii=15 x In nut keeper kit 2 auxiliary switches HQ 1 trip alarm switch HQ | - | 0 | 0
3VA2450-7MN32-0AJ0 |  | 3VA2450-7MN32-0AJ0 | 1 | UN | 1 | 10 | C | D | EAR99 | N | 85362090 | 1 | 4042949112006 | 4.4 | KG | 2886.4 | 2886.4 | LP18 | LP18 | circuit breaker 3VA2 IEC frame 630 breaking capacity class C Icu=110kA @ 415V 3-pole, motor protection ETU350M, LSI, In=500A overload protection Ir=200A...500A short-circuit protection Isd=3...15 x Ir, Ii=15 x In nut keeper kit 2 auxiliary switches HP 1 trip alarm switch HP | - | 0 | 0
3VA2450-7MN32-0BA0 |  | 3VA2450-7MN32-0BA0 | 1 | UN | 1 | 10 | C | D | EAR99 | N | 85362090 | 1 | 4042949111351 | 4.4 | KG | 2886.4 | 2886.4 | LP18 | LP18 | circuit breaker 3VA2 IEC frame 630 breaking capacity class C Icu=110kA @ 415V 3-pole, motor protection ETU350M, LSI, In=500A overload protection Ir=200A...500A short-circuit protection Isd=3...15 x Ir, Ii=15 x In nut keeper kit undervoltage release (UVR) 24V DC | - | 0 | 0
3VA2450-7MN32-0BC0 |  | 3VA2450-7MN32-0BC0 | 1 | UN | 1 | 10 | C | D | EAR99 | N | 85362090 | 1 | 4042949112051 | 4.4 | KG | 2939.2 | 2939.2 | LP18 | LP18 | circuit breaker 3VA2 IEC frame 630 breaking capacity class C Icu=110kA @ 415V 3-pole, motor protection ETU350M, LSI, In=500A overload protection Ir=200A...500A short-circuit protection Isd=3...15 x Ir, Ii=15 x In nut keeper kit undervoltage release (UVR) 24V DC | - | 0 | 0
3VA2450-7MN32-0BH0 |  | 3VA2450-7MN32-0BH0 | 1 | UN | 1 | 10 | C | D | EAR99 | N | 85362090 | 1 | 4042949112358 | 4.4 | KG | 2974.4 | 2974.4 | LP18 | LP18 | circuit breaker 3VA2 IEC frame 630 breaking capacity class C Icu=110kA @ 415V 3-pole, motor protection ETU350M, LSI, In=500A overload protection Ir=200A...500A short-circuit protection Isd=3...15 x Ir, Ii=15 x In nut keeper kit undervoltage release (UVR) 24V DC 2 auxiliary switches HQ 1 trip alarm switch HQ | - | 0 | 0
3VA2450-7MN32-0BL0 |  | 3VA2450-7MN32-0BL0 | 1 | UN | 1 | 10 | C | D | EAR99 | N | 85362090 | 1 | 4042949112655 | 4.3 | KG | 3009.6 | 3009.6 | LP18 | LP18 | circuit breaker 3VA2 IEC frame 630 breaking capacity class C Icu=110kA @ 415V 3-pole, motor protection ETU350M, LSI, In=500A overload protection Ir=200A...500A short-circuit protection Isd=3...15 x Ir, Ii=15 x In nut keeper kit undervoltage release (UVR) 24V DC 2 auxiliary switches HQ 1 trip alarm switch HQ 1 electrical alarm switch | - | 0 | 0
3VA2450-7MN32-0CA0 |  | 3VA2450-7MN32-0CA0 | 1 | UN | 1 | 10 | C | D | EAR99 | N | 85362090 | 1 | 4042949111405 | 4.4 | KG | 2886.4 | 2886.4 | LP18 | LP18 | circuit breaker 3VA2 IEC frame 630 breaking capacity class C Icu=110kA @ 415V 3-pole, motor protection ETU350M, LSI, In=500A overload protection Ir=200A...500A short-circuit protection Isd=3...15 x Ir, Ii=15 x In nut keeper kit undervoltage release (UVR) 120-127V AC 50/60Hz | - | 0 | 0
3VA2450-7MN32-0CC0 |  | 3VA2450-7MN32-0CC0 | 1 | UN | 1 | 10 | C | D | EAR99 | N | 85362090 | 1 | 4042949112105 | 4.4 | KG | 2939.2 | 2939.2 | LP18 | LP18 | circuit breaker 3VA2 IEC frame 630 breaking capacity class C Icu=110kA @ 415V 3-pole, motor protection ETU350M, LSI, In=500A overload protection Ir=200A...500A short-circuit protection Isd=3...15 x Ir, Ii=15 x In nut keeper kit undervoltage release (UVR) 120-127V AC 50/60Hz | - | 0 | 0
3VA2450-7MN32-0CH0 |  | 3VA2450-7MN32-0CH0 | 1 | UN | 1 | 10 | C | D | EAR99 | N | 85362090 | 1 | 4042949112402 | 4.3 | KG | 2974.4 | 2974.4 | LP18 | LP18 | circuit breaker 3VA2 IEC frame 630 breaking capacity class C Icu=110kA @ 415V 3-pole, motor protection ETU350M, LSI, In=500A overload protection Ir=200A...500A short-circuit protection Isd=3...15 x Ir, Ii=15 x In nut keeper kit undervoltage release (UVR) 120-127V AC 50/60Hz 2 auxiliary switches HQ 1 trip alarm switch HQ | - | 0 | 0
3VA2450-7MN32-0CL0 |  | 3VA2450-7MN32-0CL0 | 1 | UN | 1 | 10 | C | D | EAR99 | N | 85362090 | 1 | 4042949112709 | 4.3 | KG | 3009.6 | 3009.6 | LP18 | LP18 | circuit breaker 3VA2 IEC frame 630 breaking capacity class C Icu=110kA @ 415V 3-pole, motor protection ETU350M, LSI, In=500A overload protection Ir=200A...500A short-circuit protection Isd=3...15 x Ir, Ii=15 x In nut keeper kit undervoltage release (UVR) 120-127V AC 50/60Hz 2 auxiliary switches HQ 1 trip alarm switch HQ 1 electrical alarm switch | - | 0 | 0
3VA2450-7MN32-0DA0 |  | 3VA2450-7MN32-0DA0 | 1 | UN | 1 | 10 | C | D | EAR99 | N | 85362090 | 1 | 4042949111450 | 4.4 | KG | 2886.4 | 2886.4 | LP18 | LP18 | circuit breaker 3VA2 IEC frame 630 breaking capacity class C Icu=110kA @ 415V 3-pole, motor protection ETU350M, LSI, In=500A overload protection Ir=200A...500A short-circuit protection Isd=3...15 x Ir, Ii=15 x In nut keeper kit undervoltage release (UVR) 208-230V AC 50/60Hz | - | 0 | 0
3VA2450-7MN32-0DC0 |  | 3VA2450-7MN32-0DC0 | 1 | UN | 1 | 10 | C | D | EAR99 | N | 85362090 | 1 | 4042949112150 | 4.4 | KG | 2939.2 | 2939.2 | LP18 | LP18 | circuit breaker 3VA2 IEC frame 630 breaking capacity class C Icu=110kA @ 415V 3-pole, motor protection ETU350M, LSI, In=500A overload protection Ir=200A...500A short-circuit protection Isd=3...15 x Ir, Ii=15 x In nut keeper kit undervoltage release (UVR) 208-230V AC 50/60Hz 2 auxiliary switches HQ | - | 0 | 0
3VA2450-7MN32-0DH0 |  | 3VA2450-7MN32-0DH0 | 1 | UN | 1 | 10 | C | D | EAR99 | N | 85362090 | 1 | 4042949112457 | 4.3 | KG | 2974.4 | 2974.4 | LP18 | LP18 | circuit breaker 3VA2 IEC frame 630 breaking capacity class C Icu=110kA @ 415V 3-pole, motor protection ETU350M, LSI, In=500A overload protection Ir=200A...500A short-circuit protection Isd=3...15 x Ir, Ii=15 x In nut keeper kit undervoltage release (UVR) 208-230V AC 50/60Hz 2 auxiliary switches HQ 1 trip alarm switch HQ | - | 0 | 0
3VA2450-7MN32-0DL0 |  | 3VA2450-7MN32-0DL0 | 1 | UN | 1 | 10 | C | D | EAR99 | N | 85362090 | 1 | 4042949112754 | 4.3 | KG | 3009.6 | 3009.6 | LP18 | LP18 | circuit breaker 3VA2 IEC frame 630 breaking capacity class C Icu=110kA @ 415V 3-pole, motor protection ETU350M, LSI, In=500A overload protection Ir=200A...500A short-circuit protection Isd=3...15 x Ir, Ii=15 x In nut keeper kit undervoltage release (UVR) 208-230V AC 50/60Hz 2 auxiliary switches HQ 1 trip alarm switch HQ 1 electrical alarm switch | - | 0 | 0
3VA2450-7MN32-0HA0 |  | 3VA2450-7MN32-0HA0 | 1 | UN | 1 | 10 | C | D | EAR99 | N | 85362090 | 1 | 4042949111504 | 4.4 | KG | 2868.8 | 2868.8 | LP18 | LP18 | circuit breaker 3VA2 IEC frame 630 breaking capacity class C Icu=110kA @ 415V 3-pole, motor protection ETU350M, LSI, In=500A overload protection Ir=200A...500A short-circuit protection Isd=3...15 x Ir, Ii=15 x In nut keeper kit shunt trip (STL) 12-30V DC, 24V AC 50/60Hz | - | 0 | 0
3VA2450-7MN32-0HC0 |  | 3VA2450-7MN32-0HC0 | 1 | UN | 1 | 10 | C | D | EAR99 | N | 85362090 | 1 | 4042949112204 | 4.4 | KG | 2921.6 | 2921.6 | LP18 | LP18 | circuit breaker 3VA2 IEC frame 630 breaking capacity class C Icu=110kA @ 415V 3-pole, motor protection ETU350M, LSI, In=500A overload protection Ir=200A...500A short-circuit protection Isd=3...15 x Ir, Ii=15 x In nut keeper kit shunt trip (STL) 12-30V DC, 24V AC 50/60Hz 2 auxiliary switches HQ | - | 0 | 0
3VA2450-7MN32-0HH0 |  | 3VA2450-7MN32-0HH0 | 1 | UN | 1 | 10 | C | D | EAR99 | N | 85362090 | 1 | 4042949112501 | 4.3 | KG | 2939.2 | 2939.2 | LP18 | LP18 | circuit breaker 3VA2 IEC frame 630 breaking capacity class C Icu=110kA @ 415V 3-pole, motor protection ETU350M, LSI, In=500A overload protection Ir=200A...500A short-circuit protection Isd=3...15 x Ir, Ii=15 x In nut keeper kit shunt trip (STL) 12-30V DC, 24V AC 50/60Hz 2 auxiliary switches HQ 1 trip alarm switch HQ | - | 0 | 0
3VA2450-7MN32-0HL0 |  | 3VA2450-7MN32-0HL0 | 1 | UN | 1 | 10 | C | D | EAR99 | N | 85362090 | 1 | 4042949112808 | 4.3 | KG | 2992 | 2992 | LP18 | LP18 | circuit breaker 3VA2 IEC frame 630 breaking capacity class C Icu=110kA @ 415V 3-pole, motor protection ETU350M, LSI, In=500A overload protection Ir=200A...500A short-circuit protection Isd=3...15 x Ir, Ii=15 x In nut keeper kit shunt trip (STL) 12-30V DC, 24V AC 50/60Hz 2 auxiliary switches HQ 1 trip alarm switch HQ 1 electrical alarm switch | - | 0 | 0
3VA2450-7MN32-0JA0 |  | 3VA2450-7MN32-0JA0 | 1 | UN | 1 | 10 | C | D | EAR99 | N | 85362090 | 1 | 4042949111559 | 4.4 | KG | 2868.8 | 2868.8 | LP18 | LP18 | circuit breaker 3VA2 IEC frame 630 breaking capacity class C Icu=110kA @ 415V 3-pole, motor protection ETU350M, LSI, In=500A overload protection Ir=200A...500A short-circuit protection Isd=3...15 x Ir, Ii=15 x In nut keeper kit shunt trip (STL) 110-127V DC, AC 50/60Hz | - | 0 | 0
3VA2450-7MN32-0JC0 |  | 3VA2450-7MN32-0JC0 | 1 | UN | 1 | 10 | C | D | EAR99 | N | 85362090 | 1 | 4042949112259 | 4.4 | KG | 2921.6 | 2921.6 | LP18 | LP18 | circuit breaker 3VA2 IEC frame 630 breaking capacity class C Icu=110kA @ 415V 3-pole, motor protection ETU350M, LSI, In=500A overload protection Ir=200A...500A short-circuit protection Isd=3...15 x Ir, Ii=15 x In nut keeper kit shunt trip (STL) 110-127V DC, AC 50/60Hz 2 auxiliary switches HQ | - | 0 | 0
3VA2450-7MN32-0JH0 |  | 3VA2450-7MN32-0JH0 | 1 | UN | 1 | 10 | C | D | EAR99 | N | 85362090 | 1 | 4042949112556 | 4.3 | KG | 2939.2 | 2939.2 | LP18 | LP18 | circuit breaker 3VA2 IEC frame 630 breaking capacity class C Icu=110kA @ 415V 3-pole, motor protection ETU350M, LSI, In=500A overload protection Ir=200A...500A short-circuit protection Isd=3...15 x Ir, Ii=15 x In nut keeper kit shunt trip (STL) 110-127V DC, AC 50/60Hz 2 auxiliary switches HQ 1 trip alarm switch HQ | - | 0 | 0
3VA2450-7MN32-0JL0 |  | 3VA2450-7MN32-0JL0 | 1 | UN | 1 | 10 | C | D | EAR99 | N | 85362090 | 1 | 4042949112853 | 4.3 | KG | 2992 | 2992 | LP18 | LP18 | circuit breaker 3VA2 IEC frame 630 breaking capacity class C Icu=110kA @ 415V 3-pole, motor protection ETU350M, LSI, In=500A overload protection Ir=200A...500A short-circuit protection Isd=3...15 x Ir, Ii=15 x In nut keeper kit shunt trip (STL) 110-127V DC, AC 50/60Hz 2 auxiliary switches HQ 1 trip alarm switch HQ 1 electrical alarm switch | - | 0 | 0
3VA2450-7MN32-0KA0 |  | 3VA2450-7MN32-0KA0 | 1 | UN | 1 | 10 | C | D | EAR99 | N | 85362090 | 1 | 4042949111603 | 4.4 | KG | 2868.8 | 2868.8 | LP18 | LP18 | circuit breaker 3VA2 IEC frame 630 breaking capacity class C Icu=110kA @ 415V 3-pole, motor protection ETU350M, LSI, In=500A overload protection Ir=200A...500A short-circuit protection Isd=3...15 x Ir, Ii=15 x In nut keeper kit shunt trip (STL) 220-250V DC, 208-277V AC | - | 0 | 0
3VA2450-7MN32-0KC0 |  | 3VA2450-7MN32-0KC0 | 1 | UN | 1 | 10 | C | D | EAR99 | N | 85362090 | 1 | 4042949112303 | 4.4 | KG | 2921.6 | 2921.6 | LP18 | LP18 | circuit breaker 3VA2 IEC frame 630 breaking capacity class C Icu=110kA @ 415V 3-pole, motor protection ETU350M, LSI, In=500A overload protection Ir=200A...500A short-circuit protection Isd=3...15 x Ir, Ii=15 x In nut keeper kit shunt trip (STL) 220-250V DC, 208-277V AC 2 auxiliary switches HQ | - | 0 | 0
3VA2450-7MN32-0KH0 |  | 3VA2450-7MN32-0KH0 | 1 | UN | 1 | 10 | C | D | EAR99 | N | 85362090 | 1 | 4042949112600 | 4.3 | KG | 2939.2 | 2939.2 | LP18 | LP18 | circuit breaker 3VA2 IEC frame 630 breaking capacity class C Icu=110kA @ 415V 3-pole, motor protection ETU350M, LSI, In=500A overload protection Ir=200A...500A short-circuit protection Isd=3...15 x Ir, Ii=15 x In nut keeper kit shunt trip (STL) 220-250V DC, 208-277V AC 2 auxiliary switches HQ 1 trip alarm switch HQ | - | 0 | 0
3VA2450-7MN32-0KL0 |  | 3VA2450-7MN32-0KL0 | 1 | UN | 1 | 10 | C | D | EAR99 | N | 85362090 | 1 | 4042949112907 | 4.3 | KG | 2992 | 2992 | LP18 | LP18 | circuit breaker 3VA2 IEC frame 630 breaking capacity class C Icu=110kA @ 415V 3-pole, motor protection ETU350M, LSI, In=500A overload protection Ir=200A...500A short-circuit protection Isd=3...15 x Ir, Ii=15 x In nut keeper kit shunt trip (STL) 220-250V DC, 208-277V AC 2 auxiliary switches HQ 1 trip alarm switch HQ 1 electrical alarm switch | - | 0 | 0
3VA2450-7MP32-0AA0 |  | 3VA2450-7MP32-0AA0 | 1 | UN | 1 | 5 | B | D | EAR99 | N | 85362090 | 1 | 4042948903698 | 4.8 | G | 2877.6 | 2877.6 | LP18 | LP18 | CIRCUIT BREAKER 3VA2 IEC FRAME 630 BREAKING CAPACITY CLASS C ICU=110KA @ 415 V 3-POLE, MOTOR PROTECTION ETU550M, LSI, In=500A OVERLOAD PROTECTION IR=200A ...500A SHORT CIRCUIT PROTECTION ISD=1,2... 15X IN,II=3...15X IN BUSBAR CONNECTION | - | 0 | 0
3VA2450-7MQ32-0AA0 |  | 3VA2450-7MQ32-0AA0 | 1 | UN | 1 | 5 | B | D | EAR99 | N | 85362090 | 1 | 4042948830345 | 4.5 | KG | 3027.2 | 3027.2 | LP18 | LP18 | circuit breaker 3VA2 IEC frame 630 breaking capacity class C Icu=110kA @ 415V 3-pole, motor protection ETU860M, LSIG, In=500A overload protection Ir=200A...500A short-circuit protection Isd=1.2..15 x In, Ii=3..15 x In gr.-fault prot., can be sw. off Ig=0.2...1 x In, tg=0.05-0.8s nut keeper kit | - | 0 | 0
3VA2450-7MQ32-0BL0 |  | 3VA2450-7MQ32-0BL0 | 1 | UN | 1 | 10 | C | D | EAR99 | N | 85362090 | 1 | 4042949321965 | 4.486 | KG | 3238.4 | 3238.4 | LP18 | LP18 | circuit breaker 3VA2 IEC frame 630 breaking capacity class C Icu=110kA @ 415V 3-pole, motor protection ETU860M, LSIG, In=500A overload protection Ir=200A...500A short-circuit protection Isd=1.2...15 x In, Ii=15 x In gr.-fault prot., can be sw. off Ig=0.2...1 x In= tg=0.05-0.8s nut keeper kit undervoltage release (UVR) 24V DC 2 auxiliary switches HQ 1 trip alarm switch HQ 1 electrical alarm switch | - | 0 | 0
3VA2450-7MQ32-0JH0 |  | 3VA2450-7MQ32-0JH0 | 1 | UN | 1 | 10 | C | D | EAR99 | N | 85362090 | 1 | 4042949324775 | 4.454 | KG | 3176.8 | 3176.8 | LP18 | LP18 | circuit breaker 3VA2 IEC frame 630 breaking capacity class C Icu=110kA @ 415V 3-pole, motor protection ETU860M, LSIG, In=500A overload protection Ir=200A...500A short-circuit protection Isd=1.2..15 x In, Ii=3..15 x In gr.-fault prot., can be sw. off Ig=0.2...1 x In, tg=0.05-0.8s nut keeper kit shunt trip left 110-127V AC 50/60Hz/DC 2 auxiliary switches 1 trip alarm switch | - | 0 | 0
3VA2450-7MQ32-0LK0 |  | 3VA2450-7MQ32-0LK0 | 1 | UN | 1 | 10 | C | D | EAR99 | N | 85362090 | 1 | 4042949327233 | 4.665 | KG | 3308.8 | 3308.8 | LP18 | LP18 | circuit breaker 3VA2 IEC frame 630 breaking capacity class C Icu=110kA @ 415V 3-pole, motor protection ETU860M, LSIG, In=500A overload protection Ir=200A...500A short-circuit protection Isd=1.2..15 x In, Ii=3..15 x In gr.-fault prot., can be sw. off Ig=0.2...1 x In, tg=0.05-0.8s nut keeper kit circuit breaker 3VA2 IEC frame 630 breaking capacity class C Icu=110kA @ 415V 3-pole, motor protection ETU860M, LSIG, In=500A overload protection UNIVERSAL RELEASE 24 V DC ACCESSORY FOR 3VA1 and 3VA20 up 1 AUXILIARY SWITCH CHANGEOVER H 1 TRIP ALARM SWITCH CHANGEOVER 1 electrical alarm switch HQ |  | 0 | 0
3VA2450-7MS32-0AA0 |  | 3VA2450-7MS32-0AA0 | 1 | UN | 1 | 5 | B | D | EAR99 | N | 85362090 | 1 | 4042948830338 | 4.826 | KG | 2191.2 | 2191.2 | LP18 | LP18 | circuit breaker 3VA2 IEC frame 630 breaking capacity class C Icu=110kA @ 415V 3-pole, starter protection ETU310M, I, In=500A without overload protection short-circuit protection Ii=3...15 x In nut keeper kit | - | 0 | 0
3VA2450-7MS32-0KG0 |  | 3VA2450-7MS32-0KG0 | 1 | UN | 1 | 10 | C | D | EAR99 | N | 85362090 | 1 | 4042949326069 | 4.976 | KG | 2358.4 | 2358.4 | LP18 | LP18 | circuit breaker 3VA2 IEC frame 630 breaking capacity class C Icu=110kA @ 415V 3-pole, starter protection ETU310M, I, In=500A without overload protection short-circuit protection Ii=3...15 x In nut keeper kit circuit breaker 3VA2 IEC frame 630 breaking capacity class C Icu=110kA @ 415V 3-pole, starter protection shunt trip left 208-277V AC 50/60Hz 1 auxiliary switch HP 1 trip alarm switch HP | - | 0 | 0
3VA2463-5HK32-0AA0 |  | 3VA2463-5HK32-0AA0 | 1 | UN | 1 | 5 | B | D | EAR99 | N | 85362090 | 1 | 4042948807668 | 5.17 | KG | 1839.2 | 1839.2 | LP18 | LP18 | circuit breaker 3VA2 IEC frame 630 breaking capacity class M Icu=55kA @ 415V 3-pole, line protection ETU340, ELISA LI, In=630A overload protection Ir=250A...630A short-circuit protection Ii=9 x In nut keeper kit | - | 0 | 0
3VA2463-5HK42-0AA0 |  | 3VA2463-5HK42-0AA0 | 1 | UN | 1 | 5 | B | D | EAR99 | N | 85362090 | 1 | 4042948808221 | 6.774 | KG | 2428.8 | 2428.8 | LP18 | LP18 | circuit breaker 3VA2 IEC frame 630 breaking capacity class M Icu=55kA @ 415V 4-pole, line protection ETU340, ELISA LI, In=630A overload protection Ir=250A...630A short-circuit protection Ii=9 x In N conductor protection adjustable (OFF, 50%, 100%) nut keeper kit | - | 0 | 0
3VA2463-5HL32-0AA0 |  | 3VA2463-5HL32-0AA0 | 1 | UN | 1 | 2 | A | D | EAR99 | N | 85362090 | 1 | 4042948834121 | 5.194 | KG | 1776.5 | 1725.5 | LP18 | LP18 | circuit breaker 3VA2 IEC frame 630 breaking capacity class M Icu=55kA @ 415V 3-pole, line protection ETU320, LI, In=630A overload protection Ir=250A...630A short-circuit protection Ii=1.5...9x In nut keeper kit | Lista Papel 2020 SI | 0 | 0
3VA2463-5HL32-0AB0 |  | 3VA2463-5HL32-0AB0 | 1 | UN | 1 | 10 | C | D | EAR99 | N | 85362090 | 1 | 4042949095996 | 5.23 | KG | 1900.8 | 1900.8 | LP18 | LP18 | circuit breaker 3VA2 IEC frame 630 breaking capacity class M Icu=55kA @ 415V 3-pole, line protection ETU320, LI, In=630A overload protection Ir=250A...630A short-circuit protection Ii=1.5...9 x In nut keeper kit 2 auxiliary switches HP | - | 0 | 0
3VA2463-5HL32-0AC0 |  | 3VA2463-5HL32-0AC0 | 1 | UN | 1 | 10 | C | D | EAR99 | N | 85362090 | 1 | 4042949096115 | 4.4 | KG | 1883.2 | 1883.2 | LP18 | LP18 | circuit breaker 3VA2 IEC frame 630 breaking capacity class M Icu=55kA @ 415V 3-pole, line protection ETU320, LI, In=630A overload protection Ir=250A...630A short-circuit protection Ii=1.5...9 x In nut keeper kit 2 auxiliary switches HQ | - | 0 | 0
3VA2463-5HL32-0AD0 |  | 3VA2463-5HL32-0AD0 | 1 | UN | 1 | 10 | C | D | EAR99 | N | 85362090 | 1 | 4042949096238 | 4.4 | KG | 1900.8 | 1900.8 | LP18 | LP18 | circuit breaker 3VA2 IEC frame 630 breaking capacity class M Icu=55kA @ 415V 3-pole, line protection ETU320, LI, In=630A overload protection Ir=250A...630A short-circuit protection Ii=1.5...9 x In nut keeper kit 3 auxiliary switches HQ | - | 0 | 0
3VA2463-5HL32-0AE0 |  | 3VA2463-5HL32-0AE0 | 1 | UN | 1 | 10 | C | D | EAR99 | N | 85362090 | 1 | 4042949096351 | 4.4 | KG | 1918.4 | 1918.4 | LP18 | LP18 | circuit breaker 3VA2 IEC frame 630 breaking capacity class M Icu=55kA @ 415V 3-pole, line protection ETU320, LI, In=630A overload protection Ir=250A...630A short-circuit protection Ii=1.5...9 x In nut keeper kit 4 auxiliary switches HQ | - | 0 | 0
3VA2463-5HL32-0AF0 |  | 3VA2463-5HL32-0AF0 | 1 | UN | 1 | 10 | C | D | EAR99 | N | 85362090 | 1 | 4042949096474 | 5.225 | KG | 1883.2 | 1883.2 | LP18 | LP18 | circuit breaker 3VA2 IEC frame 630 breaking capacity class M Icu=55kA @ 415V 3-pole, line protection ETU320, LI, In=630A overload protection Ir=250A...630A short-circuit protection Ii=1.5...9 x In nut keeper kit 1 auxiliary switch HQ 1 trip alarm switch HQ | - | 0 | 0
3VA2463-5HL32-0AG0 |  | 3VA2463-5HL32-0AG0 | 1 | UN | 1 | 10 | C | D | EAR99 | N | 85362090 | 1 | 4042949096597 | 4.4 | KG | 1900.8 | 1900.8 | LP18 | LP18 | circuit breaker 3VA2 IEC frame 630 breaking capacity class M Icu=55kA @ 415V 3-pole, line protection ETU320, LI, In=630A overload protection Ir=250A...630A short-circuit protection Ii=1.5...9 x In nut keeper kit 1 auxiliary switch HP 1 trip alarm switch HP | - | 0 | 0
3VA2463-5HL32-0AH0 |  | 3VA2463-5HL32-0AH0 | 1 | UN | 1 | 10 | C | D | EAR99 | N | 85362090 | 1 | 4042949096719 | 4.4 | KG | 1900.8 | 1900.8 | LP18 | LP18 | circuit breaker 3VA2 IEC frame 630 breaking capacity class M Icu=55kA @ 415V 3-pole, line protection ETU320, LI, In=630A overload protection Ir=250A...630A short-circuit protection Ii=1.5...9 x In nut keeper kit 2 auxiliary switches HQ 1 trip alarm switch HQ | - | 0 | 0
3VA2463-5HL32-0AJ0 |  | 3VA2463-5HL32-0AJ0 | 1 | UN | 1 | 10 | C | D | EAR99 | N | 85362090 | 1 | 4042949096832 | 4.4 | KG | 1944.8 | 1944.8 | LP18 | LP18 | circuit breaker 3VA2 IEC frame 630 breaking capacity class M Icu=55kA @ 415V 3-pole, line protection ETU320, LI, In=630A overload protection Ir=250A...630A short-circuit protection Ii=1.5...9 x In nut keeper kit 2 auxiliary switches HP 1 trip alarm switch HP | - | 0 | 0
3VA2463-5HL32-0AL0 |  | 3VA2463-5HL32-0AL0 | 1 | UN | 1 | 10 | C | D | EAR99 | N | 85362090 | 1 | 4042949325062 | 5.289 | KG | 1936 | 1936 | LP18 | LP18 | circuit breaker 3VA2 IEC frame 630 breaking capacity class M Icu=55kA @ 415V 3-pole, line protection ETU320, LI, In=630A overload protection Ir=250A...630A short-circuit protection Ii=1.5...9x In nut keeper kit 2 auxiliary switches 1 trip alarm switch 1 electrical alarm switch | - | 0 | 0
3VA2463-5HL32-0BA0 |  | 3VA2463-5HL32-0BA0 | 1 | UN | 1 | 10 | C | D | EAR99 | N | 85362090 | 1 | 4042949095279 | 4.4 | KG | 1944.8 | 1944.8 | LP18 | LP18 | circuit breaker 3VA2 IEC frame 630 breaking capacity class M Icu=55kA @ 415V 3-pole, line protection ETU320, LI, In=630A overload protection Ir=250A...630A short-circuit protection Ii=1.5...9 x In nut keeper kit undervoltage release (UVR) 24V DC | - | 0 | 0
3VA2463-5HL32-0BC0 |  | 3VA2463-5HL32-0BC0 | 1 | UN | 1 | 10 | C | D | EAR99 | N | 85362090 | 1 | 4042949096955 | 4.4 | KG | 1988.8 | 1988.8 | LP18 | LP18 | circuit breaker 3VA2 IEC frame 630 breaking capacity class M Icu=55kA @ 415V 3-pole, line protection ETU320, LI, In=630A overload protection Ir=250A...630A short-circuit protection Ii=1.5...9 x In nut keeper kit undervoltage release (UVR) 24V DC 2 auxiliary switches HQ | - | 0 | 0
3VA2463-5HL32-0BH0 |  | 3VA2463-5HL32-0BH0 | 1 | UN | 1 | 10 | C | D | EAR99 | N | 85362090 | 1 | 4042949097679 | 4.4 | KG | 2015.2 | 2015.2 | LP18 | LP18 | circuit breaker 3VA2 IEC frame 630 breaking capacity class M Icu=55kA @ 415V 3-pole, line protection ETU320, LI, In=630A overload protection Ir=250A...630A short-circuit protection Ii=1.5...9 x In nut keeper kit undervoltage release (UVR) 24V DC 2 auxiliary switches HQ 1 trip alarm switch HQ | - | 0 | 0
3VA2463-5HL32-0BL0 |  | 3VA2463-5HL32-0BL0 | 1 | UN | 1 | 10 | C | D | EAR99 | N | 85362090 | 1 | 4042949098393 | 4.4 | KG | 2059.2 | 2059.2 | LP18 | LP18 | circuit breaker 3VA2 IEC frame 630 breaking capacity class M Icu=55kA @ 415V 3-pole, line protection ETU320, LI, In=630A overload protection Ir=250A...630A short-circuit protection Ii=1.5...9 x In nut keeper kit undervoltage release (UVR) 24V DC 2 auxiliary switches HQ 1 trip alarm switch HQ 1 electrical alarm switch | - | 0 | 0
3VA2463-5HL32-0CA0 |  | 3VA2463-5HL32-0CA0 | 1 | UN | 1 | 10 | C | D | EAR99 | N | 85362090 | 1 | 4042949095392 | 4.4 | KG | 1944.8 | 1944.8 | LP18 | LP18 | circuit breaker 3VA2 IEC frame 630 breaking capacity class M Icu=55kA @ 415V 3-pole, line protection ETU320, LI, In=630A overload protection Ir=250A...630A short-circuit protection Ii=1.5...9 x In nut keeper kit undervoltage release (UVR) 120-127V AC 50/60Hz | - | 0 | 0
3VA2463-5HL32-0CC0 |  | 3VA2463-5HL32-0CC0 | 1 | UN | 1 | 10 | C | D | EAR99 | N | 85362090 | 1 | 4042949097075 | 4.4 | KG | 1988.8 | 1988.8 | LP18 | LP18 | circuit breaker 3VA2 IEC frame 630 breaking capacity class M Icu=55kA @ 415V 3-pole, line protection ETU320, LI, In=630A overload protection Ir=250A...630A short-circuit protection Ii=1.5...9 x In nut keeper kit undervoltage release (UVR) 120-127V AC 50/60Hz 2 auxiliary switches HQ | - | 0 | 0
3VA2463-5HL32-0CH0 |  | 3VA2463-5HL32-0CH0 | 1 | UN | 1 | 10 | C | D | EAR99 | N | 85362090 | 1 | 4042949097792 | 4.4 | KG | 2015.2 | 2015.2 | LP18 | LP18 | circuit breaker 3VA2 IEC frame 630 breaking capacity class M Icu=55kA @ 415V 3-pole, line protection ETU320, LI, In=630A overload protection Ir=250A...630A short-circuit protection Ii=1.5...9 x In nut keeper kit undervoltage release (UVR) 120-127V AC 50/60Hz 2 auxiliary switches HQ 1 trip alarm switch HQ | - | 0 | 0
3VA2463-5HL32-0CL0 |  | 3VA2463-5HL32-0CL0 | 1 | UN | 1 | 10 | C | D | EAR99 | N | 85362090 | 1 | 4042949098515 | 4.4 | KG | 2059.2 | 2059.2 | LP18 | LP18 | circuit breaker 3VA2 IEC frame 630 breaking capacity class M Icu=55kA @ 415V 3-pole, line protection ETU320, LI, In=630A overload protection Ir=250A...630A short-circuit protection Ii=1.5...9 x In nut keeper kit undervoltage release (UVR) 120-127V AC 50/60Hz 2 auxiliary switches HQ 1 trip alarm switch HQ 1 electrical alarm switch | - | 0 | 0
3VA2463-5HL32-0DA0 |  | 3VA2463-5HL32-0DA0 | 1 | UN | 1 | 10 | C | D | EAR99 | N | 85362090 | 1 | 4042949095514 | 4.4 | KG | 1944.8 | 1944.8 | LP18 | LP18 | circuit breaker 3VA2 IEC frame 630 breaking capacity class M Icu=55kA @ 415V 3-pole, line protection ETU320, LI, In=630A overload protection Ir=250A...630A short-circuit protection Ii=1.5...9 x In nut keeper kit undervoltage release (UVR) 208-230V AC 50/60Hz | - | 0 | 0
3VA2463-5HL32-0DB0 |  | 3VA2463-5HL32-0DB0 | 1 | UN | 1 | 10 | C | D | EAR99 | N | 85362090 | 1 | 4042949325499 | 5.343 | KG | 2024 | 2024 | LP18 | LP18 | circuit breaker 3VA2 IEC frame 630 breaking capacity class M Icu=55kA @ 415V 3-pole, line protection ETU320, LI, In=630A overload protection Ir=250A...630A short-circuit protection Ii=1.5...9x In nut keeper kit circuit breaker 3VA2 IEC frame 630 breaking capacity class M Icu=55kA @ 415V undervoltage release 208-230V AC 50/60Hz 2 auxiliary switches HP | - | 0 | 0
3VA2463-5HL32-0DC0 |  | 3VA2463-5HL32-0DC0 | 1 | UN | 1 | 10 | C | D | EAR99 | N | 85362090 | 1 | 4042949097198 | 4.4 | KG | 1988.8 | 1988.8 | LP18 | LP18 | circuit breaker 3VA2 IEC frame 630 breaking capacity class M Icu=55kA @ 415V 3-pole, line protection ETU320, LI, In=630A overload protection Ir=250A...630A short-circuit protection Ii=1.5...9 x In nut keeper kit undervoltage release (UVR) 208-230V AC 50/60Hz 2 auxiliary switches HQ | - | 0 | 0
3VA2463-5HL32-0DF0 |  | 3VA2463-5HL32-0DF0 | 1 | UN | 1 | 10 | C | D | EAR99 | N | 85362090 | 1 | 4042949327844 | 5.31 | KG | 1997.6 | 1997.6 | LP18 | LP18 | circuit breaker 3VA2 IEC frame 630 breaking capacity class M Icu=55kA @ 415V 3-pole, line protection ETU320, LI, In=630A overload protection Ir=250A...630A short-circuit protection Ii=1.5...9x In nut keeper kit circuit breaker 3VA2 IEC frame 630 breaking capacity class M Icu=55kA @ 415V 3-pole, line protection ETU320, LI, In=630A overload protection Ir=250A...630A short-circuit protection Ii=1.5...9x In nut UNDERVOLTAGE RELEASE 208-230 V AC 50/60 HZ ACCESSORY FOR 3VA1 1 AUXILIARY SWITCH CHANGEOVER H 1 TRIP ALARM SWITCH CHANGEOVER |  | 0 | 0
3VA2463-5HL32-0DH0 |  | 3VA2463-5HL32-0DH0 | 1 | UN | 1 | 10 | C | D | EAR99 | N | 85362090 | 1 | 4042949097914 | 4.4 | KG | 2015.2 | 2015.2 | LP18 | LP18 | circuit breaker 3VA2 IEC frame 630 breaking capacity class M Icu=55kA @ 415V 3-pole, line protection ETU320, LI, In=630A overload protection Ir=250A...630A short-circuit protection Ii=1.5...9 x In nut keeper kit undervoltage release (UVR) 208-230V AC 50/60Hz 2 auxiliary switches HQ 1 trip alarm switch HQ | - | 0 | 0
3VA2463-5HL32-0DL0 |  | 3VA2463-5HL32-0DL0 | 1 | UN | 1 | 10 | C | D | EAR99 | N | 85362090 | 1 | 4042949098638 | 4.4 | KG | 2059.2 | 2059.2 | LP18 | LP18 | circuit breaker 3VA2 IEC frame 630 breaking capacity class M Icu=55kA @ 415V 3-pole, line protection ETU320, LI, In=630A overload protection Ir=250A...630A short-circuit protection Ii=1.5...9 x In nut keeper kit undervoltage release (UVR) 208-230V AC 50/60Hz 2 auxiliary switches HQ 1 trip alarm switch HQ 1 electrical alarm switch | - | 0 | 0
3VA2463-5HL32-0HA0 |  | 3VA2463-5HL32-0HA0 | 1 | UN | 1 | 10 | C | D | EAR99 | N | 85362090 | 1 | 4042949095637 | 4400 | G | 1909.6 | 1909.6 | LP18 | LP18 | circuit breaker 3VA2 IEC frame 630 breaking capacity class M Icu=55kA @ 415V 3-pole, line protection ETU320, LI, In=630A overload protection Ir=250A...630A short-circuit protection Ii=1.5...9 x In nut keeper kit shunt trip (STL) 12-30V DC, 24V AC 50/60Hz | - | 0 | 0
3VA2463-5HL32-0HC0 |  | 3VA2463-5HL32-0HC0 | 1 | UN | 1 | 10 | C | D | EAR99 | N | 85362090 | 1 | 4042949097310 | 4.4 | KG | 1962.4 | 1962.4 | LP18 | LP18 | circuit breaker 3VA2 IEC frame 630 breaking capacity class M Icu=55kA @ 415V 3-pole, line protection ETU320, LI, In=630A overload protection Ir=250A...630A short-circuit protection Ii=1.5...9 x In nut keeper kit shunt trip (STL) 12-30V DC, 24V AC 50/60Hz 2 auxiliary switches HQ | - | 0 | 0
3VA2463-5HL32-0HH0 |  | 3VA2463-5HL32-0HH0 | 1 | UN | 1 | 10 | C | D | EAR99 | N | 85362090 | 1 | 4042949098034 | 4.4 | KG | 1988.8 | 1988.8 | LP18 | LP18 | circuit breaker 3VA2 IEC frame 630 breaking capacity class M Icu=55kA @ 415V 3-pole, line protection ETU320, LI, In=630A overload protection Ir=250A...630A short-circuit protection Ii=1.5...9 x In nut keeper kit shunt trip (STL) 12-30V DC, 24V AC 50/60Hz 2 auxiliary switches HQ 1 trip alarm switch HQ | - | 0 | 0
3VA2463-5HL32-0HL0 |  | 3VA2463-5HL32-0HL0 | 1 | UN | 1 | 10 | C | D | EAR99 | N | 85362090 | 1 | 4042949098751 | 4.4 | KG | 2024 | 2024 | LP18 | LP18 | circuit breaker 3VA2 IEC frame 630 breaking capacity class M Icu=55kA @ 415V 3-pole, line protection ETU320, LI, In=630A overload protection Ir=250A...630A short-circuit protection Ii=1.5...9 x In nut keeper kit shunt trip (STL) 12-30V DC, 24V AC 50/60Hz 2 auxiliary switches HQ 1 trip alarm switch HQ 1 electrical alarm switch | - | 0 | 0
3VA2463-5HL32-0JA0 |  | 3VA2463-5HL32-0JA0 | 1 | UN | 1 | 10 | C | D | EAR99 | N | 85362090 | 1 | 4042949095750 | 4.4 | KG | 1909.6 | 1909.6 | LP18 | LP18 | circuit breaker 3VA2 IEC frame 630 breaking capacity class M Icu=55kA @ 415V 3-pole, line protection ETU320, LI, In=630A overload protection Ir=250A...630A short-circuit protection Ii=1.5...9 x In nut keeper kit shunt trip (STL) 110-127V DC, AC 50/60Hz | - | 0 | 0
3VA2463-5HL32-0JC0 |  | 3VA2463-5HL32-0JC0 | 1 | UN | 1 | 10 | C | D | EAR99 | N | 85362090 | 1 | 4042949097433 | 4.4 | KG | 1962.4 | 1962.4 | LP18 | LP18 | circuit breaker 3VA2 IEC frame 630 breaking capacity class M Icu=55kA @ 415V 3-pole, line protection ETU320, LI, In=630A overload protection Ir=250A...630A short-circuit protection Ii=1.5...9 x In nut keeper kit shunt trip (STL) 110-127V DC, AC 50/60Hz 2 auxiliary switches HQ | - | 0 | 0
3VA2463-5HL32-0JH0 |  | 3VA2463-5HL32-0JH0 | 1 | UN | 1 | 10 | C | D | EAR99 | N | 85362090 | 1 | 4042949098157 | 4.4 | KG | 1988.8 | 1988.8 | LP18 | LP18 | circuit breaker 3VA2 IEC frame 630 breaking capacity class M Icu=55kA @ 415V 3-pole, line protection ETU320, LI, In=630A overload protection Ir=250A...630A short-circuit protection Ii=1.5...9 x In nut keeper kit shunt trip (STL) 110-127V DC, AC 50/60Hz 2 auxiliary switches HQ 1 trip alarm switch HQ | - | 0 | 0
3VA2463-5HL32-0JL0 |  | 3VA2463-5HL32-0JL0 | 1 | UN | 1 | 10 | C | D | EAR99 | N | 85362090 | 1 | 4042949098874 | 4.4 | KG | 2024 | 2024 | LP18 | LP18 | circuit breaker 3VA2 IEC frame 630 breaking capacity class M Icu=55kA @ 415V 3-pole, line protection ETU320, LI, In=630A overload protection Ir=250A...630A short-circuit protection Ii=1.5...9 x In nut keeper kit shunt trip (STL) 110-127V DC, AC 50/60Hz 2 auxiliary switches HQ 1 trip alarm switch HQ 1 electrical alarm switch | - | 0 | 0
3VA2463-5HL32-0KA0 |  | 3VA2463-5HL32-0KA0 | 1 | UN | 1 | 10 | C | D | EAR99 | N | 85362090 | 1 | 4042949095873 | 4.4 | KG | 1909.6 | 1909.6 | LP18 | LP18 | circuit breaker 3VA2 IEC frame 630 breaking capacity class M Icu=55kA @ 415V 3-pole, line protection ETU320, LI, In=630A overload protection Ir=250A...630A short-circuit protection Ii=1.5...9 x In nut keeper kit shunt trip (STL) 220-250V DC, 208-277V AC | - | 0 | 0
3VA2463-5HL32-0KC0 |  | 3VA2463-5HL32-0KC0 | 1 | UN | 1 | 10 | C | D | EAR99 | N | 85362090 | 1 | 4042949097556 | 4.4 | KG | 1962.4 | 1962.4 | LP18 | LP18 | circuit breaker 3VA2 IEC frame 630 breaking capacity class M Icu=55kA @ 415V 3-pole, line protection ETU320, LI, In=630A overload protection Ir=250A...630A short-circuit protection Ii=1.5...9 x In nut keeper kit shunt trip (STL) 220-250V DC, 208-277V AC 2 auxiliary switches HQ | - | 0 | 0
3VA2463-5HL32-0KF0 |  | 3VA2463-5HL32-0KF0 | 1 | UN | 1 | 10 | C | D | EAR99 | N | 85362090 | 1 | 4042949324140 | 5.28 | KG | 1962.4 | 1962.4 | LP18 | LP18 | circuit breaker 3VA2 IEC frame 630 breaking capacity class M Icu=55kA @ 415V 3-pole, line protection ETU320, LI, In=630A overload protection Ir=250A...630A short-circuit protection Ii=1.5...9x In nut keeper kit shunt trip (STL) 220-250V DC, 208-277V AC 1 auxiliary switch HQ 1 trip alarm switch HQ | - | 0 | 0
3VA2463-5HL32-0KH0 |  | 3VA2463-5HL32-0KH0 | 1 | UN | 1 | 10 | C | D | EAR99 | N | 85362090 | 1 | 4042949098270 | 4.4 | KG | 1988.8 | 1988.8 | LP18 | LP18 | circuit breaker 3VA2 IEC frame 630 breaking capacity class M Icu=55kA @ 415V 3-pole, line protection ETU320, LI, In=630A overload protection Ir=250A...630A short-circuit protection Ii=1.5...9 x In nut keeper kit shunt trip (STL) 220-250V DC, 208-277V AC 2 auxiliary switches HQ 1 trip alarm switch HQ | - | 0 | 0
3VA2463-5HL32-0KL0 |  | 3VA2463-5HL32-0KL0 | 1 | UN | 1 | 10 | C | D | EAR99 | N | 85362090 | 1 | 4042949098997 | 4.4 | KG | 2024 | 2024 | LP18 | LP18 | circuit breaker 3VA2 IEC frame 630 breaking capacity class M Icu=55kA @ 415V 3-pole, line protection ETU320, LI, In=630A overload protection Ir=250A...630A short-circuit protection Ii=1.5...9 x In nut keeper kit shunt trip (STL) 220-250V DC, 208-277V AC 2 auxiliary switches HQ 1 trip alarm switch HQ 1 electrical alarm switch | - | 0 | 0
3VA2463-5HL42-0AA0 |  | 3VA2463-5HL42-0AA0 | 1 | UN | 1 | 2 | A | D | EAR99 | N | 85362090 | 1 | 4042948834114 | 6.763 | KG | 2346 | 2278 | LP18 | LP18 | circuit breaker 3VA2 IEC frame 630 breaking capacity class M Icu=55kA @ 415V 4-pole, line protection ETU320, LI, In=630A overload protection Ir=250A...630A short-circuit protection Ii=1.5...9x In N conductor protection adjustable (OFF, 50%, 100%) nut keeper kit | Lista Papel 2020 SI | 0 | 0
3VA2463-5HL42-0JB0 |  | 3VA2463-5HL42-0JB0 | 1 | UN | 1 | 10 | C | D | EAR99 | N | 85362090 | 1 | 4042949326106 | 6.879 | KG | 2587.2 | 2587.2 | LP18 | LP18 | circuit breaker 3VA2 IEC frame 630 breaking capacity class M Icu=55kA @ 415V 4-pole, line protection ETU320, LI, In=630A overload protection Ir=250A...630A short-circuit protection Ii=1.5...9x In N conductor protection adjustable (OFF, 50%, 100%) nut keeper kit circuit breaker 3VA2 IEC frame 630 shunt trip left 110-127V AC 50/60Hz/DC 2 auxiliary switches HP | - | 0 | 0
3VA2463-5HL42-0KK0 |  | 3VA2463-5HL42-0KK0 | 1 | UN | 1 | 10 | C | D | EAR99 | N | 85362090 | 1 | 4042949324133 | 6.864 | KG | 2596 | 2596 | LP18 | LP18 | circuit breaker 3VA2 IEC frame 630 breaking capacity class M Icu=55kA @ 415V 4-pole, line protection ETU320, LI, In=630A overload protection Ir=250A...630A short-circuit protection Ii=1.5...9x In N conductor protection adjustable (OFF, 50%, 100%) nut keeper kit shunt trip (STL) 220-250V DC; 208-277V AC 1 auxiliary switch HQ 1 trip alarm switch HQ 1 electrical alarm switch | - | 0 | 0
3VA2463-5HM32-0AA0 |  | 3VA2463-5HM32-0AA0 | 1 | UN | 1 | 5 | B | D | EAR99 | N | 85362090 | 1 | 4042948807682 | 5.186 | KG | 2023 | 1963.5 | LP18 | LP18 | circuit breaker 3VA2 IEC frame 630 breaking capacity class M Icu=55kA @ 415V 3-pole, line protection ETU330, LIG, In=630A overload protection Ir=250A...630A short-circuit protection Ii=1.5...9x In ground-fault protection Ig=0.2...1 x In, tg=0.1/0.3s nut keeper kit | Lista Papel 2020 SI | 0 | 0
3VA2463-5HM32-0KJ0 |  | 3VA2463-5HM32-0KJ0 | 1 | UN | 1 | 10 | C | D | EAR99 | N | 85362090 | 1 | 4042949323983 | 4.481 | KG | 2279.2 | 2279.2 | LP18 | LP18 | circuit breaker 3VA2 IEC frame 630 breaking capacity class M Icu=55kA @ 415V 3-pole, line protection ETU330, LIG, In=630A overload protection Ir=250A...630A short-circuit protection Ii=1.5...9x In ground-fault protection Ig=0.2...1 x In, tg=0.1/0.3s nut keeper kit shunt trip (STL) 220-250V DC; 208-277V AC 2 auxiliary switches HP 1 trip alarm switch HP | - | 0 | 0
3VA2463-5HM32-0KK0 |  | 3VA2463-5HM32-0KK0 | 1 | UN | 1 | 10 | C | D | EAR99 | N | 85362090 | 1 | 4042949323976 | 4.461 | KG | 2252.8 | 2252.8 | LP18 | LP18 | circuit breaker 3VA2 IEC frame 630 breaking capacity class M Icu=55kA @ 415V 3-pole, line protection ETU330, LIG, In=630A overload protection Ir=250A...630A short-circuit protection Ii=1.5...9x In ground-fault protection Ig=0.2...1 x In, tg=0.1/0.3s nut keeper kit shunt trip (STL) 220-250V DC; 208-277V AC 1 auxiliary switch HQ 1 trip alarm switch HQ 1 electrical alarm switch | - | 0 | 0
3VA2463-5HM42-0AA0 |  | 3VA2463-5HM42-0AA0 | 1 | UN | 1 | 5 | B | D | EAR99 | N | 85362090 | 1 | 4042948808245 | 6.714 | KG | 2601 | 2524.5 | LP18 | LP18 | circuit breaker 3VA2 IEC frame 630 breaking capacity class M Icu=55kA @ 415V 4-pole, line protection ETU330, LIG, In=630A overload protection Ir=250A...630A short-circuit protection Ii=1.5...9x In N conductor protection adjustable (OFF, 50%, 100%) ground-fault protection Ig=0.2...1 x In= tg=0.1/0.3s nut keeper kit | Lista Papel 2020 SI | 0 | 0
3VA2463-5HN32-0AA0 |  | 3VA2463-5HN32-0AA0 | 1 | UN | 1 | 2 | A | D | EAR99 | N | 85362090 | 1 | 4042948807675 | 5.201 | KG | 1861.5 | 1810.5 | LP18 | LP18 | circuit breaker 3VA2 IEC frame 630 breaking capacity class M Icu=55kA @ 415V 3-pole, line protection ETU350, LSI, In=630A overload protection Ir=250A...630A short-circuit protection Isd=1.5...9x Ir, Ii=9x In nut keeper kit | Lista Papel 2020 SI | 0 | 0
3VA2463-5HN32-0AB0 |  | 3VA2463-5HN32-0AB0 | 1 | UN | 1 | 10 | C | D | EAR99 | N | 85362090 | 1 | 4042949054856 | 4.4 | KG | 1997.6 | 1997.6 | LP18 | LP18 | circuit breaker 3VA2 IEC frame 630 breaking capacity class M Icu=55kA @ 415V 3-pole, line protection ETU350, LSI, In=630A overload protection Ir=250A...630A short-circuit protection Isd=1.5...9 x Ir, Ii=9 x In nut keeper kit 2 auxiliary switches HP | - | 0 | 0
3VA2463-5HN32-0AC0 |  | 3VA2463-5HN32-0AC0 | 1 | UN | 1 | 10 | C | D | EAR99 | N | 85362090 | 1 | 4042949056942 | 4.4 | KG | 1980 | 1980 | LP18 | LP18 | circuit breaker 3VA2 IEC frame 630 breaking capacity class M Icu=55kA @ 415V 3-pole, line protection ETU350, LSI, In=630A overload protection Ir=250A...630A short-circuit protection Isd=1.5...9 x Ir, Ii=9 x In nut keeper kit 2 auxiliary switches HQ | - | 0 | 0
3VA2463-5HN32-0AD0 |  | 3VA2463-5HN32-0AD0 | 1 | UN | 1 | 10 | C | D | EAR99 | N | 85362090 | 1 | 4042949059035 | 4.4 | KG | 1997.6 | 1997.6 | LP18 | LP18 | circuit breaker 3VA2 IEC frame 630 breaking capacity class M Icu=55kA @ 415V 3-pole, line protection ETU350, LSI, In=630A overload protection Ir=250A...630A short-circuit protection Isd=1.5...9 x Ir, Ii=9 x In nut keeper kit 3 auxiliary switches HQ | - | 0 | 0
3VA2463-5HN32-0AE0 |  | 3VA2463-5HN32-0AE0 | 1 | UN | 1 | 10 | C | D | EAR99 | N | 85362090 | 1 | 4042949061120 | 4.4 | KG | 2024 | 2024 | LP18 | LP18 | circuit breaker 3VA2 IEC frame 630 breaking capacity class M Icu=55kA @ 415V 3-pole, line protection ETU350, LSI, In=630A overload protection Ir=250A...630A short-circuit protection Isd=1.5...9 x Ir, Ii=9 x In nut keeper kit 4 auxiliary switches HQ | - | 0 | 0
3VA2463-5HN32-0AF0 |  | 3VA2463-5HN32-0AF0 | 1 | UN | 1 | 10 | C | D | EAR99 | N | 85362090 | 1 | 4042949063216 | 4.4 | KG | 1980 | 1980 | LP18 | LP18 | circuit breaker 3VA2 IEC frame 630 breaking capacity class M Icu=55kA @ 415V 3-pole, line protection ETU350, LSI, In=630A overload protection Ir=250A...630A short-circuit protection Isd=1.5...9 x Ir, Ii=9 x In nut keeper kit 1 auxiliary switch HQ 1 trip alarm switch HQ | - | 0 | 0
3VA2463-5HN32-0AG0 |  | 3VA2463-5HN32-0AG0 | 1 | UN | 1 | 10 | C | D | EAR99 | N | 85362090 | 1 | 4042949065302 | 4.4 | KG | 1997.6 | 1997.6 | LP18 | LP18 | circuit breaker 3VA2 IEC frame 630 breaking capacity class M Icu=55kA @ 415V 3-pole, line protection ETU350, LSI, In=630A overload protection Ir=250A...630A short-circuit protection Isd=1.5...9 x Ir, Ii=9 x In nut keeper kit 1 auxiliary switch HP 1 trip alarm switch HP | - | 0 | 0
3VA2463-5HN32-0AH0 |  | 3VA2463-5HN32-0AH0 | 1 | UN | 1 | 10 | C | D | EAR99 | N | 85362090 | 1 | 4042949067399 | 4.4 | KG | 1997.6 | 1997.6 | LP18 | LP18 | circuit breaker 3VA2 IEC frame 630 breaking capacity class M Icu=55kA @ 415V 3-pole, line protection ETU350, LSI, In=630A overload protection Ir=250A...630A short-circuit protection Isd=1.5...9 x Ir, Ii=9 x In nut keeper kit 2 auxiliary switches HQ 1 trip alarm switch HQ | - | 0 | 0
3VA2463-5HN32-0AJ0 |  | 3VA2463-5HN32-0AJ0 | 1 | UN | 1 | 10 | C | D | EAR99 | N | 85362090 | 1 | 4042949067757 | 4.4 | KG | 2050.4 | 2050.4 | LP18 | LP18 | circuit breaker 3VA2 IEC frame 630 breaking capacity class M Icu=55kA @ 415V 3-pole, line protection ETU350, LSI, In=630A overload protection Ir=250A...630A short-circuit protection Isd=1.5...9 x Ir, Ii=9 x In nut keeper kit 2 auxiliary switches HP 1 trip alarm switch HP | - | 0 | 0
3VA2463-5HN32-0AL0 |  | 3VA2463-5HN32-0AL0 | 1 | UN | 1 | 10 | C | D | EAR99 | N | 85362090 | 1 | 4042949325055 | 5.26 | KG | 2041.6 | 2041.6 | LP18 | LP18 | circuit breaker 3VA2 IEC frame 630 breaking capacity class M Icu=55kA @ 415V 3-pole, line protection ETU350, LSI, In=630A overload protection Ir=250A...630A short-circuit protection Isd=1.5...9x Ir, Ii=9x In nut keeper kit 2 auxiliary switches 1 trip alarm switch 1 electrical alarm switch | - | 0 | 0
3VA2463-5HN32-0BA0 |  | 3VA2463-5HN32-0BA0 | 1 | UN | 1 | 10 | C | D | EAR99 | N | 85362090 | 1 | 4042949042310 | 4.4 | KG | 2050.4 | 2050.4 | LP18 | LP18 | circuit breaker 3VA2 IEC frame 630 breaking capacity class M Icu=55kA @ 415V 3-pole, line protection ETU350, LSI, In=630A overload protection Ir=250A...630A short-circuit protection Isd=1.5...9 x Ir, Ii=9 x In nut keeper kit undervoltage release (UVR) 24V DC | - | 0 | 0
3VA2463-5HN32-0BC0 |  | 3VA2463-5HN32-0BC0 | 1 | UN | 1 | 10 | C | D | EAR99 | N | 85362090 | 1 | 4042949069843 | 4.4 | KG | 2103.2 | 2103.2 | LP18 | LP18 | circuit breaker 3VA2 IEC frame 630 breaking capacity class M Icu=55kA @ 415V 3-pole, line protection ETU350, LSI, In=630A overload protection Ir=250A...630A short-circuit protection Isd=1.5...9 x Ir, Ii=9 x In nut keeper kit undervoltage release (UVR) 24V DC 2 auxiliary switches HQ | - | 0 | 0
3VA2463-5HN32-0BH0 |  | 3VA2463-5HN32-0BH0 | 1 | UN | 1 | 10 | C | D | EAR99 | N | 85362090 | 1 | 4042949082385 | 4.4 | KG | 2120.8 | 2120.8 | LP18 | LP18 | circuit breaker 3VA2 IEC frame 630 breaking capacity class M Icu=55kA @ 415V 3-pole, line protection ETU350, LSI, In=630A overload protection Ir=250A...630A short-circuit protection Isd=1.5...9 x Ir, Ii=9 x In nut keeper kit undervoltage release (UVR) 24V DC 2 auxiliary switches HQ 1 trip alarm switch HQ | - | 0 | 0
3VA2463-5HN32-0BJ0 |  | 3VA2463-5HN32-0BJ0 | 1 | UN | 1 | 10 | C | D | EAR99 | N | 85362090 | 1 | 4042949321774 | 5.359 | KG | 2147.2 | 2147.2 | LP18 | LP18 | circuit breaker 3VA2 IEC frame 630 breaking capacity class M Icu=55kA @ 415V 3-pole, line protection ETU350, LSI, In=630A overload protection Ir=250A...630A short-circuit protection Isd=1.5...9x Ir, Ii=9x In nut keeper kit undervoltage release (UVR) 24V DC 2 auxiliary switches HP 1 trip alarm switch HP | - | 0 | 0
3VA2463-5HN32-0BL0 |  | 3VA2463-5HN32-0BL0 | 1 | UN | 1 | 10 | C | D | EAR99 | N | 85362090 | 1 | 4042949093190 | 4.4 | KG | 2156 | 2156 | LP18 | LP18 | circuit breaker 3VA2 IEC frame 630 breaking capacity class M Icu=55kA @ 415V 3-pole, line protection ETU350, LSI, In=630A overload protection Ir=250A...630A short-circuit protection Isd=1.5...9 x Ir, Ii=9 x In nut keeper kit undervoltage release (UVR) 24V DC 2 auxiliary switches HQ 1 trip alarm switch HQ 1 electrical alarm switch | - | 0 | 0
3VA2463-5HN32-0CA0 |  | 3VA2463-5HN32-0CA0 | 1 | UN | 1 | 10 | C | D | EAR99 | N | 85362090 | 1 | 4042949044406 | 4.4 | KG | 2050.4 | 2050.4 | LP18 | LP18 | circuit breaker 3VA2 IEC frame 630 breaking capacity class M Icu=55kA @ 415V 3-pole, line protection ETU350, LSI, In=630A overload protection Ir=250A...630A short-circuit protection Isd=1.5...9 x Ir, Ii=9 x In nut keeper kit undervoltage release (UVR) 120-127V AC 50/60Hz | - | 0 | 0
3VA2463-5HN32-0CC0 |  | 3VA2463-5HN32-0CC0 | 1 | UN | 1 | 10 | C | D | EAR99 | N | 85362090 | 1 | 4042949071938 | 4.4 | KG | 2103.2 | 2103.2 | LP18 | LP18 | circuit breaker 3VA2 IEC frame 630 breaking capacity class M Icu=55kA @ 415V 3-pole, line protection ETU350, LSI, In=630A overload protection Ir=250A...630A short-circuit protection Isd=1.5...9 x Ir, Ii=9 x In nut keeper kit undervoltage release (UVR) 120-127V AC 50/60Hz 2 auxiliary switches HQ | - | 0 | 0
3VA2463-5HN32-0CH0 |  | 3VA2463-5HN32-0CH0 | 1 | UN | 1 | 10 | C | D | EAR99 | N | 85362090 | 1 | 4042949084471 | 4.4 | KG | 2120.8 | 2120.8 | LP18 | LP18 | circuit breaker 3VA2 IEC frame 630 breaking capacity class M Icu=55kA @ 415V 3-pole, line protection ETU350, LSI, In=630A overload protection Ir=250A...630A short-circuit protection Isd=1.5...9 x Ir, Ii=9 x In nut keeper kit undervoltage release (UVR) 120-127V AC 50/60Hz 2 auxiliary switches HQ 1 trip alarm switch HQ | - | 0 | 0
3VA2463-5HN32-0CL0 |  | 3VA2463-5HN32-0CL0 | 1 | UN | 1 | 10 | C | D | EAR99 | N | 85362090 | 1 | 4042949093558 | 4.4 | KG | 2156 | 2156 | LP18 | LP18 | circuit breaker 3VA2 IEC frame 630 breaking capacity class M Icu=55kA @ 415V 3-pole, line protection ETU350, LSI, In=630A overload protection Ir=250A...630A short-circuit protection Isd=1.5...9 x Ir, Ii=9 x In nut keeper kit undervoltage release (UVR) 120-127V AC 50/60Hz 2 auxiliary switches HQ 1 trip alarm switch HQ 1 electrical alarm switch | - | 0 | 0
3VA2463-5HN32-0DA0 |  | 3VA2463-5HN32-0DA0 | 1 | UN | 1 | 10 | C | D | EAR99 | N | 85362090 | 1 | 4042949046493 | 4.4 | KG | 2050.4 | 2050.4 | LP18 | LP18 | circuit breaker 3VA2 IEC frame 630 breaking capacity class M Icu=55kA @ 415V 3-pole, line protection ETU350, LSI, In=630A overload protection Ir=250A...630A short-circuit protection Isd=1.5...9 x Ir, Ii=9 x In nut keeper kit undervoltage release (UVR) 208-230V AC 50/60Hz | - | 0 | 0
3VA2463-5HN32-0DC0 |  | 3VA2463-5HN32-0DC0 | 1 | UN | 1 | 10 | C | D | EAR99 | N | 85362090 | 1 | 4042949074021 | 4.4 | KG | 2103.2 | 2103.2 | LP18 | LP18 | circuit breaker 3VA2 IEC frame 630 breaking capacity class M Icu=55kA @ 415V 3-pole, line protection ETU350, LSI, In=630A overload protection Ir=250A...630A short-circuit protection Isd=1.5...9 x Ir, Ii=9 x In nut keeper kit undervoltage release (UVR) 208-230V AC 50/60Hz 2 auxiliary switches HQ | - | 0 | 0
3VA2463-5HN32-0DE0 |  | 3VA2463-5HN32-0DE0 | 1 | UN | 1 | 10 | C | D | EAR99 | N | 85362090 | 1 | 4042949325000 | 5.337 | KG | 2147.2 | 2147.2 | LP18 | LP18 | circuit breaker 3VA2 IEC frame 630 breaking capacity class M Icu=55kA @ 415V 3-pole, line protection ETU350, LSI, In=630A overload protection Ir=250A...630A short-circuit protection Isd=1.5...9x Ir, Ii=9x In nut keeper kit undervoltage release 208-230V AC 50/60Hz 4 auxiliary switches | - | 0 | 0
3VA2463-5HN32-0DH0 |  | 3VA2463-5HN32-0DH0 | 1 | UN | 1 | 10 | C | D | EAR99 | N | 85362090 | 1 | 4042949086567 | 4.4 | KG | 2120.8 | 2120.8 | LP18 | LP18 | circuit breaker 3VA2 IEC frame 630 breaking capacity class M Icu=55kA @ 415V 3-pole, line protection ETU350, LSI, In=630A overload protection Ir=250A...630A short-circuit protection Isd=1.5...9 x Ir, Ii=9 x In nut keeper kit undervoltage release (UVR) 208-230V AC 50/60Hz 2 auxiliary switches HQ 1 trip alarm switch HQ | - | 0 | 0
3VA2463-5HN32-0DL0 |  | 3VA2463-5HN32-0DL0 | 1 | UN | 1 | 10 | C | D | EAR99 | N | 85362090 | 1 | 4042949093916 | 4.4 | KG | 2156 | 2156 | LP18 | LP18 | circuit breaker 3VA2 IEC frame 630 breaking capacity class M Icu=55kA @ 415V 3-pole, line protection ETU350, LSI, In=630A overload protection Ir=250A...630A short-circuit protection Isd=1.5...9 x Ir, Ii=9 x In nut keeper kit undervoltage release (UVR) 208-230V AC 50/60Hz 2 auxiliary switches HQ 1 trip alarm switch HQ 1 electrical alarm switch | - | 0 | 0
3VA2463-5HN32-0HA0 |  | 3VA2463-5HN32-0HA0 | 1 | UN | 1 | 10 | C | D | EAR99 | N | 85362090 | 1 | 4042949048589 | 4.4 | KG | 2015.2 | 2015.2 | LP18 | LP18 | circuit breaker 3VA2 IEC frame 630 breaking capacity class M Icu=55kA @ 415V 3-pole, line protection ETU350, LSI, In=630A overload protection Ir=250A...630A short-circuit protection Isd=1.5...9 x Ir, Ii=9 x In nut keeper kit shunt trip (STL) 12-30V DC, 24V AC 50/60Hz | - | 0 | 0
3VA2463-5HN32-0HC0 |  | 3VA2463-5HN32-0HC0 | 1 | UN | 1 | 10 | C | D | EAR99 | N | 85362090 | 1 | 4042949076117 | 4.4 | KG | 2068 | 2068 | LP18 | LP18 | circuit breaker 3VA2 IEC frame 630 breaking capacity class M Icu=55kA @ 415V 3-pole, line protection ETU350, LSI, In=630A overload protection Ir=250A...630A short-circuit protection Isd=1.5...9 x Ir, Ii=9 x In nut keeper kit shunt trip (STL) 12-30V DC, 24V AC 50/60Hz 2 auxiliary switches HQ | - | 0 | 0
3VA2463-5HN32-0HH0 |  | 3VA2463-5HN32-0HH0 | 1 | UN | 1 | 10 | C | D | EAR99 | N | 85362090 | 1 | 4042949088653 | 4.4 | KG | 2103.2 | 2103.2 | LP18 | LP18 | circuit breaker 3VA2 IEC frame 630 breaking capacity class M Icu=55kA @ 415V 3-pole, line protection ETU350, LSI, In=630A overload protection Ir=250A...630A short-circuit protection Isd=1.5...9 x Ir, Ii=9 x In nut keeper kit shunt trip (STL) 12-30V DC, 24V AC 50/60Hz 2 auxiliary switches HQ 1 trip alarm switch HQ | - | 0 | 0
3VA2463-5HN32-0HL0 |  | 3VA2463-5HN32-0HL0 | 1 | UN | 1 | 10 | C | D | EAR99 | N | 85362090 | 1 | 4042949094272 | 4.4 | KG | 2129.6 | 2129.6 | LP18 | LP18 | circuit breaker 3VA2 IEC frame 630 breaking capacity class M Icu=55kA @ 415V 3-pole, line protection ETU350, LSI, In=630A overload protection Ir=250A...630A short-circuit protection Isd=1.5...9 x Ir, Ii=9 x In nut keeper kit shunt trip (STL) 12-30V DC, 24V AC 50/60Hz 2 auxiliary switches HQ 1 trip alarm switch HQ 1 electrical alarm switch | - | 0 | 0
3VA2463-5HN32-0JA0 |  | 3VA2463-5HN32-0JA0 | 1 | UN | 1 | 10 | C | D | EAR99 | N | 85362090 | 1 | 4042949050674 | 4.4 | KG | 2015.2 | 2015.2 | LP18 | LP18 | circuit breaker 3VA2 IEC frame 630 breaking capacity class M Icu=55kA @ 415V 3-pole, line protection ETU350, LSI, In=630A overload protection Ir=250A...630A short-circuit protection Isd=1.5...9 x Ir, Ii=9 x In nut keeper kit shunt trip (STL) 110-127V DC, AC 50/60Hz | - | 0 | 0
3VA2463-5HN32-0JC0 |  | 3VA2463-5HN32-0JC0 | 1 | UN | 1 | 10 | C | D | EAR99 | N | 85362090 | 1 | 4042949078203 | 4.4 | KG | 2068 | 2068 | LP18 | LP18 | circuit breaker 3VA2 IEC frame 630 breaking capacity class M Icu=55kA @ 415V 3-pole, line protection ETU350, LSI, In=630A overload protection Ir=250A...630A short-circuit protection Isd=1.5...9 x Ir, Ii=9 x In nut keeper kit shunt trip (STL) 110-127V DC, AC 50/60Hz 2 auxiliary switches HQ | - | 0 | 0
3VA2463-5HN32-0JH0 |  | 3VA2463-5HN32-0JH0 | 1 | UN | 1 | 10 | C | D | EAR99 | N | 85362090 | 1 | 4042949090748 | 4.4 | KG | 2103.2 | 2103.2 | LP18 | LP18 | circuit breaker 3VA2 IEC frame 630 breaking capacity class M Icu=55kA @ 415V 3-pole, line protection ETU350, LSI, In=630A overload protection Ir=250A...630A short-circuit protection Isd=1.5...9 x Ir, Ii=9 x In nut keeper kit shunt trip (STL) 110-127V DC, AC 50/60Hz 2 auxiliary switches HQ 1 trip alarm switch HQ | - | 0 | 0
3VA2463-5HN32-0JL0 |  | 3VA2463-5HN32-0JL0 | 1 | UN | 1 | 10 | C | D | EAR99 | N | 85362090 | 1 | 4042949094630 | 4.4 | KG | 2129.6 | 2129.6 | LP18 | LP18 | circuit breaker 3VA2 IEC frame 630 breaking capacity class M Icu=55kA @ 415V 3-pole, line protection ETU350, LSI, In=630A overload protection Ir=250A...630A short-circuit protection Isd=1.5...9 x Ir, Ii=9 x In nut keeper kit shunt trip (STL) 110-127V DC, AC 50/60Hz 2 auxiliary switches HQ 1 trip alarm switch HQ 1 electrical alarm switch | - | 0 | 0
3VA2463-5HN32-0KA0 |  | 3VA2463-5HN32-0KA0 | 1 | UN | 1 | 10 | C | D | EAR99 | N | 85362090 | 1 | 4042949052760 | 4.4 | KG | 2015.2 | 2015.2 | LP18 | LP18 | circuit breaker 3VA2 IEC frame 630 breaking capacity class M Icu=55kA @ 415V 3-pole, line protection ETU350, LSI, In=630A overload protection Ir=250A...630A short-circuit protection Isd=1.5...9 x Ir, Ii=9 x In nut keeper kit shunt trip (STL) 220-250V DC, 208-277V AC | - | 0 | 0
3VA2463-5HN32-0KB0 |  | 3VA2463-5HN32-0KB0 | 1 | UN | 1 | 10 | C | D | EAR99 | N | 85362090 | 1 | 4042949321293 | 5.332 | KG | 2076.8 | 2076.8 | LP18 | LP18 | circuit breaker 3VA2 IEC frame 630 breaking capacity class M Icu=55kA @ 415V 3-pole, line protection ETU350, LSI, In=630A overload protection Ir=250A...630A short-circuit protection Isd=1.5...9x Ir, Ii=9x In nut keeper kit shunt trip (STL) 220-250V DC, 208-277V AC 2 auxiliary switches HP | - | 0 | 0
3VA2463-5HN32-0KC0 |  | 3VA2463-5HN32-0KC0 | 1 | UN | 1 | 10 | C | D | EAR99 | N | 85362090 | 1 | 4042949080299 | 4.4 | KG | 2068 | 2068 | LP18 | LP18 | circuit breaker 3VA2 IEC frame 630 breaking capacity class M Icu=55kA @ 415V 3-pole, line protection ETU350, LSI, In=630A overload protection Ir=250A...630A short-circuit protection Isd=1.5...9 x Ir, Ii=9 x In nut keeper kit shunt trip (STL) 220-250V DC, 208-277V AC 2 auxiliary switches HQ | - | 0 | 0
3VA2463-5HN32-0KH0 |  | 3VA2463-5HN32-0KH0 | 1 | UN | 1 | 10 | C | D | EAR99 | N | 85362090 | 1 | 4042949092834 | 4.4 | KG | 2103.2 | 2103.2 | LP18 | LP18 | circuit breaker 3VA2 IEC frame 630 breaking capacity class M Icu=55kA @ 415V 3-pole, line protection ETU350, LSI, In=630A overload protection Ir=250A...630A short-circuit protection Isd=1.5...9 x Ir, Ii=9 x In nut keeper kit shunt trip (STL) 220-250V DC, 208-277V AC 2 auxiliary switches HQ 1 trip alarm switch HQ | - | 0 | 0
3VA2463-5HN32-0KL0 |  | 3VA2463-5HN32-0KL0 | 1 | UN | 1 | 10 | C | D | EAR99 | N | 85362090 | 1 | 4042949094999 | 4.4 | KG | 2129.6 | 2129.6 | LP18 | LP18 | circuit breaker 3VA2 IEC frame 630 breaking capacity class M Icu=55kA @ 415V 3-pole, line protection ETU350, LSI, In=630A overload protection Ir=250A...630A short-circuit protection Isd=1.5...9 x Ir, Ii=9 x In nut keeper kit shunt trip (STL) 220-250V DC, 208-277V AC 2 auxiliary switches HQ 1 trip alarm switch HQ 1 electrical alarm switch | - | 0 | 0
3VA2463-5HN42-0AA0 |  | 3VA2463-5HN42-0AA0 | 1 | UN | 1 | 5 | B | D | EAR99 | N | 85362090 | 1 | 4042948808238 | 6.721 | KG | 2422.5 | 2354.5 | LP18 | LP18 | circuit breaker 3VA2 IEC frame 630 breaking capacity class M Icu=55kA @ 415V 4-pole, line protection ETU350, LSI, In=630A overload protection Ir=250A...630A short-circuit protection Isd=1.5...9x Ir, Ii=9x In N conductor protection adjustable (OFF, 50%, 100%) nut keeper kit | Lista Papel 2020 SI | 0 | 0
3VA2463-5HN42-0AB0 |  | 3VA2463-5HN42-0AB0 | 1 | UN | 1 | 10 | C | D | EAR99 | N | 85362090 | 1 | 4042949329855 | 6.785 | KG | 2578.4 |  | LP18 |  | circuit breaker 3VA2 IEC frame 630 breaking capacity class M Icu=55kA @ 415V 4-pole, line protection ETU350, LSI, In=630A overload protection Ir=250A...630A short-circuit protection Isd=1.5...9x Ir, Ii=9x In N conductor protection adjustable (OFF, 50%, 100%) nut keeper kit circuit breaker 3VA2 IEC frame 630 breaking capacity class M Icu=55kA @ 415V 4-pole, line protection ETU350, LSI, In=630A overload protection 2 AUXILIARY SWITCH CHANGEOVER H |  | 0 | 0
3VA2463-5HN42-0HC0 |  | 3VA2463-5HN42-0HC0 | 1 | UN | 1 | 10 | C | D | EAR99 | N | 85362090 | 1 | 4042949321835 | 6.721 | KG | 2648.8 | 2648.8 | LP18 | LP18 | circuit breaker 3VA2 IEC frame 630 breaking capacity class M Icu=55kA @ 415V 4-pole, line protection ETU350, LSI, In=630A overload protection Ir=250A...630A short-circuit protection Isd=1.5...9x Ir, Ii=9x In N conductor protection adjustable (OFF, 50%, 100%) nut keeper kit shunt trip (STL) 12-30V DC; 24V AC 50/60Hz 2 auxiliary switches HQ | - | 0 | 0
3VA2463-5HN42-0KB0 |  | 3VA2463-5HN42-0KB0 | 1 | UN | 1 | 10 | C | D | EAR99 | N | 85362090 | 1 | 4042949327127 | 6.872 | KG | 2675.2 | 2675.2 | LP18 | LP18 | circuit breaker 3VA2 IEC frame 630 breaking capacity class M Icu=55kA @ 415V 4-pole, line protection ETU350, LSI, In=630A overload protection Ir=250A...630A short-circuit protection Isd=1.5...9x Ir, Ii=9x In N conductor protection adjustable (OFF, 50%, 100%) nut keeper kit circuit breaker 3VA2 IEC frame 630 breaking capacity class M Icu=55kA @ 415V 4-pole, line protection ETU350, LSI, In=630A overload protection shunt trip left 208-277V AC 50/60Hz 220-250V DC accessory 2 auxiliary switch changeover H |  | 0 | 0
3VA2463-5HN42-0KH0 |  | 3VA2463-5HN42-0KH0 | 1 | UN | 1 | 10 | C | D | EAR99 | N | 85362090 | 1 | 4042949322207 | 6.867 | KG | 2684 | 2684 | LP18 | LP18 | circuit breaker 3VA2 IEC frame 630 breaking capacity class M Icu=55kA @ 415V 4-pole, line protection ETU350, LSI, In=630A overload protection Ir=250A...630A short-circuit protection Isd=1.5...9x Ir, Ii=9x In N conductor protection adjustable (OFF, 50%, 100%) nut keeper kit shunt trip (STL) 220-250V DC; 208-277V AC 2 auxiliary switches HQ 1 trip alarm switch HQ | - | 0 | 0
3VA2463-5JP32-0AA0 |  | 3VA2463-5JP32-0AA0 | 1 | UN | 1 | 5 | B | D | EAR99 | N | 85362090 | 1 | 4042948807699 | 5.149 | KG | 2286.5 | 2218.5 | LP18 | LP18 | circuit breaker 3VA2 IEC frame 630 breaking capacity class M Icu=55kA @ 415V 3-pole, line protection ETU550, LSI, In=630A overload protection Ir=250A...630A short-circuit protection Isd=0.6..9x In, Ii=1.5..9x In N conductor protection optionally with external current transformer, up to 160% nut keeper kit | Lista Papel 2020 SI | 0 | 0
3VA2463-5JP32-0AB0 |  | 3VA2463-5JP32-0AB0 | 1 | UN | 1 | 10 | C | D | EAR99 | N | 85362090 | 1 | 4042949054849 | 4.4 | KG | 2428.8 | 2428.8 | LP18 | LP18 | circuit breaker 3VA2 IEC frame 630 breaking capacity class M Icu=55kA @ 415V 3-pole, line protection ETU550, LSI, In=630A overload protection Ir=250A...630A short-circuit protection Isd=0.6..9 x In, Ii=1.5..9 x In N conductor protection optionally with external current transformer, up to 160% nut keeper kit 2 auxiliary switches HP | - | 0 | 0
3VA2463-5JP32-0AC0 |  | 3VA2463-5JP32-0AC0 | 1 | UN | 1 | 10 | C | D | EAR99 | N | 85362090 | 1 | 4042949056935 | 4.4 | KG | 2411.2 | 2411.2 | LP18 | LP18 | circuit breaker 3VA2 IEC frame 630 breaking capacity class M Icu=55kA @ 415V 3-pole, line protection ETU550, LSI, In=630A overload protection Ir=250A...630A short-circuit protection Isd=0.6..9 x In, Ii=1.5..9 x In N conductor protection optionally with external current transformer, up to 160% nut keeper kit 2 auxiliary switches HQ | - | 0 | 0
3VA2463-5JP32-0AD0 |  | 3VA2463-5JP32-0AD0 | 1 | UN | 1 | 10 | C | D | EAR99 | N | 85362090 | 1 | 4042949059028 | 4.4 | KG | 2428.8 | 2428.8 | LP18 | LP18 | circuit breaker 3VA2 IEC frame 630 breaking capacity class M Icu=55kA @ 415V 3-pole, line protection ETU550, LSI, In=630A overload protection Ir=250A...630A short-circuit protection Isd=0.6..9 x In, Ii=1.5..9 x In N conductor protection optionally with external current transformer, up to 160% nut keeper kit 3 auxiliary switches HQ | - | 0 | 0
3VA2463-5JP32-0AE0 |  | 3VA2463-5JP32-0AE0 | 1 | UN | 1 | 10 | C | D | EAR99 | N | 85362090 | 1 | 4042949061113 | 4.4 | KG | 2446.4 | 2446.4 | LP18 | LP18 | circuit breaker 3VA2 IEC frame 630 breaking capacity class M Icu=55kA @ 415V 3-pole, line protection ETU550, LSI, In=630A overload protection Ir=250A...630A short-circuit protection Isd=0.6..9 x In, Ii=1.5..9 x In N conductor protection optionally with external current transformer, up to 160% nut keeper kit 4 auxiliary switches HQ | - | 0 | 0
3VA2463-5JP32-0AF0 |  | 3VA2463-5JP32-0AF0 | 1 | UN | 1 | 10 | C | D | EAR99 | N | 85362090 | 1 | 4042949063209 | 4.4 | KG | 2411.2 | 2411.2 | LP18 | LP18 | circuit breaker 3VA2 IEC frame 630 breaking capacity class M Icu=55kA @ 415V 3-pole, line protection ETU550, LSI, In=630A overload protection Ir=250A...630A short-circuit protection Isd=0.6..9 x In, Ii=1.5..9 x In N conductor protection optionally with external current transformer, up to 160% nut keeper kit 1 auxiliary switch HQ 1 trip alarm switch HQ | - | 0 | 0
3VA2463-5JP32-0AG0 |  | 3VA2463-5JP32-0AG0 | 1 | UN | 1 | 10 | C | D | EAR99 | N | 85362090 | 1 | 4042949065296 | 4.4 | KG | 2428.8 | 2428.8 | LP18 | LP18 | circuit breaker 3VA2 IEC frame 630 breaking capacity class M Icu=55kA @ 415V 3-pole, line protection ETU550, LSI, In=630A overload protection Ir=250A...630A short-circuit protection Isd=0.6..9 x In, Ii=1.5..9 x In N conductor protection optionally with external current transformer, up to 160% nut keeper kit 1 auxiliary switch HP 1 trip alarm switch HP | - | 0 | 0
3VA2463-5JP32-0AH0 |  | 3VA2463-5JP32-0AH0 | 1 | UN | 1 | 10 | C | D | EAR99 | N | 85362090 | 1 | 4042949067382 | 4.4 | KG | 2428.8 | 2428.8 | LP18 | LP18 | circuit breaker 3VA2 IEC frame 630 breaking capacity class M Icu=55kA @ 415V 3-pole, line protection ETU550, LSI, In=630A overload protection Ir=250A...630A short-circuit protection Isd=0.6..9 x In, Ii=1.5..9 x In N conductor protection optionally with external current transformer, up to 160% nut keeper kit 2 auxiliary switches HQ 1 trip alarm switch HQ | - | 0 | 0
3VA2463-5JP32-0AJ0 |  | 3VA2463-5JP32-0AJ0 | 1 | UN | 1 | 10 | C | D | EAR99 | N | 85362090 | 1 | 4042949067740 | 4.4 | KG | 2464 | 2464 | LP18 | LP18 | circuit breaker 3VA2 IEC frame 630 breaking capacity class M Icu=55kA @ 415V 3-pole, line protection ETU550, LSI, In=630A overload protection Ir=250A...630A short-circuit protection Isd=0.6..9 x In, Ii=1.5..9 x In N conductor protection optionally with external current transformer, up to 160% nut keeper kit 2 auxiliary switches HP 1 trip alarm switch HP | - | 0 | 0
3VA2463-5JP32-0BA0 |  | 3VA2463-5JP32-0BA0 | 1 | UN | 1 | 10 | C | D | EAR99 | N | 85362090 | 1 | 4042949042303 | 4.4 | KG | 2464 | 2464 | LP18 | LP18 | circuit breaker 3VA2 IEC frame 630 breaking capacity class M Icu=55kA @ 415V 3-pole, line protection ETU550, LSI, In=630A overload protection Ir=250A...630A short-circuit protection Isd=0.6..9 x In, Ii=1.5..9 x In N conductor protection optionally with external current transformer, up to 160% nut keeper kit undervoltage release (UVR) 24V DC | - | 0 | 0
3VA2463-5JP32-0BC0 |  | 3VA2463-5JP32-0BC0 | 1 | UN | 1 | 10 | C | D | EAR99 | N | 85362090 | 1 | 4042949069836 | 4.4 | KG | 2508 | 2508 | LP18 | LP18 | circuit breaker 3VA2 IEC frame 630 breaking capacity class M Icu=55kA @ 415V 3-pole, line protection ETU550, LSI, In=630A overload protection Ir=250A...630A short-circuit protection Isd=0.6..9 x In, Ii=1.5..9 x In N conductor protection optionally with external current transformer, up to 160% nut keeper kit undervoltage release (UVR) 24V DC 2 auxiliary switches HQ | - | 0 | 0
3VA2463-5JP32-0BH0 |  | 3VA2463-5JP32-0BH0 | 1 | UN | 1 | 10 | C | D | EAR99 | N | 85362090 | 1 | 4042949082378 | 4.4 | KG | 2525.6 | 2525.6 | LP18 | LP18 | circuit breaker 3VA2 IEC frame 630 breaking capacity class M Icu=55kA @ 415V 3-pole, line protection ETU550, LSI, In=630A overload protection Ir=250A...630A short-circuit protection Isd=0.6..9 x In, Ii=1.5..9 x In N conductor protection optionally with external current transformer, up to 160% nut keeper kit undervoltage release (UVR) 24V DC 2 auxiliary switches HQ 1 trip alarm switch HQ | - | 0 | 0
3VA2463-5JP32-0BL0 |  | 3VA2463-5JP32-0BL0 | 1 | UN | 1 | 10 | C | D | EAR99 | N | 85362090 | 1 | 4042949093183 | 4.4 | KG | 2569.6 | 2569.6 | LP18 | LP18 | circuit breaker 3VA2 IEC frame 630 breaking capacity class M Icu=55kA @ 415V 3-pole, line protection ETU550, LSI, In=630A overload protection Ir=250A...630A short-circuit protection Isd=0.6..9 x In, Ii=1.5..9 x In N conductor protection optionally with external current transformer, up to 160% nut keeper kit undervoltage release (UVR) 24V DC 2 auxiliary switches HQ 1 trip alarm switch HQ 1 electrical alarm switch | - | 0 | 0
3VA2463-5JP32-0CA0 |  | 3VA2463-5JP32-0CA0 | 1 | UN | 1 | 10 | C | D | EAR99 | N | 85362090 | 1 | 4042949044390 | 4.4 | KG | 2464 | 2464 | LP18 | LP18 | circuit breaker 3VA2 IEC frame 630 breaking capacity class M Icu=55kA @ 415V 3-pole, line protection ETU550, LSI, In=630A overload protection Ir=250A...630A short-circuit protection Isd=0.6..9 x In, Ii=1.5..9 x In N conductor protection optionally with external current transformer, up to 160% nut keeper kit undervoltage release (UVR) 120-127V AC 50/60Hz | - | 0 | 0
3VA2463-5JP32-0CC0 |  | 3VA2463-5JP32-0CC0 | 1 | UN | 1 | 10 | C | D | EAR99 | N | 85362090 | 1 | 4042949071921 | 4.4 | KG | 2508 | 2508 | LP18 | LP18 | circuit breaker 3VA2 IEC frame 630 breaking capacity class M Icu=55kA @ 415V 3-pole, line protection ETU550, LSI, In=630A overload protection Ir=250A...630A short-circuit protection Isd=0.6..9 x In, Ii=1.5..9 x In N conductor protection optionally with external current transformer, up to 160% nut keeper kit undervoltage release (UVR) 120-127V AC 50/60Hz 2 auxiliary switches HQ | - | 0 | 0
3VA2463-5JP32-0CH0 |  | 3VA2463-5JP32-0CH0 | 1 | UN | 1 | 10 | C | D | EAR99 | N | 85362090 | 1 | 4042949084464 | 4.4 | KG | 2525.6 | 2525.6 | LP18 | LP18 | circuit breaker 3VA2 IEC frame 630 breaking capacity class M Icu=55kA @ 415V 3-pole, line protection ETU550, LSI, In=630A overload protection Ir=250A...630A short-circuit protection Isd=0.6..9 x In, Ii=1.5..9 x In N conductor protection optionally with external current transformer, up to 160% nut keeper kit undervoltage release (UVR) 120-127V AC 50/60Hz 2 auxiliary switches HQ 1 trip alarm switch HQ | - | 0 | 0
3VA2463-5JP32-0CL0 |  | 3VA2463-5JP32-0CL0 | 1 | UN | 1 | 10 | C | D | EAR99 | N | 85362090 | 1 | 4042949093541 | 4.4 | KG | 2569.6 | 2569.6 | LP18 | LP18 | circuit breaker 3VA2 IEC frame 630 breaking capacity class M Icu=55kA @ 415V 3-pole, line protection ETU550, LSI, In=630A overload protection Ir=250A...630A short-circuit protection Isd=0.6..9 x In, Ii=1.5..9 x In N conductor protection optionally with external current transformer, up to 160% nut keeper kit undervoltage release (UVR) 120-127V AC 50/60Hz 2 auxiliary switches HQ 1 trip alarm switch HQ 1 electrical alarm switch | - | 0 | 0
3VA2463-5JP32-0DA0 |  | 3VA2463-5JP32-0DA0 | 1 | UN | 1 | 10 | C | D | EAR99 | N | 85362090 | 1 | 4042949046486 | 4.4 | KG | 2464 | 2464 | LP18 | LP18 | circuit breaker 3VA2 IEC frame 630 breaking capacity class M Icu=55kA @ 415V 3-pole, line protection ETU550, LSI, In=630A overload protection Ir=250A...630A short-circuit protection Isd=0.6..9 x In, Ii=1.5..9 x In N conductor protection optionally with external current transformer, up to 160% nut keeper kit undervoltage release (UVR) 208-230V AC 50/60Hz | - | 0 | 0
3VA2463-5JP32-0DC0 |  | 3VA2463-5JP32-0DC0 | 1 | UN | 1 | 10 | C | D | EAR99 | N | 85362090 | 1 | 4042949074014 | 4.4 | KG | 2508 | 2508 | LP18 | LP18 | circuit breaker 3VA2 IEC frame 630 breaking capacity class M Icu=55kA @ 415V 3-pole, line protection ETU550, LSI, In=630A overload protection Ir=250A...630A short-circuit protection Isd=0.6..9 x In, Ii=1.5..9 x In N conductor protection optionally with external current transformer, up to 160% nut keeper kit undervoltage release (UVR) 208-230V AC 50/60Hz 2 auxiliary switches HQ | - | 0 | 0
3VA2463-5JP32-0DH0 |  | 3VA2463-5JP32-0DH0 | 1 | UN | 1 | 10 | C | D | EAR99 | N | 85362090 | 1 | 4042949086550 | 4.4 | KG | 2525.6 | 2525.6 | LP18 | LP18 | circuit breaker 3VA2 IEC frame 630 breaking capacity class M Icu=55kA @ 415V 3-pole, line protection ETU550, LSI, In=630A overload protection Ir=250A...630A short-circuit protection Isd=0.6..9 x In, Ii=1.5..9 x In N conductor protection optionally with external current transformer, up to 160% nut keeper kit undervoltage release (UVR) 208-230V AC 50/60Hz 2 auxiliary switches HQ 1 trip alarm switch HQ | - | 0 | 0
3VA2463-5JP32-0DL0 |  | 3VA2463-5JP32-0DL0 | 1 | UN | 1 | 10 | C | D | EAR99 | N | 85362090 | 1 | 4042949093909 | 4.4 | KG | 2569.6 | 2569.6 | LP18 | LP18 | circuit breaker 3VA2 IEC frame 630 breaking capacity class M Icu=55kA @ 415V 3-pole, line protection ETU550, LSI, In=630A overload protection Ir=250A...630A short-circuit protection Isd=0.6..9 x In, Ii=1.5..9 x In N conductor protection optionally with external current transformer, up to 160% nut keeper kit undervoltage release (UVR) 208-230V AC 50/60Hz 2 auxiliary switches HQ 1 trip alarm switch HQ 1 electrical alarm switch | - | 0 | 0
3VA2463-5JP32-0HA0 |  | 3VA2463-5JP32-0HA0 | 1 | UN | 1 | 10 | C | D | EAR99 | N | 85362090 | 1 | 4042949048572 | 4.4 | KG | 2437.6 | 2437.6 | LP18 | LP18 | circuit breaker 3VA2 IEC frame 630 breaking capacity class M Icu=55kA @ 415V 3-pole, line protection ETU550, LSI, In=630A overload protection Ir=250A...630A short-circuit protection Isd=0.6..9 x In, Ii=1.5..9 x In N conductor protection optionally with external current transformer, up to 160% nut keeper kit shunt trip (STL) 12-30V DC; 24V AC 50/60Hz | - | 0 | 0
3VA2463-5JP32-0HC0 |  | 3VA2463-5JP32-0HC0 | 1 | UN | 1 | 10 | C | D | EAR99 | N | 85362090 | 1 | 4042949076100 | 4.4 | KG | 2481.6 | 2481.6 | LP18 | LP18 | circuit breaker 3VA2 IEC frame 630 breaking capacity class M Icu=55kA @ 415V 3-pole, line protection ETU550, LSI, In=630A overload protection Ir=250A...630A short-circuit protection Isd=0.6..9 x In, Ii=1.5..9 x In N conductor protection optionally with external current transformer, up to 160% nut keeper kit shunt trip (STL) 12-30V DC; 24V AC 50/60Hz 2 auxiliary switches HQ | - | 0 | 0
3VA2463-5JP32-0HH0 |  | 3VA2463-5JP32-0HH0 | 1 | UN | 1 | 10 | C | D | EAR99 | N | 85362090 | 1 | 4042949088646 | 4.4 | KG | 2508 | 2508 | LP18 | LP18 | circuit breaker 3VA2 IEC frame 630 breaking capacity class M Icu=55kA @ 415V 3-pole, line protection ETU550, LSI, In=630A overload protection Ir=250A...630A short-circuit protection Isd=0.6..9 x In, Ii=1.5..9 x In N conductor protection optionally with external current transformer, up to 160% nut keeper kit shunt trip (STL) 12-30V DC; 24V AC 50/60Hz 2 auxiliary switches HQ 1 trip alarm switch HQ | - | 0 | 0
3VA2463-5JP32-0HL0 |  | 3VA2463-5JP32-0HL0 | 1 | UN | 1 | 10 | C | D | EAR99 | N | 85362090 | 1 | 4042949094265 | 4.4 | KG | 2534.4 | 2534.4 | LP18 | LP18 | circuit breaker 3VA2 IEC frame 630 breaking capacity class M Icu=55kA @ 415V 3-pole, line protection ETU550, LSI, In=630A overload protection Ir=250A...630A short-circuit protection Isd=0.6..9 x In, Ii=1.5..9 x In N conductor protection optionally with external current transformer, up to 160% nut keeper kit shunt trip (STL) 12-30V DC; 24V AC 50/60Hz 2 auxiliary switches HQ 1 trip alarm switch HQ 1 electrical alarm switch | - | 0 | 0
3VA2463-5JP32-0JA0 |  | 3VA2463-5JP32-0JA0 | 1 | UN | 1 | 10 | C | D | EAR99 | N | 85362090 | 1 | 4042949050667 | 4.4 | KG | 2437.6 | 2437.6 | LP18 | LP18 | circuit breaker 3VA2 IEC frame 630 breaking capacity class M Icu=55kA @ 415V 3-pole, line protection ETU550, LSI, In=630A overload protection Ir=250A...630A short-circuit protection Isd=0.6..9 x In, Ii=1.5..9 x In N conductor protection optionally with external current transformer, up to 160% nut keeper kit shunt trip (STL) 110-127V DC, AC 50/60Hz | - | 0 | 0
3VA2463-5JP32-0JC0 |  | 3VA2463-5JP32-0JC0 | 1 | UN | 1 | 10 | C | D | EAR99 | N | 85362090 | 1 | 4042949078197 | 4.4 | KG | 2481.6 | 2481.6 | LP18 | LP18 | circuit breaker 3VA2 IEC frame 630 breaking capacity class M Icu=55kA @ 415V 3-pole, line protection ETU550, LSI, In=630A overload protection Ir=250A...630A short-circuit protection Isd=0.6..9 x In, Ii=1.5..9 x In N conductor protection optionally with external current transformer, up to 160% nut keeper kit shunt trip (STL) 110-127V DC, AC 50/60Hz 2 auxiliary switches HQ | - | 0 | 0
3VA2463-5JP32-0JH0 |  | 3VA2463-5JP32-0JH0 | 1 | UN | 1 | 10 | C | D | EAR99 | N | 85362090 | 1 | 4042949090731 | 4.4 | KG | 2508 | 2508 | LP18 | LP18 | circuit breaker 3VA2 IEC frame 630 breaking capacity class M Icu=55kA @ 415V 3-pole, line protection ETU550, LSI, In=630A overload protection Ir=250A...630A short-circuit protection Isd=0.6..9 x In, Ii=1.5..9 x In N conductor protection optionally with external current transformer, up to 160% nut keeper kit shunt trip (STL) 110-127V DC, AC 50/60Hz 2 auxiliary switches HQ 1 trip alarm switch HQ | - | 0 | 0
3VA2463-5JP32-0JL0 |  | 3VA2463-5JP32-0JL0 | 1 | UN | 1 | 10 | C | D | EAR99 | N | 85362090 | 1 | 4042949094623 | 4.4 | KG | 2534.4 | 2534.4 | LP18 | LP18 | circuit breaker 3VA2 IEC frame 630 breaking capacity class M Icu=55kA @ 415V 3-pole, line protection ETU550, LSI, In=630A overload protection Ir=250A...630A short-circuit protection Isd=0.6..9 x In, Ii=1.5..9 x In N conductor protection optionally with external current transformer, up to 160% nut keeper kit shunt trip (STL) 110-127V DC, AC 50/60Hz 2 auxiliary switches HQ 1 trip alarm switch HQ 1 electrical alarm switch | - | 0 | 0
3VA2463-5JP32-0KA0 |  | 3VA2463-5JP32-0KA0 | 1 | UN | 1 | 10 | C | D | EAR99 | N | 85362090 | 1 | 4042949052753 | 4.4 | KG | 2437.6 | 2437.6 | LP18 | LP18 | circuit breaker 3VA2 IEC frame 630 breaking capacity class M Icu=55kA @ 415V 3-pole, line protection ETU550, LSI, In=630A overload protection Ir=250A...630A short-circuit protection Isd=0.6..9 x In, Ii=1.5..9 x In N conductor protection optionally with external current transformer, up to 160% nut keeper kit shunt trip (STL) 220-250V DC; 208-277V AC | - | 0 | 0
3VA2463-5JP32-0KB0 |  | 3VA2463-5JP32-0KB0 | 1 | UN | 1 | 10 | C | D | EAR99 | N | 85362090 | 1 | 4042949327202 | 5.3 | KG | 2525.6 | 2525.6 | LP18 | LP18 | circuit breaker 3VA2 IEC frame 630 breaking capacity class M Icu=55kA @ 415V 3-pole, line protection ETU550, LSI, In=630A overload protection Ir=250A...630A short-circuit protection Isd=0.6..9x In, Ii=1.5..9x In N conductor protection optionally with external current transformer, up to 160% nut keeper kit circuit breaker 3VA2 IEC frame 630 breaking capacity class M Icu=55kA @ 415V 3-pole, line protection ETU550, LSI, In=630A shunt trip left 208-277V AC 50/60Hz 220-250V DC accessory 2 auxiliary switch changeover H |  | 0 | 0
3VA2463-5JP32-0KC0 |  | 3VA2463-5JP32-0KC0 | 1 | UN | 1 | 10 | C | D | EAR99 | N | 85362090 | 1 | 4042949080282 | 4.4 | KG | 2481.6 | 2481.6 | LP18 | LP18 | circuit breaker 3VA2 IEC frame 630 breaking capacity class M Icu=55kA @ 415V 3-pole, line protection ETU550, LSI, In=630A overload protection Ir=250A...630A short-circuit protection Isd=0.6..9 x In, Ii=1.5..9 x In N conductor protection optionally with external current transformer, up to 160% nut keeper kit shunt trip (STL) 220-250V DC; 208-277V AC 2 auxiliary switches HQ | - | 0 | 0
3VA2463-5JP32-0KH0 |  | 3VA2463-5JP32-0KH0 | 1 | UN | 1 | 10 | C | D | EAR99 | N | 85362090 | 1 | 4042949092827 | 4.4 | KG | 2508 | 2508 | LP18 | LP18 | circuit breaker 3VA2 IEC frame 630 breaking capacity class M Icu=55kA @ 415V 3-pole, line protection ETU550, LSI, In=630A overload protection Ir=250A...630A short-circuit protection Isd=0.6..9 x In, Ii=1.5..9 x In N conductor protection optionally with external current transformer, up to 160% nut keeper kit shunt trip (STL) 220-250V DC; 208-277V AC 2 auxiliary switches HQ 1 trip alarm switch HQ | - | 0 | 0
3VA2463-5JP32-0KJ0 |  | 3VA2463-5JP32-0KJ0 | 1 | UN | 1 | 10 | C | D | EAR99 | N | 85362090 | 1 | 4042949330004 | 5.331 | KG | 2560.8 |  | LP18 |  | circuit breaker 3VA2 IEC frame 630 breaking capacity class M Icu=55kA @ 415V 3-pole, line protection ETU550, LSI, In=630A overload protection Ir=250A...630A short-circuit protection Isd=0.6..9x In, Ii=1.5..9x In N conductor protection optionally with external current transformer, up to 160% nut keeper kit circuit breaker 3VA2 IEC frame 630 breaking capacity class M Icu=55kA @ 415V 3-pole, line protection ETU550, LSI, In=630A SHUNT TRIP LEFT 208-277 V AC 50/60 HZ 220-250 V DC ACCESSORY 2 AUXILIARY SWITCH CHANGEOVER H 1 TRIP ALARM SWITCH CHANGEOVER |  | 0 | 0
3VA2463-5JP32-0KL0 |  | 3VA2463-5JP32-0KL0 | 1 | UN | 1 | 10 | C | D | EAR99 | N | 85362090 | 1 | 4042949094982 | 4.4 | KG | 2534.4 | 2534.4 | LP18 | LP18 | circuit breaker 3VA2 IEC frame 630 breaking capacity class M Icu=55kA @ 415V 3-pole, line protection ETU550, LSI, In=630A overload protection Ir=250A...630A short-circuit protection Isd=0.6..9 x In, Ii=1.5..9 x In N conductor protection optionally with external current transformer, up to 160% nut keeper kit shunt trip (STL) 220-250V DC; 208-277V AC 2 auxiliary switches HQ 1 trip alarm switch HQ 1 electrical alarm switch | - | 0 | 0
3VA2463-5JP42-0AA0 |  | 3VA2463-5JP42-0AA0 | 1 | UN | 1 | 5 | B | D | EAR99 | N | 85362090 | 1 | 4042948808252 | 6.697 | KG | 2839 | 2762.5 | LP18 | LP18 | circuit breaker 3VA2 IEC frame 630 breaking capacity class M Icu=55kA @ 415V 4-pole, line protection ETU550, LSI, In=630A overload protection Ir=250A...630A short-circuit protection Isd=0.6..9x In, Ii=1.5..9x In N conductor protection adjustable (OFF, up to 100%) nut keeper kit | Lista Papel 2020 SI | 0 | 0
3VA2463-5JP42-0DD0 |  | 3VA2463-5JP42-0DD0 | 1 | UN | 1 | 10 | C | D | EAR99 | N | 85362090 | 1 | 4042949329183 | 6.862 | KG | 3124 | 3124 | LP18 | LP18 | circuit breaker 3VA2 IEC frame 630 breaking capacity class M Icu=55kA @ 415V 4-pole, line protection ETU550, LSI, In=630A overload protection Ir=250A...630A short-circuit protection Isd=0.6..9x In, Ii=1.5..9x In N conductor protection adjustable (OFF, up to 100%) nut keeper kit circuit breaker 3VA2 IEC frame 630 breaking capacity class M Icu=55kA @ 415V 4-pole, line protection ETU550, LSI, In=630A overload protection UNDERVOLTAGE RELEASE 208-230 V AC 50/60 HZ ACCESSORY FOR 3VA1 3 AUXILIARY SWITCH CHANGEOVER H |  | 0 | 0
3VA2463-5JP42-0KD0 |  | 3VA2463-5JP42-0KD0 | 1 | UN | 1 | 10 | C | D | EAR99 | N | 85362090 | 1 | 4042949329121 | 6.862 | KG | 3097.6 | 3097.6 | LP18 | LP18 | circuit breaker 3VA2 IEC frame 630 breaking capacity class M Icu=55kA @ 415V 4-pole, line protection ETU550, LSI, In=630A overload protection Ir=250A...630A short-circuit protection Isd=0.6..9x In, Ii=1.5..9x In N conductor protection adjustable (OFF, up to 100%) nut keeper kit circuit breaker 3VA2 IEC frame 630 breaking capacity class M Icu=55kA @ 415V 4-pole, line protection ETU550, LSI, In=630A overload protection SHUNT TRIP LEFT 208-277 V AC 50/60 HZ 220-250 V DC ACCESSORY 3 AUXILIARY SWITCH CHANGEOVER H |  | 0 | 0
3VA2463-5JP42-0LD0 |  | 3VA2463-5JP42-0LD0 | 1 | UN | 1 | 10 | C | D | EAR99 | N | 85362090 | 1 | 4042949329138 | 6.868 | KG | 3212 | 3212 | LP18 | LP18 | circuit breaker 3VA2 IEC frame 630 breaking capacity class M Icu=55kA @ 415V 4-pole, line protection ETU550, LSI, In=630A overload protection Ir=250A...630A short-circuit protection Isd=0.6..9x In, Ii=1.5..9x In N conductor protection adjustable (OFF, up to 100%) nut keeper kit circuit breaker 3VA2 IEC frame 630 breaking capacity class M Icu=55kA @ 415V 4-pole, line protection ETU550, LSI, In=630A overload protection UNIVERSAL RELEASE 24 V DC ACCESSORY FOR 3VA1 and 3VA20 up 3 AUXILIARY SWITCH CHANGEOVER H |  | 0 | 0
3VA2463-5JQ32-0AA0 |  | 3VA2463-5JQ32-0AA0 | 1 | UN | 1 | 5 | B | D | EAR99 | N | 85362090 | 1 | 4042948807705 | 5.155 | KG | 2516 | 2448 | LP18 | LP18 | circuit breaker 3VA2 IEC frame 630 breaking capacity class M Icu=55kA @ 415V 3-pole, line protection ETU560, LSIG, In=630A overload protection Ir=250A...630A short-circuit protection Isd=0.6..9x In, Ii=1.5..9x In N conductor protection optionally with external current transformer, up to 160% gr.-fault prot., can be sw. off Ig=0.2...1 x In, tg=0.05-0.8s nut keeper kit | Lista Papel 2020 SI | 0 | 0
3VA2463-5JQ32-0AB0 |  | 3VA2463-5JQ32-0AB0 | 1 | UN | 1 | 10 | C | D | EAR99 | N | 85362090 | 1 | 4042949054832 | 4.4 | KG | 2692.8 | 2692.8 | LP18 | LP18 | circuit breaker 3VA2 IEC frame 630 breaking capacity class M Icu=55kA @ 415V 3-pole, line protection ETU560, LSIG, In=630A overload protection Ir=250A...630A short-circuit protection Isd=0.6..9 x In, Ii=1.5..9 x In N conductor protection optionally with external current transformer, up to 160% gr.-fault prot., can be sw. off Ig=0.2...1 x In, tg=0.05-0.8s nut keeper kit 2 auxiliary switches HP | - | 0 | 0
3VA2463-5JQ32-0AC0 |  | 3VA2463-5JQ32-0AC0 | 1 | UN | 1 | 10 | C | D | EAR99 | N | 85362090 | 1 | 4042949056928 | 4.4 | KG | 2675.2 | 2675.2 | LP18 | LP18 | circuit breaker 3VA2 IEC frame 630 breaking capacity class M Icu=55kA @ 415V 3-pole, line protection ETU560, LSIG, In=630A overload protection Ir=250A...630A short-circuit protection Isd=0.6..9 x In, Ii=1.5..9 x In N conductor protection optionally with external current transformer, up to 160% gr.-fault prot., can be sw. off Ig=0.2...1 x In, tg=0.05-0.8s nut keeper kit 2 auxiliary switches HQ | - | 0 | 0
3VA2463-5JQ32-0AD0 |  | 3VA2463-5JQ32-0AD0 | 1 | UN | 1 | 10 | C | D | EAR99 | N | 85362090 | 1 | 4042949059011 | 4.4 | KG | 2692.8 | 2692.8 | LP18 | LP18 | circuit breaker 3VA2 IEC frame 630 breaking capacity class M Icu=55kA @ 415V 3-pole, line protection ETU560, LSIG, In=630A overload protection Ir=250A...630A short-circuit protection Isd=0.6..9 x In, Ii=1.5..9 x In N conductor protection optionally with external current transformer, up to 160% gr.-fault prot., can be sw. off Ig=0.2...1 x In, tg=0.05-0.8s nut keeper kit 3 auxiliary switches HQ | - | 0 | 0
3VA2463-5JQ32-0AE0 |  | 3VA2463-5JQ32-0AE0 | 1 | UN | 1 | 10 | C | D | EAR99 | N | 85362090 | 1 | 4042949061106 | 4.4 | KG | 2710.4 | 2710.4 | LP18 | LP18 | circuit breaker 3VA2 IEC frame 630 breaking capacity class M Icu=55kA @ 415V 3-pole, line protection ETU560, LSIG, In=630A overload protection Ir=250A...630A short-circuit protection Isd=0.6..9 x In, Ii=1.5..9 x In N conductor protection optionally with external current transformer, up to 160% gr.-fault prot., can be sw. off Ig=0.2...1 x In, tg=0.05-0.8s nut keeper kit 4 auxiliary switches HQ | - | 0 | 0
3VA2463-5JQ32-0AF0 |  | 3VA2463-5JQ32-0AF0 | 1 | UN | 1 | 10 | C | D | EAR99 | N | 85362090 | 1 | 4042949063193 | 4.4 | KG | 2675.2 | 2675.2 | LP18 | LP18 | circuit breaker 3VA2 IEC frame 630 breaking capacity class M Icu=55kA @ 415V 3-pole, line protection ETU560, LSIG, In=630A overload protection Ir=250A...630A short-circuit protection Isd=0.6..9 x In, Ii=1.5..9 x In N conductor protection optionally with external current transformer, up to 160% gr.-fault prot., can be sw. off Ig=0.2...1 x In, tg=0.05-0.8s nut keeper kit 1 auxiliary switch HQ 1 trip alarm switch HQ | - | 0 | 0
3VA2463-5JQ32-0AG0 |  | 3VA2463-5JQ32-0AG0 | 1 | UN | 1 | 10 | C | D | EAR99 | N | 85362090 | 1 | 4042949065289 | 4.4 | KG | 2692.8 | 2692.8 | LP18 | LP18 | circuit breaker 3VA2 IEC frame 630 breaking capacity class M Icu=55kA @ 415V 3-pole, line protection ETU560, LSIG, In=630A overload protection Ir=250A...630A short-circuit protection Isd=0.6..9 x In, Ii=1.5..9 x In N conductor protection optionally with external current transformer, up to 160% gr.-fault prot., can be sw. off Ig=0.2...1 x In, tg=0.05-0.8s nut keeper kit 1 auxiliary switch HP 1 trip alarm switch HP | - | 0 | 0
3VA2463-5JQ32-0AH0 |  | 3VA2463-5JQ32-0AH0 | 1 | UN | 1 | 10 | C | D | EAR99 | N | 85362090 | 1 | 4042949067375 | 4.4 | KG | 2692.8 | 2692.8 | LP18 | LP18 | circuit breaker 3VA2 IEC frame 630 breaking capacity class M Icu=55kA @ 415V 3-pole, line protection ETU560, LSIG, In=630A overload protection Ir=250A...630A short-circuit protection Isd=0.6..9 x In, Ii=1.5..9 x In N conductor protection optionally with external current transformer, up to 160% gr.-fault prot., can be sw. off Ig=0.2...1 x In, tg=0.05-0.8s nut keeper kit 2 auxiliary switches HQ 1 trip alarm switch HQ | - | 0 | 0
3VA2463-5JQ32-0AJ0 |  | 3VA2463-5JQ32-0AJ0 | 1 | UN | 1 | 10 | C | D | EAR99 | N | 85362090 | 1 | 4042949067733 | 4.4 | KG | 2728 | 2728 | LP18 | LP18 | circuit breaker 3VA2 IEC frame 630 breaking capacity class M Icu=55kA @ 415V 3-pole, line protection ETU560, LSIG, In=630A overload protection Ir=250A...630A short-circuit protection Isd=0.6..9 x In, Ii=1.5..9 x In N conductor protection optionally with external current transformer, up to 160% gr.-fault prot., can be sw. off Ig=0.2...1 x In, tg=0.05-0.8s nut keeper kit 2 auxiliary switches HP 1 trip alarm switch HP | - | 0 | 0
3VA2463-5JQ32-0BA0 |  | 3VA2463-5JQ32-0BA0 | 1 | UN | 1 | 10 | C | D | EAR99 | N | 85362090 | 1 | 4042949042297 | 4.4 | KG | 2728 | 2728 | LP18 | LP18 | circuit breaker 3VA2 IEC frame 630 breaking capacity class M Icu=55kA @ 415V 3-pole, line protection ETU560, LSIG, In=630A overload protection Ir=250A...630A short-circuit protection Isd=0.6..9 x In, Ii=1.5..9 x In N conductor protection optionally with external current transformer, up to 160% gr.-fault prot., can be sw. off Ig=0.2...1 x In, tg=0.05-0.8s nut keeper kit undervoltage release (UVR) 24V DC | - | 0 | 0
3VA2463-5JQ32-0BC0 |  | 3VA2463-5JQ32-0BC0 | 1 | UN | 1 | 10 | C | D | EAR99 | N | 85362090 | 1 | 4042949069829 | 4.4 | KG | 2772 | 2772 | LP18 | LP18 | circuit breaker 3VA2 IEC frame 630 breaking capacity class M Icu=55kA @ 415V 3-pole, line protection ETU560, LSIG, In=630A overload protection Ir=250A...630A short-circuit protection Isd=0.6..9 x In, Ii=1.5..9 x In N conductor protection optionally with external current transformer, up to 160% gr.-fault prot., can be sw. off Ig=0.2...1 x In, tg=0.05-0.8s nut keeper kit undervoltage release (UVR) 24V DC 2 auxiliary switches HQ | - | 0 | 0
3VA2463-5JQ32-0BH0 |  | 3VA2463-5JQ32-0BH0 | 1 | UN | 1 | 10 | C | D | EAR99 | N | 85362090 | 1 | 4042949082361 | 4.4 | KG | 2789.6 | 2789.6 | LP18 | LP18 | circuit breaker 3VA2 IEC frame 630 breaking capacity class M Icu=55kA @ 415V 3-pole, line protection ETU560, LSIG, In=630A overload protection Ir=250A...630A short-circuit protection Isd=0.6..9 x In, Ii=1.5..9 x In N conductor protection optionally with external current transformer, up to 160% gr.-fault prot., can be sw. off Ig=0.2...1 x In, tg=0.05-0.8s nut keeper kit undervoltage release (UVR) 24V DC 2 auxiliary switches HQ 1 trip alarm switch HQ | - | 0 | 0
3VA2463-5JQ32-0BL0 |  | 3VA2463-5JQ32-0BL0 | 1 | UN | 1 | 10 | C | D | EAR99 | N | 85362090 | 1 | 4042949093176 | 4.4 | KG | 2833.6 | 2833.6 | LP18 | LP18 | circuit breaker 3VA2 IEC frame 630 breaking capacity class M Icu=55kA @ 415V 3-pole, line protection ETU560, LSIG, In=630A overload protection Ir=250A...630A short-circuit protection Isd=0.6..9 x In, Ii=1.5..9 x In N conductor protection, opt. w. ext. curr. transf., up to 160% gr.-fault prot., can be sw. off Ig=0.2...1 x In= tg=0.05-0.8s nut keeper kit undervoltage release (UVR) 24V DC 2 auxiliary switches HQ 1 trip alarm switch HQ 1 electrical alarm switch | - | 0 | 0
3VA2463-5JQ32-0CA0 |  | 3VA2463-5JQ32-0CA0 | 1 | UN | 1 | 10 | C | D | EAR99 | N | 85362090 | 1 | 4042949044383 | 4.4 | KG | 2728 | 2728 | LP18 | LP18 | circuit breaker 3VA2 IEC frame 630 breaking capacity class M Icu=55kA @ 415V 3-pole, line protection ETU560, LSIG, In=630A overload protection Ir=250A...630A short-circuit protection Isd=0.6..9 x In, Ii=1.5..9 x In N conductor protection optionally with external current transformer, up to 160% gr.-fault prot., can be sw. off Ig=0.2...1 x In, tg=0.05-0.8s nut keeper kit undervoltage release (UVR) 120-127V AC 50/60Hz | - | 0 | 0
3VA2463-5JQ32-0CC0 |  | 3VA2463-5JQ32-0CC0 | 1 | UN | 1 | 10 | C | D | EAR99 | N | 85362090 | 1 | 4042949071914 | 4.4 | KG | 2772 | 2772 | LP18 | LP18 | circuit breaker 3VA2 IEC frame 630 breaking capacity class M Icu=55kA @ 415V 3-pole, line protection ETU560, LSIG, In=630A overload protection Ir=250A...630A short-circuit protection Isd=0.6..9 x In, Ii=1.5..9 x In N conductor protection optionally with external current transformer, up to 160% gr.-fault prot., can be sw. off Ig=0.2...1 x In, tg=0.05-0.8s nut keeper kit undervoltage release (UVR) 120-127V AC 50/60Hz 2 auxiliary switches HQ | - | 0 | 0
3VA2463-5JQ32-0CH0 |  | 3VA2463-5JQ32-0CH0 | 1 | UN | 1 | 10 | C | D | EAR99 | N | 85362090 | 1 | 4042949084457 | 4.4 | KG | 2789.6 | 2789.6 | LP18 | LP18 | circuit breaker 3VA2 IEC frame 630 breaking capacity class M Icu=55kA @ 415V 3-pole, line protection ETU560, LSIG, In=630A overload protection Ir=250A...630A short-circuit protection Isd=0.6..9 x In, Ii=1.5..9 x In N conductor protection optionally with external current transformer, up to 160% gr.-fault prot., can be sw. off Ig=0.2...1 x In, tg=0.05-0.8s nut keeper kit undervoltage release (UVR) 120-127V AC 50/60Hz 2 auxiliary switches HQ 1 trip alarm switch HQ | - | 0 | 0
3VA2463-5JQ32-0CL0 |  | 3VA2463-5JQ32-0CL0 | 1 | UN | 1 | 10 | C | D | EAR99 | N | 85362090 | 1 | 4042949093534 | 4.4 | KG | 2833.6 | 2833.6 | LP18 | LP18 | circuit breaker 3VA2 IEC frame 630 breaking capacity class M Icu=55kA @ 415V 3-pole, line protection ETU560, LSIG, In=630A overload protection Ir=250A...630A short-circuit protection Isd=0.6..9 x In, Ii=1.5..9 x In N conductor protection, opt. w. ext. curr. transf., up to 160% gr.-fault prot., can be sw. off Ig=0.2...1 x In= tg=0.05-0.8s nut keeper kit undervoltage release (UVR) 120-127V AC 50/60Hz 2 auxiliary switches HQ 1 trip alarm switch HQ 1 electrical alarm switch | - | 0 | 0
3VA2463-5JQ32-0DA0 |  | 3VA2463-5JQ32-0DA0 | 1 | UN | 1 | 10 | C | D | EAR99 | N | 85362090 | 1 | 4042949046479 | 4.4 | KG | 2728 | 2728 | LP18 | LP18 | circuit breaker 3VA2 IEC frame 630 breaking capacity class M Icu=55kA @ 415V 3-pole, line protection ETU560, LSIG, In=630A overload protection Ir=250A...630A short-circuit protection Isd=0.6..9 x In, Ii=1.5..9 x In N conductor protection optionally with external current transformer, up to 160% gr.-fault prot., can be sw. off Ig=0.2...1 x In, tg=0.05-0.8s nut keeper kit undervoltage release (UVR) 208-230V AC 50/60Hz | - | 0 | 0
3VA2463-5JQ32-0DC0 |  | 3VA2463-5JQ32-0DC0 | 1 | UN | 1 | 10 | C | D | EAR99 | N | 85362090 | 1 | 4042949074007 | 4.4 | KG | 2772 | 2772 | LP18 | LP18 | circuit breaker 3VA2 IEC frame 630 breaking capacity class M Icu=55kA @ 415V 3-pole, line protection ETU560, LSIG, In=630A overload protection Ir=250A...630A short-circuit protection Isd=0.6..9 x In, Ii=1.5..9 x In N conductor protection optionally with external current transformer, up to 160% gr.-fault prot., can be sw. off Ig=0.2...1 x In, tg=0.05-0.8s nut keeper kit undervoltage release (UVR) 208-230V AC 50/60Hz 2 auxiliary switches HQ | - | 0 | 0
3VA2463-5JQ32-0DH0 |  | 3VA2463-5JQ32-0DH0 | 1 | UN | 1 | 10 | C | D | EAR99 | N | 85362090 | 1 | 4042949086543 | 4.4 | KG | 2789.6 | 2789.6 | LP18 | LP18 | circuit breaker 3VA2 IEC frame 630 breaking capacity class M Icu=55kA @ 415V 3-pole, line protection ETU560, LSIG, In=630A overload protection Ir=250A...630A short-circuit protection Isd=0.6..9 x In, Ii=1.5..9 x In N conductor protection optionally with external current transformer, up to 160% gr.-fault prot., can be sw. off Ig=0.2...1 x In, tg=0.05-0.8s nut keeper kit undervoltage release (UVR) 208-230V AC 50/60Hz 2 auxiliary switches HQ 1 trip alarm switch HQ | - | 0 | 0
3VA2463-5JQ32-0DL0 |  | 3VA2463-5JQ32-0DL0 | 1 | UN | 1 | 10 | C | D | EAR99 | N | 85362090 | 1 | 4042949093893 | 4.4 | KG | 2833.6 | 2833.6 | LP18 | LP18 | circuit breaker 3VA2 IEC frame 630 breaking capacity class M Icu=55kA @ 415V 3-pole, line protection ETU560, LSIG, In=630A overload protection Ir=250A...630A short-circuit protection Isd=0.6..9 x In, Ii=1.5..9 x In N conductor protection, opt. w. ext. curr. transf., up to 160% gr.-fault prot., can be sw. off Ig=0.2...1 x In= tg=0.05-0.8s nut keeper kit undervoltage release (UVR) 208-230V AC 50/60Hz 2 auxiliary switches HQ 1 trip alarm switch HQ 1 electrical alarm switch | - | 0 | 0
3VA2463-5JQ32-0HA0 |  | 3VA2463-5JQ32-0HA0 | 1 | UN | 1 | 10 | C | D | EAR99 | N | 85362090 | 1 | 4042949048565 | 4.4 | KG | 2701.6 | 2701.6 | LP18 | LP18 | circuit breaker 3VA2 IEC frame 630 breaking capacity class M Icu=55kA @ 415V 3-pole, line protection ETU560, LSIG, In=630A overload protection Ir=250A...630A short-circuit protection Isd=0.6..9 x In, Ii=1.5..9 x In N conductor protection optionally with external current transformer, up to 160% gr.-fault prot., can be sw. off Ig=0.2...1 x In, tg=0.05-0.8s nut keeper kit shunt trip (STL) 12-30V DC; 24V AC 50/60Hz | - | 0 | 0
3VA2463-5JQ32-0HC0 |  | 3VA2463-5JQ32-0HC0 | 1 | UN | 1 | 10 | C | D | EAR99 | N | 85362090 | 1 | 4042949076094 | 4.4 | KG | 2745.6 | 2745.6 | LP18 | LP18 | circuit breaker 3VA2 IEC frame 630 breaking capacity class M Icu=55kA @ 415V 3-pole, line protection ETU560, LSIG, In=630A overload protection Ir=250A...630A short-circuit protection Isd=0.6..9 x In, Ii=1.5..9 x In N conductor protection optionally with external current transformer, up to 160% gr.-fault prot., can be sw. off Ig=0.2...1 x In, tg=0.05-0.8s nut keeper kit shunt trip (STL) 12-30V DC; 24V AC 50/60Hz 2 auxiliary switches HQ | - | 0 | 0
3VA2463-5JQ32-0HH0 |  | 3VA2463-5JQ32-0HH0 | 1 | UN | 1 | 10 | C | D | EAR99 | N | 85362090 | 1 | 4042949088639 | 4.4 | KG | 2772 | 2772 | LP18 | LP18 | circuit breaker 3VA2 IEC frame 630 breaking capacity class M Icu=55kA @ 415V 3-pole, line protection ETU560, LSIG, In=630A overload protection Ir=250A...630A short-circuit protection Isd=0.6..9 x In, Ii=1.5..9 x In N conductor protection optionally with external current transformer, up to 160% gr.-fault prot., can be sw. off Ig=0.2...1 x In, tg=0.05-0.8s nut keeper kit shunt trip (STL) 12-30V DC; 24V AC 50/60Hz 2 auxiliary switches HQ 1 trip alarm switch HQ | - | 0 | 0
3VA2463-5JQ32-0HL0 |  | 3VA2463-5JQ32-0HL0 | 1 | UN | 1 | 10 | C | D | EAR99 | N | 85362090 | 1 | 4042949094258 | 4.4 | KG | 2798.4 | 2798.4 | LP18 | LP18 | circuit breaker 3VA2 IEC frame 630 breaking capacity class M Icu=55kA @ 415V 3-pole, line protection ETU560, LSIG, In=630A overload protection Ir=250A...630A short-circuit protection Isd=0.6..9 x In, Ii=1.5..9 x In N conductor protection, opt. w. ext. curr. transf., up to 160% gr.-fault prot., can be sw. off Ig=0.2...1 x In= tg=0.05-0.8s nut keeper kit shunt trip (STL) 12-30V DC; 24V AC 50/60Hz 2 auxiliary switches HQ 1 trip alarm switch HQ 1 electrical alarm switch | - | 0 | 0
3VA2463-5JQ32-0JA0 |  | 3VA2463-5JQ32-0JA0 | 1 | UN | 1 | 10 | C | D | EAR99 | N | 85362090 | 1 | 4042949050650 | 4.4 | KG | 2701.6 | 2701.6 | LP18 | LP18 | circuit breaker 3VA2 IEC frame 630 breaking capacity class M Icu=55kA @ 415V 3-pole, line protection ETU560, LSIG, In=630A overload protection Ir=250A...630A short-circuit protection Isd=0.6..9 x In, Ii=1.5..9 x In N conductor protection optionally with external current transformer, up to 160% gr.-fault prot., can be sw. off Ig=0.2...1 x In, tg=0.05-0.8s nut keeper kit shunt trip (STL) 110-127V DC, AC 50/60Hz | - | 0 | 0
3VA2463-5JQ32-0JC0 |  | 3VA2463-5JQ32-0JC0 | 1 | UN | 1 | 10 | C | D | EAR99 | N | 85362090 | 1 | 4042949078180 | 4.4 | KG | 2745.6 | 2745.6 | LP18 | LP18 | circuit breaker 3VA2 IEC frame 630 breaking capacity class M Icu=55kA @ 415V 3-pole, line protection ETU560, LSIG, In=630A overload protection Ir=250A...630A short-circuit protection Isd=0.6..9 x In, Ii=1.5..9 x In N conductor protection optionally with external current transformer, up to 160% gr.-fault prot., can be sw. off Ig=0.2...1 x In, tg=0.05-0.8s nut keeper kit shunt trip (STL) 110-127V DC, AC 50/60Hz 2 auxiliary switches HQ | - | 0 | 0
3VA2463-5JQ32-0JH0 |  | 3VA2463-5JQ32-0JH0 | 1 | UN | 1 | 10 | C | D | EAR99 | N | 85362090 | 1 | 4042949090724 | 4.4 | KG | 2772 | 2772 | LP18 | LP18 | circuit breaker 3VA2 IEC frame 630 breaking capacity class M Icu=55kA @ 415V 3-pole, line protection ETU560, LSIG, In=630A overload protection Ir=250A...630A short-circuit protection Isd=0.6..9 x In, Ii=1.5..9 x In N conductor protection optionally with external current transformer, up to 160% gr.-fault prot., can be sw. off Ig=0.2...1 x In, tg=0.05-0.8s nut keeper kit shunt trip (STL) 110-127V DC, AC 50/60Hz 2 auxiliary switches HQ 1 trip alarm switch HQ | - | 0 | 0
3VA2463-5JQ32-0JL0 |  | 3VA2463-5JQ32-0JL0 | 1 | UN | 1 | 10 | C | D | EAR99 | N | 85362090 | 1 | 4042949094616 | 4.4 | KG | 2798.4 | 2798.4 | LP18 | LP18 | circuit breaker 3VA2 IEC frame 630 breaking capacity class M Icu=55kA @ 415V 3-pole, line protection ETU560, LSIG, In=630A overload protection Ir=250A...630A short-circuit protection Isd=0.6..9 x In, Ii=1.5..9 x In N conductor protection, opt. w. ext. curr. transf., up to 160% gr.-fault prot., can be sw. off Ig=0.2...1 x In= tg=0.05-0.8s nut keeper kit shunt trip (STL) 110-127V DC, AC 50/60Hz 2 auxiliary switches HQ 1 trip alarm switch HQ 1 electrical alarm switch | - | 0 | 0
3VA2463-5JQ32-0KA0 |  | 3VA2463-5JQ32-0KA0 | 1 | UN | 1 | 10 | C | D | EAR99 | N | 85362090 | 1 | 4042949052746 | 4.4 | KG | 2701.6 | 2701.6 | LP18 | LP18 | circuit breaker 3VA2 IEC frame 630 breaking capacity class M Icu=55kA @ 415V 3-pole, line protection ETU560, LSIG, In=630A overload protection Ir=250A...630A short-circuit protection Isd=0.6..9 x In, Ii=1.5..9 x In N conductor protection optionally with external current transformer, up to 160% gr.-fault prot., can be sw. off Ig=0.2...1 x In, tg=0.05-0.8s nut keeper kit shunt trip (STL) 220-250V DC; 208-277V AC | - | 0 | 0
3VA2463-5JQ32-0KC0 |  | 3VA2463-5JQ32-0KC0 | 1 | UN | 1 | 10 | C | D | EAR99 | N | 85362090 | 1 | 4042949080275 | 4.4 | KG | 2745.6 | 2745.6 | LP18 | LP18 | circuit breaker 3VA2 IEC frame 630 breaking capacity class M Icu=55kA @ 415V 3-pole, line protection ETU560, LSIG, In=630A overload protection Ir=250A...630A short-circuit protection Isd=0.6..9 x In, Ii=1.5..9 x In N conductor protection optionally with external current transformer, up to 160% gr.-fault prot., can be sw. off Ig=0.2...1 x In, tg=0.05-0.8s nut keeper kit shunt trip (STL) 220-250V DC; 208-277V AC 2 auxiliary switches HQ | - | 0 | 0
3VA2463-5JQ32-0KH0 |  | 3VA2463-5JQ32-0KH0 | 1 | UN | 1 | 10 | C | D | EAR99 | N | 85362090 | 1 | 4042949092810 | 4.4 | KG | 2772 | 2772 | LP18 | LP18 | circuit breaker 3VA2 IEC frame 630 breaking capacity class M Icu=55kA @ 415V 3-pole, line protection ETU560, LSIG, In=630A overload protection Ir=250A...630A short-circuit protection Isd=0.6..9 x In, Ii=1.5..9 x In N conductor protection optionally with external current transformer, up to 160% gr.-fault prot., can be sw. off Ig=0.2...1 x In, tg=0.05-0.8s nut keeper kit shunt trip (STL) 220-250V DC; 208-277V AC 2 auxiliary switches HQ 1 trip alarm switch HQ | - | 0 | 0
3VA2463-5JQ32-0KL0 |  | 3VA2463-5JQ32-0KL0 | 1 | UN | 1 | 10 | C | D | EAR99 | N | 85362090 | 1 | 4042949094975 | 4.4 | KG | 2798.4 | 2798.4 | LP18 | LP18 | circuit breaker 3VA2 IEC frame 630 breaking capacity class M Icu=55kA @ 415V 3-pole, line protection ETU560, LSIG, In=630A overload protection Ir=250A...630A short-circuit protection Isd=0.6..9 x In, Ii=1.5..9 x In N conductor protection, opt. w. ext. curr. transf., up to 160% gr.-fault prot., can be sw. off Ig=0.2...1 x In= tg=0.05-0.8s nut keeper kit shunt trip (STL) 220-250V DC; 208-277V AC 2 auxiliary switches HQ 1 trip alarm switch HQ 1 electrical alarm switch | - | 0 | 0
3VA2463-5JQ42-0AA0 |  | 3VA2463-5JQ42-0AA0 | 1 | UN | 1 | 5 | B | D | EAR99 | N | 85362090 | 1 | 4042948808269 | 6.7 | KG | 3085.5 | 3000.5 | LP18 | LP18 | circuit breaker 3VA2 IEC frame 630 breaking capacity class M Icu=55kA @ 415V 4-pole, line protection ETU560, LSIG, In=630A overload protection Ir=250A...630A short-circuit protection Isd=0.6..9x In, Ii=1.5..9x In N conductor protection adjustable (OFF, up to 100%) gr.-fault prot., can be sw. off Ig=0.2...1 x In= tg=0.05-0.8s nut keeper kit | Lista Papel 2020 SI | 0 | 0
3VA2463-5KP32-0AA0 |  | 3VA2463-5KP32-0AA0 | 1 | UN | 1 | 5 | B | D | EAR99 | N | 85362090 | 1 | 4042948807712 | 5.277 | KG | 2465 | 2397 | LP18 | LP18 | circuit breaker 3VA2 IEC frame 630 breaking capacity class M Icu=55kA @ 415V 3-pole, line protection ETU850, LSI, In=630A overload protection Ir=250A...630A short-circuit protection Isd=0.6..9x In, Ii=1.5..9x In N conductor protection optionally with external current transformer, up to 160% nut keeper kit | Lista Papel 2020 SI | 0 | 0
3VA2463-5KP32-0AB0 |  | 3VA2463-5KP32-0AB0 | 1 | UN | 1 | 10 | C | D | EAR99 | N | 85362090 | 1 | 4042949054825 | 4.4 | KG | 2622.4 | 2622.4 | LP18 | LP18 | circuit breaker 3VA2 IEC frame 630 breaking capacity class M Icu=55kA @ 415V 3-pole, line protection ETU850, LSI, In=630A overload protection Ir=250A...630A short-circuit protection Isd=0.6..9 x In, Ii=1.5..9 x In N conductor protection optionally with external current transformer, up to 160% nut keeper kit 2 auxiliary switches HP | - | 0 | 0
3VA2463-5KP32-0AC0 |  | 3VA2463-5KP32-0AC0 | 1 | UN | 1 | 10 | C | D | EAR99 | N | 85362090 | 1 | 4042949056911 | 4.4 | KG | 2604.8 | 2604.8 | LP18 | LP18 | circuit breaker 3VA2 IEC frame 630 breaking capacity class M Icu=55kA @ 415V 3-pole, line protection ETU850, LSI, In=630A overload protection Ir=250A...630A short-circuit protection Isd=0.6..9 x In, Ii=1.5..9 x In N conductor protection optionally with external current transformer, up to 160% nut keeper kit 2 auxiliary switches HQ | - | 0 | 0
3VA2463-5KP32-0AD0 |  | 3VA2463-5KP32-0AD0 | 1 | UN | 1 | 10 | C | D | EAR99 | N | 85362090 | 1 | 4042949059004 | 4.4 | KG | 2622.4 | 2622.4 | LP18 | LP18 | circuit breaker 3VA2 IEC frame 630 breaking capacity class M Icu=55kA @ 415V 3-pole, line protection ETU850, LSI, In=630A overload protection Ir=250A...630A short-circuit protection Isd=0.6..9 x In, Ii=1.5..9 x In N conductor protection optionally with external current transformer, up to 160% nut keeper kit 3 auxiliary switches HQ | - | 0 | 0
3VA2463-5KP32-0AE0 |  | 3VA2463-5KP32-0AE0 | 1 | UN | 1 | 10 | C | D | EAR99 | N | 85362090 | 1 | 4042949061090 | 4.4 | KG | 2666.4 | 2666.4 | LP18 | LP18 | circuit breaker 3VA2 IEC frame 630 breaking capacity class M Icu=55kA @ 415V 3-pole, line protection ETU850, LSI, In=630A overload protection Ir=250A...630A short-circuit protection Isd=0.6..9 x In, Ii=1.5..9 x In N conductor protection optionally with external current transformer, up to 160% nut keeper kit 4 auxiliary switches HQ | - | 0 | 0
3VA2463-5KP32-0AF0 |  | 3VA2463-5KP32-0AF0 | 1 | UN | 1 | 10 | C | D | EAR99 | N | 85362090 | 1 | 4042949063186 | 4.4 | KG | 2604.8 | 2604.8 | LP18 | LP18 | circuit breaker 3VA2 IEC frame 630 breaking capacity class M Icu=55kA @ 415V 3-pole, line protection ETU850, LSI, In=630A overload protection Ir=250A...630A short-circuit protection Isd=0.6..9 x In, Ii=1.5..9 x In N conductor protection optionally with external current transformer, up to 160% nut keeper kit 1 auxiliary switch HQ 1 trip alarm switch HQ | - | 0 | 0
3VA2463-5KP32-0AG0 |  | 3VA2463-5KP32-0AG0 | 1 | UN | 1 | 10 | C | D | EAR99 | N | 85362090 | 1 | 4042949065272 | 4.4 | KG | 2622.4 | 2622.4 | LP18 | LP18 | circuit breaker 3VA2 IEC frame 630 breaking capacity class M Icu=55kA @ 415V 3-pole, line protection ETU850, LSI, In=630A overload protection Ir=250A...630A short-circuit protection Isd=0.6..9 x In, Ii=1.5..9 x In N conductor protection optionally with external current transformer, up to 160% nut keeper kit 1 auxiliary switch HP 1 trip alarm switch HP | - | 0 | 0
3VA2463-5KP32-0AH0 |  | 3VA2463-5KP32-0AH0 | 1 | UN | 1 | 10 | C | D | EAR99 | N | 85362090 | 1 | 4042949067368 | 4.4 | KG | 2622.4 | 2622.4 | LP18 | LP18 | circuit breaker 3VA2 IEC frame 630 breaking capacity class M Icu=55kA @ 415V 3-pole, line protection ETU850, LSI, In=630A overload protection Ir=250A...630A short-circuit protection Isd=0.6..9 x In, Ii=1.5..9 x In N conductor protection optionally with external current transformer, up to 160% nut keeper kit 2 auxiliary switches HQ 1 trip alarm switch HQ | - | 0 | 0
3VA2463-5KP32-0AJ0 |  | 3VA2463-5KP32-0AJ0 | 1 | UN | 1 | 10 | C | D | EAR99 | N | 85362090 | 1 | 4042949067726 | 4.4 | KG | 2684 | 2684 | LP18 | LP18 | circuit breaker 3VA2 IEC frame 630 breaking capacity class M Icu=55kA @ 415V 3-pole, line protection ETU850, LSI, In=630A overload protection Ir=250A...630A short-circuit protection Isd=0.6..9 x In, Ii=1.5..9 x In N conductor protection optionally with external current transformer, up to 160% nut keeper kit 2 auxiliary switches HP 1 trip alarm switch HP | - | 0 | 0
3VA2463-5KP32-0BA0 |  | 3VA2463-5KP32-0BA0 | 1 | UN | 1 | 10 | C | D | EAR99 | N | 85362090 | 1 | 4042949042280 | 4.4 | KG | 2684 | 2684 | LP18 | LP18 | circuit breaker 3VA2 IEC frame 630 breaking capacity class M Icu=55kA @ 415V 3-pole, line protection ETU850, LSI, In=630A overload protection Ir=250A...630A short-circuit protection Isd=0.6..9 x In, Ii=1.5..9 x In N conductor protection optionally with external current transformer, up to 160% nut keeper kit undervoltage release (UVR) 24V DC | - | 0 | 0
3VA2463-5KP32-0BC0 |  | 3VA2463-5KP32-0BC0 | 1 | UN | 1 | 10 | C | D | EAR99 | N | 85362090 | 1 | 4042949069812 | 4.4 | KG | 2728 | 2728 | LP18 | LP18 | circuit breaker 3VA2 IEC frame 630 breaking capacity class M Icu=55kA @ 415V 3-pole, line protection ETU850, LSI, In=630A overload protection Ir=250A...630A short-circuit protection Isd=0.6..9 x In, Ii=1.5..9 x In N conductor protection optionally with external current transformer, up to 160% nut keeper kit undervoltage release (UVR) 24V DC 2 auxiliary switches HQ | - | 0 | 0
3VA2463-5KP32-0BH0 |  | 3VA2463-5KP32-0BH0 | 1 | UN | 1 | 10 | C | D | EAR99 | N | 85362090 | 1 | 4042949082354 | 4.4 | KG | 2745.6 | 2745.6 | LP18 | LP18 | circuit breaker 3VA2 IEC frame 630 breaking capacity class M Icu=55kA @ 415V 3-pole, line protection ETU850, LSI, In=630A overload protection Ir=250A...630A short-circuit protection Isd=0.6..9 x In, Ii=1.5..9 x In N conductor protection optionally with external current transformer, up to 160% nut keeper kit undervoltage release (UVR) 24V DC 2 auxiliary switches HQ 1 trip alarm switch HQ | - | 0 | 0
3VA2463-5KP32-0BL0 |  | 3VA2463-5KP32-0BL0 | 1 | UN | 1 | 10 | C | D | EAR99 | N | 85362090 | 1 | 4042949093169 | 4.4 | KG | 2780.8 | 2780.8 | LP18 | LP18 | circuit breaker 3VA2 IEC frame 630 breaking capacity class M Icu=55kA @ 415V 3-pole, line protection ETU850, LSI, In=630A overload protection Ir=250A...630A short-circuit protection Isd=0.6..9 x In, Ii=1.5..9 x In N conductor protection optionally with external current transformer, up to 160% nut keeper kit undervoltage release (UVR) 24V DC 2 auxiliary switches HQ 1 trip alarm switch HQ 1 electrical alarm switch | - | 0 | 0
3VA2463-5KP32-0CA0 |  | 3VA2463-5KP32-0CA0 | 1 | UN | 1 | 10 | C | D | EAR99 | N | 85362090 | 1 | 4042949044376 | 4.4 | KG | 2684 | 2684 | LP18 | LP18 | circuit breaker 3VA2 IEC frame 630 breaking capacity class M Icu=55kA @ 415V 3-pole, line protection ETU850, LSI, In=630A overload protection Ir=250A...630A short-circuit protection Isd=0.6..9 x In, Ii=1.5..9 x In N conductor protection optionally with external current transformer, up to 160% nut keeper kit undervoltage release (UVR) 120-127V AC 50/60Hz | - | 0 | 0
3VA2463-5KP32-0CC0 |  | 3VA2463-5KP32-0CC0 | 1 | UN | 1 | 10 | C | D | EAR99 | N | 85362090 | 1 | 4042949071907 | 4.4 | KG | 2728 | 2728 | LP18 | LP18 | circuit breaker 3VA2 IEC frame 630 breaking capacity class M Icu=55kA @ 415V 3-pole, line protection ETU850, LSI, In=630A overload protection Ir=250A...630A short-circuit protection Isd=0.6..9 x In, Ii=1.5..9 x In N conductor protection optionally with external current transformer, up to 160% nut keeper kit undervoltage release (UVR) 120-127V AC 50/60Hz 2 auxiliary switches HQ | - | 0 | 0
3VA2463-5KP32-0CH0 |  | 3VA2463-5KP32-0CH0 | 1 | UN | 1 | 10 | C | D | EAR99 | N | 85362090 | 1 | 4042949084440 | 4.4 | KG | 2745.6 | 2745.6 | LP18 | LP18 | circuit breaker 3VA2 IEC frame 630 breaking capacity class M Icu=55kA @ 415V 3-pole, line protection ETU850, LSI, In=630A overload protection Ir=250A...630A short-circuit protection Isd=0.6..9 x In, Ii=1.5..9 x In N conductor protection optionally with external current transformer, up to 160% nut keeper kit undervoltage release (UVR) 120-127V AC 50/60Hz 2 auxiliary switches HQ 1 trip alarm switch HQ | - | 0 | 0
3VA2463-5KP32-0CL0 |  | 3VA2463-5KP32-0CL0 | 1 | UN | 1 | 10 | C | D | EAR99 | N | 85362090 | 1 | 4042949093527 | 4.4 | KG | 2780.8 | 2780.8 | LP18 | LP18 | circuit breaker 3VA2 IEC frame 630 breaking capacity class M Icu=55kA @ 415V 3-pole, line protection ETU850, LSI, In=630A overload protection Ir=250A...630A short-circuit protection Isd=0.6..9 x In, Ii=1.5..9 x In N conductor protection optionally with external current transformer, up to 160% nut keeper kit undervoltage release (UVR) 120-127V AC 50/60Hz 2 auxiliary switches HQ 1 trip alarm switch HQ 1 electrical alarm switch | - | 0 | 0
3VA2463-5KP32-0DA0 |  | 3VA2463-5KP32-0DA0 | 1 | UN | 1 | 10 | C | D | EAR99 | N | 85362090 | 1 | 4042949046462 | 4.4 | KG | 2684 | 2684 | LP18 | LP18 | circuit breaker 3VA2 IEC frame 630 breaking capacity class M Icu=55kA @ 415V 3-pole, line protection ETU850, LSI, In=630A overload protection Ir=250A...630A short-circuit protection Isd=0.6..9 x In, Ii=1.5..9 x In N conductor protection optionally with external current transformer, up to 160% nut keeper kit undervoltage release (UVR) 208-230V AC 50/60Hz | - | 0 | 0
3VA2463-5KP32-0DC0 |  | 3VA2463-5KP32-0DC0 | 1 | UN | 1 | 10 | C | D | EAR99 | N | 85362090 | 1 | 4042949073994 | 4.4 | KG | 2728 | 2728 | LP18 | LP18 | circuit breaker 3VA2 IEC frame 630 breaking capacity class M Icu=55kA @ 415V 3-pole, line protection ETU850, LSI, In=630A overload protection Ir=250A...630A short-circuit protection Isd=0.6..9 x In, Ii=1.5..9 x In N conductor protection optionally with external current transformer, up to 160% nut keeper kit undervoltage release (UVR) 208-230V AC 50/60Hz 2 auxiliary switches HQ | - | 0 | 0
3VA2463-5KP32-0DH0 |  | 3VA2463-5KP32-0DH0 | 1 | UN | 1 | 10 | C | D | EAR99 | N | 85362090 | 1 | 4042949086536 | 4.4 | KG | 2745.6 | 2745.6 | LP18 | LP18 | circuit breaker 3VA2 IEC frame 630 breaking capacity class M Icu=55kA @ 415V 3-pole, line protection ETU850, LSI, In=630A overload protection Ir=250A...630A short-circuit protection Isd=0.6..9 x In, Ii=1.5..9 x In N conductor protection optionally with external current transformer, up to 160% nut keeper kit undervoltage release (UVR) 208-230V AC 50/60Hz 2 auxiliary switches HQ 1 trip alarm switch HQ | - | 0 | 0
3VA2463-5KP32-0DL0 |  | 3VA2463-5KP32-0DL0 | 1 | UN | 1 | 10 | C | D | EAR99 | N | 85362090 | 1 | 4042949093886 | 4.4 | KG | 2780.8 | 2780.8 | LP18 | LP18 | circuit breaker 3VA2 IEC frame 630 breaking capacity class M Icu=55kA @ 415V 3-pole, line protection ETU850, LSI, In=630A overload protection Ir=250A...630A short-circuit protection Isd=0.6..9 x In, Ii=1.5..9 x In N conductor protection optionally with external current transformer, up to 160% nut keeper kit undervoltage release (UVR) 208-230V AC 50/60Hz 2 auxiliary switches HQ 1 trip alarm switch HQ 1 electrical alarm switch | - | 0 | 0
3VA2463-5KP32-0HA0 |  | 3VA2463-5KP32-0HA0 | 1 | UN | 1 | 10 | C | D | EAR99 | N | 85362090 | 1 | 4042949048558 | 4.4 | KG | 2640 | 2640 | LP18 | LP18 | circuit breaker 3VA2 IEC frame 630 breaking capacity class M Icu=55kA @ 415V 3-pole, line protection ETU850, LSI, In=630A overload protection Ir=250A...630A short-circuit protection Isd=0.6..9 x In, Ii=1.5..9 x In N conductor protection optionally with external current transformer, up to 160% nut keeper kit shunt trip (STL) 12-30V DC; 24V AC 50/60Hz | - | 0 | 0
3VA2463-5KP32-0HC0 |  | 3VA2463-5KP32-0HC0 | 1 | UN | 1 | 10 | C | D | EAR99 | N | 85362090 | 1 | 4042949076087 | 4.4 | KG | 2701.6 | 2701.6 | LP18 | LP18 | circuit breaker 3VA2 IEC frame 630 breaking capacity class M Icu=55kA @ 415V 3-pole, line protection ETU850, LSI, In=630A overload protection Ir=250A...630A short-circuit protection Isd=0.6..9 x In, Ii=1.5..9 x In N conductor protection optionally with external current transformer, up to 160% nut keeper kit shunt trip (STL) 12-30V DC; 24V AC 50/60Hz 2 auxiliary switches HQ | - | 0 | 0
3VA2463-5KP32-0HH0 |  | 3VA2463-5KP32-0HH0 | 1 | UN | 1 | 10 | C | D | EAR99 | N | 85362090 | 1 | 4042949088622 | 4.4 | KG | 2728 | 2728 | LP18 | LP18 | circuit breaker 3VA2 IEC frame 630 breaking capacity class M Icu=55kA @ 415V 3-pole, line protection ETU850, LSI, In=630A overload protection Ir=250A...630A short-circuit protection Isd=0.6..9 x In, Ii=1.5..9 x In N conductor protection optionally with external current transformer, up to 160% nut keeper kit shunt trip (STL) 12-30V DC; 24V AC 50/60Hz 2 auxiliary switches HQ 1 trip alarm switch HQ | - | 0 | 0
3VA2463-5KP32-0HL0 |  | 3VA2463-5KP32-0HL0 | 1 | UN | 1 | 10 | C | D | EAR99 | N | 85362090 | 1 | 4042949094241 | 4.4 | KG | 2754.4 | 2754.4 | LP18 | LP18 | circuit breaker 3VA2 IEC frame 630 breaking capacity class M Icu=55kA @ 415V 3-pole, line protection ETU850, LSI, In=630A overload protection Ir=250A...630A short-circuit protection Isd=0.6..9 x In, Ii=1.5..9 x In N conductor protection optionally with external current transformer, up to 160% nut keeper kit shunt trip (STL) 12-30V DC; 24V AC 50/60Hz 2 auxiliary switches HQ 1 trip alarm switch HQ 1 electrical alarm switch | - | 0 | 0
3VA2463-5KP32-0JA0 |  | 3VA2463-5KP32-0JA0 | 1 | UN | 1 | 10 | C | D | EAR99 | N | 85362090 | 1 | 4042949050643 | 4.4 | KG | 2640 | 2640 | LP18 | LP18 | circuit breaker 3VA2 IEC frame 630 breaking capacity class M Icu=55kA @ 415V 3-pole, line protection ETU850, LSI, In=630A overload protection Ir=250A...630A short-circuit protection Isd=0.6..9 x In, Ii=1.5..9 x In N conductor protection optionally with external current transformer, up to 160% nut keeper kit shunt trip (STL) 110-127V DC, AC 50/60Hz | - | 0 | 0
3VA2463-5KP32-0JC0 |  | 3VA2463-5KP32-0JC0 | 1 | UN | 1 | 10 | C | D | EAR99 | N | 85362090 | 1 | 4042949078173 | 4.4 | KG | 2701.6 | 2701.6 | LP18 | LP18 | circuit breaker 3VA2 IEC frame 630 breaking capacity class M Icu=55kA @ 415V 3-pole, line protection ETU850, LSI, In=630A overload protection Ir=250A...630A short-circuit protection Isd=0.6..9 x In, Ii=1.5..9 x In N conductor protection optionally with external current transformer, up to 160% nut keeper kit shunt trip (STL) 110-127V DC, AC 50/60Hz 2 auxiliary switches HQ | - | 0 | 0
3VA2463-5KP32-0JH0 |  | 3VA2463-5KP32-0JH0 | 1 | UN | 1 | 10 | C | D | EAR99 | N | 85362090 | 1 | 4042949090717 | 4.4 | KG | 2728 | 2728 | LP18 | LP18 | circuit breaker 3VA2 IEC frame 630 breaking capacity class M Icu=55kA @ 415V 3-pole, line protection ETU850, LSI, In=630A overload protection Ir=250A...630A short-circuit protection Isd=0.6..9 x In, Ii=1.5..9 x In N conductor protection optionally with external current transformer, up to 160% nut keeper kit shunt trip (STL) 110-127V DC, AC 50/60Hz 2 auxiliary switches HQ 1 trip alarm switch HQ | - | 0 | 0
3VA2463-5KP32-0JL0 |  | 3VA2463-5KP32-0JL0 | 1 | UN | 1 | 10 | C | D | EAR99 | N | 85362090 | 1 | 4042949094609 | 4.4 | KG | 2754.4 | 2754.4 | LP18 | LP18 | circuit breaker 3VA2 IEC frame 630 breaking capacity class M Icu=55kA @ 415V 3-pole, line protection ETU850, LSI, In=630A overload protection Ir=250A...630A short-circuit protection Isd=0.6..9 x In, Ii=1.5..9 x In N conductor protection optionally with external current transformer, up to 160% nut keeper kit shunt trip (STL) 110-127V DC, AC 50/60Hz 2 auxiliary switches HQ 1 trip alarm switch HQ 1 electrical alarm switch | - | 0 | 0
3VA2463-5KP32-0KA0 |  | 3VA2463-5KP32-0KA0 | 1 | UN | 1 | 10 | C | D | EAR99 | N | 85362090 | 1 | 4042949052739 | 4.4 | KG | 2640 | 2640 | LP18 | LP18 | circuit breaker 3VA2 IEC frame 630 breaking capacity class M Icu=55kA @ 415V 3-pole, line protection ETU850, LSI, In=630A overload protection Ir=250A...630A short-circuit protection Isd=0.6..9 x In, Ii=1.5..9 x In N conductor protection optionally with external current transformer, up to 160% nut keeper kit shunt trip (STL) 220-250V DC; 208-277V AC | - | 0 | 0
3VA2463-5KP32-0KC0 |  | 3VA2463-5KP32-0KC0 | 1 | UN | 1 | 10 | C | D | EAR99 | N | 85362090 | 1 | 4042949080268 | 4.4 | KG | 2701.6 | 2701.6 | LP18 | LP18 | circuit breaker 3VA2 IEC frame 630 breaking capacity class M Icu=55kA @ 415V 3-pole, line protection ETU850, LSI, In=630A overload protection Ir=250A...630A short-circuit protection Isd=0.6..9 x In, Ii=1.5..9 x In N conductor protection optionally with external current transformer, up to 160% nut keeper kit shunt trip (STL) 220-250V DC; 208-277V AC 2 auxiliary switches HQ | - | 0 | 0
3VA2463-5KP32-0KH0 |  | 3VA2463-5KP32-0KH0 | 1 | UN | 1 | 10 | C | D | EAR99 | N | 85362090 | 1 | 4042949092803 | 4.4 | KG | 2728 | 2728 | LP18 | LP18 | circuit breaker 3VA2 IEC frame 630 breaking capacity class M Icu=55kA @ 415V 3-pole, line protection ETU850, LSI, In=630A overload protection Ir=250A...630A short-circuit protection Isd=0.6..9 x In, Ii=1.5..9 x In N conductor protection optionally with external current transformer, up to 160% nut keeper kit shunt trip (STL) 220-250V DC; 208-277V AC 2 auxiliary switches HQ 1 trip alarm switch HQ | - | 0 | 0
3VA2463-5KP32-0KL0 |  | 3VA2463-5KP32-0KL0 | 1 | UN | 1 | 10 | C | D | EAR99 | N | 85362090 | 1 | 4042949094968 | 4.4 | KG | 2754.4 | 2754.4 | LP18 | LP18 | circuit breaker 3VA2 IEC frame 630 breaking capacity class M Icu=55kA @ 415V 3-pole, line protection ETU850, LSI, In=630A overload protection Ir=250A...630A short-circuit protection Isd=0.6..9 x In, Ii=1.5..9 x In N conductor protection optionally with external current transformer, up to 160% nut keeper kit shunt trip (STL) 220-250V DC; 208-277V AC 2 auxiliary switches HQ 1 trip alarm switch HQ 1 electrical alarm switch | - | 0 | 0
3VA2463-5KP42-0AA0 |  | 3VA2463-5KP42-0AA0 | 1 | UN | 1 | 5 | B | D | EAR99 | N | 85362090 | 1 | 4042948808276 | 6.771 | KG | 3043 | 2958 | LP18 | LP18 | circuit breaker 3VA2 IEC frame 630 breaking capacity class M Icu=55kA @ 415V 4-pole, line protection ETU850, LSI, In=630A overload protection Ir=250A...630A short-circuit protection Isd=0.6..9x In, Ii=1.5..9x In N conductor protection adjustable (OFF, up to 100%) nut keeper kit | Lista Papel 2020 SI | 0 | 0
3VA2463-5KQ32-0AA0 |  | 3VA2463-5KQ32-0AA0 | 1 | UN | 1 | 5 | B | D | EAR99 | N | 85362090 | 1 | 4042948807729 | 5.246 | KG | 2626.5 | 2550 | LP18 | LP18 | circuit breaker 3VA2 IEC frame 630 breaking capacity class M Icu=55kA @ 415V 3-pole, line protection ETU860, LSIG, In=630A overload protection Ir=250A...630A short-circuit protection Isd=0.6..9x In, Ii=1.5..9x In N conductor protection optionally with external current transformer, up to 160% gr.-fault prot., can be sw. off Ig=0.2...1 x In, tg=0.05-0.8s nut keeper kit | Lista Papel 2020 SI | 0 | 0
3VA2463-5KQ32-0AH0 |  | 3VA2463-5KQ32-0AH0 | 1 | UN | 1 | 10 | C | D | EAR99 | N | 85362090 | 1 | 4042949324744 | 5.315 | KG | 2780.8 | 2780.8 | LP18 | LP18 | circuit breaker 3VA2 IEC frame 630 breaking capacity class M Icu=55kA @ 415V 3-pole, line protection ETU860, LSIG, In=630A overload protection Ir=250A...630A short-circuit protection Isd=0.6..9x In, Ii=1.5..9x In N conductor protection optionally with external current transformer, up to 160% gr.-fault prot., can be sw. off Ig=0.2...1 x In, tg=0.05-0.8s 2 auxiliary switches 1 trip alarm switch | - | 0 | 0
3VA2463-5KQ32-0HD0 |  | 3VA2463-5KQ32-0HD0 | 1 | UN | 1 | 10 | C | D | EAR99 | N | 85362090 | 1 | 4042949322931 | 5.395 | KG | 2868.8 | 2868.8 | LP18 | LP18 | circuit breaker 3VA2 IEC frame 630 breaking capacity class M Icu=55kA @ 415V 3-pole, line protection ETU860, LSIG, In=630A overload protection Ir=250A...630A short-circuit protection Isd=0.6..9x In, Ii=1.5..9x In N conductor protection opt. w. ext. CT, up to 160% gr.-fault prot., can be sw. off Ig=0.2...1 x In= tg=0.05-0.8s nut keeper kit shunt trip (STL) 12-30V DC; 24V AC 50/60Hz 3 auxiliary switches HQ | - | 0 | 0
3VA2463-5KQ32-0KL0 |  | 3VA2463-5KQ32-0KL0 | 1 | UN | 1 | 10 | C | D | EAR99 | N | 85362090 | 1 | 4042949327585 | 5.43 | KG | 2912.8 | 2912.8 | LP18 | LP18 | circuit breaker 3VA2 IEC frame 630 breaking capacity class M Icu=55kA @ 415V 3-pole, line protection ETU860, LSIG, In=630A overload protection Ir=250A...630A short-circuit protection Isd=0.6..9x In, Ii=1.5..9x In N conductor protection optionally with external current transformer, up to 160% gr.-fault prot., can be sw. off Ig=0.2...1 x In, tg=0.05-0.8s nut keeper kit circuit breaker 3VA2 IEC frame 630 breaking capacity class M SHUNT TRIP LEFT 208-277 V AC 50/60 HZ 220-250 V DC ACCESSORY 2 AUXILIARY SWITCH CHANGEOVER H 1 TRIP ALARM SWITCH CHANGEOVER 1 electrical alarm switch HQ |  | 0 | 0
3VA2463-5KQ42-0AA0 |  | 3VA2463-5KQ42-0AA0 | 1 | UN | 1 | 5 | B | D | EAR99 | N | 85362090 | 1 | 4042948808283 | 5.7 | KG | 3179 | 3085.5 | LP18 | LP18 | circuit breaker 3VA2 IEC frame 630 breaking capacity class M Icu=55kA @ 415V 4-pole, line protection ETU860, LSIG, In=630A overload protection Ir=250A...630A short-circuit protection Isd=0.6..9x In, Ii=1.5..9x In N conductor protection adjustable (OFF, up to 100%) gr.-fault prot., can be sw. off Ig=0.2...1 x In= tg=0.05-0.8s nut keeper kit | Lista Papel 2020 SI | 0 | 0
3VA2463-6HK32-0AA0 |  | 3VA2463-6HK32-0AA0 | 1 | UN | 1 | 5 | B | D | EAR99 | N | 85362090 | 1 | 4042948807736 | 5.2 | KG | 2094.4 | 2094.4 | LP18 | LP18 | circuit breaker 3VA2 IEC frame 630 breaking capacity class H Icu=85kA @ 415V 3-pole, line protection ETU340, ELISA LI, In=630A overload protection Ir=250A...630A short-circuit protection Ii=9 x In nut keeper kit | - | 0 | 0
3VA2463-6HK42-0AA0 |  | 3VA2463-6HK42-0AA0 | 1 | UN | 1 | 5 | B | D | EAR99 | N | 85362090 | 1 | 4042948808290 | 5.7 | KG | 2763.2 | 2763.2 | LP18 | LP18 | circuit breaker 3VA2 IEC frame 630 breaking capacity class H Icu=85kA @ 415V 4-pole, line protection ETU340, ELISA LI, In=630A overload protection Ir=250A...630A short-circuit protection Ii=9 x In N conductor protection adjustable (OFF, 50%, 100%) nut keeper kit | - | 0 | 0
3VA2463-6HL32-0AA0 |  | 3VA2463-6HL32-0AA0 | 1 | UN | 1 | 2 | A | D | EAR99 | N | 85362090 | 1 | 4042948834107 | 5.206 | KG | 2023 | 1963.5 | LP18 | LP18 | circuit breaker 3VA2 IEC frame 630 breaking capacity class H Icu=85kA @ 415V 3-pole, line protection ETU320, LI, In=630A overload protection Ir=250A...630A short-circuit protection Ii=1.5...9x In nut keeper kit | Lista Papel 2020 SI | 0 | 0
3VA2463-6HL32-0AB0 |  | 3VA2463-6HL32-0AB0 | 1 | UN | 1 | 10 | C | D | EAR99 | N | 85362090 | 1 | 4042949095989 | 4.4 | KG | 2156 | 2156 | LP18 | LP18 | circuit breaker 3VA2 IEC frame 630 breaking capacity class H Icu=85kA @ 415V 3-pole, line protection ETU320, LI, In=630A overload protection Ir=250A...630A short-circuit protection Ii=1.5...9 x In nut keeper kit 2 auxiliary switches HP | - | 0 | 0
3VA2463-6HL32-0AC0 |  | 3VA2463-6HL32-0AC0 | 1 | UN | 1 | 10 | C | D | EAR99 | N | 85362090 | 1 | 4042949096108 | 4.4 | KG | 2138.4 | 2138.4 | LP18 | LP18 | circuit breaker 3VA2 IEC frame 630 breaking capacity class H Icu=85kA @ 415V 3-pole, line protection ETU320, LI, In=630A overload protection Ir=250A...630A short-circuit protection Ii=1.5...9 x In nut keeper kit 2 auxiliary switches HQ | - | 0 | 0
3VA2463-6HL32-0AD0 |  | 3VA2463-6HL32-0AD0 | 1 | UN | 1 | 10 | C | D | EAR99 | N | 85362090 | 1 | 4042949096221 | 4.4 | KG | 2156 | 2156 | LP18 | LP18 | circuit breaker 3VA2 IEC frame 630 breaking capacity class H Icu=85kA @ 415V 3-pole, line protection ETU320, LI, In=630A overload protection Ir=250A...630A short-circuit protection Ii=1.5...9 x In nut keeper kit 3 auxiliary switches HQ | - | 0 | 0
3VA2463-6HL32-0AE0 |  | 3VA2463-6HL32-0AE0 | 1 | UN | 1 | 10 | C | D | EAR99 | N | 85362090 | 1 | 4042949096344 | 4.4 | KG | 2173.6 | 2173.6 | LP18 | LP18 | circuit breaker 3VA2 IEC frame 630 breaking capacity class H Icu=85kA @ 415V 3-pole, line protection ETU320, LI, In=630A overload protection Ir=250A...630A short-circuit protection Ii=1.5...9 x In nut keeper kit 4 auxiliary switches HQ | - | 0 | 0
3VA2463-6HL32-0AF0 |  | 3VA2463-6HL32-0AF0 | 1 | UN | 1 | 10 | C | D | EAR99 | N | 85362090 | 1 | 4042949096467 | 4.4 | KG | 2138.4 | 2138.4 | LP18 | LP18 | circuit breaker 3VA2 IEC frame 630 breaking capacity class H Icu=85kA @ 415V 3-pole, line protection ETU320, LI, In=630A overload protection Ir=250A...630A short-circuit protection Ii=1.5...9 x In nut keeper kit 1 auxiliary switch HQ 1 trip alarm switch HQ | - | 0 | 0
3VA2463-6HL32-0AG0 |  | 3VA2463-6HL32-0AG0 | 1 | UN | 1 | 10 | C | D | EAR99 | N | 85362090 | 1 | 4042949096580 | 4.4 | KG | 2156 | 2156 | LP18 | LP18 | circuit breaker 3VA2 IEC frame 630 breaking capacity class H Icu=85kA @ 415V 3-pole, line protection ETU320, LI, In=630A overload protection Ir=250A...630A short-circuit protection Ii=1.5...9 x In nut keeper kit 1 auxiliary switch HP 1 trip alarm switch HP | - | 0 | 0
3VA2463-6HL32-0AH0 |  | 3VA2463-6HL32-0AH0 | 1 | UN | 1 | 10 | C | D | EAR99 | N | 85362090 | 1 | 4042949096702 | 4.4 | KG | 2156 | 2156 | LP18 | LP18 | circuit breaker 3VA2 IEC frame 630 breaking capacity class H Icu=85kA @ 415V 3-pole, line protection ETU320, LI, In=630A overload protection Ir=250A...630A short-circuit protection Ii=1.5...9 x In nut keeper kit 2 auxiliary switches HQ 1 trip alarm switch HQ | - | 0 | 0
3VA2463-6HL32-0AJ0 |  | 3VA2463-6HL32-0AJ0 | 1 | UN | 1 | 10 | C | D | EAR99 | N | 85362090 | 1 | 4042949096825 | 4.4 | KG | 2200 | 2200 | LP18 | LP18 | circuit breaker 3VA2 IEC frame 630 breaking capacity class H Icu=85kA @ 415V 3-pole, line protection ETU320, LI, In=630A overload protection Ir=250A...630A short-circuit protection Ii=1.5...9 x In nut keeper kit 2 auxiliary switches HP 1 trip alarm switch HP | - | 0 | 0
3VA2463-6HL32-0BA0 |  | 3VA2463-6HL32-0BA0 | 1 | UN | 1 | 10 | C | D | EAR99 | N | 85362090 | 1 | 4042949095262 | 4.4 | KG | 2200 | 2200 | LP18 | LP18 | circuit breaker 3VA2 IEC frame 630 breaking capacity class H Icu=85kA @ 415V 3-pole, line protection ETU320, LI, In=630A overload protection Ir=250A...630A short-circuit protection Ii=1.5...9 x In nut keeper kit undervoltage release (UVR) 24V DC | - | 0 | 0
3VA2463-6HL32-0BC0 |  | 3VA2463-6HL32-0BC0 | 1 | UN | 1 | 10 | C | D | EAR99 | N | 85362090 | 1 | 4042949096948 | 4.4 | KG | 2244 | 2244 | LP18 | LP18 | circuit breaker 3VA2 IEC frame 630 breaking capacity class H Icu=85kA @ 415V 3-pole, line protection ETU320, LI, In=630A overload protection Ir=250A...630A short-circuit protection Ii=1.5...9 x In nut keeper kit undervoltage release (UVR) 24V DC 2 auxiliary switches HQ | - | 0 | 0
3VA2463-6HL32-0BF0 |  | 3VA2463-6HL32-0BF0 | 1 | UN | 1 | 10 | C | D | EAR99 | N | 85362090 | 1 | 4042949325826 | 5.328 | KG | 2244 | 2244 | LP18 | LP18 | circuit breaker 3VA2 IEC frame 630 breaking capacity class H Icu=85kA @ 415V 3-pole, line protection ETU320, LI, In=630A overload protection Ir=250A...630A short-circuit protection Ii=1.5...9x In nut keeper kit circuit breaker 3VA2 IEC frame 630 breaking capacity class H Icu=85kA @ 415V undervoltage release 24V DC 1 auxiliary switch HQ 1 trip alarm switch HQ | - | 0 | 0
3VA2463-6HL32-0BH0 |  | 3VA2463-6HL32-0BH0 | 1 | UN | 1 | 10 | C | D | EAR99 | N | 85362090 | 1 | 4042949097662 | 4.4 | KG | 2261.6 | 2261.6 | LP18 | LP18 | circuit breaker 3VA2 IEC frame 630 breaking capacity class H Icu=85kA @ 415V 3-pole, line protection ETU320, LI, In=630A overload protection Ir=250A...630A short-circuit protection Ii=1.5...9 x In nut keeper kit undervoltage release (UVR) 24V DC 2 auxiliary switches HQ 1 trip alarm switch HQ | - | 0 | 0
3VA2463-6HL32-0BL0 |  | 3VA2463-6HL32-0BL0 | 1 | UN | 1 | 10 | C | D | EAR99 | N | 85362090 | 1 | 4042949098386 | 4.4 | KG | 2314.4 | 2314.4 | LP18 | LP18 | circuit breaker 3VA2 IEC frame 630 breaking capacity class H Icu=85kA @ 415V 3-pole, line protection ETU320, LI, In=630A overload protection Ir=250A...630A short-circuit protection Ii=1.5...9 x In nut keeper kit undervoltage release (UVR) 24V DC 2 auxiliary switches HQ 1 trip alarm switch HQ 1 electrical alarm switch | - | 0 | 0
3VA2463-6HL32-0CA0 |  | 3VA2463-6HL32-0CA0 | 1 | UN | 1 | 10 | C | D | EAR99 | N | 85362090 | 1 | 4042949095385 | 4.4 | KG | 2200 | 2200 | LP18 | LP18 | circuit breaker 3VA2 IEC frame 630 breaking capacity class H Icu=85kA @ 415V 3-pole, line protection ETU320, LI, In=630A overload protection Ir=250A...630A short-circuit protection Ii=1.5...9 x In nut keeper kit undervoltage release (UVR) 120-127V AC 50/60Hz | - | 0 | 0
3VA2463-6HL32-0CC0 |  | 3VA2463-6HL32-0CC0 | 1 | UN | 1 | 10 | C | D | EAR99 | N | 85362090 | 1 | 4042949097068 | 4.4 | KG | 2244 | 2244 | LP18 | LP18 | circuit breaker 3VA2 IEC frame 630 breaking capacity class H Icu=85kA @ 415V 3-pole, line protection ETU320, LI, In=630A overload protection Ir=250A...630A short-circuit protection Ii=1.5...9 x In nut keeper kit undervoltage release (UVR) 120-127V AC 50/60Hz 2 auxiliary switches HQ | - | 0 | 0
3VA2463-6HL32-0CH0 |  | 3VA2463-6HL32-0CH0 | 1 | UN | 1 | 10 | C | D | EAR99 | N | 85362090 | 1 | 4042949097785 | 4.4 | KG | 2261.6 | 2261.6 | LP18 | LP18 | circuit breaker 3VA2 IEC frame 630 breaking capacity class H Icu=85kA @ 415V 3-pole, line protection ETU320, LI, In=630A overload protection Ir=250A...630A short-circuit protection Ii=1.5...9 x In nut keeper kit undervoltage release (UVR) 120-127V AC 50/60Hz 2 auxiliary switches HQ 1 trip alarm switch HQ | - | 0 | 0
3VA2463-6HL32-0CL0 |  | 3VA2463-6HL32-0CL0 | 1 | UN | 1 | 10 | C | D | EAR99 | N | 85362090 | 1 | 4042949098508 | 4.4 | KG | 2314.4 | 2314.4 | LP18 | LP18 | circuit breaker 3VA2 IEC frame 630 breaking capacity class H Icu=85kA @ 415V 3-pole, line protection ETU320, LI, In=630A overload protection Ir=250A...630A short-circuit protection Ii=1.5...9 x In nut keeper kit undervoltage release (UVR) 120-127V AC 50/60Hz 2 auxiliary switches HQ 1 trip alarm switch HQ 1 electrical alarm switch | - | 0 | 0
3VA2463-6HL32-0DA0 |  | 3VA2463-6HL32-0DA0 | 1 | UN | 1 | 10 | C | D | EAR99 | N | 85362090 | 1 | 4042949095507 | 4.4 | KG | 2200 | 2200 | LP18 | LP18 | circuit breaker 3VA2 IEC frame 630 breaking capacity class H Icu=85kA @ 415V 3-pole, line protection ETU320, LI, In=630A overload protection Ir=250A...630A short-circuit protection Ii=1.5...9 x In nut keeper kit undervoltage release (UVR) 208-230V AC 50/60Hz | - | 0 | 0
3VA2463-6HL32-0DC0 |  | 3VA2463-6HL32-0DC0 | 1 | UN | 1 | 10 | C | D | EAR99 | N | 85362090 | 1 | 4042949097181 | 4.4 | KG | 2244 | 2244 | LP18 | LP18 | circuit breaker 3VA2 IEC frame 630 breaking capacity class H Icu=85kA @ 415V 3-pole, line protection ETU320, LI, In=630A overload protection Ir=250A...630A short-circuit protection Ii=1.5...9 x In nut keeper kit undervoltage release (UVR) 208-230V AC 50/60Hz 2 auxiliary switches HQ | - | 0 | 0
3VA2463-6HL32-0DH0 |  | 3VA2463-6HL32-0DH0 | 1 | UN | 1 | 10 | C | D | EAR99 | N | 85362090 | 1 | 4042949097907 | 4.4 | KG | 2261.6 | 2261.6 | LP18 | LP18 | circuit breaker 3VA2 IEC frame 630 breaking capacity class H Icu=85kA @ 415V 3-pole, line protection ETU320, LI, In=630A overload protection Ir=250A...630A short-circuit protection Ii=1.5...9 x In nut keeper kit undervoltage release (UVR) 208-230V AC 50/60Hz 2 auxiliary switches HQ 1 trip alarm switch HQ | - | 0 | 0
3VA2463-6HL32-0DL0 |  | 3VA2463-6HL32-0DL0 | 1 | UN | 1 | 10 | C | D | EAR99 | N | 85362090 | 1 | 4042949098621 | 4.4 | KG | 2314.4 | 2314.4 | LP18 | LP18 | circuit breaker 3VA2 IEC frame 630 breaking capacity class H Icu=85kA @ 415V 3-pole, line protection ETU320, LI, In=630A overload protection Ir=250A...630A short-circuit protection Ii=1.5...9 x In nut keeper kit undervoltage release (UVR) 208-230V AC 50/60Hz 2 auxiliary switches HQ 1 trip alarm switch HQ 1 electrical alarm switch | - | 0 | 0
3VA2463-6HL32-0HA0 |  | 3VA2463-6HL32-0HA0 | 1 | UN | 1 | 10 | C | D | EAR99 | N | 85362090 | 1 | 4042949095620 | 4.4 | KG | 2164.8 | 2164.8 | LP18 | LP18 | circuit breaker 3VA2 IEC frame 630 breaking capacity class H Icu=85kA @ 415V 3-pole, line protection ETU320, LI, In=630A overload protection Ir=250A...630A short-circuit protection Ii=1.5...9 x In nut keeper kit shunt trip (STL) 12-30V DC, 24V AC 50/60Hz | - | 0 | 0
3VA2463-6HL32-0HC0 |  | 3VA2463-6HL32-0HC0 | 1 | UN | 1 | 10 | C | D | EAR99 | N | 85362090 | 1 | 4042949097303 | 4.4 | KG | 2217.6 | 2217.6 | LP18 | LP18 | circuit breaker 3VA2 IEC frame 630 breaking capacity class H Icu=85kA @ 415V 3-pole, line protection ETU320, LI, In=630A overload protection Ir=250A...630A short-circuit protection Ii=1.5...9 x In nut keeper kit shunt trip (STL) 12-30V DC, 24V AC 50/60Hz 2 auxiliary switches HQ | - | 0 | 0
3VA2463-6HL32-0HH0 |  | 3VA2463-6HL32-0HH0 | 1 | UN | 1 | 10 | C | D | EAR99 | N | 85362090 | 1 | 4042949098027 | 4.4 | KG | 2244 | 2244 | LP18 | LP18 | circuit breaker 3VA2 IEC frame 630 breaking capacity class H Icu=85kA @ 415V 3-pole, line protection ETU320, LI, In=630A overload protection Ir=250A...630A short-circuit protection Ii=1.5...9 x In nut keeper kit shunt trip (STL) 12-30V DC, 24V AC 50/60Hz 2 auxiliary switches HQ 1 trip alarm switch HQ | - | 0 | 0
3VA2463-6HL32-0HL0 |  | 3VA2463-6HL32-0HL0 | 1 | UN | 1 | 10 | C | D | EAR99 | N | 85362090 | 1 | 4042949098744 | 4.4 | KG | 2279.2 | 2279.2 | LP18 | LP18 | circuit breaker 3VA2 IEC frame 630 breaking capacity class H Icu=85kA @ 415V 3-pole, line protection ETU320, LI, In=630A overload protection Ir=250A...630A short-circuit protection Ii=1.5...9 x In nut keeper kit shunt trip (STL) 12-30V DC, 24V AC 50/60Hz 2 auxiliary switches HQ 1 trip alarm switch HQ 1 electrical alarm switch | - | 0 | 0
3VA2463-6HL32-0JA0 |  | 3VA2463-6HL32-0JA0 | 1 | UN | 1 | 10 | C | D | EAR99 | N | 85362090 | 1 | 4042949095743 | 4.4 | KG | 2164.8 | 2164.8 | LP18 | LP18 | circuit breaker 3VA2 IEC frame 630 breaking capacity class H Icu=85kA @ 415V 3-pole, line protection ETU320, LI, In=630A overload protection Ir=250A...630A short-circuit protection Ii=1.5...9 x In nut keeper kit shunt trip (STL) 110-127V DC, AC 50/60Hz | - | 0 | 0
3VA2463-6HL32-0JC0 |  | 3VA2463-6HL32-0JC0 | 1 | UN | 1 | 10 | C | D | EAR99 | N | 85362090 | 1 | 4042949097426 | 4.4 | KG | 2217.6 | 2217.6 | LP18 | LP18 | circuit breaker 3VA2 IEC frame 630 breaking capacity class H Icu=85kA @ 415V 3-pole, line protection ETU320, LI, In=630A overload protection Ir=250A...630A short-circuit protection Ii=1.5...9 x In nut keeper kit shunt trip (STL) 110-127V DC, AC 50/60Hz 2 auxiliary switches HQ | - | 0 | 0
3VA2463-6HL32-0JH0 |  | 3VA2463-6HL32-0JH0 | 1 | UN | 1 | 10 | C | D | EAR99 | N | 85362090 | 1 | 4042949098140 | 4.4 | KG | 2244 | 2244 | LP18 | LP18 | circuit breaker 3VA2 IEC frame 630 breaking capacity class H Icu=85kA @ 415V 3-pole, line protection ETU320, LI, In=630A overload protection Ir=250A...630A short-circuit protection Ii=1.5...9 x In nut keeper kit shunt trip (STL) 110-127V DC, AC 50/60Hz 2 auxiliary switches HQ 1 trip alarm switch HQ | - | 0 | 0
3VA2463-6HL32-0JL0 |  | 3VA2463-6HL32-0JL0 | 1 | UN | 1 | 10 | C | D | EAR99 | N | 85362090 | 1 | 4042949098867 | 4.4 | KG | 2279.2 | 2279.2 | LP18 | LP18 | circuit breaker 3VA2 IEC frame 630 breaking capacity class H Icu=85kA @ 415V 3-pole, line protection ETU320, LI, In=630A overload protection Ir=250A...630A short-circuit protection Ii=1.5...9 x In nut keeper kit shunt trip (STL) 110-127V DC, AC 50/60Hz 2 auxiliary switches HQ 1 trip alarm switch HQ 1 electrical alarm switch | - | 0 | 0
3VA2463-6HL32-0KA0 |  | 3VA2463-6HL32-0KA0 | 1 | UN | 1 | 10 | C | D | EAR99 | N | 85362090 | 1 | 4042949095866 | 4.4 | KG | 2164.8 | 2164.8 | LP18 | LP18 | circuit breaker 3VA2 IEC frame 630 breaking capacity class H Icu=85kA @ 415V 3-pole, line protection ETU320, LI, In=630A overload protection Ir=250A...630A short-circuit protection Ii=1.5...9 x In nut keeper kit shunt trip (STL) 220-250V DC, 208-277V AC | - | 0 | 0
3VA2463-6HL32-0KC0 |  | 3VA2463-6HL32-0KC0 | 1 | UN | 1 | 10 | C | D | EAR99 | N | 85362090 | 1 | 4042949097549 | 4.4 | KG | 2217.6 | 2217.6 | LP18 | LP18 | circuit breaker 3VA2 IEC frame 630 breaking capacity class H Icu=85kA @ 415V 3-pole, line protection ETU320, LI, In=630A overload protection Ir=250A...630A short-circuit protection Ii=1.5...9 x In nut keeper kit shunt trip (STL) 220-250V DC, 208-277V AC 2 auxiliary switches HQ | - | 0 | 0
3VA2463-6HL32-0KH0 |  | 3VA2463-6HL32-0KH0 | 1 | UN | 1 | 10 | C | D | EAR99 | N | 85362090 | 1 | 4042949098263 | 4.4 | KG | 2244 | 2244 | LP18 | LP18 | circuit breaker 3VA2 IEC frame 630 breaking capacity class H Icu=85kA @ 415V 3-pole, line protection ETU320, LI, In=630A overload protection Ir=250A...630A short-circuit protection Ii=1.5...9 x In nut keeper kit shunt trip (STL) 220-250V DC, 208-277V AC 2 auxiliary switches HQ 1 trip alarm switch HQ | - | 0 | 0
3VA2463-6HL32-0KL0 |  | 3VA2463-6HL32-0KL0 | 1 | UN | 1 | 10 | C | D | EAR99 | N | 85362090 | 1 | 4042949098980 | 4.4 | KG | 2279.2 | 2279.2 | LP18 | LP18 | circuit breaker 3VA2 IEC frame 630 breaking capacity class H Icu=85kA @ 415V 3-pole, line protection ETU320, LI, In=630A overload protection Ir=250A...630A short-circuit protection Ii=1.5...9 x In nut keeper kit shunt trip (STL) 220-250V DC, 208-277V AC 2 auxiliary switches HQ 1 trip alarm switch HQ 1 electrical alarm switch | - | 0 | 0
3VA2463-6HL42-0AA0 |  | 3VA2463-6HL42-0AA0 | 1 | UN | 1 | 5 | B | D | EAR99 | N | 85362090 | 1 | 4042948834091 | 6.736 | KG | 2669 | 2592.5 | LP18 | LP18 | circuit breaker 3VA2 IEC frame 630 breaking capacity class H Icu=85kA @ 415V 4-pole, line protection ETU320, LI, In=630A overload protection Ir=250A...630A short-circuit protection Ii=1.5...9x In N conductor protection adjustable (OFF, 50%, 100%) nut keeper kit | Lista Papel 2020 SI | 0 | 0
3VA2463-6HL42-0KA0 |  | 3VA2463-6HL42-0KA0 | 1 | UN | 1 | 10 | C | D | EAR99 | N | 85362090 | 1 | 4042949322375 | 6.791 | KG | 2851.2 | 2851.2 | LP18 | LP18 | circuit breaker 3VA2 IEC frame 630 breaking capacity class H Icu=85kA @ 415V 4-pole, line protection ETU320, LI, In=630A overload protection Ir=250A...630A short-circuit protection Ii=1.5...9x In N conductor protection adjustable (OFF, 50%, 100%) nut keeper kit shunt trip (STL) 220-250V DC; 208-277V AC | - | 0 | 0
3VA2463-6HL42-0KB0 |  | 3VA2463-6HL42-0KB0 | 1 | UN | 1 | 10 | C | D | EAR99 | N | 85362090 | 1 | 4042949325376 | 6.861 | KG | 2921.6 | 2921.6 | LP18 | LP18 | circuit breaker 3VA2 IEC frame 630 breaking capacity class H Icu=85kA @ 415V 4-pole, line protection ETU320, LI, In=630A overload protection Ir=250A...630A short-circuit protection Ii=1.5...9x In N conductor protection adjustable (OFF, 50%, 100%) nut keeper kit circuit breaker 3VA2 IEC frame 630 shunt trip left 208-277V AC 50/60Hz 2 auxiliary switches HP | - | 0 | 0
3VA2463-6HM32-0AA0 |  | 3VA2463-6HM32-0AA0 | 1 | UN | 1 | 5 | B | D | EAR99 | N | 85362090 | 1 | 4042948807750 | 5.16 | KG | 2269.5 | 2201.5 | LP18 | LP18 | circuit breaker 3VA2 IEC frame 630 breaking capacity class H Icu=85kA @ 415V 3-pole, line protection ETU330, LIG, In=630A overload protection Ir=250A...630A short-circuit protection Ii=1.5...9x In ground-fault protection Ig=0.2...1 x In, tg=0.1/0.3s nut keeper kit | Lista Papel 2020 SI | 0 | 0
3VA2463-6HM42-0AA0 |  | 3VA2463-6HM42-0AA0 | 1 | UN | 1 | 5 | B | D | EAR99 | N | 85362090 | 1 | 4042948808313 | 6.765 | KG | 2924 | 2839 | LP18 | LP18 | circuit breaker 3VA2 IEC frame 630 breaking capacity class H Icu=85kA @ 415V 4-pole, line protection ETU330, LIG, In=630A overload protection Ir=250A...630A short-circuit protection Ii=1.5...9x In N conductor protection adjustable (OFF, 50%, 100%) ground-fault protection Ig=0.2...1 x In= tg=0.1/0.3s nut keeper kit | Lista Papel 2020 SI | 0 | 0
3VA2463-6HN32-0AA0 |  | 3VA2463-6HN32-0AA0 | 1 | UN | 1 | 2 | A | D | EAR99 | N | 85362090 | 1 | 4042948807743 | 5.197 | KG | 2099.5 | 2040 | LP18 | LP18 | circuit breaker 3VA2 IEC frame 630 breaking capacity class H Icu=85kA @ 415V 3-pole, line protection ETU350, LSI, In=630A overload protection Ir=250A...630A short-circuit protection Isd=1.5...9x Ir, Ii=9x In nut keeper kit | Lista Papel 2020 SI | 0 | 0
3VA2463-6HN32-0AB0 |  | 3VA2463-6HN32-0AB0 | 1 | UN | 1 | 10 | C | D | EAR99 | N | 85362090 | 1 | 4042949054801 | 4.4 | KG | 2244 | 2244 | LP18 | LP18 | circuit breaker 3VA2 IEC frame 630 breaking capacity class H Icu=85kA @ 415V 3-pole, line protection ETU350, LSI, In=630A overload protection Ir=250A...630A short-circuit protection Isd=1.5...9 x Ir, Ii=9 x In nut keeper kit 2 auxiliary switches HP | - | 0 | 0
3VA2463-6HN32-0AC0 |  | 3VA2463-6HN32-0AC0 | 1 | UN | 1 | 10 | C | D | EAR99 | N | 85362090 | 1 | 4042949056898 | 4.4 | KG | 2226.4 | 2226.4 | LP18 | LP18 | circuit breaker 3VA2 IEC frame 630 breaking capacity class H Icu=85kA @ 415V 3-pole, line protection ETU350, LSI, In=630A overload protection Ir=250A...630A short-circuit protection Isd=1.5...9 x Ir, Ii=9 x In nut keeper kit 2 auxiliary switches HQ | - | 0 | 0
3VA2463-6HN32-0AD0 |  | 3VA2463-6HN32-0AD0 | 1 | UN | 1 | 10 | C | D | EAR99 | N | 85362090 | 1 | 4042949058984 | 4.4 | KG | 2244 | 2244 | LP18 | LP18 | circuit breaker 3VA2 IEC frame 630 breaking capacity class H Icu=85kA @ 415V 3-pole, line protection ETU350, LSI, In=630A overload protection Ir=250A...630A short-circuit protection Isd=1.5...9 x Ir, Ii=9 x In nut keeper kit 3 auxiliary switches HQ | - | 0 | 0
3VA2463-6HN32-0AE0 |  | 3VA2463-6HN32-0AE0 | 1 | UN | 1 | 10 | C | D | EAR99 | N | 85362090 | 1 | 4042949061076 | 4.4 | KG | 2261.6 | 2261.6 | LP18 | LP18 | circuit breaker 3VA2 IEC frame 630 breaking capacity class H Icu=85kA @ 415V 3-pole, line protection ETU350, LSI, In=630A overload protection Ir=250A...630A short-circuit protection Isd=1.5...9 x Ir, Ii=9 x In nut keeper kit 4 auxiliary switches HQ | - | 0 | 0
3VA2463-6HN32-0AF0 |  | 3VA2463-6HN32-0AF0 | 1 | UN | 1 | 10 | C | D | EAR99 | N | 85362090 | 1 | 4042949063162 | 4.4 | KG | 2226.4 | 2226.4 | LP18 | LP18 | circuit breaker 3VA2 IEC frame 630 breaking capacity class H Icu=85kA @ 415V 3-pole, line protection ETU350, LSI, In=630A overload protection Ir=250A...630A short-circuit protection Isd=1.5...9 x Ir, Ii=9 x In nut keeper kit 1 auxiliary switch HQ 1 trip alarm switch HQ | - | 0 | 0
3VA2463-6HN32-0AG0 |  | 3VA2463-6HN32-0AG0 | 1 | UN | 1 | 10 | C | D | EAR99 | N | 85362090 | 1 | 4042949065258 | 4.4 | KG | 2244 | 2244 | LP18 | LP18 | circuit breaker 3VA2 IEC frame 630 breaking capacity class H Icu=85kA @ 415V 3-pole, line protection ETU350, LSI, In=630A overload protection Ir=250A...630A short-circuit protection Isd=1.5...9 x Ir, Ii=9 x In nut keeper kit 1 auxiliary switch HP 1 trip alarm switch HP | - | 0 | 0
3VA2463-6HN32-0AH0 |  | 3VA2463-6HN32-0AH0 | 1 | UN | 1 | 10 | C | D | EAR99 | N | 85362090 | 1 | 4042949067344 | 4.4 | KG | 2244 | 2244 | LP18 | LP18 | circuit breaker 3VA2 IEC frame 630 breaking capacity class H Icu=85kA @ 415V 3-pole, line protection ETU350, LSI, In=630A overload protection Ir=250A...630A short-circuit protection Isd=1.5...9 x Ir, Ii=9 x In nut keeper kit 2 auxiliary switches HQ 1 trip alarm switch HQ | - | 0 | 0
3VA2463-6HN32-0AJ0 |  | 3VA2463-6HN32-0AJ0 | 1 | UN | 1 | 10 | C | D | EAR99 | N | 85362090 | 1 | 4042949067702 | 4.4 | KG | 2288 | 2288 | LP18 | LP18 | circuit breaker 3VA2 IEC frame 630 breaking capacity class H Icu=85kA @ 415V 3-pole, line protection ETU350, LSI, In=630A overload protection Ir=250A...630A short-circuit protection Isd=1.5...9 x Ir, Ii=9 x In nut keeper kit 2 auxiliary switches HP 1 trip alarm switch HP | - | 0 | 0
3VA2463-6HN32-0AL0 |  | 3VA2463-6HN32-0AL0 | 1 | UN | 1 | 10 | C | D | EAR99 | N | 85362090 | 1 | 4042949329220 | 5.285 | KG | 2279.2 | 2279.2 | LP18 | LP18 | circuit breaker 3VA2 IEC frame 630 breaking capacity class H Icu=85kA @ 415V 3-pole, line protection ETU350, LSI, In=630A overload protection Ir=250A...630A short-circuit protection Isd=1.5...9x Ir, Ii=9x In nut keeper kit circuit breaker 3VA2 IEC frame 630 breaking capacity class H Icu=85kA @ 415V 3-pole, line protection ETU350, LSI, In=630A overload protection Ir=250A...630A short-circuit protection Isd=1.5...9x Ir, 2 AUXILIARY SWITCH CHANGEOVER H 1 TRIP ALARM SWITCH CHANGEOVER 1 electrical alarm switch HQ |  | 0 | 0
3VA2463-6HN32-0BA0 |  | 3VA2463-6HN32-0BA0 | 1 | UN | 1 | 10 | C | D | EAR99 | N | 85362090 | 1 | 4042949042266 | 4.4 | KG | 2288 | 2288 | LP18 | LP18 | circuit breaker 3VA2 IEC frame 630 breaking capacity class H Icu=85kA @ 415V 3-pole, line protection ETU350, LSI, In=630A overload protection Ir=250A...630A short-circuit protection Isd=1.5...9 x Ir, Ii=9 x In nut keeper kit undervoltage release (UVR) 24V DC | - | 0 | 0
3VA2463-6HN32-0BB0 |  | 3VA2463-6HN32-0BB0 | 1 | UN | 1 | 10 | C | D | EAR99 | N | 85362090 | 1 | 4042949328377 | 5.336 | KG | 2367.2 | 2367.2 | LP18 | LP18 | circuit breaker 3VA2 IEC frame 630 breaking capacity class H Icu=85kA @ 415V 3-pole, line protection ETU350, LSI, In=630A overload protection Ir=250A...630A short-circuit protection Isd=1.5...9x Ir, Ii=9x In nut keeper kit circuit breaker 3VA2 IEC frame 630 breaking capacity class H Icu=85kA @ 415V 3-pole, line protection ETU350, LSI, In=630A overload protection Ir=250A...630A short-circuit protection Isd=1.5...9x Ir, UNDERVOLTAGE RELEASE 24 V DC ACCESSORY FOR 3VA1 and 3VA20 up 2 AUXILIARY SWITCH CHANGEOVER H |  | 0 | 0
3VA2463-6HN32-0BC0 |  | 3VA2463-6HN32-0BC0 | 1 | UN | 1 | 10 | C | D | EAR99 | N | 85362090 | 1 | 4042949069799 | 4.4 | KG | 2349.6 | 2349.6 | LP18 | LP18 | circuit breaker 3VA2 IEC frame 630 breaking capacity class H Icu=85kA @ 415V 3-pole, line protection ETU350, LSI, In=630A overload protection Ir=250A...630A short-circuit protection Isd=1.5...9 x Ir, Ii=9 x In nut keeper kit undervoltage release (UVR) 24V DC 2 auxiliary switches HQ | - | 0 | 0
3VA2463-6HN32-0BH0 |  | 3VA2463-6HN32-0BH0 | 1 | UN | 1 | 10 | C | D | EAR99 | N | 85362090 | 1 | 4042949082330 | 4.4 | KG | 2376 | 2376 | LP18 | LP18 | circuit breaker 3VA2 IEC frame 630 breaking capacity class H Icu=85kA @ 415V 3-pole, line protection ETU350, LSI, In=630A overload protection Ir=250A...630A short-circuit protection Isd=1.5...9 x Ir, Ii=9 x In nut keeper kit undervoltage release (UVR) 24V DC 2 auxiliary switches HQ 1 trip alarm switch HQ | - | 0 | 0
3VA2463-6HN32-0BL0 |  | 3VA2463-6HN32-0BL0 | 1 | UN | 1 | 10 | C | D | EAR99 | N | 85362090 | 1 | 4042949093145 | 4.4 | KG | 2411.2 | 2411.2 | LP18 | LP18 | circuit breaker 3VA2 IEC frame 630 breaking capacity class H Icu=85kA @ 415V 3-pole, line protection ETU350, LSI, In=630A overload protection Ir=250A...630A short-circuit protection Isd=1.5...9 x Ir, Ii=9 x In nut keeper kit undervoltage release (UVR) 24V DC 2 auxiliary switches HQ 1 trip alarm switch HQ 1 electrical alarm switch | - | 0 | 0
3VA2463-6HN32-0CA0 |  | 3VA2463-6HN32-0CA0 | 1 | UN | 1 | 10 | C | D | EAR99 | N | 85362090 | 1 | 4042949044352 | 4.4 | KG | 2288 | 2288 | LP18 | LP18 | circuit breaker 3VA2 IEC frame 630 breaking capacity class H Icu=85kA @ 415V 3-pole, line protection ETU350, LSI, In=630A overload protection Ir=250A...630A short-circuit protection Isd=1.5...9 x Ir, Ii=9 x In nut keeper kit undervoltage release (UVR) 120-127V AC 50/60Hz | - | 0 | 0
3VA2463-6HN32-0CC0 |  | 3VA2463-6HN32-0CC0 | 1 | UN | 1 | 10 | C | D | EAR99 | N | 85362090 | 1 | 4042949071884 | 4.4 | KG | 2349.6 | 2349.6 | LP18 | LP18 | circuit breaker 3VA2 IEC frame 630 breaking capacity class H Icu=85kA @ 415V 3-pole, line protection ETU350, LSI, In=630A overload protection Ir=250A...630A short-circuit protection Isd=1.5...9 x Ir, Ii=9 x In nut keeper kit undervoltage release (UVR) 120-127V AC 50/60Hz 2 auxiliary switches HQ | - | 0 | 0
3VA2463-6HN32-0CH0 |  | 3VA2463-6HN32-0CH0 | 1 | UN | 1 | 10 | C | D | EAR99 | N | 85362090 | 1 | 4042949084426 | 4.4 | KG | 2376 | 2376 | LP18 | LP18 | circuit breaker 3VA2 IEC frame 630 breaking capacity class H Icu=85kA @ 415V 3-pole, line protection ETU350, LSI, In=630A overload protection Ir=250A...630A short-circuit protection Isd=1.5...9 x Ir, Ii=9 x In nut keeper kit undervoltage release (UVR) 120-127V AC 50/60Hz 2 auxiliary switches HQ 1 trip alarm switch HQ | - | 0 | 0
3VA2463-6HN32-0CL0 |  | 3VA2463-6HN32-0CL0 | 1 | UN | 1 | 10 | C | D | EAR99 | N | 85362090 | 1 | 4042949093503 | 4.4 | KG | 2411.2 | 2411.2 | LP18 | LP18 | circuit breaker 3VA2 IEC frame 630 breaking capacity class H Icu=85kA @ 415V 3-pole, line protection ETU350, LSI, In=630A overload protection Ir=250A...630A short-circuit protection Isd=1.5...9 x Ir, Ii=9 x In nut keeper kit undervoltage release (UVR) 120-127V AC 50/60Hz 2 auxiliary switches HQ 1 trip alarm switch HQ 1 electrical alarm switch | - | 0 | 0
3VA2463-6HN32-0DA0 |  | 3VA2463-6HN32-0DA0 | 1 | UN | 1 | 10 | C | D | EAR99 | N | 85362090 | 1 | 4042949046448 | 4.4 | KG | 2288 | 2288 | LP18 | LP18 | circuit breaker 3VA2 IEC frame 630 breaking capacity class H Icu=85kA @ 415V 3-pole, line protection ETU350, LSI, In=630A overload protection Ir=250A...630A short-circuit protection Isd=1.5...9 x Ir, Ii=9 x In nut keeper kit undervoltage release (UVR) 208-230V AC 50/60Hz | - | 0 | 0
3VA2463-6HN32-0DC0 |  | 3VA2463-6HN32-0DC0 | 1 | UN | 1 | 10 | C | D | EAR99 | N | 85362090 | 1 | 4042949073970 | 4.4 | KG | 2349.6 | 2349.6 | LP18 | LP18 | circuit breaker 3VA2 IEC frame 630 breaking capacity class H Icu=85kA @ 415V 3-pole, line protection ETU350, LSI, In=630A overload protection Ir=250A...630A short-circuit protection Isd=1.5...9 x Ir, Ii=9 x In nut keeper kit undervoltage release (UVR) 208-230V AC 50/60Hz 2 auxiliary switches HQ | - | 0 | 0
3VA2463-6HN32-0DD0 |  | 3VA2463-6HN32-0DD0 | 1 | UN | 1 | 10 | C | D | EAR99 | N | 85362090 | 1 | 4042949327332 | 5.343 | KG | 2367.2 | 2367.2 | LP18 | LP18 | circuit breaker 3VA2 IEC frame 630 breaking capacity class H Icu=85kA @ 415V 3-pole, line protection ETU350, LSI, In=630A overload protection Ir=250A...630A short-circuit protection Isd=1.5...9x Ir, Ii=9x In nut keeper kit circuit breaker 3VA2 IEC frame 630 breaking capacity class H Icu=85kA @ 415V 3-pole, line protection ETU350, LSI, In=630A overload protection Ir=250A...630A short-circuit protection Isd=1.5...9x Ir, UNDERVOLTAGE RELEASE 208-230 V AC 50/60 HZ ACCESSORY FOR 3VA1 3 AUXILIARY SWITCH CHANGEOVER H |  | 0 | 0
3VA2463-6HN32-0DH0 |  | 3VA2463-6HN32-0DH0 | 1 | UN | 1 | 10 | C | D | EAR99 | N | 85362090 | 1 | 4042949086512 | 4.4 | KG | 2376 | 2376 | LP18 | LP18 | circuit breaker 3VA2 IEC frame 630 breaking capacity class H Icu=85kA @ 415V 3-pole, line protection ETU350, LSI, In=630A overload protection Ir=250A...630A short-circuit protection Isd=1.5...9 x Ir, Ii=9 x In nut keeper kit undervoltage release (UVR) 208-230V AC 50/60Hz 2 auxiliary switches HQ 1 trip alarm switch HQ | - | 0 | 0
3VA2463-6HN32-0DL0 |  | 3VA2463-6HN32-0DL0 | 1 | UN | 1 | 10 | C | D | EAR99 | N | 85362090 | 1 | 4042949093862 | 4.4 | KG | 2411.2 | 2411.2 | LP18 | LP18 | circuit breaker 3VA2 IEC frame 630 breaking capacity class H Icu=85kA @ 415V 3-pole, line protection ETU350, LSI, In=630A overload protection Ir=250A...630A short-circuit protection Isd=1.5...9 x Ir, Ii=9 x In nut keeper kit undervoltage release (UVR) 208-230V AC 50/60Hz 2 auxiliary switches HQ 1 trip alarm switch HQ 1 electrical alarm switch | - | 0 | 0
3VA2463-6HN32-0HA0 |  | 3VA2463-6HN32-0HA0 | 1 | UN | 1 | 10 | C | D | EAR99 | N | 85362090 | 1 | 4042949048534 | 4.4 | KG | 2252.8 | 2252.8 | LP18 | LP18 | circuit breaker 3VA2 IEC frame 630 breaking capacity class H Icu=85kA @ 415V 3-pole, line protection ETU350, LSI, In=630A overload protection Ir=250A...630A short-circuit protection Isd=1.5...9 x Ir, Ii=9 x In nut keeper kit shunt trip (STL) 12-30V DC, 24V AC 50/60Hz | - | 0 | 0
3VA2463-6HN32-0HC0 |  | 3VA2463-6HN32-0HC0 | 1 | UN | 1 | 10 | C | D | EAR99 | N | 85362090 | 1 | 4042949076063 | 4.4 | KG | 2314.4 | 2314.4 | LP18 | LP18 | circuit breaker 3VA2 IEC frame 630 breaking capacity class H Icu=85kA @ 415V 3-pole, line protection ETU350, LSI, In=630A overload protection Ir=250A...630A short-circuit protection Isd=1.5...9 x Ir, Ii=9 x In nut keeper kit shunt trip (STL) 12-30V DC, 24V AC 50/60Hz 2 auxiliary switches HQ | - | 0 | 0
3VA2463-6HN32-0HH0 |  | 3VA2463-6HN32-0HH0 | 1 | UN | 1 | 10 | C | D | EAR99 | N | 85362090 | 1 | 4042949088608 | 4.4 | KG | 2349.6 | 2349.6 | LP18 | LP18 | circuit breaker 3VA2 IEC frame 630 breaking capacity class H Icu=85kA @ 415V 3-pole, line protection ETU350, LSI, In=630A overload protection Ir=250A...630A short-circuit protection Isd=1.5...9 x Ir, Ii=9 x In nut keeper kit shunt trip (STL) 12-30V DC, 24V AC 50/60Hz 2 auxiliary switches HQ 1 trip alarm switch HQ | - | 0 | 0
3VA2463-6HN32-0HL0 |  | 3VA2463-6HN32-0HL0 | 1 | UN | 1 | 10 | C | D | EAR99 | N | 85362090 | 1 | 4042949094227 | 4.4 | KG | 2384.8 | 2384.8 | LP18 | LP18 | circuit breaker 3VA2 IEC frame 630 breaking capacity class H Icu=85kA @ 415V 3-pole, line protection ETU350, LSI, In=630A overload protection Ir=250A...630A short-circuit protection Isd=1.5...9 x Ir, Ii=9 x In nut keeper kit shunt trip (STL) 12-30V DC, 24V AC 50/60Hz 2 auxiliary switches HQ 1 trip alarm switch HQ 1 electrical alarm switch | - | 0 | 0
3VA2463-6HN32-0JA0 |  | 3VA2463-6HN32-0JA0 | 1 | UN | 1 | 10 | C | D | EAR99 | N | 85362090 | 1 | 4042949050629 | 4.4 | KG | 2252.8 | 2252.8 | LP18 | LP18 | circuit breaker 3VA2 IEC frame 630 breaking capacity class H Icu=85kA @ 415V 3-pole, line protection ETU350, LSI, In=630A overload protection Ir=250A...630A short-circuit protection Isd=1.5...9 x Ir, Ii=9 x In nut keeper kit shunt trip (STL) 110-127V DC, AC 50/60Hz | - | 0 | 0
3VA2463-6HN32-0JC0 |  | 3VA2463-6HN32-0JC0 | 1 | UN | 1 | 10 | C | D | EAR99 | N | 85362090 | 1 | 4042949078159 | 4.4 | KG | 2314.4 | 2314.4 | LP18 | LP18 | circuit breaker 3VA2 IEC frame 630 breaking capacity class H Icu=85kA @ 415V 3-pole, line protection ETU350, LSI, In=630A overload protection Ir=250A...630A short-circuit protection Isd=1.5...9 x Ir, Ii=9 x In nut keeper kit shunt trip (STL) 110-127V DC, AC 50/60Hz 2 auxiliary switches HQ | - | 0 | 0
3VA2463-6HN32-0JH0 |  | 3VA2463-6HN32-0JH0 | 1 | UN | 1 | 10 | C | D | EAR99 | N | 85362090 | 1 | 4042949090694 | 4.4 | KG | 2349.6 | 2349.6 | LP18 | LP18 | circuit breaker 3VA2 IEC frame 630 breaking capacity class H Icu=85kA @ 415V 3-pole, line protection ETU350, LSI, In=630A overload protection Ir=250A...630A short-circuit protection Isd=1.5...9 x Ir, Ii=9 x In nut keeper kit shunt trip (STL) 110-127V DC, AC 50/60Hz 2 auxiliary switches HQ 1 trip alarm switch HQ | - | 0 | 0
3VA2463-6HN32-0JL0 |  | 3VA2463-6HN32-0JL0 | 1 | UN | 1 | 10 | C | D | EAR99 | N | 85362090 | 1 | 4042949094586 | 4.4 | KG | 2384.8 | 2384.8 | LP18 | LP18 | circuit breaker 3VA2 IEC frame 630 breaking capacity class H Icu=85kA @ 415V 3-pole, line protection ETU350, LSI, In=630A overload protection Ir=250A...630A short-circuit protection Isd=1.5...9 x Ir, Ii=9 x In nut keeper kit shunt trip (STL) 110-127V DC, AC 50/60Hz 2 auxiliary switches HQ 1 trip alarm switch HQ 1 electrical alarm switch | - | 0 | 0
3VA2463-6HN32-0KA0 |  | 3VA2463-6HN32-0KA0 | 1 | UN | 1 | 10 | C | D | EAR99 | N | 85362090 | 1 | 4042949052715 | 4.4 | KG | 2252.8 | 2252.8 | LP18 | LP18 | circuit breaker 3VA2 IEC frame 630 breaking capacity class H Icu=85kA @ 415V 3-pole, line protection ETU350, LSI, In=630A overload protection Ir=250A...630A short-circuit protection Isd=1.5...9 x Ir, Ii=9 x In nut keeper kit shunt trip (STL) 220-250V DC, 208-277V AC | - | 0 | 0
3VA2463-6HN32-0KB0 |  | 3VA2463-6HN32-0KB0 | 1 | UN | 1 | 10 | C | D | EAR99 | N | 85362090 | 1 | 4042949321286 | 5.341 | KG | 2323.2 | 2323.2 | LP18 | LP18 | circuit breaker 3VA2 IEC frame 630 breaking capacity class H Icu=85kA @ 415V 3-pole, line protection ETU350, LSI, In=630A overload protection Ir=250A...630A short-circuit protection Isd=1.5...9x Ir, Ii=9x In nut keeper kit shunt trip (STL) 220-250V DC, 208-277V AC 2 auxiliary switches HP | - | 0 | 0
3VA2463-6HN32-0KC0 |  | 3VA2463-6HN32-0KC0 | 1 | UN | 1 | 10 | C | D | EAR99 | N | 85362090 | 1 | 4042949080244 | 4.4 | KG | 2314.4 | 2314.4 | LP18 | LP18 | circuit breaker 3VA2 IEC frame 630 breaking capacity class H Icu=85kA @ 415V 3-pole, line protection ETU350, LSI, In=630A overload protection Ir=250A...630A short-circuit protection Isd=1.5...9 x Ir, Ii=9 x In nut keeper kit shunt trip (STL) 220-250V DC, 208-277V AC 2 auxiliary switches HQ | - | 0 | 0
3VA2463-6HN32-0KH0 |  | 3VA2463-6HN32-0KH0 | 1 | UN | 1 | 10 | C | D | EAR99 | N | 85362090 | 1 | 4042949092780 | 4.4 | KG | 2349.6 | 2349.6 | LP18 | LP18 | circuit breaker 3VA2 IEC frame 630 breaking capacity class H Icu=85kA @ 415V 3-pole, line protection ETU350, LSI, In=630A overload protection Ir=250A...630A short-circuit protection Isd=1.5...9 x Ir, Ii=9 x In nut keeper kit shunt trip (STL) 220-250V DC, 208-277V AC 2 auxiliary switches HQ 1 trip alarm switch HQ | - | 0 | 0
3VA2463-6HN32-0KL0 |  | 3VA2463-6HN32-0KL0 | 1 | UN | 1 | 10 | C | D | EAR99 | N | 85362090 | 1 | 4042949094944 | 4.4 | KG | 2384.8 | 2384.8 | LP18 | LP18 | circuit breaker 3VA2 IEC frame 630 breaking capacity class H Icu=85kA @ 415V 3-pole, line protection ETU350, LSI, In=630A overload protection Ir=250A...630A short-circuit protection Isd=1.5...9 x Ir, Ii=9 x In nut keeper kit shunt trip (STL) 220-250V DC, 208-277V AC 2 auxiliary switches HQ 1 trip alarm switch HQ 1 electrical alarm switch | - | 0 | 0
3VA2463-6HN42-0AA0 |  | 3VA2463-6HN42-0AA0 | 1 | UN | 1 | 5 | B | D | EAR99 | N | 85362090 | 1 | 4042948808306 | 6.726 | KG | 2762.5 | 2686 | LP18 | LP18 | circuit breaker 3VA2 IEC frame 630 breaking capacity class H Icu=85kA @ 415V 4-pole, line protection ETU350, LSI, In=630A overload protection Ir=250A...630A short-circuit protection Isd=1.5...9x Ir, Ii=9x In N conductor protection adjustable (OFF, 50%, 100%) nut keeper kit | Lista Papel 2020 SI | 0 | 0
3VA2463-6HN42-0AF0 |  | 3VA2463-6HN42-0AF0 | 1 | UN | 1 | 10 | C | D | EAR99 | N | 85362090 | 1 | 4042949322085 | 5.743 | KG | 2912.8 | 2912.8 | LP18 | LP18 | circuit breaker 3VA2 IEC frame 630 breaking capacity class H Icu=85kA @ 415V 4-pole, line protection ETU350, LSI, In=630A overload protection Ir=250A...630A short-circuit protection Isd=1.5...9x Ir, Ii=9x In N conductor protection adjustable (OFF, 50%, 100%) nut keeper kit 1 auxiliary switch HQ 1 trip alarm switch HQ | - | 0 | 0
3VA2463-6HN42-0KF0 |  | 3VA2463-6HN42-0KF0 | 1 | UN | 1 | 10 | C | D | EAR99 | N | 85362090 | 1 | 4042949323952 | 5.831 | KG | 3000.8 | 3000.8 | LP18 | LP18 | circuit breaker 3VA2 IEC frame 630 breaking capacity class H Icu=85kA @ 415V 4-pole, line protection ETU350, LSI, In=630A overload protection Ir=250A...630A short-circuit protection Isd=1.5...9x Ir, Ii=9x In N conductor protection adjustable (OFF, 50%, 100%) nut keeper kit shunt trip (STL) 220-250V DC; 208-277V AC 1 auxiliary switch HQ 1 trip alarm switch HQ | - | 0 | 0
3VA2463-6JP32-0AA0 |  | 3VA2463-6JP32-0AA0 | 1 | UN | 1 | 5 | B | D | EAR99 | N | 85362090 | 1 | 4042948807767 | 5.155 | KG | 2516 | 2448 | LP18 | LP18 | circuit breaker 3VA2 IEC frame 630 breaking capacity class H Icu=85kA @ 415V 3-pole, line protection ETU550, LSI, In=630A overload protection Ir=250A...630A short-circuit protection Isd=0.6..9x In, Ii=1.5..9x In N conductor protection optionally with external current transformer, up to 160% nut keeper kit | Lista Papel 2020 SI | 0 | 0
3VA2463-6JP32-0AB0 |  | 3VA2463-6JP32-0AB0 | 1 | UN | 1 | 10 | C | D | EAR99 | N | 85362090 | 1 | 4042949054795 | 4.4 | KG | 2692.8 | 2692.8 | LP18 | LP18 | circuit breaker 3VA2 IEC frame 630 breaking capacity class H Icu=85kA @ 415V 3-pole, line protection ETU550, LSI, In=630A overload protection Ir=250A...630A short-circuit protection Isd=0.6..9 x In, Ii=1.5..9 x In N conductor protection optionally with external current transformer, up to 160% nut keeper kit 2 auxiliary switches HP | - | 0 | 0
3VA2463-6JP32-0AC0 |  | 3VA2463-6JP32-0AC0 | 1 | UN | 1 | 10 | C | D | EAR99 | N | 85362090 | 1 | 4042949056881 | 4.4 | KG | 2675.2 | 2675.2 | LP18 | LP18 | circuit breaker 3VA2 IEC frame 630 breaking capacity class H Icu=85kA @ 415V 3-pole, line protection ETU550, LSI, In=630A overload protection Ir=250A...630A short-circuit protection Isd=0.6..9 x In, Ii=1.5..9 x In N conductor protection optionally with external current transformer, up to 160% nut keeper kit 2 auxiliary switches HQ | - | 0 | 0
3VA2463-6JP32-0AD0 |  | 3VA2463-6JP32-0AD0 | 1 | UN | 1 | 10 | C | D | EAR99 | N | 85362090 | 1 | 4042949058977 | 4.4 | KG | 2692.8 | 2692.8 | LP18 | LP18 | circuit breaker 3VA2 IEC frame 630 breaking capacity class H Icu=85kA @ 415V 3-pole, line protection ETU550, LSI, In=630A overload protection Ir=250A...630A short-circuit protection Isd=0.6..9 x In, Ii=1.5..9 x In N conductor protection optionally with external current transformer, up to 160% nut keeper kit 3 auxiliary switches HQ | - | 0 | 0
3VA2463-6JP32-0AE0 |  | 3VA2463-6JP32-0AE0 | 1 | UN | 1 | 10 | C | D | EAR99 | N | 85362090 | 1 | 4042949061069 | 4.4 | KG | 2710.4 | 2710.4 | LP18 | LP18 | circuit breaker 3VA2 IEC frame 630 breaking capacity class H Icu=85kA @ 415V 3-pole, line protection ETU550, LSI, In=630A overload protection Ir=250A...630A short-circuit protection Isd=0.6..9 x In, Ii=1.5..9 x In N conductor protection optionally with external current transformer, up to 160% nut keeper kit 4 auxiliary switches HQ | - | 0 | 0
3VA2463-6JP32-0AF0 |  | 3VA2463-6JP32-0AF0 | 1 | UN | 1 | 10 | C | D | EAR99 | N | 85362090 | 1 | 4042949063155 | 4.4 | KG | 2675.2 | 2675.2 | LP18 | LP18 | circuit breaker 3VA2 IEC frame 630 breaking capacity class H Icu=85kA @ 415V 3-pole, line protection ETU550, LSI, In=630A overload protection Ir=250A...630A short-circuit protection Isd=0.6..9 x In, Ii=1.5..9 x In N conductor protection optionally with external current transformer, up to 160% nut keeper kit 1 auxiliary switch HQ 1 trip alarm switch HQ | - | 0 | 0
3VA2463-6JP32-0AG0 |  | 3VA2463-6JP32-0AG0 | 1 | UN | 1 | 10 | C | D | EAR99 | N | 85362090 | 1 | 4042949065241 | 4.4 | KG | 2692.8 | 2692.8 | LP18 | LP18 | circuit breaker 3VA2 IEC frame 630 breaking capacity class H Icu=85kA @ 415V 3-pole, line protection ETU550, LSI, In=630A overload protection Ir=250A...630A short-circuit protection Isd=0.6..9 x In, Ii=1.5..9 x In N conductor protection optionally with external current transformer, up to 160% nut keeper kit 1 auxiliary switch HP 1 trip alarm switch HP | - | 0 | 0
3VA2463-6JP32-0AH0 |  | 3VA2463-6JP32-0AH0 | 1 | UN | 1 | 10 | C | D | EAR99 | N | 85362090 | 1 | 4042949067337 | 4.4 | KG | 2692.8 | 2692.8 | LP18 | LP18 | circuit breaker 3VA2 IEC frame 630 breaking capacity class H Icu=85kA @ 415V 3-pole, line protection ETU550, LSI, In=630A overload protection Ir=250A...630A short-circuit protection Isd=0.6..9 x In, Ii=1.5..9 x In N conductor protection optionally with external current transformer, up to 160% nut keeper kit 2 auxiliary switches HQ 1 trip alarm switch HQ | - | 0 | 0
3VA2463-6JP32-0AJ0 |  | 3VA2463-6JP32-0AJ0 | 1 | UN | 1 | 10 | C | D | EAR99 | N | 85362090 | 1 | 4042949067696 | 4.4 | KG | 2728 | 2728 | LP18 | LP18 | circuit breaker 3VA2 IEC frame 630 breaking capacity class H Icu=85kA @ 415V 3-pole, line protection ETU550, LSI, In=630A overload protection Ir=250A...630A short-circuit protection Isd=0.6..9 x In, Ii=1.5..9 x In N conductor protection optionally with external current transformer, up to 160% nut keeper kit 2 auxiliary switches HP 1 trip alarm switch HP | - | 0 | 0
3VA2463-6JP32-0BA0 |  | 3VA2463-6JP32-0BA0 | 1 | UN | 1 | 10 | C | D | EAR99 | N | 85362090 | 1 | 4042949042259 | 4.4 | KG | 2728 | 2728 | LP18 | LP18 | circuit breaker 3VA2 IEC frame 630 breaking capacity class H Icu=85kA @ 415V 3-pole, line protection ETU550, LSI, In=630A overload protection Ir=250A...630A short-circuit protection Isd=0.6..9 x In, Ii=1.5..9 x In N conductor protection optionally with external current transformer, up to 160% nut keeper kit undervoltage release (UVR) 24V DC | - | 0 | 0
3VA2463-6JP32-0BC0 |  | 3VA2463-6JP32-0BC0 | 1 | UN | 1 | 10 | C | D | EAR99 | N | 85362090 | 1 | 4042949069782 | 4.4 | KG | 2772 | 2772 | LP18 | LP18 | circuit breaker 3VA2 IEC frame 630 breaking capacity class H Icu=85kA @ 415V 3-pole, line protection ETU550, LSI, In=630A overload protection Ir=250A...630A short-circuit protection Isd=0.6..9 x In, Ii=1.5..9 x In N conductor protection optionally with external current transformer, up to 160% nut keeper kit undervoltage release (UVR) 24V DC 2 auxiliary switches HQ | - | 0 | 0
3VA2463-6JP32-0BH0 |  | 3VA2463-6JP32-0BH0 | 1 | UN | 1 | 10 | C | D | EAR99 | N | 85362090 | 1 | 4042949082323 | 4.4 | KG | 2789.6 | 2789.6 | LP18 | LP18 | circuit breaker 3VA2 IEC frame 630 breaking capacity class H Icu=85kA @ 415V 3-pole, line protection ETU550, LSI, In=630A overload protection Ir=250A...630A short-circuit protection Isd=0.6..9 x In, Ii=1.5..9 x In N conductor protection optionally with external current transformer, up to 160% nut keeper kit undervoltage release (UVR) 24V DC 2 auxiliary switches HQ 1 trip alarm switch HQ | - | 0 | 0
3VA2463-6JP32-0BL0 |  | 3VA2463-6JP32-0BL0 | 1 | UN | 1 | 10 | C | D | EAR99 | N | 85362090 | 1 | 4042949093138 | 4.4 | KG | 2833.6 | 2833.6 | LP18 | LP18 | circuit breaker 3VA2 IEC frame 630 breaking capacity class H Icu=85kA @ 415V 3-pole, line protection ETU550, LSI, In=630A overload protection Ir=250A...630A short-circuit protection Isd=0.6..9 x In, Ii=1.5..9 x In N conductor protection optionally with external current transformer, up to 160% nut keeper kit undervoltage release (UVR) 24V DC 2 auxiliary switches HQ 1 trip alarm switch HQ 1 electrical alarm switch | - | 0 | 0
3VA2463-6JP32-0CA0 |  | 3VA2463-6JP32-0CA0 | 1 | UN | 1 | 10 | C | D | EAR99 | N | 85362090 | 1 | 4042949044345 | 4.4 | KG | 2728 | 2728 | LP18 | LP18 | circuit breaker 3VA2 IEC frame 630 breaking capacity class H Icu=85kA @ 415V 3-pole, line protection ETU550, LSI, In=630A overload protection Ir=250A...630A short-circuit protection Isd=0.6..9 x In, Ii=1.5..9 x In N conductor protection optionally with external current transformer, up to 160% nut keeper kit undervoltage release (UVR) 120-127V AC 50/60Hz | - | 0 | 0
3VA2463-6JP32-0CC0 |  | 3VA2463-6JP32-0CC0 | 1 | UN | 1 | 10 | C | D | EAR99 | N | 85362090 | 1 | 4042949071877 | 4.4 | KG | 2772 | 2772 | LP18 | LP18 | circuit breaker 3VA2 IEC frame 630 breaking capacity class H Icu=85kA @ 415V 3-pole, line protection ETU550, LSI, In=630A overload protection Ir=250A...630A short-circuit protection Isd=0.6..9 x In, Ii=1.5..9 x In N conductor protection optionally with external current transformer, up to 160% nut keeper kit undervoltage release (UVR) 120-127V AC 50/60Hz 2 auxiliary switches HQ | - | 0 | 0
3VA2463-6JP32-0CH0 |  | 3VA2463-6JP32-0CH0 | 1 | UN | 1 | 10 | C | D | EAR99 | N | 85362090 | 1 | 4042949084419 | 4.4 | KG | 2789.6 | 2789.6 | LP18 | LP18 | circuit breaker 3VA2 IEC frame 630 breaking capacity class H Icu=85kA @ 415V 3-pole, line protection ETU550, LSI, In=630A overload protection Ir=250A...630A short-circuit protection Isd=0.6..9 x In, Ii=1.5..9 x In N conductor protection optionally with external current transformer, up to 160% nut keeper kit undervoltage release (UVR) 120-127V AC 50/60Hz 2 auxiliary switches HQ 1 trip alarm switch HQ | - | 0 | 0
3VA2463-6JP32-0CL0 |  | 3VA2463-6JP32-0CL0 | 1 | UN | 1 | 10 | C | D | EAR99 | N | 85362090 | 1 | 4042949093497 | 4.4 | KG | 2833.6 | 2833.6 | LP18 | LP18 | circuit breaker 3VA2 IEC frame 630 breaking capacity class H Icu=85kA @ 415V 3-pole, line protection ETU550, LSI, In=630A overload protection Ir=250A...630A short-circuit protection Isd=0.6..9 x In, Ii=1.5..9 x In N conductor protection optionally with external current transformer, up to 160% nut keeper kit undervoltage release (UVR) 120-127V AC 50/60Hz 2 auxiliary switches HQ 1 trip alarm switch HQ 1 electrical alarm switch | - | 0 | 0
3VA2463-6JP32-0DA0 |  | 3VA2463-6JP32-0DA0 | 1 | UN | 1 | 10 | C | D | EAR99 | N | 85362090 | 1 | 4042949046431 | 4.4 | KG | 2728 | 2728 | LP18 | LP18 | circuit breaker 3VA2 IEC frame 630 breaking capacity class H Icu=85kA @ 415V 3-pole, line protection ETU550, LSI, In=630A overload protection Ir=250A...630A short-circuit protection Isd=0.6..9 x In, Ii=1.5..9 x In N conductor protection optionally with external current transformer, up to 160% nut keeper kit undervoltage release (UVR) 208-230V AC 50/60Hz | - | 0 | 0
3VA2463-6JP32-0DC0 |  | 3VA2463-6JP32-0DC0 | 1 | UN | 1 | 10 | C | D | EAR99 | N | 85362090 | 1 | 4042949073963 | 4.4 | KG | 2772 | 2772 | LP18 | LP18 | circuit breaker 3VA2 IEC frame 630 breaking capacity class H Icu=85kA @ 415V 3-pole, line protection ETU550, LSI, In=630A overload protection Ir=250A...630A short-circuit protection Isd=0.6..9 x In, Ii=1.5..9 x In N conductor protection optionally with external current transformer, up to 160% nut keeper kit undervoltage release (UVR) 208-230V AC 50/60Hz 2 auxiliary switches HQ | - | 0 | 0
3VA2463-6JP32-0DH0 |  | 3VA2463-6JP32-0DH0 | 1 | UN | 1 | 10 | C | D | EAR99 | N | 85362090 | 1 | 4042949086505 | 4.4 | KG | 2789.6 | 2789.6 | LP18 | LP18 | circuit breaker 3VA2 IEC frame 630 breaking capacity class H Icu=85kA @ 415V 3-pole, line protection ETU550, LSI, In=630A overload protection Ir=250A...630A short-circuit protection Isd=0.6..9 x In, Ii=1.5..9 x In N conductor protection optionally with external current transformer, up to 160% nut keeper kit undervoltage release (UVR) 208-230V AC 50/60Hz 2 auxiliary switches HQ 1 trip alarm switch HQ | - | 0 | 0
3VA2463-6JP32-0DL0 |  | 3VA2463-6JP32-0DL0 | 1 | UN | 1 | 10 | C | D | EAR99 | N | 85362090 | 1 | 4042949093855 | 4.4 | KG | 2833.6 | 2833.6 | LP18 | LP18 | circuit breaker 3VA2 IEC frame 630 breaking capacity class H Icu=85kA @ 415V 3-pole, line protection ETU550, LSI, In=630A overload protection Ir=250A...630A short-circuit protection Isd=0.6..9 x In, Ii=1.5..9 x In N conductor protection optionally with external current transformer, up to 160% nut keeper kit undervoltage release (UVR) 208-230V AC 50/60Hz 2 auxiliary switches HQ 1 trip alarm switch HQ 1 electrical alarm switch | - | 0 | 0
3VA2463-6JP32-0HA0 |  | 3VA2463-6JP32-0HA0 | 1 | UN | 1 | 10 | C | D | EAR99 | N | 85362090 | 1 | 4042949048527 | 4.4 | KG | 2701.6 | 2701.6 | LP18 | LP18 | circuit breaker 3VA2 IEC frame 630 breaking capacity class H Icu=85kA @ 415V 3-pole, line protection ETU550, LSI, In=630A overload protection Ir=250A...630A short-circuit protection Isd=0.6..9 x In, Ii=1.5..9 x In N conductor protection optionally with external current transformer, up to 160% nut keeper kit shunt trip (STL) 12-30V DC; 24V AC 50/60Hz | - | 0 | 0
3VA2463-6JP32-0HC0 |  | 3VA2463-6JP32-0HC0 | 1 | UN | 1 | 10 | C | D | EAR99 | N | 85362090 | 1 | 4042949076056 | 4.4 | KG | 2745.6 | 2745.6 | LP18 | LP18 | circuit breaker 3VA2 IEC frame 630 breaking capacity class H Icu=85kA @ 415V 3-pole, line protection ETU550, LSI, In=630A overload protection Ir=250A...630A short-circuit protection Isd=0.6..9 x In, Ii=1.5..9 x In N conductor protection optionally with external current transformer, up to 160% nut keeper kit shunt trip (STL) 12-30V DC; 24V AC 50/60Hz 2 auxiliary switches HQ | - | 0 | 0
3VA2463-6JP32-0HH0 |  | 3VA2463-6JP32-0HH0 | 1 | UN | 1 | 10 | C | D | EAR99 | N | 85362090 | 1 | 4042949088592 | 4.4 | KG | 2772 | 2772 | LP18 | LP18 | circuit breaker 3VA2 IEC frame 630 breaking capacity class H Icu=85kA @ 415V 3-pole, line protection ETU550, LSI, In=630A overload protection Ir=250A...630A short-circuit protection Isd=0.6..9 x In, Ii=1.5..9 x In N conductor protection optionally with external current transformer, up to 160% nut keeper kit shunt trip (STL) 12-30V DC; 24V AC 50/60Hz 2 auxiliary switches HQ 1 trip alarm switch HQ | - | 0 | 0
3VA2463-6JP32-0HL0 |  | 3VA2463-6JP32-0HL0 | 1 | UN | 1 | 10 | C | D | EAR99 | N | 85362090 | 1 | 4042949094210 | 4.4 | KG | 2798.4 | 2798.4 | LP18 | LP18 | circuit breaker 3VA2 IEC frame 630 breaking capacity class H Icu=85kA @ 415V 3-pole, line protection ETU550, LSI, In=630A overload protection Ir=250A...630A short-circuit protection Isd=0.6..9 x In, Ii=1.5..9 x In N conductor protection optionally with external current transformer, up to 160% nut keeper kit shunt trip (STL) 12-30V DC; 24V AC 50/60Hz 2 auxiliary switches HQ 1 trip alarm switch HQ 1 electrical alarm switch | - | 0 | 0
3VA2463-6JP32-0JA0 |  | 3VA2463-6JP32-0JA0 | 1 | UN | 1 | 10 | C | D | EAR99 | N | 85362090 | 1 | 4042949050612 | 4.4 | KG | 2701.6 | 2701.6 | LP18 | LP18 | circuit breaker 3VA2 IEC frame 630 breaking capacity class H Icu=85kA @ 415V 3-pole, line protection ETU550, LSI, In=630A overload protection Ir=250A...630A short-circuit protection Isd=0.6..9 x In, Ii=1.5..9 x In N conductor protection optionally with external current transformer, up to 160% nut keeper kit shunt trip (STL) 110-127V DC, AC 50/60Hz | - | 0 | 0
3VA2463-6JP32-0JC0 |  | 3VA2463-6JP32-0JC0 | 1 | UN | 1 | 10 | C | D | EAR99 | N | 85362090 | 1 | 4042949078142 | 4.4 | KG | 2745.6 | 2745.6 | LP18 | LP18 | circuit breaker 3VA2 IEC frame 630 breaking capacity class H Icu=85kA @ 415V 3-pole, line protection ETU550, LSI, In=630A overload protection Ir=250A...630A short-circuit protection Isd=0.6..9 x In, Ii=1.5..9 x In N conductor protection optionally with external current transformer, up to 160% nut keeper kit shunt trip (STL) 110-127V DC, AC 50/60Hz 2 auxiliary switches HQ | - | 0 | 0
3VA2463-6JP32-0JH0 |  | 3VA2463-6JP32-0JH0 | 1 | UN | 1 | 10 | C | D | EAR99 | N | 85362090 | 1 | 4042949090687 | 4.4 | KG | 2772 | 2772 | LP18 | LP18 | circuit breaker 3VA2 IEC frame 630 breaking capacity class H Icu=85kA @ 415V 3-pole, line protection ETU550, LSI, In=630A overload protection Ir=250A...630A short-circuit protection Isd=0.6..9 x In, Ii=1.5..9 x In N conductor protection optionally with external current transformer, up to 160% nut keeper kit shunt trip (STL) 110-127V DC, AC 50/60Hz 2 auxiliary switches HQ 1 trip alarm switch HQ | - | 0 | 0
3VA2463-6JP32-0JL0 |  | 3VA2463-6JP32-0JL0 | 1 | UN | 1 | 10 | C | D | EAR99 | N | 85362090 | 1 | 4042949094579 | 4.4 | KG | 2798.4 | 2798.4 | LP18 | LP18 | circuit breaker 3VA2 IEC frame 630 breaking capacity class H Icu=85kA @ 415V 3-pole, line protection ETU550, LSI, In=630A overload protection Ir=250A...630A short-circuit protection Isd=0.6..9 x In, Ii=1.5..9 x In N conductor protection optionally with external current transformer, up to 160% nut keeper kit shunt trip (STL) 110-127V DC, AC 50/60Hz 2 auxiliary switches HQ 1 trip alarm switch HQ 1 electrical alarm switch | - | 0 | 0
3VA2463-6JP32-0KA0 |  | 3VA2463-6JP32-0KA0 | 1 | UN | 1 | 10 | C | D | EAR99 | N | 85362090 | 1 | 4042949052708 | 4.4 | KG | 2701.6 | 2701.6 | LP18 | LP18 | circuit breaker 3VA2 IEC frame 630 breaking capacity class H Icu=85kA @ 415V 3-pole, line protection ETU550, LSI, In=630A overload protection Ir=250A...630A short-circuit protection Isd=0.6..9 x In, Ii=1.5..9 x In N conductor protection optionally with external current transformer, up to 160% nut keeper kit shunt trip (STL) 220-250V DC; 208-277V AC | - | 0 | 0
3VA2463-6JP32-0KC0 |  | 3VA2463-6JP32-0KC0 | 1 | UN | 1 | 10 | C | D | EAR99 | N | 85362090 | 1 | 4042949080237 | 4.4 | KG | 2745.6 | 2745.6 | LP18 | LP18 | circuit breaker 3VA2 IEC frame 630 breaking capacity class H Icu=85kA @ 415V 3-pole, line protection ETU550, LSI, In=630A overload protection Ir=250A...630A short-circuit protection Isd=0.6..9 x In, Ii=1.5..9 x In N conductor protection optionally with external current transformer, up to 160% nut keeper kit shunt trip (STL) 220-250V DC; 208-277V AC 2 auxiliary switches HQ | - | 0 | 0
3VA2463-6JP32-0KH0 |  | 3VA2463-6JP32-0KH0 | 1 | UN | 1 | 10 | C | D | EAR99 | N | 85362090 | 1 | 4042949092773 | 4.4 | KG | 2772 | 2772 | LP18 | LP18 | circuit breaker 3VA2 IEC frame 630 breaking capacity class H Icu=85kA @ 415V 3-pole, line protection ETU550, LSI, In=630A overload protection Ir=250A...630A short-circuit protection Isd=0.6..9 x In, Ii=1.5..9 x In N conductor protection optionally with external current transformer, up to 160% nut keeper kit shunt trip (STL) 220-250V DC; 208-277V AC 2 auxiliary switches HQ 1 trip alarm switch HQ | - | 0 | 0
3VA2463-6JP32-0KL0 |  | 3VA2463-6JP32-0KL0 | 1 | UN | 1 | 10 | C | D | EAR99 | N | 85362090 | 1 | 4042949094937 | 4.4 | KG | 2798.4 | 2798.4 | LP18 | LP18 | circuit breaker 3VA2 IEC frame 630 breaking capacity class H Icu=85kA @ 415V 3-pole, line protection ETU550, LSI, In=630A overload protection Ir=250A...630A short-circuit protection Isd=0.6..9 x In, Ii=1.5..9 x In N conductor protection optionally with external current transformer, up to 160% nut keeper kit shunt trip (STL) 220-250V DC; 208-277V AC 2 auxiliary switches HQ 1 trip alarm switch HQ 1 electrical alarm switch | - | 0 | 0
3VA2463-6JP42-0AA0 |  | 3VA2463-6JP42-0AA0 | 1 | UN | 1 | 5 | B | D | EAR99 | N | 85362090 | 1 | 4042948808320 | 6.694 | KG | 3162 | 3077 | LP18 | LP18 | circuit breaker 3VA2 IEC frame 630 breaking capacity class H Icu=85kA @ 415V 4-pole, line protection ETU550, LSI, In=630A overload protection Ir=250A...630A short-circuit protection Isd=0.6..9x In, Ii=1.5..9x In N conductor protection adjustable (OFF, up to 100%) nut keeper kit | Lista Papel 2020 SI | 0 | 0
3VA2463-6JQ32-0AA0 |  | 3VA2463-6JQ32-0AA0 | 1 | UN | 1 | 5 | B | D | EAR99 | N | 85362090 | 1 | 4042948807774 | 5.15 | KG | 2754 | 2677.5 | LP18 | LP18 | circuit breaker 3VA2 IEC frame 630 breaking capacity class H Icu=85kA @ 415V 3-pole, line protection ETU560, LSIG, In=630A overload protection Ir=250A...630A short-circuit protection Isd=0.6..9x In, Ii=1.5..9x In N conductor protection optionally with external current transformer, up to 160% gr.-fault prot., can be sw. off Ig=0.2...1 x In, tg=0.05-0.8s nut keeper kit | Lista Papel 2020 SI | 0 | 0
3VA2463-6JQ32-0AB0 |  | 3VA2463-6JQ32-0AB0 | 1 | UN | 1 | 10 | C | D | EAR99 | N | 85362090 | 1 | 4042949054788 | 4.4 | KG | 2921.6 | 2921.6 | LP18 | LP18 | circuit breaker 3VA2 IEC frame 630 breaking capacity class H Icu=85kA @ 415V 3-pole, line protection ETU560, LSIG, In=630A overload protection Ir=250A...630A short-circuit protection Isd=0.6..9 x In, Ii=1.5..9 x In N conductor protection optionally with external current transformer, up to 160% gr.-fault prot., can be sw. off Ig=0.2...1 x In, tg=0.05-0.8s nut keeper kit 2 auxiliary switches HP | - | 0 | 0
3VA2463-6JQ32-0AC0 |  | 3VA2463-6JQ32-0AC0 | 1 | UN | 1 | 10 | C | D | EAR99 | N | 85362090 | 1 | 4042949056874 | 4.4 | KG | 2895.2 | 2895.2 | LP18 | LP18 | circuit breaker 3VA2 IEC frame 630 breaking capacity class H Icu=85kA @ 415V 3-pole, line protection ETU560, LSIG, In=630A overload protection Ir=250A...630A short-circuit protection Isd=0.6..9 x In, Ii=1.5..9 x In N conductor protection optionally with external current transformer, up to 160% gr.-fault prot., can be sw. off Ig=0.2...1 x In, tg=0.05-0.8s nut keeper kit 2 auxiliary switches HQ | - | 0 | 0
3VA2463-6JQ32-0AD0 |  | 3VA2463-6JQ32-0AD0 | 1 | UN | 1 | 10 | C | D | EAR99 | N | 85362090 | 1 | 4042949058960 | 4.4 | KG | 2921.6 | 2921.6 | LP18 | LP18 | circuit breaker 3VA2 IEC frame 630 breaking capacity class H Icu=85kA @ 415V 3-pole, line protection ETU560, LSIG, In=630A overload protection Ir=250A...630A short-circuit protection Isd=0.6..9 x In, Ii=1.5..9 x In N conductor protection optionally with external current transformer, up to 160% gr.-fault prot., can be sw. off Ig=0.2...1 x In, tg=0.05-0.8s nut keeper kit 3 auxiliary switches HQ | - | 0 | 0
3VA2463-6JQ32-0AE0 |  | 3VA2463-6JQ32-0AE0 | 1 | UN | 1 | 10 | C | D | EAR99 | N | 85362090 | 1 | 4042949061052 | 4.4 | KG | 2939.2 | 2939.2 | LP18 | LP18 | circuit breaker 3VA2 IEC frame 630 breaking capacity class H Icu=85kA @ 415V 3-pole, line protection ETU560, LSIG, In=630A overload protection Ir=250A...630A short-circuit protection Isd=0.6..9 x In, Ii=1.5..9 x In N conductor protection optionally with external current transformer, up to 160% gr.-fault prot., can be sw. off Ig=0.2...1 x In, tg=0.05-0.8s nut keeper kit 4 auxiliary switches HQ | - | 0 | 0
3VA2463-6JQ32-0AF0 |  | 3VA2463-6JQ32-0AF0 | 1 | UN | 1 | 10 | C | D | EAR99 | N | 85362090 | 1 | 4042949063148 | 4.4 | KG | 2895.2 | 2895.2 | LP18 | LP18 | circuit breaker 3VA2 IEC frame 630 breaking capacity class H Icu=85kA @ 415V 3-pole, line protection ETU560, LSIG, In=630A overload protection Ir=250A...630A short-circuit protection Isd=0.6..9 x In, Ii=1.5..9 x In N conductor protection optionally with external current transformer, up to 160% gr.-fault prot., can be sw. off Ig=0.2...1 x In, tg=0.05-0.8s nut keeper kit 1 auxiliary switch HQ 1 trip alarm switch HQ | - | 0 | 0
3VA2463-6JQ32-0AG0 |  | 3VA2463-6JQ32-0AG0 | 1 | UN | 1 | 10 | C | D | EAR99 | N | 85362090 | 1 | 4042949065234 | 4.4 | KG | 2921.6 | 2921.6 | LP18 | LP18 | circuit breaker 3VA2 IEC frame 630 breaking capacity class H Icu=85kA @ 415V 3-pole, line protection ETU560, LSIG, In=630A overload protection Ir=250A...630A short-circuit protection Isd=0.6..9 x In, Ii=1.5..9 x In N conductor protection optionally with external current transformer, up to 160% gr.-fault prot., can be sw. off Ig=0.2...1 x In, tg=0.05-0.8s nut keeper kit 1 auxiliary switch HP 1 trip alarm switch HP | - | 0 | 0
3VA2463-6JQ32-0AH0 |  | 3VA2463-6JQ32-0AH0 | 1 | UN | 1 | 10 | C | D | EAR99 | N | 85362090 | 1 | 4042949067320 | 4.4 | KG | 2921.6 | 2921.6 | LP18 | LP18 | circuit breaker 3VA2 IEC frame 630 breaking capacity class H Icu=85kA @ 415V 3-pole, line protection ETU560, LSIG, In=630A overload protection Ir=250A...630A short-circuit protection Isd=0.6..9 x In, Ii=1.5..9 x In N conductor protection optionally with external current transformer, up to 160% gr.-fault prot., can be sw. off Ig=0.2...1 x In, tg=0.05-0.8s nut keeper kit 2 auxiliary switches HQ 1 trip alarm switch HQ | - | 0 | 0
3VA2463-6JQ32-0AJ0 |  | 3VA2463-6JQ32-0AJ0 | 1 | UN | 1 | 10 | C | D | EAR99 | N | 85362090 | 1 | 4042949067689 | 4.4 | KG | 2956.8 | 2956.8 | LP18 | LP18 | circuit breaker 3VA2 IEC frame 630 breaking capacity class H Icu=85kA @ 415V 3-pole, line protection ETU560, LSIG, In=630A overload protection Ir=250A...630A short-circuit protection Isd=0.6..9 x In, Ii=1.5..9 x In N conductor protection optionally with external current transformer, up to 160% gr.-fault prot., can be sw. off Ig=0.2...1 x In, tg=0.05-0.8s nut keeper kit 2 auxiliary switches HP 1 trip alarm switch HP | - | 0 | 0
3VA2463-6JQ32-0BA0 |  | 3VA2463-6JQ32-0BA0 | 1 | UN | 1 | 10 | C | D | EAR99 | N | 85362090 | 1 | 4042949042242 | 4.4 | KG | 2956.8 | 2956.8 | LP18 | LP18 | circuit breaker 3VA2 IEC frame 630 breaking capacity class H Icu=85kA @ 415V 3-pole, line protection ETU560, LSIG, In=630A overload protection Ir=250A...630A short-circuit protection Isd=0.6..9 x In, Ii=1.5..9 x In N conductor protection optionally with external current transformer, up to 160% gr.-fault prot., can be sw. off Ig=0.2...1 x In, tg=0.05-0.8s nut keeper kit undervoltage release (UVR) 24V DC | - | 0 | 0
3VA2463-6JQ32-0BC0 |  | 3VA2463-6JQ32-0BC0 | 1 | UN | 1 | 10 | C | D | EAR99 | N | 85362090 | 1 | 4042949069775 | 4.4 | KG | 3027.2 | 3027.2 | LP18 | LP18 | circuit breaker 3VA2 IEC frame 630 breaking capacity class H Icu=85kA @ 415V 3-pole, line protection ETU560, LSIG, In=630A overload protection Ir=250A...630A short-circuit protection Isd=0.6..9 x In, Ii=1.5..9 x In N conductor protection optionally with external current transformer, up to 160% gr.-fault prot., can be sw. off Ig=0.2...1 x In, tg=0.05-0.8s nut keeper kit undervoltage release (UVR) 24V DC 2 auxiliary switches HQ | - | 0 | 0
3VA2463-6JQ32-0BH0 |  | 3VA2463-6JQ32-0BH0 | 1 | UN | 1 | 10 | C | D | EAR99 | N | 85362090 | 1 | 4042949082316 | 4.4 | KG | 3044.8 | 3044.8 | LP18 | LP18 | circuit breaker 3VA2 IEC frame 630 breaking capacity class H Icu=85kA @ 415V 3-pole, line protection ETU560, LSIG, In=630A overload protection Ir=250A...630A short-circuit protection Isd=0.6..9 x In, Ii=1.5..9 x In N conductor protection optionally with external current transformer, up to 160% gr.-fault prot., can be sw. off Ig=0.2...1 x In, tg=0.05-0.8s nut keeper kit undervoltage release (UVR) 24V DC 2 auxiliary switches HQ 1 trip alarm switch HQ | - | 0 | 0
3VA2463-6JQ32-0BL0 |  | 3VA2463-6JQ32-0BL0 | 1 | UN | 1 | 10 | C | D | EAR99 | N | 85362090 | 1 | 4042949093121 | 4.4 | KG | 3088.8 | 3088.8 | LP18 | LP18 | circuit breaker 3VA2 IEC frame 630 breaking capacity class H Icu=85kA @ 415V 3-pole, line protection ETU560, LSIG, In=630A overload protection Ir=250A...630A short-circuit protection Isd=0.6..9 x In, Ii=1.5..9 x In N conductor protection, opt. w. ext. curr. transf., up to 160% gr.-fault prot., can be sw. off Ig=0.2...1 x In= tg=0.05-0.8s nut keeper kit undervoltage release (UVR) 24V DC 2 auxiliary switches HQ 1 trip alarm switch HQ 1 electrical alarm switch | - | 0 | 0
3VA2463-6JQ32-0CA0 |  | 3VA2463-6JQ32-0CA0 | 1 | UN | 1 | 10 | C | D | EAR99 | N | 85362090 | 1 | 4042949044338 | 4.4 | KG | 2956.8 | 2956.8 | LP18 | LP18 | circuit breaker 3VA2 IEC frame 630 breaking capacity class H Icu=85kA @ 415V 3-pole, line protection ETU560, LSIG, In=630A overload protection Ir=250A...630A short-circuit protection Isd=0.6..9 x In, Ii=1.5..9 x In N conductor protection optionally with external current transformer, up to 160% gr.-fault prot., can be sw. off Ig=0.2...1 x In, tg=0.05-0.8s nut keeper kit undervoltage release (UVR) 120-127V AC 50/60Hz | - | 0 | 0
3VA2463-6JQ32-0CC0 |  | 3VA2463-6JQ32-0CC0 | 1 | UN | 1 | 10 | C | D | EAR99 | N | 85362090 | 1 | 4042949071860 | 4.4 | KG | 3027.2 | 3027.2 | LP18 | LP18 | circuit breaker 3VA2 IEC frame 630 breaking capacity class H Icu=85kA @ 415V 3-pole, line protection ETU560, LSIG, In=630A overload protection Ir=250A...630A short-circuit protection Isd=0.6..9 x In, Ii=1.5..9 x In N conductor protection optionally with external current transformer, up to 160% gr.-fault prot., can be sw. off Ig=0.2...1 x In, tg=0.05-0.8s nut keeper kit undervoltage release (UVR) 120-127V AC 50/60Hz 2 auxiliary switches HQ | - | 0 | 0
3VA2463-6JQ32-0CH0 |  | 3VA2463-6JQ32-0CH0 | 1 | UN | 1 | 10 | C | D | EAR99 | N | 85362090 | 1 | 4042949084402 | 4.4 | KG | 3044.8 | 3044.8 | LP18 | LP18 | circuit breaker 3VA2 IEC frame 630 breaking capacity class H Icu=85kA @ 415V 3-pole, line protection ETU560, LSIG, In=630A overload protection Ir=250A...630A short-circuit protection Isd=0.6..9 x In, Ii=1.5..9 x In N conductor protection optionally with external current transformer, up to 160% gr.-fault prot., can be sw. off Ig=0.2...1 x In, tg=0.05-0.8s nut keeper kit undervoltage release (UVR) 120-127V AC 50/60Hz 2 auxiliary switches HQ 1 trip alarm switch HQ | - | 0 | 0
3VA2463-6JQ32-0CL0 |  | 3VA2463-6JQ32-0CL0 | 1 | UN | 1 | 10 | C | D | EAR99 | N | 85362090 | 1 | 4042949093480 | 4.4 | KG | 3088.8 | 3088.8 | LP18 | LP18 | circuit breaker 3VA2 IEC frame 630 breaking capacity class H Icu=85kA @ 415V 3-pole, line protection ETU560, LSIG, In=630A overload protection Ir=250A...630A short-circuit protection Isd=0.6..9 x In, Ii=1.5..9 x In N conductor protection, opt. w. ext. curr. transf., up to 160% gr.-fault prot., can be sw. off Ig=0.2...1 x In= tg=0.05-0.8s nut keeper kit undervoltage release (UVR) 120-127V AC 50/60Hz 2 auxiliary switches HQ 1 trip alarm switch HQ 1 electrical alarm switch | - | 0 | 0
3VA2463-6JQ32-0DA0 |  | 3VA2463-6JQ32-0DA0 | 1 | UN | 1 | 10 | C | D | EAR99 | N | 85362090 | 1 | 4042949046424 | 4.4 | KG | 2956.8 | 2956.8 | LP18 | LP18 | circuit breaker 3VA2 IEC frame 630 breaking capacity class H Icu=85kA @ 415V 3-pole, line protection ETU560, LSIG, In=630A overload protection Ir=250A...630A short-circuit protection Isd=0.6..9 x In, Ii=1.5..9 x In N conductor protection optionally with external current transformer, up to 160% gr.-fault prot., can be sw. off Ig=0.2...1 x In, tg=0.05-0.8s nut keeper kit undervoltage release (UVR) 208-230V AC 50/60Hz | - | 0 | 0
3VA2463-6JQ32-0DC0 |  | 3VA2463-6JQ32-0DC0 | 1 | UN | 1 | 10 | C | D | EAR99 | N | 85362090 | 1 | 4042949073956 | 4.4 | KG | 3027.2 | 3027.2 | LP18 | LP18 | circuit breaker 3VA2 IEC frame 630 breaking capacity class H Icu=85kA @ 415V 3-pole, line protection ETU560, LSIG, In=630A overload protection Ir=250A...630A short-circuit protection Isd=0.6..9 x In, Ii=1.5..9 x In N conductor protection optionally with external current transformer, up to 160% gr.-fault prot., can be sw. off Ig=0.2...1 x In, tg=0.05-0.8s nut keeper kit undervoltage release (UVR) 208-230V AC 50/60Hz 2 auxiliary switches HQ | - | 0 | 0
3VA2463-6JQ32-0DH0 |  | 3VA2463-6JQ32-0DH0 | 1 | UN | 1 | 10 | C | D | EAR99 | N | 85362090 | 1 | 4042949086499 | 4.4 | KG | 3044.8 | 3044.8 | LP18 | LP18 | circuit breaker 3VA2 IEC frame 630 breaking capacity class H Icu=85kA @ 415V 3-pole, line protection ETU560, LSIG, In=630A overload protection Ir=250A...630A short-circuit protection Isd=0.6..9 x In, Ii=1.5..9 x In N conductor protection optionally with external current transformer, up to 160% gr.-fault prot., can be sw. off Ig=0.2...1 x In, tg=0.05-0.8s nut keeper kit undervoltage release (UVR) 208-230V AC 50/60Hz 2 auxiliary switches HQ 1 trip alarm switch HQ | - | 0 | 0
3VA2463-6JQ32-0DL0 |  | 3VA2463-6JQ32-0DL0 | 1 | UN | 1 | 10 | C | D | EAR99 | N | 85362090 | 1 | 4042949093848 | 4.4 | KG | 3088.8 | 3088.8 | LP18 | LP18 | circuit breaker 3VA2 IEC frame 630 breaking capacity class H Icu=85kA @ 415V 3-pole, line protection ETU560, LSIG, In=630A overload protection Ir=250A...630A short-circuit protection Isd=0.6..9 x In, Ii=1.5..9 x In N conductor protection, opt. w. ext. curr. transf., up to 160% gr.-fault prot., can be sw. off Ig=0.2...1 x In= tg=0.05-0.8s nut keeper kit undervoltage release (UVR) 208-230V AC 50/60Hz 2 auxiliary switches HQ 1 trip alarm switch HQ 1 electrical alarm switch | - | 0 | 0
3VA2463-6JQ32-0HA0 |  | 3VA2463-6JQ32-0HA0 | 1 | UN | 1 | 10 | C | D | EAR99 | N | 85362090 | 1 | 4042949048510 | 4.4 | KG | 2930.4 | 2930.4 | LP18 | LP18 | circuit breaker 3VA2 IEC frame 630 breaking capacity class H Icu=85kA @ 415V 3-pole, line protection ETU560, LSIG, In=630A overload protection Ir=250A...630A short-circuit protection Isd=0.6..9 x In, Ii=1.5..9 x In N conductor protection optionally with external current transformer, up to 160% gr.-fault prot., can be sw. off Ig=0.2...1 x In, tg=0.05-0.8s nut keeper kit shunt trip (STL) 12-30V DC; 24V AC 50/60Hz | - | 0 | 0
3VA2463-6JQ32-0HC0 |  | 3VA2463-6JQ32-0HC0 | 1 | UN | 1 | 10 | C | D | EAR99 | N | 85362090 | 1 | 4042949076049 | 4.4 | KG | 2992 | 2992 | LP18 | LP18 | circuit breaker 3VA2 IEC frame 630 breaking capacity class H Icu=85kA @ 415V 3-pole, line protection ETU560, LSIG, In=630A overload protection Ir=250A...630A short-circuit protection Isd=0.6..9 x In, Ii=1.5..9 x In N conductor protection optionally with external current transformer, up to 160% gr.-fault prot., can be sw. off Ig=0.2...1 x In, tg=0.05-0.8s nut keeper kit shunt trip (STL) 12-30V DC; 24V AC 50/60Hz 2 auxiliary switches HQ | - | 0 | 0
3VA2463-6JQ32-0HH0 |  | 3VA2463-6JQ32-0HH0 | 1 | UN | 1 | 10 | C | D | EAR99 | N | 85362090 | 1 | 4042949088585 | 4.4 | KG | 3027.2 | 3027.2 | LP18 | LP18 | circuit breaker 3VA2 IEC frame 630 breaking capacity class H Icu=85kA @ 415V 3-pole, line protection ETU560, LSIG, In=630A overload protection Ir=250A...630A short-circuit protection Isd=0.6..9 x In, Ii=1.5..9 x In N conductor protection optionally with external current transformer, up to 160% gr.-fault prot., can be sw. off Ig=0.2...1 x In, tg=0.05-0.8s nut keeper kit shunt trip (STL) 12-30V DC; 24V AC 50/60Hz 2 auxiliary switches HQ 1 trip alarm switch HQ | - | 0 | 0
3VA2463-6JQ32-0HL0 |  | 3VA2463-6JQ32-0HL0 | 1 | UN | 1 | 10 | C | D | EAR99 | N | 85362090 | 1 | 4042949094203 | 4.4 | KG | 3053.6 | 3053.6 | LP18 | LP18 | circuit breaker 3VA2 IEC frame 630 breaking capacity class H Icu=85kA @ 415V 3-pole, line protection ETU560, LSIG, In=630A overload protection Ir=250A...630A short-circuit protection Isd=0.6..9 x In, Ii=1.5..9 x In N conductor protection, opt. w. ext. curr. transf., up to 160% gr.-fault prot., can be sw. off Ig=0.2...1 x In= tg=0.05-0.8s nut keeper kit shunt trip (STL) 12-30V DC; 24V AC 50/60Hz 2 auxiliary switches HQ 1 trip alarm switch HQ 1 electrical alarm switch | - | 0 | 0
3VA2463-6JQ32-0JA0 |  | 3VA2463-6JQ32-0JA0 | 1 | UN | 1 | 10 | C | D | EAR99 | N | 85362090 | 1 | 4042949050605 | 4.4 | KG | 2930.4 | 2930.4 | LP18 | LP18 | circuit breaker 3VA2 IEC frame 630 breaking capacity class H Icu=85kA @ 415V 3-pole, line protection ETU560, LSIG, In=630A overload protection Ir=250A...630A short-circuit protection Isd=0.6..9 x In, Ii=1.5..9 x In N conductor protection optionally with external current transformer, up to 160% gr.-fault prot., can be sw. off Ig=0.2...1 x In, tg=0.05-0.8s nut keeper kit shunt trip (STL) 110-127V DC, AC 50/60Hz | - | 0 | 0
3VA2463-6JQ32-0JC0 |  | 3VA2463-6JQ32-0JC0 | 1 | UN | 1 | 10 | C | D | EAR99 | N | 85362090 | 1 | 4042949078135 | 4.4 | KG | 2992 | 2992 | LP18 | LP18 | circuit breaker 3VA2 IEC frame 630 breaking capacity class H Icu=85kA @ 415V 3-pole, line protection ETU560, LSIG, In=630A overload protection Ir=250A...630A short-circuit protection Isd=0.6..9 x In, Ii=1.5..9 x In N conductor protection optionally with external current transformer, up to 160% gr.-fault prot., can be sw. off Ig=0.2...1 x In, tg=0.05-0.8s nut keeper kit shunt trip (STL) 110-127V DC, AC 50/60Hz 2 auxiliary switches HQ | - | 0 | 0
3VA2463-6JQ32-0JH0 |  | 3VA2463-6JQ32-0JH0 | 1 | UN | 1 | 10 | C | D | EAR99 | N | 85362090 | 1 | 4042949090670 | 4.4 | KG | 3027.2 | 3027.2 | LP18 | LP18 | circuit breaker 3VA2 IEC frame 630 breaking capacity class H Icu=85kA @ 415V 3-pole, line protection ETU560, LSIG, In=630A overload protection Ir=250A...630A short-circuit protection Isd=0.6..9 x In, Ii=1.5..9 x In N conductor protection optionally with external current transformer, up to 160% gr.-fault prot., can be sw. off Ig=0.2...1 x In, tg=0.05-0.8s nut keeper kit shunt trip (STL) 110-127V DC, AC 50/60Hz 2 auxiliary switches HQ 1 trip alarm switch HQ | - | 0 | 0
3VA2463-6JQ32-0JL0 |  | 3VA2463-6JQ32-0JL0 | 1 | UN | 1 | 10 | C | D | EAR99 | N | 85362090 | 1 | 4042949094562 | 4.4 | KG | 3053.6 | 3053.6 | LP18 | LP18 | circuit breaker 3VA2 IEC frame 630 breaking capacity class H Icu=85kA @ 415V 3-pole, line protection ETU560, LSIG, In=630A overload protection Ir=250A...630A short-circuit protection Isd=0.6..9 x In, Ii=1.5..9 x In N conductor protection, opt. w. ext. curr. transf., up to 160% gr.-fault prot., can be sw. off Ig=0.2...1 x In= tg=0.05-0.8s nut keeper kit shunt trip (STL) 110-127V DC, AC 50/60Hz 2 auxiliary switches HQ 1 trip alarm switch HQ 1 electrical alarm switch | - | 0 | 0
3VA2463-6JQ32-0KA0 |  | 3VA2463-6JQ32-0KA0 | 1 | UN | 1 | 10 | C | D | EAR99 | N | 85362090 | 1 | 4042949052692 | 4.4 | KG | 2930.4 | 2930.4 | LP18 | LP18 | circuit breaker 3VA2 IEC frame 630 breaking capacity class H Icu=85kA @ 415V 3-pole, line protection ETU560, LSIG, In=630A overload protection Ir=250A...630A short-circuit protection Isd=0.6..9 x In, Ii=1.5..9 x In N conductor protection optionally with external current transformer, up to 160% gr.-fault prot., can be sw. off Ig=0.2...1 x In, tg=0.05-0.8s nut keeper kit shunt trip (STL) 220-250V DC; 208-277V AC | - | 0 | 0
3VA2463-6JQ32-0KC0 |  | 3VA2463-6JQ32-0KC0 | 1 | UN | 1 | 10 | C | D | EAR99 | N | 85362090 | 1 | 4042949080220 | 4.4 | KG | 2992 | 2992 | LP18 | LP18 | circuit breaker 3VA2 IEC frame 630 breaking capacity class H Icu=85kA @ 415V 3-pole, line protection ETU560, LSIG, In=630A overload protection Ir=250A...630A short-circuit protection Isd=0.6..9 x In, Ii=1.5..9 x In N conductor protection optionally with external current transformer, up to 160% gr.-fault prot., can be sw. off Ig=0.2...1 x In, tg=0.05-0.8s nut keeper kit shunt trip (STL) 220-250V DC; 208-277V AC 2 auxiliary switches HQ | - | 0 | 0
3VA2463-6JQ32-0KH0 |  | 3VA2463-6JQ32-0KH0 | 1 | UN | 1 | 10 | C | D | EAR99 | N | 85362090 | 1 | 4042949092766 | 4.4 | KG | 3027.2 | 3027.2 | LP18 | LP18 | circuit breaker 3VA2 IEC frame 630 breaking capacity class H Icu=85kA @ 415V 3-pole, line protection ETU560, LSIG, In=630A overload protection Ir=250A...630A short-circuit protection Isd=0.6..9 x In, Ii=1.5..9 x In N conductor protection optionally with external current transformer, up to 160% gr.-fault prot., can be sw. off Ig=0.2...1 x In, tg=0.05-0.8s nut keeper kit shunt trip (STL) 220-250V DC; 208-277V AC 2 auxiliary switches HQ 1 trip alarm switch HQ | - | 0 | 0
3VA2463-6JQ32-0KL0 |  | 3VA2463-6JQ32-0KL0 | 1 | UN | 1 | 10 | C | D | EAR99 | N | 85362090 | 1 | 4042949094920 | 4.4 | KG | 3053.6 | 3053.6 | LP18 | LP18 | circuit breaker 3VA2 IEC frame 630 breaking capacity class H Icu=85kA @ 415V 3-pole, line protection ETU560, LSIG, In=630A overload protection Ir=250A...630A short-circuit protection Isd=0.6..9 x In, Ii=1.5..9 x In N conductor protection, opt. w. ext. curr. transf., up to 160% gr.-fault prot., can be sw. off Ig=0.2...1 x In= tg=0.05-0.8s nut keeper kit shunt trip (STL) 220-250V DC; 208-277V AC 2 auxiliary switches HQ 1 trip alarm switch HQ 1 electrical alarm switch | - | 0 | 0
3VA2463-6JQ42-0AA0 |  | 3VA2463-6JQ42-0AA0 | 1 | UN | 1 | 5 | B | D | EAR99 | N | 85362090 | 1 | 4042948808337 | 6.732 | KG | 3417 | 3323.5 | LP18 | LP18 | circuit breaker 3VA2 IEC frame 630 breaking capacity class H Icu=85kA @ 415V 4-pole, line protection ETU560, LSIG, In=630A overload protection Ir=250A...630A short-circuit protection Isd=0.6..9x In, Ii=1.5..9x In N conductor protection adjustable (OFF, up to 100%) gr.-fault prot., can be sw. off Ig=0.2...1 x In= tg=0.05-0.8s nut keeper kit | Lista Papel 2020 SI | 0 | 0
3VA2463-6KP32-0AA0 |  | 3VA2463-6KP32-0AA0 | 1 | UN | 1 | 5 | B | D | EAR99 | N | 85362090 | 1 | 4042948807781 | 5.27 | KG | 2720 | 2643.5 | LP18 | LP18 | circuit breaker 3VA2 IEC frame 630 breaking capacity class H Icu=85kA @ 415V 3-pole, line protection ETU850, LSI, In=630A overload protection Ir=250A...630A short-circuit protection Isd=0.6..9x In, Ii=1.5..9x In N conductor protection optionally with external current transformer, up to 160% nut keeper kit | Lista Papel 2020 SI | 0 | 0
3VA2463-6KP32-0AB0 |  | 3VA2463-6KP32-0AB0 | 1 | UN | 1 | 10 | C | D | EAR99 | N | 85362090 | 1 | 4042949054771 | 4.4 | KG | 2877.6 | 2877.6 | LP18 | LP18 | circuit breaker 3VA2 IEC frame 630 breaking capacity class H Icu=85kA @ 415V 3-pole, line protection ETU850, LSI, In=630A overload protection Ir=250A...630A short-circuit protection Isd=0.6..9 x In, Ii=1.5..9 x In N conductor protection optionally with external current transformer, up to 160% nut keeper kit 2 auxiliary switches HP | - | 0 | 0
3VA2463-6KP32-0AC0 |  | 3VA2463-6KP32-0AC0 | 1 | UN | 1 | 10 | C | D | EAR99 | N | 85362090 | 1 | 4042949056867 | 4.4 | KG | 2860 | 2860 | LP18 | LP18 | circuit breaker 3VA2 IEC frame 630 breaking capacity class H Icu=85kA @ 415V 3-pole, line protection ETU850, LSI, In=630A overload protection Ir=250A...630A short-circuit protection Isd=0.6..9 x In, Ii=1.5..9 x In N conductor protection optionally with external current transformer, up to 160% nut keeper kit 2 auxiliary switches HQ | - | 0 | 0
3VA2463-6KP32-0AD0 |  | 3VA2463-6KP32-0AD0 | 1 | UN | 1 | 10 | C | D | EAR99 | N | 85362090 | 1 | 4042949058953 | 4.4 | KG | 2877.6 | 2877.6 | LP18 | LP18 | circuit breaker 3VA2 IEC frame 630 breaking capacity class H Icu=85kA @ 415V 3-pole, line protection ETU850, LSI, In=630A overload protection Ir=250A...630A short-circuit protection Isd=0.6..9 x In, Ii=1.5..9 x In N conductor protection optionally with external current transformer, up to 160% nut keeper kit 3 auxiliary switches HQ | - | 0 | 0
3VA2463-6KP32-0AE0 |  | 3VA2463-6KP32-0AE0 | 1 | UN | 1 | 10 | C | D | EAR99 | N | 85362090 | 1 | 4042949061045 | 4.4 | KG | 2895.2 | 2895.2 | LP18 | LP18 | circuit breaker 3VA2 IEC frame 630 breaking capacity class H Icu=85kA @ 415V 3-pole, line protection ETU850, LSI, In=630A overload protection Ir=250A...630A short-circuit protection Isd=0.6..9 x In, Ii=1.5..9 x In N conductor protection optionally with external current transformer, up to 160% nut keeper kit 4 auxiliary switches HQ | - | 0 | 0
3VA2463-6KP32-0AF0 |  | 3VA2463-6KP32-0AF0 | 1 | UN | 1 | 10 | C | D | EAR99 | N | 85362090 | 1 | 4042949063131 | 4.4 | KG | 2860 | 2860 | LP18 | LP18 | circuit breaker 3VA2 IEC frame 630 breaking capacity class H Icu=85kA @ 415V 3-pole, line protection ETU850, LSI, In=630A overload protection Ir=250A...630A short-circuit protection Isd=0.6..9 x In, Ii=1.5..9 x In N conductor protection optionally with external current transformer, up to 160% nut keeper kit 1 auxiliary switch HQ 1 trip alarm switch HQ | - | 0 | 0
3VA2463-6KP32-0AG0 |  | 3VA2463-6KP32-0AG0 | 1 | UN | 1 | 10 | C | D | EAR99 | N | 85362090 | 1 | 4042949065227 | 4.4 | KG | 2877.6 | 2877.6 | LP18 | LP18 | circuit breaker 3VA2 IEC frame 630 breaking capacity class H Icu=85kA @ 415V 3-pole, line protection ETU850, LSI, In=630A overload protection Ir=250A...630A short-circuit protection Isd=0.6..9 x In, Ii=1.5..9 x In N conductor protection optionally with external current transformer, up to 160% nut keeper kit 1 auxiliary switch HP 1 trip alarm switch HP | - | 0 | 0
3VA2463-6KP32-0AH0 |  | 3VA2463-6KP32-0AH0 | 1 | UN | 1 | 10 | C | D | EAR99 | N | 85362090 | 1 | 4042949067313 | 4.4 | KG | 2877.6 | 2877.6 | LP18 | LP18 | circuit breaker 3VA2 IEC frame 630 breaking capacity class H Icu=85kA @ 415V 3-pole, line protection ETU850, LSI, In=630A overload protection Ir=250A...630A short-circuit protection Isd=0.6..9 x In, Ii=1.5..9 x In N conductor protection optionally with external current transformer, up to 160% nut keeper kit 2 auxiliary switches HQ 1 trip alarm switch HQ | - | 0 | 0
3VA2463-6KP32-0AJ0 |  | 3VA2463-6KP32-0AJ0 | 1 | UN | 1 | 10 | C | D | EAR99 | N | 85362090 | 1 | 4042949067672 | 4.4 | KG | 2921.6 | 2921.6 | LP18 | LP18 | circuit breaker 3VA2 IEC frame 630 breaking capacity class H Icu=85kA @ 415V 3-pole, line protection ETU850, LSI, In=630A overload protection Ir=250A...630A short-circuit protection Isd=0.6..9 x In, Ii=1.5..9 x In N conductor protection optionally with external current transformer, up to 160% nut keeper kit 2 auxiliary switches HP 1 trip alarm switch HP | - | 0 | 0
3VA2463-6KP32-0BA0 |  | 3VA2463-6KP32-0BA0 | 1 | UN | 1 | 10 | C | D | EAR99 | N | 85362090 | 1 | 4042949042235 | 4.4 | KG | 2921.6 | 2921.6 | LP18 | LP18 | circuit breaker 3VA2 IEC frame 630 breaking capacity class H Icu=85kA @ 415V 3-pole, line protection ETU850, LSI, In=630A overload protection Ir=250A...630A short-circuit protection Isd=0.6..9 x In, Ii=1.5..9 x In N conductor protection optionally with external current transformer, up to 160% nut keeper kit undervoltage release (UVR) 24V DC | - | 0 | 0
3VA2463-6KP32-0BC0 |  | 3VA2463-6KP32-0BC0 | 1 | UN | 1 | 10 | C | D | EAR99 | N | 85362090 | 1 | 4042949069768 | 4.4 | KG | 2974.4 | 2974.4 | LP18 | LP18 | circuit breaker 3VA2 IEC frame 630 breaking capacity class H Icu=85kA @ 415V 3-pole, line protection ETU850, LSI, In=630A overload protection Ir=250A...630A short-circuit protection Isd=0.6..9 x In, Ii=1.5..9 x In N conductor protection optionally with external current transformer, up to 160% nut keeper kit undervoltage release (UVR) 24V DC 2 auxiliary switches HQ | - | 0 | 0
3VA2463-6KP32-0BH0 |  | 3VA2463-6KP32-0BH0 | 1 | UN | 1 | 10 | C | D | EAR99 | N | 85362090 | 1 | 4042949082309 | 4.4 | KG | 3000.8 | 3000.8 | LP18 | LP18 | circuit breaker 3VA2 IEC frame 630 breaking capacity class H Icu=85kA @ 415V 3-pole, line protection ETU850, LSI, In=630A overload protection Ir=250A...630A short-circuit protection Isd=0.6..9 x In, Ii=1.5..9 x In N conductor protection optionally with external current transformer, up to 160% nut keeper kit undervoltage release (UVR) 24V DC 2 auxiliary switches HQ 1 trip alarm switch HQ | - | 0 | 0
3VA2463-6KP32-0BL0 |  | 3VA2463-6KP32-0BL0 | 1 | UN | 1 | 10 | C | D | EAR99 | N | 85362090 | 1 | 4042949093114 | 4.4 | KG | 3044.8 | 3044.8 | LP18 | LP18 | circuit breaker 3VA2 IEC frame 630 breaking capacity class H Icu=85kA @ 415V 3-pole, line protection ETU850, LSI, In=630A overload protection Ir=250A...630A short-circuit protection Isd=0.6..9 x In, Ii=1.5..9 x In N conductor protection optionally with external current transformer, up to 160% nut keeper kit undervoltage release (UVR) 24V DC 2 auxiliary switches HQ 1 trip alarm switch HQ 1 electrical alarm switch | - | 0 | 0
3VA2463-6KP32-0CA0 |  | 3VA2463-6KP32-0CA0 | 1 | UN | 1 | 10 | C | D | EAR99 | N | 85362090 | 1 | 4042949044321 | 4.4 | KG | 2921.6 | 2921.6 | LP18 | LP18 | circuit breaker 3VA2 IEC frame 630 breaking capacity class H Icu=85kA @ 415V 3-pole, line protection ETU850, LSI, In=630A overload protection Ir=250A...630A short-circuit protection Isd=0.6..9 x In, Ii=1.5..9 x In N conductor protection optionally with external current transformer, up to 160% nut keeper kit undervoltage release (UVR) 120-127V AC 50/60Hz | - | 0 | 0
3VA2463-6KP32-0CC0 |  | 3VA2463-6KP32-0CC0 | 1 | UN | 1 | 10 | C | D | EAR99 | N | 85362090 | 1 | 4042949071853 | 4.4 | KG | 2974.4 | 2974.4 | LP18 | LP18 | circuit breaker 3VA2 IEC frame 630 breaking capacity class H Icu=85kA @ 415V 3-pole, line protection ETU850, LSI, In=630A overload protection Ir=250A...630A short-circuit protection Isd=0.6..9 x In, Ii=1.5..9 x In N conductor protection optionally with external current transformer, up to 160% nut keeper kit undervoltage release (UVR) 120-127V AC 50/60Hz 2 auxiliary switches HQ | - | 0 | 0
3VA2463-6KP32-0CH0 |  | 3VA2463-6KP32-0CH0 | 1 | UN | 1 | 10 | C | D | EAR99 | N | 85362090 | 1 | 4042949084396 | 4.4 | KG | 3000.8 | 3000.8 | LP18 | LP18 | circuit breaker 3VA2 IEC frame 630 breaking capacity class H Icu=85kA @ 415V 3-pole, line protection ETU850, LSI, In=630A overload protection Ir=250A...630A short-circuit protection Isd=0.6..9 x In, Ii=1.5..9 x In N conductor protection optionally with external current transformer, up to 160% nut keeper kit undervoltage release (UVR) 120-127V AC 50/60Hz 2 auxiliary switches HQ 1 trip alarm switch HQ | - | 0 | 0
3VA2463-6KP32-0CL0 |  | 3VA2463-6KP32-0CL0 | 1 | UN | 1 | 10 | C | D | EAR99 | N | 85362090 | 1 | 4042949093473 | 4.4 | KG | 3044.8 | 3044.8 | LP18 | LP18 | circuit breaker 3VA2 IEC frame 630 breaking capacity class H Icu=85kA @ 415V 3-pole, line protection ETU850, LSI, In=630A overload protection Ir=250A...630A short-circuit protection Isd=0.6..9 x In, Ii=1.5..9 x In N conductor protection optionally with external current transformer, up to 160% nut keeper kit undervoltage release (UVR) 120-127V AC 50/60Hz 2 auxiliary switches HQ 1 trip alarm switch HQ 1 electrical alarm switch | - | 0 | 0
3VA2463-6KP32-0DA0 |  | 3VA2463-6KP32-0DA0 | 1 | UN | 1 | 10 | C | D | EAR99 | N | 85362090 | 1 | 4042949046417 | 4.4 | KG | 2921.6 | 2921.6 | LP18 | LP18 | circuit breaker 3VA2 IEC frame 630 breaking capacity class H Icu=85kA @ 415V 3-pole, line protection ETU850, LSI, In=630A overload protection Ir=250A...630A short-circuit protection Isd=0.6..9 x In, Ii=1.5..9 x In N conductor protection optionally with external current transformer, up to 160% nut keeper kit undervoltage release (UVR) 208-230V AC 50/60Hz | - | 0 | 0
3VA2463-6KP32-0DC0 |  | 3VA2463-6KP32-0DC0 | 1 | UN | 1 | 10 | C | D | EAR99 | N | 85362090 | 1 | 4042949073949 | 4.4 | KG | 2974.4 | 2974.4 | LP18 | LP18 | circuit breaker 3VA2 IEC frame 630 breaking capacity class H Icu=85kA @ 415V 3-pole, line protection ETU850, LSI, In=630A overload protection Ir=250A...630A short-circuit protection Isd=0.6..9 x In, Ii=1.5..9 x In N conductor protection optionally with external current transformer, up to 160% nut keeper kit undervoltage release (UVR) 208-230V AC 50/60Hz 2 auxiliary switches HQ | - | 0 | 0
3VA2463-6KP32-0DH0 |  | 3VA2463-6KP32-0DH0 | 1 | UN | 1 | 10 | C | D | EAR99 | N | 85362090 | 1 | 4042949086482 | 4.4 | KG | 3000.8 | 3000.8 | LP18 | LP18 | circuit breaker 3VA2 IEC frame 630 breaking capacity class H Icu=85kA @ 415V 3-pole, line protection ETU850, LSI, In=630A overload protection Ir=250A...630A short-circuit protection Isd=0.6..9 x In, Ii=1.5..9 x In N conductor protection optionally with external current transformer, up to 160% nut keeper kit undervoltage release (UVR) 208-230V AC 50/60Hz 2 auxiliary switches HQ 1 trip alarm switch HQ | - | 0 | 0
3VA2463-6KP32-0DL0 |  | 3VA2463-6KP32-0DL0 | 1 | UN | 1 | 10 | C | D | EAR99 | N | 85362090 | 1 | 4042949093831 | 4.4 | KG | 3044.8 | 3044.8 | LP18 | LP18 | circuit breaker 3VA2 IEC frame 630 breaking capacity class H Icu=85kA @ 415V 3-pole, line protection ETU850, LSI, In=630A overload protection Ir=250A...630A short-circuit protection Isd=0.6..9 x In, Ii=1.5..9 x In N conductor protection optionally with external current transformer, up to 160% nut keeper kit undervoltage release (UVR) 208-230V AC 50/60Hz 2 auxiliary switches HQ 1 trip alarm switch HQ 1 electrical alarm switch | - | 0 | 0
3VA2463-6KP32-0HA0 |  | 3VA2463-6KP32-0HA0 | 1 | UN | 1 | 10 | C | D | EAR99 | N | 85362090 | 1 | 4042949048503 | 4.4 | KG | 2886.4 | 2886.4 | LP18 | LP18 | circuit breaker 3VA2 IEC frame 630 breaking capacity class H Icu=85kA @ 415V 3-pole, line protection ETU850, LSI, In=630A overload protection Ir=250A...630A short-circuit protection Isd=0.6..9 x In, Ii=1.5..9 x In N conductor protection optionally with external current transformer, up to 160% nut keeper kit shunt trip (STL) 12-30V DC; 24V AC 50/60Hz | - | 0 | 0
3VA2463-6KP32-0HC0 |  | 3VA2463-6KP32-0HC0 | 1 | UN | 1 | 10 | C | D | EAR99 | N | 85362090 | 1 | 4042949076032 | 4.4 | KG | 2939.2 | 2939.2 | LP18 | LP18 | circuit breaker 3VA2 IEC frame 630 breaking capacity class H Icu=85kA @ 415V 3-pole, line protection ETU850, LSI, In=630A overload protection Ir=250A...630A short-circuit protection Isd=0.6..9 x In, Ii=1.5..9 x In N conductor protection optionally with external current transformer, up to 160% nut keeper kit shunt trip (STL) 12-30V DC; 24V AC 50/60Hz 2 auxiliary switches HQ | - | 0 | 0
3VA2463-6KP32-0HH0 |  | 3VA2463-6KP32-0HH0 | 1 | UN | 1 | 10 | C | D | EAR99 | N | 85362090 | 1 | 4042949088578 | 4.4 | KG | 2974.4 | 2974.4 | LP18 | LP18 | circuit breaker 3VA2 IEC frame 630 breaking capacity class H Icu=85kA @ 415V 3-pole, line protection ETU850, LSI, In=630A overload protection Ir=250A...630A short-circuit protection Isd=0.6..9 x In, Ii=1.5..9 x In N conductor protection optionally with external current transformer, up to 160% nut keeper kit shunt trip (STL) 12-30V DC; 24V AC 50/60Hz 2 auxiliary switches HQ 1 trip alarm switch HQ | - | 0 | 0
3VA2463-6KP32-0HL0 |  | 3VA2463-6KP32-0HL0 | 1 | UN | 1 | 10 | C | D | EAR99 | N | 85362090 | 1 | 4042949094197 | 4.4 | KG | 3018.4 | 3018.4 | LP18 | LP18 | circuit breaker 3VA2 IEC frame 630 breaking capacity class H Icu=85kA @ 415V 3-pole, line protection ETU850, LSI, In=630A overload protection Ir=250A...630A short-circuit protection Isd=0.6..9 x In, Ii=1.5..9 x In N conductor protection optionally with external current transformer, up to 160% nut keeper kit shunt trip (STL) 12-30V DC; 24V AC 50/60Hz 2 auxiliary switches HQ 1 trip alarm switch HQ 1 electrical alarm switch | - | 0 | 0
3VA2463-6KP32-0JA0 |  | 3VA2463-6KP32-0JA0 | 1 | UN | 1 | 10 | C | D | EAR99 | N | 85362090 | 1 | 4042949050599 | 4.4 | KG | 2886.4 | 2886.4 | LP18 | LP18 | circuit breaker 3VA2 IEC frame 630 breaking capacity class H Icu=85kA @ 415V 3-pole, line protection ETU850, LSI, In=630A overload protection Ir=250A...630A short-circuit protection Isd=0.6..9 x In, Ii=1.5..9 x In N conductor protection optionally with external current transformer, up to 160% nut keeper kit shunt trip (STL) 110-127V DC, AC 50/60Hz | - | 0 | 0
3VA2463-6KP32-0JC0 |  | 3VA2463-6KP32-0JC0 | 1 | UN | 1 | 10 | C | D | EAR99 | N | 85362090 | 1 | 4042949078128 | 4.4 | KG | 2939.2 | 2939.2 | LP18 | LP18 | circuit breaker 3VA2 IEC frame 630 breaking capacity class H Icu=85kA @ 415V 3-pole, line protection ETU850, LSI, In=630A overload protection Ir=250A...630A short-circuit protection Isd=0.6..9 x In, Ii=1.5..9 x In N conductor protection optionally with external current transformer, up to 160% nut keeper kit shunt trip (STL) 110-127V DC, AC 50/60Hz 2 auxiliary switches HQ | - | 0 | 0
3VA2463-6KP32-0JH0 |  | 3VA2463-6KP32-0JH0 | 1 | UN | 1 | 10 | C | D | EAR99 | N | 85362090 | 1 | 4042949090663 | 4.4 | KG | 2974.4 | 2974.4 | LP18 | LP18 | circuit breaker 3VA2 IEC frame 630 breaking capacity class H Icu=85kA @ 415V 3-pole, line protection ETU850, LSI, In=630A overload protection Ir=250A...630A short-circuit protection Isd=0.6..9 x In, Ii=1.5..9 x In N conductor protection optionally with external current transformer, up to 160% nut keeper kit shunt trip (STL) 110-127V DC, AC 50/60Hz 2 auxiliary switches HQ 1 trip alarm switch HQ | - | 0 | 0
3VA2463-6KP32-0JL0 |  | 3VA2463-6KP32-0JL0 | 1 | UN | 1 | 10 | C | D | EAR99 | N | 85362090 | 1 | 4042949094555 | 4.4 | KG | 3018.4 | 3018.4 | LP18 | LP18 | circuit breaker 3VA2 IEC frame 630 breaking capacity class H Icu=85kA @ 415V 3-pole, line protection ETU850, LSI, In=630A overload protection Ir=250A...630A short-circuit protection Isd=0.6..9 x In, Ii=1.5..9 x In N conductor protection optionally with external current transformer, up to 160% nut keeper kit shunt trip (STL) 110-127V DC, AC 50/60Hz 2 auxiliary switches HQ 1 trip alarm switch HQ 1 electrical alarm switch | - | 0 | 0
3VA2463-6KP32-0KA0 |  | 3VA2463-6KP32-0KA0 | 1 | UN | 1 | 10 | C | D | EAR99 | N | 85362090 | 1 | 4042949052685 | 4.4 | KG | 2886.4 | 2886.4 | LP18 | LP18 | circuit breaker 3VA2 IEC frame 630 breaking capacity class H Icu=85kA @ 415V 3-pole, line protection ETU850, LSI, In=630A overload protection Ir=250A...630A short-circuit protection Isd=0.6..9 x In, Ii=1.5..9 x In N conductor protection optionally with external current transformer, up to 160% nut keeper kit shunt trip (STL) 220-250V DC; 208-277V AC | - | 0 | 0
3VA2463-6KP32-0KC0 |  | 3VA2463-6KP32-0KC0 | 1 | UN | 1 | 10 | C | D | EAR99 | N | 85362090 | 1 | 4042949080213 | 4.4 | KG | 2939.2 | 2939.2 | LP18 | LP18 | circuit breaker 3VA2 IEC frame 630 breaking capacity class H Icu=85kA @ 415V 3-pole, line protection ETU850, LSI, In=630A overload protection Ir=250A...630A short-circuit protection Isd=0.6..9 x In, Ii=1.5..9 x In N conductor protection optionally with external current transformer, up to 160% nut keeper kit shunt trip (STL) 220-250V DC; 208-277V AC 2 auxiliary switches HQ | - | 0 | 0
3VA2463-6KP32-0KH0 |  | 3VA2463-6KP32-0KH0 | 1 | UN | 1 | 10 | C | D | EAR99 | N | 85362090 | 1 | 4042949092759 | 4.4 | KG | 2974.4 | 2974.4 | LP18 | LP18 | circuit breaker 3VA2 IEC frame 630 breaking capacity class H Icu=85kA @ 415V 3-pole, line protection ETU850, LSI, In=630A overload protection Ir=250A...630A short-circuit protection Isd=0.6..9 x In, Ii=1.5..9 x In N conductor protection optionally with external current transformer, up to 160% nut keeper kit shunt trip (STL) 220-250V DC; 208-277V AC 2 auxiliary switches HQ 1 trip alarm switch HQ | - | 0 | 0
3VA2463-6KP32-0KL0 |  | 3VA2463-6KP32-0KL0 | 1 | UN | 1 | 10 | C | D | EAR99 | N | 85362090 | 1 | 4042949094913 | 4.4 | KG | 3018.4 | 3018.4 | LP18 | LP18 | circuit breaker 3VA2 IEC frame 630 breaking capacity class H Icu=85kA @ 415V 3-pole, line protection ETU850, LSI, In=630A overload protection Ir=250A...630A short-circuit protection Isd=0.6..9 x In, Ii=1.5..9 x In N conductor protection optionally with external current transformer, up to 160% nut keeper kit shunt trip (STL) 220-250V DC; 208-277V AC 2 auxiliary switches HQ 1 trip alarm switch HQ 1 electrical alarm switch | - | 0 | 0
3VA2463-6KP42-0AA0 |  | 3VA2463-6KP42-0AA0 | 1 | UN | 1 | 5 | B | D | EAR99 | N | 85362090 | 1 | 4042948808344 | 5.7 | KG | 3383 | 3289.5 | LP18 | LP18 | circuit breaker 3VA2 IEC frame 630 breaking capacity class H Icu=85kA @ 415V 4-pole, line protection ETU850, LSI, In=630A overload protection Ir=250A...630A short-circuit protection Isd=0.6..9x In, Ii=1.5..9x In N conductor protection adjustable (OFF, up to 100%) nut keeper kit | Lista Papel 2020 SI | 0 | 0
3VA2463-6KP42-0BC0 |  | 3VA2463-6KP42-0BC0 | 1 | UN | 1 | 10 | C | D | EAR99 | N | 85362090 | 1 | 4042949321682 | 5.836 | KG | 3660.8 | 3660.8 | LP18 | LP18 | circuit breaker 3VA2 IEC frame 630 breaking capacity class H Icu=85kA @ 415V 4-pole, line protection ETU850, LSI, In=630A overload protection Ir=250A...630A short-circuit protection Isd=0.6..9x In, Ii=1.5..9x In N conductor protection adjustable (OFF, up to 100%) nut keeper kit undervoltage release (UVR) 24V DC 2 auxiliary switches HQ | - | 0 | 0
3VA2463-6KP42-0DD0 |  | 3VA2463-6KP42-0DD0 | 1 | UN | 1 | 10 | C | D | EAR99 | N | 85362090 | 1 | 4042949325680 | 5.853 | KG | 3696 | 3696 | LP18 | LP18 | circuit breaker 3VA2 IEC frame 630 breaking capacity class H Icu=85kA @ 415V 4-pole, line protection ETU850, LSI, In=630A overload protection Ir=250A...630A short-circuit protection Isd=0.6..9x In, Ii=1.5..9x In N conductor protection adjustable (OFF, up to 100%) nut keeper kit circuit breaker 3VA2 IEC frame 630 undervoltage release 208-230V AC 50/60Hz 3 auxiliary switches HQ | - | 0 | 0
3VA2463-6KQ32-0AA0 |  | 3VA2463-6KQ32-0AA0 | 1 | UN | 1 | 5 | B | D | EAR99 | N | 85362090 | 1 | 4042948807798 | 4.5 | KG | 2847.5 | 2771 | LP18 | LP18 | circuit breaker 3VA2 IEC frame 630 breaking capacity class H Icu=85kA @ 415V 3-pole, line protection ETU860, LSIG, In=630A overload protection Ir=250A...630A short-circuit protection Isd=0.6..9x In, Ii=1.5..9x In N conductor protection optionally with external current transformer, up to 160% gr.-fault prot., can be sw. off Ig=0.2...1 x In, tg=0.05-0.8s nut keeper kit | Lista Papel 2020 SI | 0 | 0
3VA2463-6KQ32-0KG0 |  | 3VA2463-6KQ32-0KG0 | 1 | UN | 1 | 10 | C | D | EAR99 | N | 85362090 | 1 | 4042949326113 | 4.65 | KG | 3115.2 | 3115.2 | LP18 | LP18 | circuit breaker 3VA2 IEC frame 630 breaking capacity class H Icu=85kA @ 415V 3-pole, line protection ETU860, LSIG, In=630A overload protection Ir=250A...630A short-circuit protection Isd=0.6..9x In, Ii=1.5..9x In N conductor protection optionally with external current transformer, up to 160% gr.-fault prot., can be sw. off Ig=0.2...1 x In, tg=0.05-0.8s shunt trip left 208-277V AC 50/60Hz 1 auxiliary switch HP 1 trip alarm switch HP | - | 0 | 0
3VA2463-6KQ32-0KL0 |  | 3VA2463-6KQ32-0KL0 | 1 | UN | 1 | 10 | C | D | EAR99 | N | 85362090 | 1 | 4042949326120 | 4.684 | KG | 3150.4 | 3150.4 | LP18 | LP18 | circuit breaker 3VA2 IEC frame 630 breaking capacity class H Icu=85kA @ 415V 3-pole, line protection ETU860, LSIG, In=630A overload protection Ir=250A...630A short-circuit protection Isd=0.6..9x In, Ii=1.5..9x In N conductor protection optionally with external current transformer, up to 160% gr.-fault prot., can be sw. off Ig=0.2...1 x In, tg=0.05-0.8s shunt trip left 208-277V AC 50/60Hz 2 auxiliary switches HQ 1 trip alarm switch HQ 1 electrical alarm switch | - | 0 | 0
3VA2463-6KQ42-0AA0 |  | 3VA2463-6KQ42-0AA0 | 1 | UN | 1 | 5 | B | D | EAR99 | N | 85362090 | 1 | 4042948808351 | 5.7 | KG | 3519 | 3417 | LP18 | LP18 | circuit breaker 3VA2 IEC frame 630 breaking capacity class H Icu=85kA @ 415V 4-pole, line protection ETU860, LSIG, In=630A overload protection Ir=250A...630A short-circuit protection Isd=0.6..9x In, Ii=1.5..9x In N conductor protection adjustable (OFF, up to 100%) gr.-fault prot., can be sw. off Ig=0.2...1 x In= tg=0.05-0.8s nut keeper kit | Lista Papel 2020 SI | 0 | 0
3VA2463-7HK32-0AA0 |  | 3VA2463-7HK32-0AA0 | 1 | UN | 1 | 5 | B | D | EAR99 | N | 85362090 | 1 | 4042948807804 | 5.186 | KG | 2252.8 | 2252.8 | LP18 | LP18 | circuit breaker 3VA2 IEC frame 630 breaking capacity class C Icu=110kA @ 415V 3-pole, line protection ETU340, ELISA LI, In=630A overload protection Ir=250A...630A short-circuit protection Ii=9 x In nut keeper kit | - | 0 | 0
3VA2463-7HK42-0AA0 |  | 3VA2463-7HK42-0AA0 | 1 | UN | 1 | 5 | B | D | EAR99 | N | 85362090 | 1 | 4042948808368 | 5.7 | KG | 3000.8 | 3000.8 | LP18 | LP18 | circuit breaker 3VA2 IEC frame 630 breaking capacity class C Icu=110kA @ 415V 4-pole, line protection ETU340, ELISA LI, In=630A overload protection Ir=250A...630A short-circuit protection Ii=9 x In N conductor protection adjustable (OFF, 50%, 100%) nut keeper kit | - | 0 | 0
3VA2463-7HL32-0AA0 |  | 3VA2463-7HL32-0AA0 | 1 | UN | 1 | 5 | B | D | EAR99 | N | 85362090 | 1 | 4042948834084 | 5.164 | KG | 2167.5 | 2108 | LP18 | LP18 | circuit breaker 3VA2 IEC frame 630 breaking capacity class C Icu=110kA @ 415V 3-pole, line protection ETU320, LI, In=630A overload protection Ir=250A...630A short-circuit protection Ii=1.5...9x In nut keeper kit | Lista Papel 2020 SI | 0 | 0
3VA2463-7HL32-0AB0 |  | 3VA2463-7HL32-0AB0 | 1 | UN | 1 | 10 | C | D | EAR99 | N | 85362090 | 1 | 4042949095972 | 4.4 | KG | 2323.2 | 2323.2 | LP18 | LP18 | circuit breaker 3VA2 IEC frame 630 breaking capacity class C Icu=110kA @ 415V 3-pole, line protection ETU320, LI, In=630A overload protection Ir=250A...630A short-circuit protection Ii=1.5...9 x In nut keeper kit 2 auxiliary switches HP | - | 0 | 0
3VA2463-7HL32-0AC0 |  | 3VA2463-7HL32-0AC0 | 1 | UN | 1 | 10 | C | D | EAR99 | N | 85362090 | 1 | 4042949096092 | 4.4 | KG | 2305.6 | 2305.6 | LP18 | LP18 | circuit breaker 3VA2 IEC frame 630 breaking capacity class C Icu=110kA @ 415V 3-pole, line protection ETU320, LI, In=630A overload protection Ir=250A...630A short-circuit protection Ii=1.5...9 x In nut keeper kit 2 auxiliary switches HQ | - | 0 | 0
3VA2463-7HL32-0AD0 |  | 3VA2463-7HL32-0AD0 | 1 | UN | 1 | 10 | C | D | EAR99 | N | 85362090 | 1 | 4042949096214 | 4.4 | KG | 2323.2 | 2323.2 | LP18 | LP18 | circuit breaker 3VA2 IEC frame 630 breaking capacity class C Icu=110kA @ 415V 3-pole, line protection ETU320, LI, In=630A overload protection Ir=250A...630A short-circuit protection Ii=1.5...9 x In nut keeper kit 3 auxiliary switches HQ | - | 0 | 0
3VA2463-7HL32-0AE0 |  | 3VA2463-7HL32-0AE0 | 1 | UN | 1 | 10 | C | D | EAR99 | N | 85362090 | 1 | 4042949096337 | 4.4 | KG | 2349.6 | 2349.6 | LP18 | LP18 | circuit breaker 3VA2 IEC frame 630 breaking capacity class C Icu=110kA @ 415V 3-pole, line protection ETU320, LI, In=630A overload protection Ir=250A...630A short-circuit protection Ii=1.5...9 x In nut keeper kit 4 auxiliary switches HQ | - | 0 | 0
3VA2463-7HL32-0AF0 |  | 3VA2463-7HL32-0AF0 | 1 | UN | 1 | 10 | C | D | EAR99 | N | 85362090 | 1 | 4042949096450 | 4.4 | KG | 2305.6 | 2305.6 | LP18 | LP18 | circuit breaker 3VA2 IEC frame 630 breaking capacity class C Icu=110kA @ 415V 3-pole, line protection ETU320, LI, In=630A overload protection Ir=250A...630A short-circuit protection Ii=1.5...9 x In nut keeper kit 1 auxiliary switch HQ 1 trip alarm switch HQ | - | 0 | 0
3VA2463-7HL32-0AG0 |  | 3VA2463-7HL32-0AG0 | 1 | UN | 1 | 10 | C | D | EAR99 | N | 85362090 | 1 | 4042949096573 | 4.4 | KG | 2323.2 | 2323.2 | LP18 | LP18 | circuit breaker 3VA2 IEC frame 630 breaking capacity class C Icu=110kA @ 415V 3-pole, line protection ETU320, LI, In=630A overload protection Ir=250A...630A short-circuit protection Ii=1.5...9 x In nut keeper kit 1 auxiliary switch HP 1 trip alarm switch HP | - | 0 | 0
3VA2463-7HL32-0AH0 |  | 3VA2463-7HL32-0AH0 | 1 | UN | 1 | 10 | C | D | EAR99 | N | 85362090 | 1 | 4042949096696 | 4.4 | KG | 2323.2 | 2323.2 | LP18 | LP18 | circuit breaker 3VA2 IEC frame 630 breaking capacity class C Icu=110kA @ 415V 3-pole, line protection ETU320, LI, In=630A overload protection Ir=250A...630A short-circuit protection Ii=1.5...9 x In nut keeper kit 2 auxiliary switches HQ 1 trip alarm switch HQ | - | 0 | 0
3VA2463-7HL32-0AJ0 |  | 3VA2463-7HL32-0AJ0 | 1 | UN | 1 | 10 | C | D | EAR99 | N | 85362090 | 1 | 4042949096818 | 4.4 | KG | 2376 | 2376 | LP18 | LP18 | circuit breaker 3VA2 IEC frame 630 breaking capacity class C Icu=110kA @ 415V 3-pole, line protection ETU320, LI, In=630A overload protection Ir=250A...630A short-circuit protection Ii=1.5...9 x In nut keeper kit 2 auxiliary switches HP 1 trip alarm switch HP | - | 0 | 0
3VA2463-7HL32-0BA0 |  | 3VA2463-7HL32-0BA0 | 1 | UN | 1 | 10 | C | D | EAR99 | N | 85362090 | 1 | 4042949095255 | 4.4 | KG | 2376 | 2376 | LP18 | LP18 | circuit breaker 3VA2 IEC frame 630 breaking capacity class C Icu=110kA @ 415V 3-pole, line protection ETU320, LI, In=630A overload protection Ir=250A...630A short-circuit protection Ii=1.5...9 x In nut keeper kit undervoltage release (UVR) 24V DC | - | 0 | 0
3VA2463-7HL32-0BC0 |  | 3VA2463-7HL32-0BC0 | 1 | UN | 1 | 10 | C | D | EAR99 | N | 85362090 | 1 | 4042949096931 | 4.4 | KG | 2420 | 2420 | LP18 | LP18 | circuit breaker 3VA2 IEC frame 630 breaking capacity class C Icu=110kA @ 415V 3-pole, line protection ETU320, LI, In=630A overload protection Ir=250A...630A short-circuit protection Ii=1.5...9 x In nut keeper kit undervoltage release (UVR) 24V DC 2 auxiliary switches HQ | - | 0 | 0
3VA2463-7HL32-0BH0 |  | 3VA2463-7HL32-0BH0 | 1 | UN | 1 | 10 | C | D | EAR99 | N | 85362090 | 1 | 4042949097655 | 4.4 | KG | 2437.6 | 2437.6 | LP18 | LP18 | circuit breaker 3VA2 IEC frame 630 breaking capacity class C Icu=110kA @ 415V 3-pole, line protection ETU320, LI, In=630A overload protection Ir=250A...630A short-circuit protection Ii=1.5...9 x In nut keeper kit undervoltage release (UVR) 24V DC 2 auxiliary switches HQ 1 trip alarm switch HQ | - | 0 | 0
3VA2463-7HL32-0BL0 |  | 3VA2463-7HL32-0BL0 | 1 | UN | 1 | 10 | C | D | EAR99 | N | 85362090 | 1 | 4042949098379 | 4.4 | KG | 2472.8 | 2472.8 | LP18 | LP18 | circuit breaker 3VA2 IEC frame 630 breaking capacity class C Icu=110kA @ 415V 3-pole, line protection ETU320, LI, In=630A overload protection Ir=250A...630A short-circuit protection Ii=1.5...9 x In nut keeper kit undervoltage release (UVR) 24V DC 2 auxiliary switches HQ 1 trip alarm switch HQ 1 electrical alarm switch | - | 0 | 0
3VA2463-7HL32-0CA0 |  | 3VA2463-7HL32-0CA0 | 1 | UN | 1 | 10 | C | D | EAR99 | N | 85362090 | 1 | 4042949095378 | 4.4 | KG | 2376 | 2376 | LP18 | LP18 | circuit breaker 3VA2 IEC frame 630 breaking capacity class C Icu=110kA @ 415V 3-pole, line protection ETU320, LI, In=630A overload protection Ir=250A...630A short-circuit protection Ii=1.5...9 x In nut keeper kit undervoltage release (UVR) 120-127V AC 50/60Hz | - | 0 | 0
3VA2463-7HL32-0CC0 |  | 3VA2463-7HL32-0CC0 | 1 | UN | 1 | 10 | C | D | EAR99 | N | 85362090 | 1 | 4042949097051 | 4.4 | KG | 2420 | 2420 | LP18 | LP18 | circuit breaker 3VA2 IEC frame 630 breaking capacity class C Icu=110kA @ 415V 3-pole, line protection ETU320, LI, In=630A overload protection Ir=250A...630A short-circuit protection Ii=1.5...9 x In nut keeper kit undervoltage release (UVR) 120-127V AC 50/60Hz 2 auxiliary switches HQ | - | 0 | 0
3VA2463-7HL32-0CH0 |  | 3VA2463-7HL32-0CH0 | 1 | UN | 1 | 10 | C | D | EAR99 | N | 85362090 | 1 | 4042949097778 | 4.4 | KG | 2437.6 | 2437.6 | LP18 | LP18 | circuit breaker 3VA2 IEC frame 630 breaking capacity class C Icu=110kA @ 415V 3-pole, line protection ETU320, LI, In=630A overload protection Ir=250A...630A short-circuit protection Ii=1.5...9 x In nut keeper kit undervoltage release (UVR) 120-127V AC 50/60Hz 2 auxiliary switches HQ 1 trip alarm switch HQ | - | 0 | 0
3VA2463-7HL32-0CL0 |  | 3VA2463-7HL32-0CL0 | 1 | UN | 1 | 10 | C | D | EAR99 | N | 85362090 | 1 | 4042949098492 | 4.4 | KG | 2472.8 | 2472.8 | LP18 | LP18 | circuit breaker 3VA2 IEC frame 630 breaking capacity class C Icu=110kA @ 415V 3-pole, line protection ETU320, LI, In=630A overload protection Ir=250A...630A short-circuit protection Ii=1.5...9 x In nut keeper kit undervoltage release (UVR) 120-127V AC 50/60Hz 2 auxiliary switches HQ 1 trip alarm switch HQ 1 electrical alarm switch | - | 0 | 0
3VA2463-7HL32-0DA0 |  | 3VA2463-7HL32-0DA0 | 1 | UN | 1 | 10 | C | D | EAR99 | N | 85362090 | 1 | 4042949095491 | 4.4 | KG | 2376 | 2376 | LP18 | LP18 | circuit breaker 3VA2 IEC frame 630 breaking capacity class C Icu=110kA @ 415V 3-pole, line protection ETU320, LI, In=630A overload protection Ir=250A...630A short-circuit protection Ii=1.5...9 x In nut keeper kit undervoltage release (UVR) 208-230V AC 50/60Hz | - | 0 | 0
3VA2463-7HL32-0DC0 |  | 3VA2463-7HL32-0DC0 | 1 | UN | 1 | 10 | C | D | EAR99 | N | 85362090 | 1 | 4042949097174 | 4.4 | KG | 2420 | 2420 | LP18 | LP18 | circuit breaker 3VA2 IEC frame 630 breaking capacity class C Icu=110kA @ 415V 3-pole, line protection ETU320, LI, In=630A overload protection Ir=250A...630A short-circuit protection Ii=1.5...9 x In nut keeper kit undervoltage release (UVR) 208-230V AC 50/60Hz 2 auxiliary switches HQ | - | 0 | 0
3VA2463-7HL32-0DH0 |  | 3VA2463-7HL32-0DH0 | 1 | UN | 1 | 10 | C | D | EAR99 | N | 85362090 | 1 | 4042949097891 | 4.4 | KG | 2437.6 | 2437.6 | LP18 | LP18 | circuit breaker 3VA2 IEC frame 630 breaking capacity class C Icu=110kA @ 415V 3-pole, line protection ETU320, LI, In=630A overload protection Ir=250A...630A short-circuit protection Ii=1.5...9 x In nut keeper kit undervoltage release (UVR) 208-230V AC 50/60Hz 2 auxiliary switches HQ 1 trip alarm switch HQ | - | 0 | 0
3VA2463-7HL32-0DL0 |  | 3VA2463-7HL32-0DL0 | 1 | UN | 1 | 10 | C | D | EAR99 | N | 85362090 | 1 | 4042949098614 | 4.4 | KG | 2472.8 | 2472.8 | LP18 | LP18 | circuit breaker 3VA2 IEC frame 630 breaking capacity class C Icu=110kA @ 415V 3-pole, line protection ETU320, LI, In=630A overload protection Ir=250A...630A short-circuit protection Ii=1.5...9 x In nut keeper kit undervoltage release (UVR) 208-230V AC 50/60Hz 2 auxiliary switches HQ 1 trip alarm switch HQ 1 electrical alarm switch | - | 0 | 0
3VA2463-7HL32-0HA0 |  | 3VA2463-7HL32-0HA0 | 1 | UN | 1 | 10 | C | D | EAR99 | N | 85362090 | 1 | 4042949095613 | 4.4 | KG | 2332 | 2332 | LP18 | LP18 | circuit breaker 3VA2 IEC frame 630 breaking capacity class C Icu=110kA @ 415V 3-pole, line protection ETU320, LI, In=630A overload protection Ir=250A...630A short-circuit protection Ii=1.5...9 x In nut keeper kit shunt trip (STL) 12-30V DC, 24V AC 50/60Hz | - | 0 | 0
3VA2463-7HL32-0HC0 |  | 3VA2463-7HL32-0HC0 | 1 | UN | 1 | 10 | C | D | EAR99 | N | 85362090 | 1 | 4042949097297 | 4.4 | KG | 2393.6 | 2393.6 | LP18 | LP18 | circuit breaker 3VA2 IEC frame 630 breaking capacity class C Icu=110kA @ 415V 3-pole, line protection ETU320, LI, In=630A overload protection Ir=250A...630A short-circuit protection Ii=1.5...9 x In nut keeper kit shunt trip (STL) 12-30V DC, 24V AC 50/60Hz 2 auxiliary switches HQ | - | 0 | 0
3VA2463-7HL32-0HH0 |  | 3VA2463-7HL32-0HH0 | 1 | UN | 1 | 10 | C | D | EAR99 | N | 85362090 | 1 | 4042949098010 | 4.4 | KG | 2420 | 2420 | LP18 | LP18 | circuit breaker 3VA2 IEC frame 630 breaking capacity class C Icu=110kA @ 415V 3-pole, line protection ETU320, LI, In=630A overload protection Ir=250A...630A short-circuit protection Ii=1.5...9 x In nut keeper kit shunt trip (STL) 12-30V DC, 24V AC 50/60Hz 2 auxiliary switches HQ 1 trip alarm switch HQ | - | 0 | 0
3VA2463-7HL32-0HL0 |  | 3VA2463-7HL32-0HL0 | 1 | UN | 1 | 10 | C | D | EAR99 | N | 85362090 | 1 | 4042949098737 | 4.4 | KG | 2446.4 | 2446.4 | LP18 | LP18 | circuit breaker 3VA2 IEC frame 630 breaking capacity class C Icu=110kA @ 415V 3-pole, line protection ETU320, LI, In=630A overload protection Ir=250A...630A short-circuit protection Ii=1.5...9 x In nut keeper kit shunt trip (STL) 12-30V DC, 24V AC 50/60Hz 2 auxiliary switches HQ 1 trip alarm switch HQ 1 electrical alarm switch | - | 0 | 0
3VA2463-7HL32-0JA0 |  | 3VA2463-7HL32-0JA0 | 1 | UN | 1 | 10 | C | D | EAR99 | N | 85362090 | 1 | 4042949095736 | 4.4 | KG | 2332 | 2332 | LP18 | LP18 | circuit breaker 3VA2 IEC frame 630 breaking capacity class C Icu=110kA @ 415V 3-pole, line protection ETU320, LI, In=630A overload protection Ir=250A...630A short-circuit protection Ii=1.5...9 x In nut keeper kit shunt trip (STL) 110-127V DC, AC 50/60Hz | - | 0 | 0
3VA2463-7HL32-0JC0 |  | 3VA2463-7HL32-0JC0 | 1 | UN | 1 | 10 | C | D | EAR99 | N | 85362090 | 1 | 4042949097419 | 4.4 | KG | 2393.6 | 2393.6 | LP18 | LP18 | circuit breaker 3VA2 IEC frame 630 breaking capacity class C Icu=110kA @ 415V 3-pole, line protection ETU320, LI, In=630A overload protection Ir=250A...630A short-circuit protection Ii=1.5...9 x In nut keeper kit shunt trip (STL) 110-127V DC, AC 50/60Hz 2 auxiliary switches HQ | - | 0 | 0
3VA2463-7HL32-0JH0 |  | 3VA2463-7HL32-0JH0 | 1 | UN | 1 | 10 | C | D | EAR99 | N | 85362090 | 1 | 4042949098133 | 4.4 | KG | 2420 | 2420 | LP18 | LP18 | circuit breaker 3VA2 IEC frame 630 breaking capacity class C Icu=110kA @ 415V 3-pole, line protection ETU320, LI, In=630A overload protection Ir=250A...630A short-circuit protection Ii=1.5...9 x In nut keeper kit shunt trip (STL) 110-127V DC, AC 50/60Hz 2 auxiliary switches HQ 1 trip alarm switch HQ | - | 0 | 0
3VA2463-7HL32-0JL0 |  | 3VA2463-7HL32-0JL0 | 1 | UN | 1 | 10 | C | D | EAR99 | N | 85362090 | 1 | 4042949098850 | 4.4 | KG | 2446.4 | 2446.4 | LP18 | LP18 | circuit breaker 3VA2 IEC frame 630 breaking capacity class C Icu=110kA @ 415V 3-pole, line protection ETU320, LI, In=630A overload protection Ir=250A...630A short-circuit protection Ii=1.5...9 x In nut keeper kit shunt trip (STL) 110-127V DC, AC 50/60Hz 2 auxiliary switches HQ 1 trip alarm switch HQ 1 electrical alarm switch | - | 0 | 0
3VA2463-7HL32-0KA0 |  | 3VA2463-7HL32-0KA0 | 1 | UN | 1 | 10 | C | D | EAR99 | N | 85362090 | 1 | 4042949095859 | 4.4 | KG | 2332 | 2332 | LP18 | LP18 | circuit breaker 3VA2 IEC frame 630 breaking capacity class C Icu=110kA @ 415V 3-pole, line protection ETU320, LI, In=630A overload protection Ir=250A...630A short-circuit protection Ii=1.5...9 x In nut keeper kit shunt trip (STL) 220-250V DC, 208-277V AC | - | 0 | 0
3VA2463-7HL32-0KC0 |  | 3VA2463-7HL32-0KC0 | 1 | UN | 1 | 10 | C | D | EAR99 | N | 85362090 | 1 | 4042949097532 | 4.4 | KG | 2393.6 | 2393.6 | LP18 | LP18 | circuit breaker 3VA2 IEC frame 630 breaking capacity class C Icu=110kA @ 415V 3-pole, line protection ETU320, LI, In=630A overload protection Ir=250A...630A short-circuit protection Ii=1.5...9 x In nut keeper kit shunt trip (STL) 220-250V DC, 208-277V AC 2 auxiliary switches HQ | - | 0 | 0
3VA2463-7HL32-0KH0 |  | 3VA2463-7HL32-0KH0 | 1 | UN | 1 | 10 | C | D | EAR99 | N | 85362090 | 1 | 4042949098256 | 4.4 | KG | 2420 | 2420 | LP18 | LP18 | circuit breaker 3VA2 IEC frame 630 breaking capacity class C Icu=110kA @ 415V 3-pole, line protection ETU320, LI, In=630A overload protection Ir=250A...630A short-circuit protection Ii=1.5...9 x In nut keeper kit shunt trip (STL) 220-250V DC, 208-277V AC 2 auxiliary switches HQ 1 trip alarm switch HQ | - | 0 | 0
3VA2463-7HL32-0KL0 |  | 3VA2463-7HL32-0KL0 | 1 | UN | 1 | 10 | C | D | EAR99 | N | 85362090 | 1 | 4042949098973 | 4.4 | KG | 2446.4 | 2446.4 | LP18 | LP18 | circuit breaker 3VA2 IEC frame 630 breaking capacity class C Icu=110kA @ 415V 3-pole, line protection ETU320, LI, In=630A overload protection Ir=250A...630A short-circuit protection Ii=1.5...9 x In nut keeper kit shunt trip (STL) 220-250V DC, 208-277V AC 2 auxiliary switches HQ 1 trip alarm switch HQ 1 electrical alarm switch | - | 0 | 0
3VA2463-7HL42-0AA0 |  | 3VA2463-7HL42-0AA0 | 1 | UN | 1 | 5 | B | D | EAR99 | N | 85362090 | 1 | 4042948834077 | 6.713 | KG | 2898.5 | 2813.5 | LP18 | LP18 | circuit breaker 3VA2 IEC frame 630 breaking capacity class C Icu=110kA @ 415V 4-pole, line protection ETU320, LI, In=630A overload protection Ir=250A...630A short-circuit protection Ii=1.5...9x In N conductor protection adjustable (OFF, 50%, 100%) nut keeper kit | Lista Papel 2020 SI | 0 | 0
3VA2463-7HL42-0AB0 |  | 3VA2463-7HL42-0AB0 | 1 | UN | 1 | 10 | C | D | EAR99 | N | 85362090 | 1 | 4042949322191 | 5.766 | KG | 3062.4 | 3062.4 | LP18 | LP18 | circuit breaker 3VA2 IEC frame 630 breaking capacity class C Icu=110kA @ 415V 4-pole, line protection ETU320, LI, In=630A overload protection Ir=250A...630A short-circuit protection Ii=1.5...9x In N conductor protection adjustable (OFF, 50%, 100%) nut keeper kit 2 auxiliary switches HP | - | 0 | 0
3VA2463-7HM32-0AA0 |  | 3VA2463-7HM32-0AA0 | 1 | UN | 1 | 5 | B | D | EAR99 | N | 85362090 | 1 | 4042948807828 | 4.5 | KG | 2414 | 2346 | LP18 | LP18 | circuit breaker 3VA2 IEC frame 630 breaking capacity class C Icu=110kA @ 415V 3-pole, line protection ETU330, LIG, In=630A overload protection Ir=250A...630A short-circuit protection Ii=1.5...9x In ground-fault protection Ig=0.2...1 x In, tg=0.1/0.3s nut keeper kit | Lista Papel 2020 SI | 0 | 0
3VA2463-7HM42-0AA0 |  | 3VA2463-7HM42-0AA0 | 1 | UN | 1 | 5 | B | D | EAR99 | N | 85362090 | 1 | 4042948808382 | 6.692 | KG | 3128 | 3043 | LP18 | LP18 | circuit breaker 3VA2 IEC frame 630 breaking capacity class C Icu=110kA @ 415V 4-pole, line protection ETU330, LIG, In=630A overload protection Ir=250A...630A short-circuit protection Ii=1.5...9x In N conductor protection adjustable (OFF, 50%, 100%) ground-fault protection Ig=0.2...1 x In= tg=0.1/0.3s nut keeper kit | Lista Papel 2020 SI | 0 | 0
3VA2463-7HN32-0AA0 |  | 3VA2463-7HN32-0AA0 | 1 | UN | 1 | 5 | B | D | EAR99 | N | 85362090 | 1 | 4042948807811 | 5.194 | KG | 2286.5 | 2218.5 | LP18 | LP18 | circuit breaker 3VA2 IEC frame 630 breaking capacity class C Icu=110kA @ 415V 3-pole, line protection ETU350, LSI, In=630A overload protection Ir=250A...630A short-circuit protection Isd=1.5...9x Ir, Ii=9x In nut keeper kit | Lista Papel 2020 SI | 0 | 0
3VA2463-7HN32-0AB0 |  | 3VA2463-7HN32-0AB0 | 1 | UN | 1 | 10 | C | D | EAR99 | N | 85362090 | 1 | 4042949054757 | 4.4 | KG | 2428.8 | 2428.8 | LP18 | LP18 | circuit breaker 3VA2 IEC frame 630 breaking capacity class C Icu=110kA @ 415V 3-pole, line protection ETU350, LSI, In=630A overload protection Ir=250A...630A short-circuit protection Isd=1.5...9 x Ir, Ii=9 x In nut keeper kit 2 auxiliary switches HP | - | 0 | 0
3VA2463-7HN32-0AC0 |  | 3VA2463-7HN32-0AC0 | 1 | UN | 1 | 10 | C | D | EAR99 | N | 85362090 | 1 | 4042949056843 | 4.4 | KG | 2411.2 | 2411.2 | LP18 | LP18 | circuit breaker 3VA2 IEC frame 630 breaking capacity class C Icu=110kA @ 415V 3-pole, line protection ETU350, LSI, In=630A overload protection Ir=250A...630A short-circuit protection Isd=1.5...9 x Ir, Ii=9 x In nut keeper kit 2 auxiliary switches HQ | - | 0 | 0
3VA2463-7HN32-0AD0 |  | 3VA2463-7HN32-0AD0 | 1 | UN | 1 | 10 | C | D | EAR99 | N | 85362090 | 1 | 4042949058939 | 4.4 | KG | 2428.8 | 2428.8 | LP18 | LP18 | circuit breaker 3VA2 IEC frame 630 breaking capacity class C Icu=110kA @ 415V 3-pole, line protection ETU350, LSI, In=630A overload protection Ir=250A...630A short-circuit protection Isd=1.5...9 x Ir, Ii=9 x In nut keeper kit 3 auxiliary switches HQ | - | 0 | 0
3VA2463-7HN32-0AE0 |  | 3VA2463-7HN32-0AE0 | 1 | UN | 1 | 10 | C | D | EAR99 | N | 85362090 | 1 | 4042949061021 | 4.4 | KG | 2446.4 | 2446.4 | LP18 | LP18 | circuit breaker 3VA2 IEC frame 630 breaking capacity class C Icu=110kA @ 415V 3-pole, line protection ETU350, LSI, In=630A overload protection Ir=250A...630A short-circuit protection Isd=1.5...9 x Ir, Ii=9 x In nut keeper kit 4 auxiliary switches HQ | - | 0 | 0
3VA2463-7HN32-0AF0 |  | 3VA2463-7HN32-0AF0 | 1 | UN | 1 | 10 | C | D | EAR99 | N | 85362090 | 1 | 4042949063117 | 4.4 | KG | 2411.2 | 2411.2 | LP18 | LP18 | circuit breaker 3VA2 IEC frame 630 breaking capacity class C Icu=110kA @ 415V 3-pole, line protection ETU350, LSI, In=630A overload protection Ir=250A...630A short-circuit protection Isd=1.5...9 x Ir, Ii=9 x In nut keeper kit 1 auxiliary switch HQ 1 trip alarm switch HQ | - | 0 | 0
3VA2463-7HN32-0AG0 |  | 3VA2463-7HN32-0AG0 | 1 | UN | 1 | 10 | C | D | EAR99 | N | 85362090 | 1 | 4042949065203 | 4.4 | KG | 2428.8 | 2428.8 | LP18 | LP18 | circuit breaker 3VA2 IEC frame 630 breaking capacity class C Icu=110kA @ 415V 3-pole, line protection ETU350, LSI, In=630A overload protection Ir=250A...630A short-circuit protection Isd=1.5...9 x Ir, Ii=9 x In nut keeper kit 1 auxiliary switch HP 1 trip alarm switch HP | - | 0 | 0
3VA2463-7HN32-0AH0 |  | 3VA2463-7HN32-0AH0 | 1 | UN | 1 | 10 | C | D | EAR99 | N | 85362090 | 1 | 4042949067290 | 4.4 | KG | 2428.8 | 2428.8 | LP18 | LP18 | circuit breaker 3VA2 IEC frame 630 breaking capacity class C Icu=110kA @ 415V 3-pole, line protection ETU350, LSI, In=630A overload protection Ir=250A...630A short-circuit protection Isd=1.5...9 x Ir, Ii=9 x In nut keeper kit 2 auxiliary switches HQ 1 trip alarm switch HQ | - | 0 | 0
3VA2463-7HN32-0AJ0 |  | 3VA2463-7HN32-0AJ0 | 1 | UN | 1 | 10 | C | D | EAR99 | N | 85362090 | 1 | 4042949067658 | 4.4 | KG | 2464 | 2464 | LP18 | LP18 | circuit breaker 3VA2 IEC frame 630 breaking capacity class C Icu=110kA @ 415V 3-pole, line protection ETU350, LSI, In=630A overload protection Ir=250A...630A short-circuit protection Isd=1.5...9 x Ir, Ii=9 x In nut keeper kit 2 auxiliary switches HP 1 trip alarm switch HP | - | 0 | 0
3VA2463-7HN32-0BA0 |  | 3VA2463-7HN32-0BA0 | 1 | UN | 1 | 10 | C | D | EAR99 | N | 85362090 | 1 | 4042949042211 | 4.4 | KG | 2464 | 2464 | LP18 | LP18 | circuit breaker 3VA2 IEC frame 630 breaking capacity class C Icu=110kA @ 415V 3-pole, line protection ETU350, LSI, In=630A overload protection Ir=250A...630A short-circuit protection Isd=1.5...9 x Ir, Ii=9 x In nut keeper kit undervoltage release (UVR) 24V DC | - | 0 | 0
3VA2463-7HN32-0BC0 |  | 3VA2463-7HN32-0BC0 | 1 | UN | 1 | 10 | C | D | EAR99 | N | 85362090 | 1 | 4042949069744 | 4.4 | KG | 2508 | 2508 | LP18 | LP18 | circuit breaker 3VA2 IEC frame 630 breaking capacity class C Icu=110kA @ 415V 3-pole, line protection ETU350, LSI, In=630A overload protection Ir=250A...630A short-circuit protection Isd=1.5...9 x Ir, Ii=9 x In nut keeper kit undervoltage release (UVR) 24V DC 2 auxiliary switches HQ | - | 0 | 0
3VA2463-7HN32-0BH0 |  | 3VA2463-7HN32-0BH0 | 1 | UN | 1 | 10 | C | D | EAR99 | N | 85362090 | 1 | 4042949082286 | 4.4 | KG | 2525.6 | 2525.6 | LP18 | LP18 | circuit breaker 3VA2 IEC frame 630 breaking capacity class C Icu=110kA @ 415V 3-pole, line protection ETU350, LSI, In=630A overload protection Ir=250A...630A short-circuit protection Isd=1.5...9 x Ir, Ii=9 x In nut keeper kit undervoltage release (UVR) 24V DC 2 auxiliary switches HQ 1 trip alarm switch HQ | - | 0 | 0
3VA2463-7HN32-0BL0 |  | 3VA2463-7HN32-0BL0 | 1 | UN | 1 | 10 | C | D | EAR99 | N | 85362090 | 1 | 4042949093091 | 4.4 | KG | 2569.6 | 2569.6 | LP18 | LP18 | circuit breaker 3VA2 IEC frame 630 breaking capacity class C Icu=110kA @ 415V 3-pole, line protection ETU350, LSI, In=630A overload protection Ir=250A...630A short-circuit protection Isd=1.5...9 x Ir, Ii=9 x In nut keeper kit undervoltage release (UVR) 24V DC 2 auxiliary switches HQ 1 trip alarm switch HQ 1 electrical alarm switch | - | 0 | 0
3VA2463-7HN32-0CA0 |  | 3VA2463-7HN32-0CA0 | 1 | UN | 1 | 10 | C | D | EAR99 | N | 85362090 | 1 | 4042949044307 | 4.4 | KG | 2464 | 2464 | LP18 | LP18 | circuit breaker 3VA2 IEC frame 630 breaking capacity class C Icu=110kA @ 415V 3-pole, line protection ETU350, LSI, In=630A overload protection Ir=250A...630A short-circuit protection Isd=1.5...9 x Ir, Ii=9 x In nut keeper kit undervoltage release (UVR) 120-127V AC 50/60Hz | - | 0 | 0
3VA2463-7HN32-0CC0 |  | 3VA2463-7HN32-0CC0 | 1 | UN | 1 | 10 | C | D | EAR99 | N | 85362090 | 1 | 4042949071839 | 4.4 | KG | 2508 | 2508 | LP18 | LP18 | circuit breaker 3VA2 IEC frame 630 breaking capacity class C Icu=110kA @ 415V 3-pole, line protection ETU350, LSI, In=630A overload protection Ir=250A...630A short-circuit protection Isd=1.5...9 x Ir, Ii=9 x In nut keeper kit undervoltage release (UVR) 120-127V AC 50/60Hz 2 auxiliary switches HQ | - | 0 | 0
3VA2463-7HN32-0CH0 |  | 3VA2463-7HN32-0CH0 | 1 | UN | 1 | 10 | C | D | EAR99 | N | 85362090 | 1 | 4042949084372 | 4.4 | KG | 2525.6 | 2525.6 | LP18 | LP18 | circuit breaker 3VA2 IEC frame 630 breaking capacity class C Icu=110kA @ 415V 3-pole, line protection ETU350, LSI, In=630A overload protection Ir=250A...630A short-circuit protection Isd=1.5...9 x Ir, Ii=9 x In nut keeper kit undervoltage release (UVR) 120-127V AC 50/60Hz 2 auxiliary switches HQ 1 trip alarm switch HQ | - | 0 | 0
3VA2463-7HN32-0CL0 |  | 3VA2463-7HN32-0CL0 | 1 | UN | 1 | 10 | C | D | EAR99 | N | 85362090 | 1 | 4042949093459 | 4.4 | KG | 2569.6 | 2569.6 | LP18 | LP18 | circuit breaker 3VA2 IEC frame 630 breaking capacity class C Icu=110kA @ 415V 3-pole, line protection ETU350, LSI, In=630A overload protection Ir=250A...630A short-circuit protection Isd=1.5...9 x Ir, Ii=9 x In nut keeper kit undervoltage release (UVR) 120-127V AC 50/60Hz 2 auxiliary switches HQ 1 trip alarm switch HQ 1 electrical alarm switch | - | 0 | 0
3VA2463-7HN32-0DA0 |  | 3VA2463-7HN32-0DA0 | 1 | UN | 1 | 10 | C | D | EAR99 | N | 85362090 | 1 | 4042949046394 | 4.4 | KG | 2464 | 2464 | LP18 | LP18 | circuit breaker 3VA2 IEC frame 630 breaking capacity class C Icu=110kA @ 415V 3-pole, line protection ETU350, LSI, In=630A overload protection Ir=250A...630A short-circuit protection Isd=1.5...9 x Ir, Ii=9 x In nut keeper kit undervoltage release (UVR) 208-230V AC 50/60Hz | - | 0 | 0
3VA2463-7HN32-0DC0 |  | 3VA2463-7HN32-0DC0 | 1 | UN | 1 | 10 | C | D | EAR99 | N | 85362090 | 1 | 4042949073925 | 4.4 | KG | 2508 | 2508 | LP18 | LP18 | circuit breaker 3VA2 IEC frame 630 breaking capacity class C Icu=110kA @ 415V 3-pole, line protection ETU350, LSI, In=630A overload protection Ir=250A...630A short-circuit protection Isd=1.5...9 x Ir, Ii=9 x In nut keeper kit undervoltage release (UVR) 208-230V AC 50/60Hz 2 auxiliary switches HQ | - | 0 | 0
3VA2463-7HN32-0DH0 |  | 3VA2463-7HN32-0DH0 | 1 | UN | 1 | 10 | C | D | EAR99 | N | 85362090 | 1 | 4042949086468 | 4.4 | KG | 2525.6 | 2525.6 | LP18 | LP18 | circuit breaker 3VA2 IEC frame 630 breaking capacity class C Icu=110kA @ 415V 3-pole, line protection ETU350, LSI, In=630A overload protection Ir=250A...630A short-circuit protection Isd=1.5...9 x Ir, Ii=9 x In nut keeper kit undervoltage release (UVR) 208-230V AC 50/60Hz 2 auxiliary switches HQ 1 trip alarm switch HQ | - | 0 | 0
3VA2463-7HN32-0DL0 |  | 3VA2463-7HN32-0DL0 | 1 | UN | 1 | 10 | C | D | EAR99 | N | 85362090 | 1 | 4042949093817 | 4.4 | KG | 2569.6 | 2569.6 | LP18 | LP18 | circuit breaker 3VA2 IEC frame 630 breaking capacity class C Icu=110kA @ 415V 3-pole, line protection ETU350, LSI, In=630A overload protection Ir=250A...630A short-circuit protection Isd=1.5...9 x Ir, Ii=9 x In nut keeper kit undervoltage release (UVR) 208-230V AC 50/60Hz 2 auxiliary switches HQ 1 trip alarm switch HQ 1 electrical alarm switch | - | 0 | 0
3VA2463-7HN32-0HA0 |  | 3VA2463-7HN32-0HA0 | 1 | UN | 1 | 10 | C | D | EAR99 | N | 85362090 | 1 | 4042949048480 | 4.4 | KG | 2437.6 | 2437.6 | LP18 | LP18 | circuit breaker 3VA2 IEC frame 630 breaking capacity class C Icu=110kA @ 415V 3-pole, line protection ETU350, LSI, In=630A overload protection Ir=250A...630A short-circuit protection Isd=1.5...9 x Ir, Ii=9 x In nut keeper kit shunt trip (STL) 12-30V DC, 24V AC 50/60Hz | - | 0 | 0
3VA2463-7HN32-0HC0 |  | 3VA2463-7HN32-0HC0 | 1 | UN | 1 | 10 | C | D | EAR99 | N | 85362090 | 1 | 4042949076018 | 4.4 | KG | 2481.6 | 2481.6 | LP18 | LP18 | circuit breaker 3VA2 IEC frame 630 breaking capacity class C Icu=110kA @ 415V 3-pole, line protection ETU350, LSI, In=630A overload protection Ir=250A...630A short-circuit protection Isd=1.5...9 x Ir, Ii=9 x In nut keeper kit shunt trip (STL) 12-30V DC, 24V AC 50/60Hz 2 auxiliary switches HQ | - | 0 | 0
3VA2463-7HN32-0HH0 |  | 3VA2463-7HN32-0HH0 | 1 | UN | 1 | 10 | C | D | EAR99 | N | 85362090 | 1 | 4042949088554 | 4.4 | KG | 2508 | 2508 | LP18 | LP18 | circuit breaker 3VA2 IEC frame 630 breaking capacity class C Icu=110kA @ 415V 3-pole, line protection ETU350, LSI, In=630A overload protection Ir=250A...630A short-circuit protection Isd=1.5...9 x Ir, Ii=9 x In nut keeper kit shunt trip (STL) 12-30V DC, 24V AC 50/60Hz 2 auxiliary switches HQ 1 trip alarm switch HQ | - | 0 | 0
3VA2463-7HN32-0HL0 |  | 3VA2463-7HN32-0HL0 | 1 | UN | 1 | 10 | C | D | EAR99 | N | 85362090 | 1 | 4042949094173 | 4.4 | KG | 2534.4 | 2534.4 | LP18 | LP18 | circuit breaker 3VA2 IEC frame 630 breaking capacity class C Icu=110kA @ 415V 3-pole, line protection ETU350, LSI, In=630A overload protection Ir=250A...630A short-circuit protection Isd=1.5...9 x Ir, Ii=9 x In nut keeper kit shunt trip (STL) 12-30V DC, 24V AC 50/60Hz 2 auxiliary switches HQ 1 trip alarm switch HQ 1 electrical alarm switch | - | 0 | 0
3VA2463-7HN32-0JA0 |  | 3VA2463-7HN32-0JA0 | 1 | UN | 1 | 10 | C | D | EAR99 | N | 85362090 | 1 | 4042949050575 | 4.4 | KG | 2437.6 | 2437.6 | LP18 | LP18 | circuit breaker 3VA2 IEC frame 630 breaking capacity class C Icu=110kA @ 415V 3-pole, line protection ETU350, LSI, In=630A overload protection Ir=250A...630A short-circuit protection Isd=1.5...9 x Ir, Ii=9 x In nut keeper kit shunt trip (STL) 110-127V DC, AC 50/60Hz | - | 0 | 0
3VA2463-7HN32-0JC0 |  | 3VA2463-7HN32-0JC0 | 1 | UN | 1 | 10 | C | D | EAR99 | N | 85362090 | 1 | 4042949078104 | 4.4 | KG | 2481.6 | 2481.6 | LP18 | LP18 | circuit breaker 3VA2 IEC frame 630 breaking capacity class C Icu=110kA @ 415V 3-pole, line protection ETU350, LSI, In=630A overload protection Ir=250A...630A short-circuit protection Isd=1.5...9 x Ir, Ii=9 x In nut keeper kit shunt trip (STL) 110-127V DC, AC 50/60Hz 2 auxiliary switches HQ | - | 0 | 0
3VA2463-7HN32-0JH0 |  | 3VA2463-7HN32-0JH0 | 1 | UN | 1 | 10 | C | D | EAR99 | N | 85362090 | 1 | 4042949090649 | 4.4 | KG | 2508 | 2508 | LP18 | LP18 | circuit breaker 3VA2 IEC frame 630 breaking capacity class C Icu=110kA @ 415V 3-pole, line protection ETU350, LSI, In=630A overload protection Ir=250A...630A short-circuit protection Isd=1.5...9 x Ir, Ii=9 x In nut keeper kit shunt trip (STL) 110-127V DC, AC 50/60Hz 2 auxiliary switches HQ 1 trip alarm switch HQ | - | 0 | 0
3VA2463-7HN32-0JL0 |  | 3VA2463-7HN32-0JL0 | 1 | UN | 1 | 10 | C | D | EAR99 | N | 85362090 | 1 | 4042949094531 | 4.4 | KG | 2534.4 | 2534.4 | LP18 | LP18 | circuit breaker 3VA2 IEC frame 630 breaking capacity class C Icu=110kA @ 415V 3-pole, line protection ETU350, LSI, In=630A overload protection Ir=250A...630A short-circuit protection Isd=1.5...9 x Ir, Ii=9 x In nut keeper kit shunt trip (STL) 110-127V DC, AC 50/60Hz 2 auxiliary switches HQ 1 trip alarm switch HQ 1 electrical alarm switch | - | 0 | 0
3VA2463-7HN32-0KA0 |  | 3VA2463-7HN32-0KA0 | 1 | UN | 1 | 10 | C | D | EAR99 | N | 85362090 | 1 | 4042949052661 | 4.4 | KG | 2437.6 | 2437.6 | LP18 | LP18 | circuit breaker 3VA2 IEC frame 630 breaking capacity class C Icu=110kA @ 415V 3-pole, line protection ETU350, LSI, In=630A overload protection Ir=250A...630A short-circuit protection Isd=1.5...9 x Ir, Ii=9 x In nut keeper kit shunt trip (STL) 220-250V DC, 208-277V AC | - | 0 | 0
3VA2463-7HN32-0KC0 |  | 3VA2463-7HN32-0KC0 | 1 | UN | 1 | 10 | C | D | EAR99 | N | 85362090 | 1 | 4042949080190 | 4.4 | KG | 2481.6 | 2481.6 | LP18 | LP18 | circuit breaker 3VA2 IEC frame 630 breaking capacity class C Icu=110kA @ 415V 3-pole, line protection ETU350, LSI, In=630A overload protection Ir=250A...630A short-circuit protection Isd=1.5...9 x Ir, Ii=9 x In nut keeper kit shunt trip (STL) 220-250V DC, 208-277V AC 2 auxiliary switches HQ | - | 0 | 0
3VA2463-7HN32-0KH0 |  | 3VA2463-7HN32-0KH0 | 1 | UN | 1 | 10 | C | D | EAR99 | N | 85362090 | 1 | 4042949092735 | 4.4 | KG | 2508 | 2508 | LP18 | LP18 | circuit breaker 3VA2 IEC frame 630 breaking capacity class C Icu=110kA @ 415V 3-pole, line protection ETU350, LSI, In=630A overload protection Ir=250A...630A short-circuit protection Isd=1.5...9 x Ir, Ii=9 x In nut keeper kit shunt trip (STL) 220-250V DC, 208-277V AC 2 auxiliary switches HQ 1 trip alarm switch HQ | - | 0 | 0
3VA2463-7HN32-0KL0 |  | 3VA2463-7HN32-0KL0 | 1 | UN | 1 | 10 | C | D | EAR99 | N | 85362090 | 1 | 4042949094890 | 4.4 | KG | 2534.4 | 2534.4 | LP18 | LP18 | circuit breaker 3VA2 IEC frame 630 breaking capacity class C Icu=110kA @ 415V 3-pole, line protection ETU350, LSI, In=630A overload protection Ir=250A...630A short-circuit protection Isd=1.5...9 x Ir, Ii=9 x In nut keeper kit shunt trip (STL) 220-250V DC, 208-277V AC 2 auxiliary switches HQ 1 trip alarm switch HQ 1 electrical alarm switch | - | 0 | 0
3VA2463-7HN42-0AA0 |  | 3VA2463-7HN42-0AA0 | 1 | UN | 1 | 5 | B | D | EAR99 | N | 85362090 | 1 | 4042948808375 | 6.732 | KG | 2992 | 2907 | LP18 | LP18 | circuit breaker 3VA2 IEC frame 630 breaking capacity class C Icu=110kA @ 415V 4-pole, line protection ETU350, LSI, In=630A overload protection Ir=250A...630A short-circuit protection Isd=1.5...9x Ir, Ii=9x In N conductor protection adjustable (OFF, 50%, 100%) nut keeper kit | Lista Papel 2020 SI | 0 | 0
3VA2463-7HN42-0DD0 |  | 3VA2463-7HN42-0DD0 | 1 | UN | 1 | 10 | C | D | EAR99 | N | 85362090 | 1 | 4042949325833 | 5.153 | KG | 3273.6 | 3273.6 | LP18 | LP18 | circuit breaker 3VA2 IEC frame 630 breaking capacity class C Icu=110kA @ 415V 4-pole, line protection ETU350, LSI, In=630A overload protection Ir=250A...630A short-circuit protection Isd=1.5...9x Ir, Ii=9x In N conductor protection adjustable (OFF, 50%, 100%) nut keeper kit circuit breaker 3VA2 IEC frame 630 undervoltage release 208-230V AC 50/60Hz 3 auxiliary switches HQ | - | 0 | 0
3VA2463-7JP32-0AA0 |  | 3VA2463-7JP32-0AA0 | 1 | UN | 1 | 5 | B | D | EAR99 | N | 85362090 | 1 | 4042948807835 | 4.5 | KG | 2677.5 | 2601 | LP18 | LP18 | circuit breaker 3VA2 IEC frame 630 breaking capacity class C Icu=110kA @ 415V 3-pole, line protection ETU550, LSI, In=630A overload protection Ir=250A...630A short-circuit protection Isd=0.6..9x In, Ii=1.5..9x In N conductor protection optionally with external current transformer, up to 160% nut keeper kit | Lista Papel 2020 SI | 0 | 0
3VA2463-7JP42-0AA0 |  | 3VA2463-7JP42-0AA0 | 1 | UN | 1 | 5 | B | D | EAR99 | N | 85362090 | 1 | 4042948808399 | 5.7 | KG | 3391.5 | 3298 | LP18 | LP18 | circuit breaker 3VA2 IEC frame 630 breaking capacity class C Icu=110kA @ 415V 4-pole, line protection ETU550, LSI, In=630A overload protection Ir=250A...630A short-circuit protection Isd=0.6..9x In, Ii=1.5..9x In N conductor protection adjustable (OFF, up to 100%) nut keeper kit | Lista Papel 2020 SI | 0 | 0
3VA2463-7JQ32-0AA0 |  | 3VA2463-7JQ32-0AA0 | 1 | UN | 1 | 5 | B | D | EAR99 | N | 85362090 | 1 | 4042948807842 | 5.156 | KG | 2932.5 | 2847.5 | LP18 | LP18 | circuit breaker 3VA2 IEC frame 630 breaking capacity class C Icu=110kA @ 415V 3-pole, line protection ETU560, LSIG, In=630A overload protection Ir=250A...630A short-circuit protection Isd=0.6..9x In, Ii=1.5..9x In N conductor protection optionally with external current transformer, up to 160% gr.-fault prot., can be sw. off Ig=0.2...1 x In, tg=0.05-0.8s nut keeper kit | Lista Papel 2020 SI | 0 | 0
3VA2463-7JQ42-0AA0 |  | 3VA2463-7JQ42-0AA0 | 1 | UN | 1 | 5 | B | D | EAR99 | N | 85362090 | 1 | 4042948808405 | 6.772 | KG | 3638 | 3536 | LP18 | LP18 | circuit breaker 3VA2 IEC frame 630 breaking capacity class C Icu=110kA @ 415V 4-pole, line protection ETU560, LSIG, In=630A overload protection Ir=250A...630A short-circuit protection Isd=0.6..9x In, Ii=1.5..9x In N conductor protection adjustable (OFF, up to 100%) gr.-fault prot., can be sw. off Ig=0.2...1 x In= tg=0.05-0.8s nut keeper kit | Lista Papel 2020 SI | 0 | 0
3VA2463-7KP32-0AA0 |  | 3VA2463-7KP32-0AA0 | 1 | UN | 1 | 5 | B | D | EAR99 | N | 85362090 | 1 | 4042948807859 | 5.268 | KG | 2890 | 2805 | LP18 | LP18 | circuit breaker 3VA2 IEC frame 630 breaking capacity class C Icu=110kA @ 415V 3-pole, line protection ETU850, LSI, In=630A overload protection Ir=250A...630A short-circuit protection Isd=0.6..9x In, Ii=1.5..9x In N conductor protection optionally with external current transformer, up to 160% nut keeper kit | Lista Papel 2020 SI | 0 | 0
3VA2463-7KP32-0DF0 |  | 3VA2463-7KP32-0DF0 | 1 | UN | 1 | 10 | C | D | EAR99 | N | 85362090 | 1 | 4042949324300 | 4.43 | KG | 3150.4 | 3150.4 | LP18 | LP18 | circuit breaker 3VA2 IEC frame 630 breaking capacity class C Icu=110kA @ 415V 3-pole, line protection ETU850, LSI, In=630A overload protection Ir=252A...630A short-circuit protection ISD=0.6..10xIn, II=1.5..10xIn N conductor protection optionally with external current transformer, up to 160% nut keeper kit undervoltage release 208-230V AC 50/60Hz 1 auxiliary switch 1 trip alarm switch | - | 0 | 0
3VA2463-7KP32-0JJ0 |  | 3VA2463-7KP32-0JJ0 | 1 | UN | 1 | 10 | C | D | EAR99 | N | 85362090 | 1 | 4042949324294 | 4.482 | KG | 3176.8 | 3176.8 | LP18 | LP18 | circuit breaker 3VA2 IEC frame 630 breaking capacity class C Icu=110kA @ 415V 3-pole, line protection ETU850, LSI, In=630A overload protection Ir=252A...630A short-circuit protection ISD=0.6..10xIn, II=1.5..10xIn N conductor protection optionally with external current transformer, up to 160% nut keeper kit shunt trip left 110-127V AC 50/60Hz/DC 2 auxiliary switches 1 trip alarm switch | - | 0 | 0
3VA2463-7KP42-0AA0 |  | 3VA2463-7KP42-0AA0 | 1 | UN | 1 | 5 | B | D | EAR99 | N | 85362090 | 1 | 4042948808412 | 5.7 | KG | 3595.5 | 3493.5 | LP18 | LP18 | circuit breaker 3VA2 IEC frame 630 breaking capacity class C Icu=110kA @ 415V 4-pole, line protection ETU850, LSI, In=630A overload protection Ir=250A...630A short-circuit protection Isd=0.6..9x In, Ii=1.5..9x In N conductor protection adjustable (OFF, up to 100%) nut keeper kit | Lista Papel 2020 SI | 0 | 0
3VA2463-7KQ32-0AA0 |  | 3VA2463-7KQ32-0AA0 | 1 | UN | 1 | 5 | B | D | EAR99 | N | 85362090 | 1 | 4042948807866 | 4.5 | KG | 3026 | 2941 | LP18 | LP18 | circuit breaker 3VA2 IEC frame 630 breaking capacity class C Icu=110kA @ 415V 3-pole, line protection ETU860, LSIG, In=630A overload protection Ir=250A...630A short-circuit protection Isd=0.6..9x In, Ii=1.5..9x In N conductor protection optionally with external current transformer, up to 160% gr.-fault prot., can be sw. off Ig=0.2...1 x In, tg=0.05-0.8s nut keeper kit | Lista Papel 2020 SI | 0 | 0
3VA2463-7KQ42-0AA0 |  | 3VA2463-7KQ42-0AA0 | 1 | UN | 1 | 5 | B | D | EAR99 | N | 85362090 | 1 | 4042948808429 | 5.7 | KG | 3731.5 | 3629.5 | LP18 | LP18 | circuit breaker 3VA2 IEC frame 630 breaking capacity class C Icu=110kA @ 415V 4-pole, line protection ETU860, LSIG, In=630A overload protection Ir=250A...630A short-circuit protection Isd=0.6..9x In, Ii=1.5..9x In N conductor protection adjustable (OFF, up to 100%) gr.-fault prot., can be sw. off Ig=0.2...1 x In= tg=0.05-0.8s nut keeper kit | Lista Papel 2020 SI | 0 | 0
3VA2510-5HK32-0AA0 |  | 3VA2510-5HK32-0AA0 | 1 | UN | 1 | 5 | B | D | EAR99 | N | 85362090 | 1 | 4042948836125 | 14.043 | KG | 3520 | 3520 | LP18 | LP18 | circuit breaker 3VA2 IEC frame 1000 breaking capacity class M Icu=55kA @ 415V 3-pole, line protection ETU340, ELISA LI, In=1000A overload protection Ir=400A...1000A short-circuit protection Ii=10 x In nut keeper kit | - | 0 | 0
3VA2510-5HK42-0AA0 |  | 3VA2510-5HK42-0AA0 | 1 | UN | 1 | 5 | B | D | EAR99 | N | 85362090 | 1 | 4042948836118 | 17.62 | KG | 4708 | 4708 | LP18 | LP18 | circuit breaker 3VA2 IEC frame 1000 breaking capacity class M Icu=55kA @ 415V 4-pole, line protection ETU340, ELISA LI, In=1000A overload protection Ir=400A...1000A short-circuit protection Ii=10 x In N conductor protection adjustable (OFF, 50%, 100%) nut keeper kit | - | 0 | 0
3VA2510-5HL32-0AA0 |  | 3VA2510-5HL32-0AA0 | 1 | UN | 1 | 2 | A | D | EAR99 | N | 85362090 | 1 | 4042948836484 | 14.203 | KG | 3400 | 3306.5 | LP18 | LP18 | circuit breaker 3VA2 IEC frame 1000 breaking capacity class M Icu=55kA @ 415V 3-pole, line protection ETU320, LI, In=1000A overload protection Ir=400A...1000A short-circuit protection Ii=1.5...10 x In nut keeper kit | Lista Papel 2020 SI | 0 | 0
3VA2510-5HL32-0AB0 |  | 3VA2510-5HL32-0AB0 | 1 | UN | 1 | 10 | C | D | EAR99 | N | 85362090 | 1 | 4042949116523 | 14.2 | KG | 3564 | 3564 | LP18 | LP18 | circuit breaker 3VA2 IEC frame 1000 breaking capacity class M Icu=55kA @ 415V 3-pole, line protection ETU320, LI, In=1000A overload protection Ir=400A...1000A short-circuit protection Ii=1.5...10 x In nut keeper kit 2 auxiliary switches HP | - | 0 | 0
3VA2510-5HL32-0AC0 |  | 3VA2510-5HL32-0AC0 | 1 | UN | 1 | 10 | C | D | EAR99 | N | 85362090 | 1 | 4042949116677 | 14.2 | KG | 3546.4 | 3546.4 | LP18 | LP18 | circuit breaker 3VA2 IEC frame 1000 breaking capacity class M Icu=55kA @ 415V 3-pole, line protection ETU320, LI, In=1000A overload protection Ir=400A...1000A short-circuit protection Ii=1.5...10 x In nut keeper kit 2 auxiliary switches HQ | - | 0 | 0
3VA2510-5HL32-0AD0 |  | 3VA2510-5HL32-0AD0 | 1 | UN | 1 | 10 | C | D | EAR99 | N | 85362090 | 1 | 4042949116820 | 14.2 | KG | 3564 | 3564 | LP18 | LP18 | circuit breaker 3VA2 IEC frame 1000 breaking capacity class M Icu=55kA @ 415V 3-pole, line protection ETU320, LI, In=1000A overload protection Ir=400A...1000A short-circuit protection Ii=1.5...10 x In nut keeper kit 3 auxiliary switches HQ | - | 0 | 0
3VA2510-5HL32-0AE0 |  | 3VA2510-5HL32-0AE0 | 1 | UN | 1 | 10 | C | D | EAR99 | N | 85362090 | 1 | 4042949116974 | 14.2 | KG | 3581.6 | 3581.6 | LP18 | LP18 | circuit breaker 3VA2 IEC frame 1000 breaking capacity class M Icu=55kA @ 415V 3-pole, line protection ETU320, LI, In=1000A overload protection Ir=400A...1000A short-circuit protection Ii=1.5...10 x In nut keeper kit 4 auxiliary switches HQ | - | 0 | 0
3VA2510-5HL32-0AF0 |  | 3VA2510-5HL32-0AF0 | 1 | UN | 1 | 10 | C | D | EAR99 | N | 85362090 | 1 | 4042949117124 | 14.2 | KG | 3546.4 | 3546.4 | LP18 | LP18 | circuit breaker 3VA2 IEC frame 1000 breaking capacity class M Icu=55kA @ 415V 3-pole, line protection ETU320, LI, In=1000A overload protection Ir=400A...1000A short-circuit protection Ii=1.5...10 x In nut keeper kit 1 auxiliary switch HQ 1 trip alarm switch HQ | - | 0 | 0
3VA2510-5HL32-0AG0 |  | 3VA2510-5HL32-0AG0 | 1 | UN | 1 | 10 | C | D | EAR99 | N | 85362090 | 1 | 4042949117278 | 14.2 | KG | 3564 | 3564 | LP18 | LP18 | circuit breaker 3VA2 IEC frame 1000 breaking capacity class M Icu=55kA @ 415V 3-pole, line protection ETU320, LI, In=1000A overload protection Ir=400A...1000A short-circuit protection Ii=1.5...10 x In nut keeper kit 1 auxiliary switch HP 1 trip alarm switch HP | - | 0 | 0
3VA2510-5HL32-0AH0 |  | 3VA2510-5HL32-0AH0 | 1 | UN | 1 | 10 | C | D | EAR99 | N | 85362090 | 1 | 4042949117421 | 14.2 | KG | 3564 | 3564 | LP18 | LP18 | circuit breaker 3VA2 IEC frame 1000 breaking capacity class M Icu=55kA @ 415V 3-pole, line protection ETU320, LI, In=1000A overload protection Ir=400A...1000A short-circuit protection Ii=1.5...10 x In nut keeper kit 2 auxiliary switches HQ 1 trip alarm switch HQ | - | 0 | 0
3VA2510-5HL32-0AJ0 |  | 3VA2510-5HL32-0AJ0 | 1 | UN | 1 | 10 | C | D | EAR99 | N | 85362090 | 1 | 4042949117575 | 14.2 | KG | 3608 | 3608 | LP18 | LP18 | circuit breaker 3VA2 IEC frame 1000 breaking capacity class M Icu=55kA @ 415V 3-pole, line protection ETU320, LI, In=1000A overload protection Ir=400A...1000A short-circuit protection Ii=1.5...10 x In nut keeper kit 2 auxiliary switches HP 1 trip alarm switch HP | - | 0 | 0
3VA2510-5HL32-0BA0 |  | 3VA2510-5HL32-0BA0 | 1 | UN | 1 | 10 | C | D | EAR99 | N | 85362090 | 1 | 4042949115625 | 14.2 | KG | 3643.2 | 3643.2 | LP18 | LP18 | circuit breaker 3VA2 IEC frame 1000 breaking capacity class M Icu=55kA @ 415V 3-pole, line protection ETU320, LI, In=1000A overload protection Ir=400A...1000A short-circuit protection Ii=1.5...10 x In nut keeper kit undervoltage release (UVR) 24V DC | - | 0 | 0
3VA2510-5HL32-0BC0 |  | 3VA2510-5HL32-0BC0 | 1 | UN | 1 | 10 | C | D | EAR99 | N | 85362090 | 1 | 4042949117728 | 14.2 | KG | 3687.2 | 3687.2 | LP18 | LP18 | circuit breaker 3VA2 IEC frame 1000 breaking capacity class M Icu=55kA @ 415V 3-pole, line protection ETU320, LI, In=1000A overload protection Ir=400A...1000A short-circuit protection Ii=1.5...10 x In nut keeper kit undervoltage release (UVR) 24V DC 2 auxiliary switches HQ | - | 0 | 0
3VA2510-5HL32-0BH0 |  | 3VA2510-5HL32-0BH0 | 1 | UN | 1 | 10 | C | D | EAR99 | N | 85362090 | 1 | 4042949118626 | 14.2 | KG | 3704.8 | 3704.8 | LP18 | LP18 | circuit breaker 3VA2 IEC frame 1000 breaking capacity class M Icu=55kA @ 415V 3-pole, line protection ETU320, LI, In=1000A overload protection Ir=400A...1000A short-circuit protection Ii=1.5...10 x In nut keeper kit undervoltage release (UVR) 24V DC 2 auxiliary switches HQ 1 trip alarm switch HQ | - | 0 | 0
3VA2510-5HL32-0BL0 |  | 3VA2510-5HL32-0BL0 | 1 | UN | 1 | 10 | C | D | EAR99 | N | 85362090 | 1 | 4042949119524 | 14.2 | KG | 3748.8 | 3748.8 | LP18 | LP18 | circuit breaker 3VA2 IEC frame 1000 breaking capacity class M Icu=55kA @ 415V 3-pole, line protection ETU320, LI, In=1000A overload protection Ir=400A...1000A short-circuit protection Ii=1.5...10 x In nut keeper kit undervoltage release (UVR) 24V DC 2 auxiliary switches HQ 1 trip alarm switch HQ 1 electrical alarm switch | - | 0 | 0
3VA2510-5HL32-0CA0 |  | 3VA2510-5HL32-0CA0 | 1 | UN | 1 | 10 | C | D | EAR99 | N | 85362090 | 1 | 4042949115779 | 14.2 | KG | 3643.2 | 3643.2 | LP18 | LP18 | circuit breaker 3VA2 IEC frame 1000 breaking capacity class M Icu=55kA @ 415V 3-pole, line protection ETU320, LI, In=1000A overload protection Ir=400A...1000A short-circuit protection Ii=1.5...10 x In nut keeper kit undervoltage release (UVR) 120-127V AC 50/60Hz | - | 0 | 0
3VA2510-5HL32-0CC0 |  | 3VA2510-5HL32-0CC0 | 1 | UN | 1 | 10 | C | D | EAR99 | N | 85362090 | 1 | 4042949117872 | 14.2 | KG | 3687.2 | 3687.2 | LP18 | LP18 | circuit breaker 3VA2 IEC frame 1000 breaking capacity class M Icu=55kA @ 415V 3-pole, line protection ETU320, LI, In=1000A overload protection Ir=400A...1000A short-circuit protection Ii=1.5...10 x In nut keeper kit undervoltage release (UVR) 120-127V AC 50/60Hz 2 auxiliary switches HQ | - | 0 | 0
3VA2510-5HL32-0CH0 |  | 3VA2510-5HL32-0CH0 | 1 | UN | 1 | 10 | C | D | EAR99 | N | 85362090 | 1 | 4042949118770 | 14.2 | KG | 3704.8 | 3704.8 | LP18 | LP18 | circuit breaker 3VA2 IEC frame 1000 breaking capacity class M Icu=55kA @ 415V 3-pole, line protection ETU320, LI, In=1000A overload protection Ir=400A...1000A short-circuit protection Ii=1.5...10 x In nut keeper kit undervoltage release (UVR) 120-127V AC 50/60Hz 2 auxiliary switches HQ 1 trip alarm switch HQ | - | 0 | 0
3VA2510-5HL32-0CL0 |  | 3VA2510-5HL32-0CL0 | 1 | UN | 1 | 10 | C | D | EAR99 | N | 85362090 | 1 | 4042949119678 | 14.2 | KG | 3748.8 | 3748.8 | LP18 | LP18 | circuit breaker 3VA2 IEC frame 1000 breaking capacity class M Icu=55kA @ 415V 3-pole, line protection ETU320, LI, In=1000A overload protection Ir=400A...1000A short-circuit protection Ii=1.5...10 x In nut keeper kit undervoltage release (UVR) 120-127V AC 50/60Hz 2 auxiliary switches HQ 1 trip alarm switch HQ 1 electrical alarm switch | - | 0 | 0
3VA2510-5HL32-0DA0 |  | 3VA2510-5HL32-0DA0 | 1 | UN | 1 | 10 | C | D | EAR99 | N | 85362090 | 1 | 4042949115922 | 14.2 | KG | 3643.2 | 3643.2 | LP18 | LP18 | circuit breaker 3VA2 IEC frame 1000 breaking capacity class M Icu=55kA @ 415V 3-pole, line protection ETU320, LI, In=1000A overload protection Ir=400A...1000A short-circuit protection Ii=1.5...10 x In nut keeper kit undervoltage release (UVR) 208-230V AC 50/60Hz | - | 0 | 0
3VA2510-5HL32-0DC0 |  | 3VA2510-5HL32-0DC0 | 1 | UN | 1 | 10 | C | D | EAR99 | N | 85362090 | 1 | 4042949118022 | 14.2 | KG | 3687.2 | 3687.2 | LP18 | LP18 | circuit breaker 3VA2 IEC frame 1000 breaking capacity class M Icu=55kA @ 415V 3-pole, line protection ETU320, LI, In=1000A overload protection Ir=400A...1000A short-circuit protection Ii=1.5...10 x In nut keeper kit undervoltage release (UVR) 208-230V AC 50/60Hz 2 auxiliary switches HQ | - | 0 | 0
3VA2510-5HL32-0DH0 |  | 3VA2510-5HL32-0DH0 | 1 | UN | 1 | 10 | C | D | EAR99 | N | 85362090 | 1 | 4042949118923 | 14.2 | KG | 3704.8 | 3704.8 | LP18 | LP18 | circuit breaker 3VA2 IEC frame 1000 breaking capacity class M Icu=55kA @ 415V 3-pole, line protection ETU320, LI, In=1000A overload protection Ir=400A...1000A short-circuit protection Ii=1.5...10 x In nut keeper kit undervoltage release (UVR) 208-230V AC 50/60Hz 2 auxiliary switches HQ 1 trip alarm switch HQ | - | 0 | 0
3VA2510-5HL32-0DL0 |  | 3VA2510-5HL32-0DL0 | 1 | UN | 1 | 10 | C | D | EAR99 | N | 85362090 | 1 | 4042949119821 | 14.2 | KG | 3748.8 | 3748.8 | LP18 | LP18 | circuit breaker 3VA2 IEC frame 1000 breaking capacity class M Icu=55kA @ 415V 3-pole, line protection ETU320, LI, In=1000A overload protection Ir=400A...1000A short-circuit protection Ii=1.5...10 x In nut keeper kit undervoltage release (UVR) 208-230V AC 50/60Hz 2 auxiliary switches HQ 1 trip alarm switch HQ 1 electrical alarm switch | - | 0 | 0
3VA2510-5HL32-0HA0 |  | 3VA2510-5HL32-0HA0 | 1 | UN | 1 | 10 | C | D | EAR99 | N | 85362090 | 1 | 4042949116073 | 14.2 | KG | 3634.4 | 3634.4 | LP18 | LP18 | circuit breaker 3VA2 IEC frame 1000 breaking capacity class M Icu=55kA @ 415V 3-pole, line protection ETU320, LI, In=1000A overload protection Ir=400A...1000A short-circuit protection Ii=1.5...10 x In nut keeper kit shunt trip (STL) 12-30V DC, 24V AC 50/60Hz | - | 0 | 0
3VA2510-5HL32-0HC0 |  | 3VA2510-5HL32-0HC0 | 1 | UN | 1 | 10 | C | D | EAR99 | N | 85362090 | 1 | 4042949118176 | 14.2 | KG | 3669.6 | 3669.6 | LP18 | LP18 | circuit breaker 3VA2 IEC frame 1000 breaking capacity class M Icu=55kA @ 415V 3-pole, line protection ETU320, LI, In=1000A overload protection Ir=400A...1000A short-circuit protection Ii=1.5...10 x In nut keeper kit shunt trip (STL) 12-30V DC, 24V AC 50/60Hz 2 auxiliary switches HQ | - | 0 | 0
3VA2510-5HL32-0HH0 |  | 3VA2510-5HL32-0HH0 | 1 | UN | 1 | 10 | C | D | EAR99 | N | 85362090 | 1 | 4042949119074 | 14.2 | KG | 3696 | 3696 | LP18 | LP18 | circuit breaker 3VA2 IEC frame 1000 breaking capacity class M Icu=55kA @ 415V 3-pole, line protection ETU320, LI, In=1000A overload protection Ir=400A...1000A short-circuit protection Ii=1.5...10 x In nut keeper kit shunt trip (STL) 12-30V DC, 24V AC 50/60Hz 2 auxiliary switches HQ 1 trip alarm switch HQ | - | 0 | 0
3VA2510-5HL32-0HL0 |  | 3VA2510-5HL32-0HL0 | 1 | UN | 1 | 10 | C | D | EAR99 | N | 85362090 | 1 | 4042949119975 | 14.2 | KG | 3722.4 | 3722.4 | LP18 | LP18 | circuit breaker 3VA2 IEC frame 1000 breaking capacity class M Icu=55kA @ 415V 3-pole, line protection ETU320, LI, In=1000A overload protection Ir=400A...1000A short-circuit protection Ii=1.5...10 x In nut keeper kit shunt trip (STL) 12-30V DC, 24V AC 50/60Hz 2 auxiliary switches HQ 1 trip alarm switch HQ 1 electrical alarm switch | - | 0 | 0
3VA2510-5HL32-0JA0 |  | 3VA2510-5HL32-0JA0 | 1 | UN | 1 | 10 | C | D | EAR99 | N | 85362090 | 1 | 4042949116226 | 14.2 | KG | 3634.4 | 3634.4 | LP18 | LP18 | circuit breaker 3VA2 IEC frame 1000 breaking capacity class M Icu=55kA @ 415V 3-pole, line protection ETU320, LI, In=1000A overload protection Ir=400A...1000A short-circuit protection Ii=1.5...10 x In nut keeper kit shunt trip (STL) 110-127V DC, AC 50/60Hz | - | 0 | 0
3VA2510-5HL32-0JC0 |  | 3VA2510-5HL32-0JC0 | 1 | UN | 1 | 10 | C | D | EAR99 | N | 85362090 | 1 | 4042949118329 | 14.2 | KG | 3669.6 | 3669.6 | LP18 | LP18 | circuit breaker 3VA2 IEC frame 1000 breaking capacity class M Icu=55kA @ 415V 3-pole, line protection ETU320, LI, In=1000A overload protection Ir=400A...1000A short-circuit protection Ii=1.5...10 x In nut keeper kit shunt trip (STL) 110-127V DC, AC 50/60Hz 2 auxiliary switches HQ | - | 0 | 0
3VA2510-5HL32-0JH0 |  | 3VA2510-5HL32-0JH0 | 1 | UN | 1 | 10 | C | D | EAR99 | N | 85362090 | 1 | 4042949119227 | 14.2 | KG | 3696 | 3696 | LP18 | LP18 | circuit breaker 3VA2 IEC frame 1000 breaking capacity class M Icu=55kA @ 415V 3-pole, line protection ETU320, LI, In=1000A overload protection Ir=400A...1000A short-circuit protection Ii=1.5...10 x In nut keeper kit shunt trip (STL) 110-127V DC, AC 50/60Hz 2 auxiliary switches HQ 1 trip alarm switch HQ | - | 0 | 0
3VA2510-5HL32-0JL0 |  | 3VA2510-5HL32-0JL0 | 1 | UN | 1 | 10 | C | D | EAR99 | N | 85362090 | 1 | 4042949120124 | 14.2 | KG | 3722.4 | 3722.4 | LP18 | LP18 | circuit breaker 3VA2 IEC frame 1000 breaking capacity class M Icu=55kA @ 415V 3-pole, line protection ETU320, LI, In=1000A overload protection Ir=400A...1000A short-circuit protection Ii=1.5...10 x In nut keeper kit shunt trip (STL) 110-127V DC, AC 50/60Hz 2 auxiliary switches HQ 1 trip alarm switch HQ 1 electrical alarm switch | - | 0 | 0
3VA2510-5HL32-0KA0 |  | 3VA2510-5HL32-0KA0 | 1 | UN | 1 | 10 | C | D | EAR99 | N | 85362090 | 1 | 4042949116370 | 14.2 | KG | 3634.4 | 3634.4 | LP18 | LP18 | circuit breaker 3VA2 IEC frame 1000 breaking capacity class M Icu=55kA @ 415V 3-pole, line protection ETU320, LI, In=1000A overload protection Ir=400A...1000A short-circuit protection Ii=1.5...10 x In nut keeper kit shunt trip (STL) 220-250V DC, 208-277V AC | - | 0 | 0
3VA2510-5HL32-0KC0 |  | 3VA2510-5HL32-0KC0 | 1 | UN | 1 | 10 | C | D | EAR99 | N | 85362090 | 1 | 4042949118473 | 14.2 | KG | 3669.6 | 3669.6 | LP18 | LP18 | circuit breaker 3VA2 IEC frame 1000 breaking capacity class M Icu=55kA @ 415V 3-pole, line protection ETU320, LI, In=1000A overload protection Ir=400A...1000A short-circuit protection Ii=1.5...10 x In nut keeper kit shunt trip (STL) 220-250V DC, 208-277V AC 2 auxiliary switches HQ | - | 0 | 0
3VA2510-5HL32-0KH0 |  | 3VA2510-5HL32-0KH0 | 1 | UN | 1 | 10 | C | D | EAR99 | N | 85362090 | 1 | 4042949119371 | 14.2 | KG | 3696 | 3696 | LP18 | LP18 | circuit breaker 3VA2 IEC frame 1000 breaking capacity class M Icu=55kA @ 415V 3-pole, line protection ETU320, LI, In=1000A overload protection Ir=400A...1000A short-circuit protection Ii=1.5...10 x In nut keeper kit shunt trip (STL) 220-250V DC, 208-277V AC 2 auxiliary switches HQ 1 trip alarm switch HQ | - | 0 | 0
3VA2510-5HL32-0KL0 |  | 3VA2510-5HL32-0KL0 | 1 | UN | 1 | 10 | C | D | EAR99 | N | 85362090 | 1 | 4042949120278 | 14.2 | KG | 3722.4 | 3722.4 | LP18 | LP18 | circuit breaker 3VA2 IEC frame 1000 breaking capacity class M Icu=55kA @ 415V 3-pole, line protection ETU320, LI, In=1000A overload protection Ir=400A...1000A short-circuit protection Ii=1.5...10 x In nut keeper kit shunt trip (STL) 220-250V DC, 208-277V AC 2 auxiliary switches HQ 1 trip alarm switch HQ 1 electrical alarm switch | - | 0 | 0
3VA2510-5HL32-0LH0 |  | 3VA2510-5HL32-0LH0 | 1 | UN | 1 | 10 | C | D | EAR99 | N | 85362090 | 1 | 4042949329961 | 14.373 | KG | 3792.8 |  | LP18 |  | circuit breaker 3VA2 IEC frame 1000 breaking capacity class M Icu=55kA @ 415V 3-pole, line protection ETU320, LI, In=1000A overload protection Ir=400A...1000A short-circuit protection Ii=1.5...10 x In nut keeper kit circuit breaker 3VA2 IEC frame 1000 breaking capacity class M Icu=55kA @ 415V 3-pole, line protection ETU320, LI, In=1000A overload protection Ir=400A...1000A short-circuit protection Ii=1.5...10 x In nut UNIVERSAL RELEASE 24 V DC ACCESSORY FOR 3VA1 and 3VA20 up 2 AUXILIARY SWITCH CHANGEOVER H 1 TRIP ALARM SWITCH CHANGEOVER |  | 0 | 0
3VA2510-5HL42-0AA0 |  | 3VA2510-5HL42-0AA0 | 1 | UN | 1 | 5 | B | D | EAR99 | N | 85362090 | 1 | 4042948836477 | 18.3 | KG | 4547.5 | 4420 | LP18 | LP18 | circuit breaker 3VA2 IEC frame 1000 breaking capacity class M Icu=55kA @ 415V 4-pole, line protection ETU320, LI, In=1000A overload protection Ir=400A...1000A short-circuit protection Ii=1.5...10 x In N conductor protection adjustable (OFF, 50%, 100%) nut keeper kit | Lista Papel 2020 SI | 0 | 0
3VA2510-5HL42-0KA0 |  | 3VA2510-5HL42-0KA0 | 1 | UN | 1 | 10 | C | D | EAR99 | N | 85362090 | 1 | 4042949327486 | 18.385 | KG | 4796 | 4796 | LP18 | LP18 | circuit breaker 3VA2 IEC frame 1000 breaking capacity class M Icu=55kA @ 415V 4-pole, line protection ETU320, LI, In=1000A overload protection Ir=400A...1000A short-circuit protection Ii=1.5...10 x In N conductor protection adjustable (OFF, 50%, 100%) nut keeper kit circuit breaker 3VA2 IEC frame 1000 breaking capacity class M Icu=55kA @ 415V 4-pole, line protection ETU320, LI, In=1000A overload protection Ir=400A...1000A short-circuit SHUNT TRIP LEFT 208-277 V AC 50/60 HZ 220-250 V DC ACCESSORY |  | 0 | 0
3VA2510-5HL42-0KF0 |  | 3VA2510-5HL42-0KF0 | 1 | UN | 1 | 10 | C | D | EAR99 | N | 85362090 | 1 | 4042949327523 | 18.431 | KG | 4848.8 | 4848.8 | LP18 | LP18 | circuit breaker 3VA2 IEC frame 1000 breaking capacity class M Icu=55kA @ 415V 4-pole, line protection ETU320, LI, In=1000A overload protection Ir=400A...1000A short-circuit protection Ii=1.5...10 x In N conductor protection adjustable (OFF, 50%, 100%) nut keeper kit circuit breaker 3VA2 IEC frame 1000 breaking capacity class M Icu=55kA @ 415V 4-pole, line protection ETU320, LI, In=1000A overload protection Ir=400A...1000A short-circuit SHUNT TRIP LEFT 208-277 V AC 50/60 HZ 220-250 V DC ACCESSORY 1 AUXILIARY SWITCH CHANGEOVER H 1 TRIP ALARM SWITCH CHANGEOVER |  | 0 | 0
3VA2510-5HL42-0KH0 |  | 3VA2510-5HL42-0KH0 | 1 | UN | 1 | 10 | C | D | EAR99 | N | 85362090 | 1 | 4042949327387 | 18.456 | KG | 4875.2 | 4875.2 | LP18 | LP18 | circuit breaker 3VA2 IEC frame 1000 breaking capacity class M Icu=55kA @ 415V 4-pole, line protection ETU320, LI, In=1000A overload protection Ir=400A...1000A short-circuit protection Ii=1.5...10 x In N conductor protection adjustable (OFF, 50%, 100%) nut keeper kit circuit breaker 3VA2 IEC frame 1000 breaking capacity class M Icu=55kA @ 415V 4-pole, line protection ETU320, LI, In=1000A overload protection Ir=400A...1000A short-circuit SHUNT TRIP LEFT 208-277 V AC 50/60 HZ 220-250 V DC ACCESSORY 2 AUXILIARY SWITCH CHANGEOVER H 1 TRIP ALARM SWITCH CHANGEOVER |  | 0 | 0
3VA2510-5HM32-0AA0 |  | 3VA2510-5HM32-0AA0 | 1 | UN | 1 | 5 | B | D | EAR99 | N | 85362090 | 1 | 4042948836101 | 14.199 | KG | 3646.5 | 3544.5 | LP18 | LP18 | circuit breaker 3VA2 IEC frame 1000 breaking capacity class M Icu=55kA @ 415V 3-pole, line protection ETU330, LIG, In=1000A overload protection Ir=400A...1000A short-circuit protection Ii=1.5...10 x In ground-fault protection Ig=0.2...1 x In, tg=0.1/0.3s nut keeper kit | Lista Papel 2020 SI | 0 | 0
3VA2510-5HM42-0AA0 |  | 3VA2510-5HM42-0AA0 | 1 | UN | 1 | 5 | B | D | EAR99 | N | 85362090 | 1 | 4042948836095 | 16.78 | KG | 4794 | 4658 | LP18 | LP18 | circuit breaker 3VA2 IEC frame 1000 breaking capacity class M Icu=55kA @ 415V 4-pole, line protection ETU330, LIG, In=1000A overload protection Ir=400A...1000A short-circuit protection Ii=1.5...10 x In N conductor protection adjustable (OFF, 50%, 100%) ground-fault protection Ig=0.2...1 x In= tg=0.1/0.3s nut keeper kit | Lista Papel 2020 SI | 0 | 0
3VA2510-5HN32-0AA0 |  | 3VA2510-5HN32-0AA0 | 1 | UN | 1 | 5 | B | D | EAR99 | N | 85362090 | 1 | 4042948836088 | 14.257 | KG | 3502 | 3400 | LP18 | LP18 | circuit breaker 3VA2 IEC frame 1000 breaking capacity class M Icu=55kA @ 415V 3-pole, line protection ETU350, LSI, In=1000A overload protection Ir=400A...1000A short-circuit protection Isd=1.5...10 x Ir, Ii=10 x In nut keeper kit | Lista Papel 2020 SI | 0 | 0
3VA2510-5HN32-0AB0 |  | 3VA2510-5HN32-0AB0 | 1 | UN | 1 | 10 | C | D | EAR99 | N | 85362090 | 1 | 4042949116516 | 14.2 | KG | 3634.4 | 3634.4 | LP18 | LP18 | circuit breaker 3VA2 IEC frame 1000 breaking capacity class M Icu=55kA @ 415V 3-pole, line protection ETU350, LSI, In=1000A overload protection Ir=400A...1000A short-circuit protection Isd=1.5...10 x Ir, Ii=10 x In nut keeper kit 2 auxiliary switches HP | - | 0 | 0
3VA2510-5HN32-0AC0 |  | 3VA2510-5HN32-0AC0 | 1 | UN | 1 | 10 | C | D | EAR99 | N | 85362090 | 1 | 4042949116660 | 14.2 | KG | 3608 | 3608 | LP18 | LP18 | circuit breaker 3VA2 IEC frame 1000 breaking capacity class M Icu=55kA @ 415V 3-pole, line protection ETU350, LSI, In=1000A overload protection Ir=400A...1000A short-circuit protection Isd=1.5...10 x Ir, Ii=10 x In nut keeper kit 2 auxiliary switches HQ | - | 0 | 0
3VA2510-5HN32-0AD0 |  | 3VA2510-5HN32-0AD0 | 1 | UN | 1 | 10 | C | D | EAR99 | N | 85362090 | 1 | 4042949116813 | 14.2 | KG | 3634.4 | 3634.4 | LP18 | LP18 | circuit breaker 3VA2 IEC frame 1000 breaking capacity class M Icu=55kA @ 415V 3-pole, line protection ETU350, LSI, In=1000A overload protection Ir=400A...1000A short-circuit protection Isd=1.5...10 x Ir, Ii=10 x In nut keeper kit 3 auxiliary switches HQ | - | 0 | 0
3VA2510-5HN32-0AE0 |  | 3VA2510-5HN32-0AE0 | 1 | UN | 1 | 10 | C | D | EAR99 | N | 85362090 | 1 | 4042949116967 | 14.2 | KG | 3652 | 3652 | LP18 | LP18 | circuit breaker 3VA2 IEC frame 1000 breaking capacity class M Icu=55kA @ 415V 3-pole, line protection ETU350, LSI, In=1000A overload protection Ir=400A...1000A short-circuit protection Isd=1.5...10 x Ir, Ii=10 x In nut keeper kit 4 auxiliary switches HQ | - | 0 | 0
3VA2510-5HN32-0AF0 |  | 3VA2510-5HN32-0AF0 | 1 | UN | 1 | 10 | C | D | EAR99 | N | 85362090 | 1 | 4042949117117 | 14.2 | KG | 3608 | 3608 | LP18 | LP18 | circuit breaker 3VA2 IEC frame 1000 breaking capacity class M Icu=55kA @ 415V 3-pole, line protection ETU350, LSI, In=1000A overload protection Ir=400A...1000A short-circuit protection Isd=1.5...10 x Ir, Ii=10 x In nut keeper kit 1 auxiliary switch HQ 1 trip alarm switch HQ | - | 0 | 0
3VA2510-5HN32-0AG0 |  | 3VA2510-5HN32-0AG0 | 1 | UN | 1 | 10 | C | D | EAR99 | N | 85362090 | 1 | 4042949117261 | 14.2 | KG | 3634.4 | 3634.4 | LP18 | LP18 | circuit breaker 3VA2 IEC frame 1000 breaking capacity class M Icu=55kA @ 415V 3-pole, line protection ETU350, LSI, In=1000A overload protection Ir=400A...1000A short-circuit protection Isd=1.5...10 x Ir, Ii=10 x In nut keeper kit 1 auxiliary switch HP 1 trip alarm switch HP | - | 0 | 0
3VA2510-5HN32-0AH0 |  | 3VA2510-5HN32-0AH0 | 1 | UN | 1 | 10 | C | D | EAR99 | N | 85362090 | 1 | 4042949117414 | 14.2 | KG | 3634.4 | 3634.4 | LP18 | LP18 | circuit breaker 3VA2 IEC frame 1000 breaking capacity class M Icu=55kA @ 415V 3-pole, line protection ETU350, LSI, In=1000A overload protection Ir=400A...1000A short-circuit protection Isd=1.5...10 x Ir, Ii=10 x In nut keeper kit 2 auxiliary switches HQ 1 trip alarm switch HQ | - | 0 | 0
3VA2510-5HN32-0AJ0 |  | 3VA2510-5HN32-0AJ0 | 1 | UN | 1 | 10 | C | D | EAR99 | N | 85362090 | 1 | 4042949117568 | 14.2 | KG | 3669.6 | 3669.6 | LP18 | LP18 | circuit breaker 3VA2 IEC frame 1000 breaking capacity class M Icu=55kA @ 415V 3-pole, line protection ETU350, LSI, In=1000A overload protection Ir=400A...1000A short-circuit protection Isd=1.5...10 x Ir, Ii=10 x In nut keeper kit 2 auxiliary switches HP 1 trip alarm switch HP | - | 0 | 0
3VA2510-5HN32-0BA0 |  | 3VA2510-5HN32-0BA0 | 1 | UN | 1 | 10 | C | D | EAR99 | N | 85362090 | 1 | 4042949115618 | 14.2 | KG | 3696 | 3696 | LP18 | LP18 | circuit breaker 3VA2 IEC frame 1000 breaking capacity class M Icu=55kA @ 415V 3-pole, line protection ETU350, LSI, In=1000A overload protection Ir=400A...1000A short-circuit protection Isd=1.5...10 x Ir, Ii=10 x In nut keeper kit undervoltage release (UVR) 24V DC | - | 0 | 0
3VA2510-5HN32-0BC0 |  | 3VA2510-5HN32-0BC0 | 1 | UN | 1 | 10 | C | D | EAR99 | N | 85362090 | 1 | 4042949117711 | 14.2 | KG | 3748.8 | 3748.8 | LP18 | LP18 | circuit breaker 3VA2 IEC frame 1000 breaking capacity class M Icu=55kA @ 415V 3-pole, line protection ETU350, LSI, In=1000A overload protection Ir=400A...1000A short-circuit protection Isd=1.5...10 x Ir, Ii=10 x In nut keeper kit undervoltage release (UVR) 24V DC 2 auxiliary switches HQ | - | 0 | 0
3VA2510-5HN32-0BE0 |  | 3VA2510-5HN32-0BE0 | 1 | UN | 1 | 10 | C | D | EAR99 | N | 85362090 | 1 | 4042949324331 | 12.872 | KG | 3810.4 | 3810.4 | LP18 | LP18 | circuit breaker 3VA2 IEC frame 1000 breaking capacity class M Icu=55kA @ 415V 3-pole, line protection ETU350, LSI, In=1000A overload protection Ir=400A...1000A short-circuit protection ISD=1.5...10xIR, Ii=10xIn nut keeper kit 25.11.2015, 3270 undervoltage release 24V DC 4 auxiliary switches | - | 0 | 0
3VA2510-5HN32-0BH0 |  | 3VA2510-5HN32-0BH0 | 1 | UN | 1 | 10 | C | D | EAR99 | N | 85362090 | 1 | 4042949118619 | 14.2 | KG | 3766.4 | 3766.4 | LP18 | LP18 | circuit breaker 3VA2 IEC frame 1000 breaking capacity class M Icu=55kA @ 415V 3-pole, line protection ETU350, LSI, In=1000A overload protection Ir=400A...1000A short-circuit protection Isd=1.5...10 x Ir, Ii=10 x In nut keeper kit undervoltage release (UVR) 24V DC 2 auxiliary switches HQ 1 trip alarm switch HQ | - | 0 | 0
3VA2510-5HN32-0BL0 |  | 3VA2510-5HN32-0BL0 | 1 | UN | 1 | 10 | C | D | EAR99 | N | 85362090 | 1 | 4042949119517 | 14.2 | KG | 3810.4 | 3810.4 | LP18 | LP18 | circuit breaker 3VA2 IEC frame 1000 breaking capacity class M Icu=55kA @ 415V 3-pole, line protection ETU350, LSI, In=1000A overload protection Ir=400A...1000A short-circuit protection Isd=1.5...10 x Ir, Ii=10 x In nut keeper kit undervoltage release (UVR) 24V DC 2 auxiliary switches HQ 1 trip alarm switch HQ 1 electrical alarm switch | - | 0 | 0
3VA2510-5HN32-0CA0 |  | 3VA2510-5HN32-0CA0 | 1 | UN | 1 | 10 | C | D | EAR99 | N | 85362090 | 1 | 4042949115762 | 14.2 | KG | 3696 | 3696 | LP18 | LP18 | circuit breaker 3VA2 IEC frame 1000 breaking capacity class M Icu=55kA @ 415V 3-pole, line protection ETU350, LSI, In=1000A overload protection Ir=400A...1000A short-circuit protection Isd=1.5...10 x Ir, Ii=10 x In nut keeper kit undervoltage release (UVR) 120-127V AC 50/60Hz | - | 0 | 0
3VA2510-5HN32-0CC0 |  | 3VA2510-5HN32-0CC0 | 1 | UN | 1 | 10 | C | D | EAR99 | N | 85362090 | 1 | 4042949117865 | 14.2 | KG | 3748.8 | 3748.8 | LP18 | LP18 | circuit breaker 3VA2 IEC frame 1000 breaking capacity class M Icu=55kA @ 415V 3-pole, line protection ETU350, LSI, In=1000A overload protection Ir=400A...1000A short-circuit protection Isd=1.5...10 x Ir, Ii=10 x In nut keeper kit undervoltage release (UVR) 120-127V AC 50/60Hz 2 auxiliary switches HQ | - | 0 | 0
3VA2510-5HN32-0CH0 |  | 3VA2510-5HN32-0CH0 | 1 | UN | 1 | 10 | C | D | EAR99 | N | 85362090 | 1 | 4042949118763 | 14.2 | KG | 3766.4 | 3766.4 | LP18 | LP18 | circuit breaker 3VA2 IEC frame 1000 breaking capacity class M Icu=55kA @ 415V 3-pole, line protection ETU350, LSI, In=1000A overload protection Ir=400A...1000A short-circuit protection Isd=1.5...10 x Ir, Ii=10 x In nut keeper kit undervoltage release (UVR) 120-127V AC 50/60Hz 2 auxiliary switches HQ 1 trip alarm switch HQ | - | 0 | 0
3VA2510-5HN32-0CL0 |  | 3VA2510-5HN32-0CL0 | 1 | UN | 1 | 10 | C | D | EAR99 | N | 85362090 | 1 | 4042949119661 | 14.2 | KG | 3810.4 | 3810.4 | LP18 | LP18 | circuit breaker 3VA2 IEC frame 1000 breaking capacity class M Icu=55kA @ 415V 3-pole, line protection ETU350, LSI, In=1000A overload protection Ir=400A...1000A short-circuit protection Isd=1.5...10 x Ir, Ii=10 x In nut keeper kit undervoltage release (UVR) 120-127V AC 50/60Hz 2 auxiliary switches HQ 1 trip alarm switch HQ 1 electrical alarm switch | - | 0 | 0
3VA2510-5HN32-0DA0 |  | 3VA2510-5HN32-0DA0 | 1 | UN | 1 | 10 | C | D | EAR99 | N | 85362090 | 1 | 4042949115915 | 14.2 | KG | 3696 | 3696 | LP18 | LP18 | circuit breaker 3VA2 IEC frame 1000 breaking capacity class M Icu=55kA @ 415V 3-pole, line protection ETU350, LSI, In=1000A overload protection Ir=400A...1000A short-circuit protection Isd=1.5...10 x Ir, Ii=10 x In nut keeper kit undervoltage release (UVR) 208-230V AC 50/60Hz | - | 0 | 0
3VA2510-5HN32-0DC0 |  | 3VA2510-5HN32-0DC0 | 1 | UN | 1 | 10 | C | D | EAR99 | N | 85362090 | 1 | 4042949118015 | 14.2 | KG | 3748.8 | 3748.8 | LP18 | LP18 | circuit breaker 3VA2 IEC frame 1000 breaking capacity class M Icu=55kA @ 415V 3-pole, line protection ETU350, LSI, In=1000A overload protection Ir=400A...1000A short-circuit protection Isd=1.5...10 x Ir, Ii=10 x In nut keeper kit undervoltage release (UVR) 208-230V AC 50/60Hz 2 auxiliary switches HQ | - | 0 | 0
3VA2510-5HN32-0DH0 |  | 3VA2510-5HN32-0DH0 | 1 | UN | 1 | 10 | C | D | EAR99 | N | 85362090 | 1 | 4042949118916 | 14.2 | KG | 3766.4 | 3766.4 | LP18 | LP18 | circuit breaker 3VA2 IEC frame 1000 breaking capacity class M Icu=55kA @ 415V 3-pole, line protection ETU350, LSI, In=1000A overload protection Ir=400A...1000A short-circuit protection Isd=1.5...10 x Ir, Ii=10 x In nut keeper kit undervoltage release (UVR) 208-230V AC 50/60Hz 2 auxiliary switches HQ 1 trip alarm switch HQ | - | 0 | 0
3VA2510-5HN32-0DL0 |  | 3VA2510-5HN32-0DL0 | 1 | UN | 1 | 10 | C | D | EAR99 | N | 85362090 | 1 | 4042949119814 | 14.2 | KG | 3810.4 | 3810.4 | LP18 | LP18 | circuit breaker 3VA2 IEC frame 1000 breaking capacity class M Icu=55kA @ 415V 3-pole, line protection ETU350, LSI, In=1000A overload protection Ir=400A...1000A short-circuit protection Isd=1.5...10 x Ir, Ii=10 x In nut keeper kit undervoltage release (UVR) 208-230V AC 50/60Hz 2 auxiliary switches HQ 1 trip alarm switch HQ 1 electrical alarm switch | - | 0 | 0
3VA2510-5HN32-0HA0 |  | 3VA2510-5HN32-0HA0 | 1 | UN | 1 | 10 | C | D | EAR99 | N | 85362090 | 1 | 4042949116066 | 14.2 | KG | 3687.2 | 3687.2 | LP18 | LP18 | circuit breaker 3VA2 IEC frame 1000 breaking capacity class M Icu=55kA @ 415V 3-pole, line protection ETU350, LSI, In=1000A overload protection Ir=400A...1000A short-circuit protection Isd=1.5...10 x Ir, Ii=10 x In nut keeper kit shunt trip (STL) 12-30V DC, 24V AC 50/60Hz | - | 0 | 0
3VA2510-5HN32-0HC0 |  | 3VA2510-5HN32-0HC0 | 1 | UN | 1 | 10 | C | D | EAR99 | N | 85362090 | 1 | 4042949118169 | 14.2 | KG | 3722.4 | 3722.4 | LP18 | LP18 | circuit breaker 3VA2 IEC frame 1000 breaking capacity class M Icu=55kA @ 415V 3-pole, line protection ETU350, LSI, In=1000A overload protection Ir=400A...1000A short-circuit protection Isd=1.5...10 x Ir, Ii=10 x In nut keeper kit shunt trip (STL) 12-30V DC, 24V AC 50/60Hz 2 auxiliary switches HQ | - | 0 | 0
3VA2510-5HN32-0HH0 |  | 3VA2510-5HN32-0HH0 | 1 | UN | 1 | 10 | C | D | EAR99 | N | 85362090 | 1 | 4042949119067 | 14.2 | KG | 3757.6 | 3757.6 | LP18 | LP18 | circuit breaker 3VA2 IEC frame 1000 breaking capacity class M Icu=55kA @ 415V 3-pole, line protection ETU350, LSI, In=1000A overload protection Ir=400A...1000A short-circuit protection Isd=1.5...10 x Ir, Ii=10 x In nut keeper kit shunt trip (STL) 12-30V DC, 24V AC 50/60Hz 2 auxiliary switches HQ 1 trip alarm switch HQ | - | 0 | 0
3VA2510-5HN32-0HL0 |  | 3VA2510-5HN32-0HL0 | 1 | UN | 1 | 10 | C | D | EAR99 | N | 85362090 | 1 | 4042949119968 | 14.2 | KG | 3792.8 | 3792.8 | LP18 | LP18 | circuit breaker 3VA2 IEC frame 1000 breaking capacity class M Icu=55kA @ 415V 3-pole, line protection ETU350, LSI, In=1000A overload protection Ir=400A...1000A short-circuit protection Isd=1.5...10 x Ir, Ii=10 x In nut keeper kit shunt trip (STL) 12-30V DC, 24V AC 50/60Hz 2 auxiliary switches HQ 1 trip alarm switch HQ 1 electrical alarm switch | - | 0 | 0
3VA2510-5HN32-0JA0 |  | 3VA2510-5HN32-0JA0 | 1 | UN | 1 | 10 | C | D | EAR99 | N | 85362090 | 1 | 4042949116219 | 14.2 | KG | 3687.2 | 3687.2 | LP18 | LP18 | circuit breaker 3VA2 IEC frame 1000 breaking capacity class M Icu=55kA @ 415V 3-pole, line protection ETU350, LSI, In=1000A overload protection Ir=400A...1000A short-circuit protection Isd=1.5...10 x Ir, Ii=10 x In nut keeper kit shunt trip (STL) 110-127V DC, AC 50/60Hz | - | 0 | 0
3VA2510-5HN32-0JC0 |  | 3VA2510-5HN32-0JC0 | 1 | UN | 1 | 10 | C | D | EAR99 | N | 85362090 | 1 | 4042949118312 | 14.2 | KG | 3722.4 | 3722.4 | LP18 | LP18 | circuit breaker 3VA2 IEC frame 1000 breaking capacity class M Icu=55kA @ 415V 3-pole, line protection ETU350, LSI, In=1000A overload protection Ir=400A...1000A short-circuit protection Isd=1.5...10 x Ir, Ii=10 x In nut keeper kit shunt trip (STL) 110-127V DC, AC 50/60Hz 2 auxiliary switches HQ | - | 0 | 0
3VA2510-5HN32-0JH0 |  | 3VA2510-5HN32-0JH0 | 1 | UN | 1 | 10 | C | D | EAR99 | N | 85362090 | 1 | 4042949119210 | 14.2 | KG | 3757.6 | 3757.6 | LP18 | LP18 | circuit breaker 3VA2 IEC frame 1000 breaking capacity class M Icu=55kA @ 415V 3-pole, line protection ETU350, LSI, In=1000A overload protection Ir=400A...1000A short-circuit protection Isd=1.5...10 x Ir, Ii=10 x In nut keeper kit shunt trip (STL) 110-127V DC, AC 50/60Hz 2 auxiliary switches HQ 1 trip alarm switch HQ | - | 0 | 0
3VA2510-5HN32-0JL0 |  | 3VA2510-5HN32-0JL0 | 1 | UN | 1 | 10 | C | D | EAR99 | N | 85362090 | 1 | 4042949120117 | 14.2 | KG | 3792.8 | 3792.8 | LP18 | LP18 | circuit breaker 3VA2 IEC frame 1000 breaking capacity class M Icu=55kA @ 415V 3-pole, line protection ETU350, LSI, In=1000A overload protection Ir=400A...1000A short-circuit protection Isd=1.5...10 x Ir, Ii=10 x In nut keeper kit shunt trip (STL) 110-127V DC, AC 50/60Hz 2 auxiliary switches HQ 1 trip alarm switch HQ 1 electrical alarm switch | - | 0 | 0
3VA2510-5HN32-0KA0 |  | 3VA2510-5HN32-0KA0 | 1 | UN | 1 | 10 | C | D | EAR99 | N | 85362090 | 1 | 4042949116363 | 14.2 | KG | 3687.2 | 3687.2 | LP18 | LP18 | circuit breaker 3VA2 IEC frame 1000 breaking capacity class M Icu=55kA @ 415V 3-pole, line protection ETU350, LSI, In=1000A overload protection Ir=400A...1000A short-circuit protection Isd=1.5...10 x Ir, Ii=10 x In nut keeper kit shunt trip (STL) 220-250V DC, 208-277V AC | - | 0 | 0
3VA2510-5HN32-0KB0 |  | 3VA2510-5HN32-0KB0 | 1 | UN | 1 | 10 | C | D | EAR99 | N | 85362090 | 1 | 4042949324690 | 12.851 | KG | 3766.4 | 3766.4 | LP18 | LP18 | circuit breaker 3VA2 IEC frame 1000 breaking capacity class M Icu=55kA @ 415V 3-pole, line protection ETU350, LSI, In=1000A overload protection Ir=400A...1000A short-circuit protection Isd=1.5...10 x Ir, Ii=10 x In nut keeper kit 25.11.2015, 3270 shunt trip left 208-277V AC 50/60Hz 2 auxiliary switches | - | 0 | 0
3VA2510-5HN32-0KC0 |  | 3VA2510-5HN32-0KC0 | 1 | UN | 1 | 10 | C | D | EAR99 | N | 85362090 | 1 | 4042949118466 | 14.2 | KG | 3722.4 | 3722.4 | LP18 | LP18 | circuit breaker 3VA2 IEC frame 1000 breaking capacity class M Icu=55kA @ 415V 3-pole, line protection ETU350, LSI, In=1000A overload protection Ir=400A...1000A short-circuit protection Isd=1.5...10 x Ir, Ii=10 x In nut keeper kit shunt trip (STL) 220-250V DC, 208-277V AC 2 auxiliary switches HQ | - | 0 | 0
3VA2510-5HN32-0KH0 |  | 3VA2510-5HN32-0KH0 | 1 | UN | 1 | 10 | C | D | EAR99 | N | 85362090 | 1 | 4042949119364 | 14.2 | KG | 3757.6 | 3757.6 | LP18 | LP18 | circuit breaker 3VA2 IEC frame 1000 breaking capacity class M Icu=55kA @ 415V 3-pole, line protection ETU350, LSI, In=1000A overload protection Ir=400A...1000A short-circuit protection Isd=1.5...10 x Ir, Ii=10 x In nut keeper kit shunt trip (STL) 220-250V DC, 208-277V AC 2 auxiliary switches HQ 1 trip alarm switch HQ | - | 0 | 0
3VA2510-5HN32-0KL0 |  | 3VA2510-5HN32-0KL0 | 1 | UN | 1 | 10 | C | D | EAR99 | N | 85362090 | 1 | 4042949120261 | 14.2 | KG | 3792.8 | 3792.8 | LP18 | LP18 | circuit breaker 3VA2 IEC frame 1000 breaking capacity class M Icu=55kA @ 415V 3-pole, line protection ETU350, LSI, In=1000A overload protection Ir=400A...1000A short-circuit protection Isd=1.5...10 x Ir, Ii=10 x In nut keeper kit shunt trip (STL) 220-250V DC, 208-277V AC 2 auxiliary switches HQ 1 trip alarm switch HQ 1 electrical alarm switch | - | 0 | 0
3VA2510-5HN42-0AA0 |  | 3VA2510-5HN42-0AA0 | 1 | UN | 1 | 5 | B | D | EAR99 | N | 85362090 | 1 | 4042948836071 | 18.22 | KG | 4632.5 | 4505 | LP18 | LP18 | circuit breaker 3VA2 IEC frame 1000 breaking capacity class M Icu=55kA @ 415V 4-pole, line protection ETU350, LSI, In=1000A overload protection Ir=400A...1000A short-circuit protection Isd=1.5...10 x Ir, Ii=10 x In N conductor protection adjustable (OFF, 50%, 100%) nut keeper kit | Lista Papel 2020 SI | 0 | 0
3VA2510-5HN42-0AH0 |  | 3VA2510-5HN42-0AH0 | 1 | UN | 1 | 10 | C | D | EAR99 | N | 85362090 | 1 | 4042949328582 | 16.853 | KG | 4875.2 | 4875.2 | LP18 | LP18 | circuit breaker 3VA2 IEC frame 1000 breaking capacity class M Icu=55kA @ 415V 4-pole, line protection ETU350, LSI, In=1000A overload protection Ir=400A...1000A short-circuit protection Isd=1.5...10 x Ir, Ii=10 x In N conductor protection adjustable (OFF, 50%, 100%) nut keeper kit circuit breaker 3VA2 IEC frame 1000 breaking capacity class M Icu=55kA @ 415V 4-pole, line protection ETU350, LSI, In=1000A overload protection 2 AUXILIARY SWITCH CHANGEOVER H 1 TRIP ALARM SWITCH CHANGEOVER |  | 0 | 0
3VA2510-5HN42-0KH0 |  | 3VA2510-5HN42-0KH0 | 1 | UN | 1 | 10 | C | D | EAR99 | N | 85362090 | 1 | 4042949328599 | 16.937 | KG | 4963.2 | 4963.2 | LP18 | LP18 | circuit breaker 3VA2 IEC frame 1000 breaking capacity class M Icu=55kA @ 415V 4-pole, line protection ETU350, LSI, In=1000A overload protection Ir=400A...1000A short-circuit protection Isd=1.5...10 x Ir, Ii=10 x In N conductor protection adjustable (OFF, 50%, 100%) nut keeper kit circuit breaker 3VA2 IEC frame 1000 breaking capacity class M Icu=55kA @ 415V 4-pole, line protection ETU350, LSI, In=1000A overload protection SHUNT TRIP LEFT 208-277 V AC 50/60 HZ 220-250 V DC ACCESSORY 2 AUXILIARY SWITCH CHANGEOVER H 1 TRIP ALARM SWITCH CHANGEOVER |  | 0 | 0
3VA2510-5JP32-0AA0 |  | 3VA2510-5JP32-0AA0 | 1 | UN | 1 | 5 | B | D | EAR99 | N | 85362090 | 1 | 4042948836064 | 14.21 | KG | 3901.5 | 3791 | LP18 | LP18 | circuit breaker 3VA2 IEC frame 1000 breaking capacity class M Icu=55kA @ 415V 3-pole, line protection ETU550, LSI, In=1000A overload protection Ir=400A...1000A short-circuit protection Isd=0.6..10x In, Ii=1.5..10x In N conductor protection optionally with external current transformer, up to 160% nut keeper kit | Lista Papel 2020 SI | 0 | 0
3VA2510-5JP42-0AA0 |  | 3VA2510-5JP42-0AA0 | 1 | UN | 1 | 5 | B | D | EAR99 | N | 85362090 | 1 | 4042948836057 | 16.78 | KG | 5040.5 | 4896 | LP18 | LP18 | circuit breaker 3VA2 IEC frame 1000 breaking capacity class M Icu=55kA @ 415V 4-pole, line protection ETU550, LSI, In=1000A overload protection Ir=400A...1000A short-circuit protection Isd=0.6..10x In, Ii=1.5..10x In N conductor protection adjustable (OFF, up to 100%) nut keeper kit | Lista Papel 2020 SI | 0 | 0
3VA2510-5JP42-0KA0 |  | 3VA2510-5JP42-0KA0 | 1 | UN | 1 | 10 | C | D | EAR99 | N | 85362090 | 1 | 4042949327394 | 16.865 | KG | 5306.4 | 5306.4 | LP18 | LP18 | circuit breaker 3VA2 IEC frame 1000 breaking capacity class M Icu=55kA @ 415V 4-pole, line protection ETU550, LSI, In=1000A overload protection Ir=400A...1000A short-circuit protection Isd=0.6..10x In, Ii=1.5..10x In N conductor protection adjustable (OFF, up to 100%) nut keeper kit circuit breaker 3VA2 IEC frame 1000 breaking capacity class M Icu=55kA @ 415V 4-pole, line protection ETU550, LSI, In=1000A overload protection SHUNT TRIP LEFT 208-277 V AC 50/60 HZ 220-250 V DC ACCESSORY |  | 0 | 0
3VA2510-5KQ32-0AA0 |  | 3VA2510-5KQ32-0AA0 | 1 | UN | 1 | 5 | B | D | EAR99 | N | 85362090 | 1 | 4042948836040 | 14.334 | KG | 4462.5 | 4335 | LP18 | LP18 | circuit breaker 3VA2 IEC frame 1000 breaking capacity class M Icu=55kA @ 415V 3-pole, line protection ETU860, LSIG, In=1000A overload protection Ir=400A...1000A short-circuit protection Isd=0.6..10x In, Ii=1.5..10x In N conductor protection optionally with external current transformer, up to 160% gr.-fault prot., can be sw. off Ig=0.2...1 x In, tg=0.05-0.8s nut keeper kit | Lista Papel 2020 SI | 0 | 0
3VA2510-5KQ32-0AB0 |  | 3VA2510-5KQ32-0AB0 | 1 | UN | 1 | 10 | C | D | EAR99 | N | 85362090 | 1 | 4042949116509 | 14.2 | KG | 4549.6 | 4549.6 | LP18 | LP18 | circuit breaker 3VA2 IEC frame 1000 breaking capacity class M Icu=55kA @ 415V 3-pole, line protection ETU860, LSIG, In=1000A overload protection Ir=400A...1000A short-circuit protection Isd=0.6..10x In, Ii=1.5..10x In N conductor protection optionally with external current transformer, up to 160% gr.-fault prot., can be sw. off Ig=0.2...1 x In, tg=0.05-0.8s nut keeper kit 2 auxiliary switches HP | - | 0 | 0
3VA2510-5KQ32-0AC0 |  | 3VA2510-5KQ32-0AC0 | 1 | UN | 1 | 10 | C | D | EAR99 | N | 85362090 | 1 | 4042949116653 | 14.2 | KG | 4532 | 4532 | LP18 | LP18 | circuit breaker 3VA2 IEC frame 1000 breaking capacity class M Icu=55kA @ 415V 3-pole, line protection ETU860, LSIG, In=1000A overload protection Ir=400A...1000A short-circuit protection Isd=0.6..10x In, Ii=1.5..10x In N conductor protection optionally with external current transformer, up to 160% gr.-fault prot., can be sw. off Ig=0.2...1 x In, tg=0.05-0.8s nut keeper kit 2 auxiliary switches HQ | - | 0 | 0
3VA2510-5KQ32-0AD0 |  | 3VA2510-5KQ32-0AD0 | 1 | UN | 1 | 10 | C | D | EAR99 | N | 85362090 | 1 | 4042949116806 | 14.2 | KG | 4549.6 | 4549.6 | LP18 | LP18 | circuit breaker 3VA2 IEC frame 1000 breaking capacity class M Icu=55kA @ 415V 3-pole, line protection ETU860, LSIG, In=1000A overload protection Ir=400A...1000A short-circuit protection Isd=0.6..10x In, Ii=1.5..10x In N conductor protection optionally with external current transformer, up to 160% gr.-fault prot., can be sw. off Ig=0.2...1 x In, tg=0.05-0.8s nut keeper kit 3 auxiliary switches HQ | - | 0 | 0
3VA2510-5KQ32-0AE0 |  | 3VA2510-5KQ32-0AE0 | 1 | UN | 1 | 10 | C | D | EAR99 | N | 85362090 | 1 | 4042949116950 | 14.2 | KG | 4584.8 | 4584.8 | LP18 | LP18 | circuit breaker 3VA2 IEC frame 1000 breaking capacity class M Icu=55kA @ 415V 3-pole, line protection ETU860, LSIG, In=1000A overload protection Ir=400A...1000A short-circuit protection Isd=0.6..10x In, Ii=1.5..10x In N conductor protection optionally with external current transformer, up to 160% gr.-fault prot., can be sw. off Ig=0.2...1 x In, tg=0.05-0.8s nut keeper kit 4 auxiliary switches HQ | - | 0 | 0
3VA2510-5KQ32-0AF0 |  | 3VA2510-5KQ32-0AF0 | 1 | UN | 1 | 10 | C | D | EAR99 | N | 85362090 | 1 | 4042949117100 | 14.2 | KG | 4532 | 4532 | LP18 | LP18 | circuit breaker 3VA2 IEC frame 1000 breaking capacity class M Icu=55kA @ 415V 3-pole, line protection ETU860, LSIG, In=1000A overload protection Ir=400A...1000A short-circuit protection Isd=0.6..10x In, Ii=1.5..10x In N conductor protection optionally with external current transformer, up to 160% gr.-fault prot., can be sw. off Ig=0.2...1 x In, tg=0.05-0.8s nut keeper kit 1 auxiliary switch HQ 1 trip alarm switch HQ | - | 0 | 0
3VA2510-5KQ32-0AG0 |  | 3VA2510-5KQ32-0AG0 | 1 | UN | 1 | 10 | C | D | EAR99 | N | 85362090 | 1 | 4042949117254 | 14.2 | KG | 4549.6 | 4549.6 | LP18 | LP18 | circuit breaker 3VA2 IEC frame 1000 breaking capacity class M Icu=55kA @ 415V 3-pole, line protection ETU860, LSIG, In=1000A overload protection Ir=400A...1000A short-circuit protection Isd=0.6..10x In, Ii=1.5..10x In N conductor protection optionally with external current transformer, up to 160% gr.-fault prot., can be sw. off Ig=0.2...1 x In, tg=0.05-0.8s nut keeper kit 1 auxiliary switch HP 1 trip alarm switch HP | - | 0 | 0
3VA2510-5KQ32-0AH0 |  | 3VA2510-5KQ32-0AH0 | 1 | UN | 1 | 10 | C | D | EAR99 | N | 85362090 | 1 | 4042949117407 | 14.2 | KG | 4549.6 | 4549.6 | LP18 | LP18 | circuit breaker 3VA2 IEC frame 1000 breaking capacity class M Icu=55kA @ 415V 3-pole, line protection ETU860, LSIG, In=1000A overload protection Ir=400A...1000A short-circuit protection Isd=0.6..10x In, Ii=1.5..10x In N conductor protection optionally with external current transformer, up to 160% gr.-fault prot., can be sw. off Ig=0.2...1 x In, tg=0.05-0.8s nut keeper kit 2 auxiliary switches HQ 1 trip alarm switch HQ | - | 0 | 0
3VA2510-5KQ32-0AJ0 |  | 3VA2510-5KQ32-0AJ0 | 1 | UN | 1 | 10 | C | D | EAR99 | N | 85362090 | 1 | 4042949117551 | 14.2 | KG | 4602.4 | 4602.4 | LP18 | LP18 | circuit breaker 3VA2 IEC frame 1000 breaking capacity class M Icu=55kA @ 415V 3-pole, line protection ETU860, LSIG, In=1000A overload protection Ir=400A...1000A short-circuit protection Isd=0.6..10x In, Ii=1.5..10x In N conductor protection optionally with external current transformer, up to 160% gr.-fault prot., can be sw. off Ig=0.2...1 x In, tg=0.05-0.8s nut keeper kit 2 auxiliary switches HP 1 trip alarm switch HP | - | 0 | 0
3VA2510-5KQ32-0BA0 |  | 3VA2510-5KQ32-0BA0 | 1 | UN | 1 | 10 | C | D | EAR99 | N | 85362090 | 1 | 4042949115601 | 14.2 | KG | 4628.8 | 4628.8 | LP18 | LP18 | circuit breaker 3VA2 IEC frame 1000 breaking capacity class M Icu=55kA @ 415V 3-pole, line protection ETU860, LSIG, In=1000A overload protection Ir=400A...1000A short-circuit protection Isd=0.6..10x In, Ii=1.5..10x In N conductor protection optionally with external current transformer, up to 160% gr.-fault prot., can be sw. off Ig=0.2...1 x In, tg=0.05-0.8s nut keeper kit undervoltage release (UVR) 24V DC | - | 0 | 0
3VA2510-5KQ32-0BC0 |  | 3VA2510-5KQ32-0BC0 | 1 | UN | 1 | 10 | C | D | EAR99 | N | 85362090 | 1 | 4042949117704 | 14.2 | KG | 4672.8 | 4672.8 | LP18 | LP18 | circuit breaker 3VA2 IEC frame 1000 breaking capacity class M Icu=55kA @ 415V 3-pole, line protection ETU860, LSIG, In=1000A overload protection Ir=400A...1000A short-circuit protection Isd=0.6..10x In, Ii=1.5..10x In N conductor protection optionally with external current transformer, up to 160% gr.-fault prot., can be sw. off Ig=0.2...1 x In, tg=0.05-0.8s nut keeper kit undervoltage release (UVR) 24V DC 2 auxiliary switches HQ | - | 0 | 0
3VA2510-5KQ32-0BH0 |  | 3VA2510-5KQ32-0BH0 | 1 | UN | 1 | 10 | C | D | EAR99 | N | 85362090 | 1 | 4042949118602 | 14.2 | KG | 4699.2 | 4699.2 | LP18 | LP18 | circuit breaker 3VA2 IEC frame 1000 breaking capacity class M Icu=55kA @ 415V 3-pole, line protection ETU860, LSIG, In=1000A overload protection Ir=400A...1000A short-circuit protection Isd=0.6..10x In, Ii=1.5..10x In N conductor protection optionally with external current transformer, up to 160% gr.-fault prot., can be sw. off Ig=0.2...1 x In, tg=0.05-0.8s nut keeper kit undervoltage release (UVR) 24V DC 2 auxiliary switches HQ 1 trip alarm switch HQ | - | 0 | 0
3VA2510-5KQ32-0BL0 |  | 3VA2510-5KQ32-0BL0 | 1 | UN | 1 | 10 | C | D | EAR99 | N | 85362090 | 1 | 4042949119500 | 14.2 | KG | 4734.4 | 4734.4 | LP18 | LP18 | circuit breaker 3VA2 IEC frame 1000 breaking capacity class M Icu=55kA @ 415V 3-pole, line protection ETU860, LSIG, In=1000A overload protection Ir=400A...1000A short-circuit protection Isd=0.6..10x In, Ii=1.5..10x In N conductor protection, opt. w. ext. curr. transf., up to 160% gr.-fault prot., can be sw. off Ig=0.2...1 x In= tg=0.05-0.8s nut keeper kit undervoltage release (UVR) 24V DC 2 auxiliary switches HQ 1 trip alarm switch HQ 1 electrical alarm switch | - | 0 | 0
3VA2510-5KQ32-0CA0 |  | 3VA2510-5KQ32-0CA0 | 1 | UN | 1 | 10 | C | D | EAR99 | N | 85362090 | 1 | 4042949115755 | 14.2 | KG | 4628.8 | 4628.8 | LP18 | LP18 | circuit breaker 3VA2 IEC frame 1000 breaking capacity class M Icu=55kA @ 415V 3-pole, line protection ETU860, LSIG, In=1000A overload protection Ir=400A...1000A short-circuit protection Isd=0.6..10x In, Ii=1.5..10x In N conductor protection optionally with external current transformer, up to 160% gr.-fault prot., can be sw. off Ig=0.2...1 x In, tg=0.05-0.8s nut keeper kit undervoltage release (UVR) 120-127V AC 50/60Hz | - | 0 | 0
3VA2510-5KQ32-0CC0 |  | 3VA2510-5KQ32-0CC0 | 1 | UN | 1 | 10 | C | D | EAR99 | N | 85362090 | 1 | 4042949117858 | 14.2 | KG | 4672.8 | 4672.8 | LP18 | LP18 | circuit breaker 3VA2 IEC frame 1000 breaking capacity class M Icu=55kA @ 415V 3-pole, line protection ETU860, LSIG, In=1000A overload protection Ir=400A...1000A short-circuit protection Isd=0.6..10x In, Ii=1.5..10x In N conductor protection optionally with external current transformer, up to 160% gr.-fault prot., can be sw. off Ig=0.2...1 x In, tg=0.05-0.8s nut keeper kit undervoltage release (UVR) 120-127V AC 50/60Hz 2 auxiliary switches HQ | - | 0 | 0
3VA2510-5KQ32-0CH0 |  | 3VA2510-5KQ32-0CH0 | 1 | UN | 1 | 10 | C | D | EAR99 | N | 85362090 | 1 | 4042949118756 | 14.2 | KG | 4699.2 | 4699.2 | LP18 | LP18 | circuit breaker 3VA2 IEC frame 1000 breaking capacity class M Icu=55kA @ 415V 3-pole, line protection ETU860, LSIG, In=1000A overload protection Ir=400A...1000A short-circuit protection Isd=0.6..10x In, Ii=1.5..10x In N conductor protection optionally with external current transformer, up to 160% gr.-fault prot., can be sw. off Ig=0.2...1 x In, tg=0.05-0.8s nut keeper kit undervoltage release (UVR) 120-127V AC 50/60Hz 2 auxiliary switches HQ 1 trip alarm switch HQ | - | 0 | 0
3VA2510-5KQ32-0CL0 |  | 3VA2510-5KQ32-0CL0 | 1 | UN | 1 | 10 | C | D | EAR99 | N | 85362090 | 1 | 4042949119654 | 14.2 | KG | 4734.4 | 4734.4 | LP18 | LP18 | circuit breaker 3VA2 IEC frame 1000 breaking capacity class M Icu=55kA @ 415V 3-pole, line protection ETU860, LSIG, In=1000A overload protection Ir=400A...1000A short-circuit protection Isd=0.6..10x In, Ii=1.5..10x In N conductor protection, opt. w. ext. curr. transf., up to 160% gr.-fault prot., can be sw. off Ig=0.2...1 x In= tg=0.05-0.8s nut keeper kit undervoltage release (UVR) 120-127V AC 50/60Hz 2 auxiliary switches HQ 1 trip alarm switch HQ 1 electrical alarm switch | - | 0 | 0
3VA2510-5KQ32-0DA0 |  | 3VA2510-5KQ32-0DA0 | 1 | UN | 1 | 10 | C | D | EAR99 | N | 85362090 | 1 | 4042949115908 | 14.2 | KG | 4628.8 | 4628.8 | LP18 | LP18 | circuit breaker 3VA2 IEC frame 1000 breaking capacity class M Icu=55kA @ 415V 3-pole, line protection ETU860, LSIG, In=1000A overload protection Ir=400A...1000A short-circuit protection Isd=0.6..10x In, Ii=1.5..10x In N conductor protection optionally with external current transformer, up to 160% gr.-fault prot., can be sw. off Ig=0.2...1 x In, tg=0.05-0.8s nut keeper kit undervoltage release (UVR) 208-230V AC 50/60Hz | - | 0 | 0
3VA2510-5KQ32-0DC0 |  | 3VA2510-5KQ32-0DC0 | 1 | UN | 1 | 10 | C | D | EAR99 | N | 85362090 | 1 | 4042949324355 | 12.83 | KG | 4760.8 | 4760.8 | LP18 | LP18 | circuit breaker 3VA2 IEC frame 1000 breaking capacity class M Icu=55kA @ 415V 3-pole, line protection ETU860, LSIG, In=1000A overload protection Ir=400A...1000A short-circuit protection Isd=0.6..10x In, Ii=1.5..10x In N conductor protection optionally with external current transformer, up to 160% gr.-fault prot., can be sw. off Ig=0.2...1 x In, tg=0.05-0.8s nut keeper kit undervoltage release (UVR) 208-230V AC 50/60Hz 2 auxiliary switches HQ | - | 0 | 0
3VA2510-5KQ32-0DH0 |  | 3VA2510-5KQ32-0DH0 | 1 | UN | 1 | 10 | C | D | EAR99 | N | 85362090 | 1 | 4042949118909 | 14.2 | KG | 4699.2 | 4699.2 | LP18 | LP18 | circuit breaker 3VA2 IEC frame 1000 breaking capacity class M Icu=55kA @ 415V 3-pole, line protection ETU860, LSIG, In=1000A overload protection Ir=400A...1000A short-circuit protection Isd=0.6..10x In, Ii=1.5..10x In N conductor protection optionally with external current transformer, up to 160% gr.-fault prot., can be sw. off Ig=0.2...1 x In, tg=0.05-0.8s nut keeper kit undervoltage release (UVR) 208-230V AC 50/60Hz 2 auxiliary switches HQ 1 trip alarm switch HQ | - | 0 | 0
3VA2510-5KQ32-0DL0 |  | 3VA2510-5KQ32-0DL0 | 1 | UN | 1 | 10 | C | D | EAR99 | N | 85362090 | 1 | 4042949119807 | 14.2 | KG | 4734.4 | 4734.4 | LP18 | LP18 | circuit breaker 3VA2 IEC frame 1000 breaking capacity class M Icu=55kA @ 415V 3-pole, line protection ETU860, LSIG, In=1000A overload protection Ir=400A...1000A short-circuit protection Isd=0.6..10x In, Ii=1.5..10x In N conductor protection, opt. w. ext. curr. transf., up to 160% gr.-fault prot., can be sw. off Ig=0.2...1 x In= tg=0.05-0.8s nut keeper kit undervoltage release (UVR) 208-230V AC 50/60Hz 2 auxiliary switches HQ 1 trip alarm switch HQ 1 electrical alarm switch | - | 0 | 0
3VA2510-5KQ32-0HA0 |  | 3VA2510-5KQ32-0HA0 | 1 | UN | 1 | 10 | C | D | EAR99 | N | 85362090 | 1 | 4042949116059 | 14.2 | KG | 4620 | 4620 | LP18 | LP18 | circuit breaker 3VA2 IEC frame 1000 breaking capacity class M Icu=55kA @ 415V 3-pole, line protection ETU860, LSIG, In=1000A overload protection Ir=400A...1000A short-circuit protection Isd=0.6..10x In, Ii=1.5..10x In N conductor protection optionally with external current transformer, up to 160% gr.-fault prot., can be sw. off Ig=0.2...1 x In, tg=0.05-0.8s nut keeper kit shunt trip (STL) 12-30V DC; 24V AC 50/60Hz | - | 0 | 0
3VA2510-5KQ32-0HC0 |  | 3VA2510-5KQ32-0HC0 | 1 | UN | 1 | 10 | C | D | EAR99 | N | 85362090 | 1 | 4042949118152 | 14.2 | KG | 4655.2 | 4655.2 | LP18 | LP18 | circuit breaker 3VA2 IEC frame 1000 breaking capacity class M Icu=55kA @ 415V 3-pole, line protection ETU860, LSIG, In=1000A overload protection Ir=400A...1000A short-circuit protection Isd=0.6..10x In, Ii=1.5..10x In N conductor protection optionally with external current transformer, up to 160% gr.-fault prot., can be sw. off Ig=0.2...1 x In, tg=0.05-0.8s nut keeper kit shunt trip (STL) 12-30V DC; 24V AC 50/60Hz 2 auxiliary switches HQ | - | 0 | 0
3VA2510-5KQ32-0HH0 |  | 3VA2510-5KQ32-0HH0 | 1 | UN | 1 | 10 | C | D | EAR99 | N | 85362090 | 1 | 4042949119050 | 14.2 | KG | 4690.4 | 4690.4 | LP18 | LP18 | circuit breaker 3VA2 IEC frame 1000 breaking capacity class M Icu=55kA @ 415V 3-pole, line protection ETU860, LSIG, In=1000A overload protection Ir=400A...1000A short-circuit protection Isd=0.6..10x In, Ii=1.5..10x In N conductor protection optionally with external current transformer, up to 160% gr.-fault prot., can be sw. off Ig=0.2...1 x In, tg=0.05-0.8s nut keeper kit shunt trip (STL) 12-30V DC; 24V AC 50/60Hz 2 auxiliary switches HQ 1 trip alarm switch HQ | - | 0 | 0
3VA2510-5KQ32-0HL0 |  | 3VA2510-5KQ32-0HL0 | 1 | UN | 1 | 10 | C | D | EAR99 | N | 85362090 | 1 | 4042949119951 | 14.2 | KG | 4716.8 | 4716.8 | LP18 | LP18 | circuit breaker 3VA2 IEC frame 1000 breaking capacity class M Icu=55kA @ 415V 3-pole, line protection ETU860, LSIG, In=1000A overload protection Ir=400A...1000A short-circuit protection Isd=0.6..10x In, Ii=1.5..10x In N conductor protection, opt. w. ext. curr. transf., up to 160% gr.-fault prot., can be sw. off Ig=0.2...1 x In= tg=0.05-0.8s nut keeper kit shunt trip (STL) 12-30V DC; 24V AC 50/60Hz 2 auxiliary switches HQ 1 trip alarm switch HQ 1 electrical alarm switch | - | 0 | 0
3VA2510-5KQ32-0JA0 |  | 3VA2510-5KQ32-0JA0 | 1 | UN | 1 | 10 | C | D | EAR99 | N | 85362090 | 1 | 4042949116202 | 14.2 | KG | 4620 | 4620 | LP18 | LP18 | circuit breaker 3VA2 IEC frame 1000 breaking capacity class M Icu=55kA @ 415V 3-pole, line protection ETU860, LSIG, In=1000A overload protection Ir=400A...1000A short-circuit protection Isd=0.6..10x In, Ii=1.5..10x In N conductor protection optionally with external current transformer, up to 160% gr.-fault prot., can be sw. off Ig=0.2...1 x In, tg=0.05-0.8s nut keeper kit shunt trip (STL) 110-127V DC, AC 50/60Hz | - | 0 | 0
3VA2510-5KQ32-0JC0 |  | 3VA2510-5KQ32-0JC0 | 1 | UN | 1 | 10 | C | D | EAR99 | N | 85362090 | 1 | 4042949118305 | 14.2 | KG | 4655.2 | 4655.2 | LP18 | LP18 | circuit breaker 3VA2 IEC frame 1000 breaking capacity class M Icu=55kA @ 415V 3-pole, line protection ETU860, LSIG, In=1000A overload protection Ir=400A...1000A short-circuit protection Isd=0.6..10x In, Ii=1.5..10x In N conductor protection optionally with external current transformer, up to 160% gr.-fault prot., can be sw. off Ig=0.2...1 x In, tg=0.05-0.8s nut keeper kit shunt trip (STL) 110-127V DC, AC 50/60Hz 2 auxiliary switches HQ | - | 0 | 0
3VA2510-5KQ32-0JH0 |  | 3VA2510-5KQ32-0JH0 | 1 | UN | 1 | 10 | C | D | EAR99 | N | 85362090 | 1 | 4042949119203 | 14.2 | KG | 4690.4 | 4690.4 | LP18 | LP18 | circuit breaker 3VA2 IEC frame 1000 breaking capacity class M Icu=55kA @ 415V 3-pole, line protection ETU860, LSIG, In=1000A overload protection Ir=400A...1000A short-circuit protection Isd=0.6..10x In, Ii=1.5..10x In N conductor protection optionally with external current transformer, up to 160% gr.-fault prot., can be sw. off Ig=0.2...1 x In, tg=0.05-0.8s nut keeper kit shunt trip (STL) 110-127V DC, AC 50/60Hz 2 auxiliary switches HQ 1 trip alarm switch HQ | - | 0 | 0
3VA2510-5KQ32-0JL0 |  | 3VA2510-5KQ32-0JL0 | 1 | UN | 1 | 10 | C | D | EAR99 | N | 85362090 | 1 | 4042949120100 | 14.2 | KG | 4716.8 | 4716.8 | LP18 | LP18 | circuit breaker 3VA2 IEC frame 1000 breaking capacity class M Icu=55kA @ 415V 3-pole, line protection ETU860, LSIG, In=1000A overload protection Ir=400A...1000A short-circuit protection Isd=0.6..10x In, Ii=1.5..10x In N conductor protection, opt. w. ext. curr. transf., up to 160% gr.-fault prot., can be sw. off Ig=0.2...1 x In= tg=0.05-0.8s nut keeper kit shunt trip (STL) 110-127V DC, AC 50/60Hz 2 auxiliary switches HQ 1 trip alarm switch HQ 1 electrical alarm switch | - | 0 | 0
3VA2510-5KQ32-0KA0 |  | 3VA2510-5KQ32-0KA0 | 1 | UN | 1 | 10 | C | D | EAR99 | N | 85362090 | 1 | 4042949116356 | 14.2 | KG | 4620 | 4620 | LP18 | LP18 | circuit breaker 3VA2 IEC frame 1000 breaking capacity class M Icu=55kA @ 415V 3-pole, line protection ETU860, LSIG, In=1000A overload protection Ir=400A...1000A short-circuit protection Isd=0.6..10x In, Ii=1.5..10x In N conductor protection optionally with external current transformer, up to 160% gr.-fault prot., can be sw. off Ig=0.2...1 x In, tg=0.05-0.8s nut keeper kit shunt trip (STL) 220-250V DC; 208-277V AC | - | 0 | 0
3VA2510-5KQ32-0KC0 |  | 3VA2510-5KQ32-0KC0 | 1 | UN | 1 | 10 | C | D | EAR99 | N | 85362090 | 1 | 4042949118459 | 14.2 | KG | 4655.2 | 4655.2 | LP18 | LP18 | circuit breaker 3VA2 IEC frame 1000 breaking capacity class M Icu=55kA @ 415V 3-pole, line protection ETU860, LSIG, In=1000A overload protection Ir=400A...1000A short-circuit protection Isd=0.6..10x In, Ii=1.5..10x In N conductor protection optionally with external current transformer, up to 160% gr.-fault prot., can be sw. off Ig=0.2...1 x In, tg=0.05-0.8s nut keeper kit shunt trip (STL) 220-250V DC; 208-277V AC 2 auxiliary switches HQ | - | 0 | 0
3VA2510-5KQ32-0KH0 |  | 3VA2510-5KQ32-0KH0 | 1 | UN | 1 | 10 | C | D | EAR99 | N | 85362090 | 1 | 4042949119357 | 14.2 | KG | 4690.4 | 4690.4 | LP18 | LP18 | circuit breaker 3VA2 IEC frame 1000 breaking capacity class M Icu=55kA @ 415V 3-pole, line protection ETU860, LSIG, In=1000A overload protection Ir=400A...1000A short-circuit protection Isd=0.6..10x In, Ii=1.5..10x In N conductor protection optionally with external current transformer, up to 160% gr.-fault prot., can be sw. off Ig=0.2...1 x In, tg=0.05-0.8s nut keeper kit shunt trip (STL) 220-250V DC; 208-277V AC 2 auxiliary switches HQ 1 trip alarm switch HQ | - | 0 | 0
3VA2510-5KQ32-0KL0 |  | 3VA2510-5KQ32-0KL0 | 1 | UN | 1 | 10 | C | D | EAR99 | N | 85362090 | 1 | 4042949120254 | 14.2 | KG | 4716.8 | 4716.8 | LP18 | LP18 | circuit breaker 3VA2 IEC frame 1000 breaking capacity class M Icu=55kA @ 415V 3-pole, line protection ETU860, LSIG, In=1000A overload protection Ir=400A...1000A short-circuit protection Isd=0.6..10x In, Ii=1.5..10x In N conductor protection, opt. w. ext. curr. transf., up to 160% gr.-fault prot., can be sw. off Ig=0.2...1 x In= tg=0.05-0.8s nut keeper kit shunt trip (STL) 220-250V DC; 208-277V AC 2 auxiliary switches HQ 1 trip alarm switch HQ 1 electrical alarm switch | - | 0 | 0
3VA2510-5KQ42-0AA0 |  | 3VA2510-5KQ42-0AA0 | 1 | UN | 1 | 5 | B | D | EAR99 | N | 85362090 | 1 | 4042948836033 | 18.38 | KG | 5610 | 5448.5 | LP18 | LP18 | circuit breaker 3VA2 IEC frame 1000 breaking capacity class M Icu=55kA @ 415V 4-pole, line protection ETU860, LSIG, In=1000A overload protection Ir=400A...1000A short-circuit protection Isd=0.6..10x In, Ii=1.5..10x In N conductor protection adjustable (OFF, up to 100%) gr.-fault prot., can be sw. off Ig=0.2...1 x In= tg=0.05-0.8s nut keeper kit | Lista Papel 2020 SI | 0 | 0
3VA2510-5KQ42-0LL0 |  | 3VA2510-5KQ42-0LL0 | 1 | UN | 1 | 10 | C | D | EAR99 | N | 85362090 | 1 | 4042949325642 | 16.967 | KG | 6116 | 6116 | LP18 | LP18 | circuit breaker 3VA2 IEC frame 1000 breaking capacity class M Icu=55kA @ 415V 4-pole, line protection ETU860, LSIG, In=1000A overload protection Ir=400A...1000A short-circuit protection Isd=0.6..10x In, Ii=1.5..10x In N conductor protection adjustable (OFF, up to 100%) gr.-fault prot., can be sw. off Ig=0.2...1 x In= tg=0.05-0.8s nut keeper kit universal release 24V DC 2 auxiliary switches HQ 1 trip alarm switch HQ 1 electrical alarm switch | - | 0 | 0
3VA2510-6HK32-0AA0 |  | 3VA2510-6HK32-0AA0 | 1 | UN | 1 | 5 | B | D | EAR99 | N | 85362090 | 1 | 4042948836002 | 13.5 | KG | 4030.4 | 4030.4 | LP18 | LP18 | circuit breaker 3VA2 IEC frame 1000 breaking capacity class H Icu=85kA @ 415V 3-pole, line protection ETU340, ELISA LI, In=1000A overload protection Ir=400A...1000A short-circuit protection Ii=10 x In nut keeper kit | - | 0 | 0
3VA2510-6HK42-0AA0 |  | 3VA2510-6HK42-0AA0 | 1 | UN | 1 | 5 | B | D | EAR99 | N | 85362090 | 1 | 4042948835999 | 17.62 | KG | 5376.8 | 5376.8 | LP18 | LP18 | circuit breaker 3VA2 IEC frame 1000 breaking capacity class H Icu=85kA @ 415V 4-pole, line protection ETU340, ELISA LI, In=1000A overload protection Ir=400A...1000A short-circuit protection Ii=10 x In N conductor protection adjustable (OFF, 50%, 100%) nut keeper kit | - | 0 | 0
3VA2510-6HL32-0AA0 |  | 3VA2510-6HL32-0AA0 | 1 | UN | 1 | 5 | B | D | EAR99 | N | 85362090 | 1 | 4042948836460 | 14.162 | KG | 3893 | 3782.5 | LP18 | LP18 | circuit breaker 3VA2 IEC frame 1000 breaking capacity class H Icu=85kA @ 415V 3-pole, line protection ETU320, LI, In=1000A overload protection Ir=400A...1000A short-circuit protection Ii=1.5...10 x In nut keeper kit | Lista Papel 2020 SI | 0 | 0
3VA2510-6HL42-0AA0 |  | 3VA2510-6HL42-0AA0 | 1 | UN | 1 | 5 | B | D | EAR99 | N | 85362090 | 1 | 4042948836453 | 18.32 | KG | 5193.5 | 5049 | LP18 | LP18 | circuit breaker 3VA2 IEC frame 1000 breaking capacity class H Icu=85kA @ 415V 4-pole, line protection ETU320, LI, In=1000A overload protection Ir=400A...1000A short-circuit protection Ii=1.5...10 x In N conductor protection adjustable (OFF, 50%, 100%) nut keeper kit | Lista Papel 2020 SI | 0 | 0
3VA2510-6HL42-0AF0 |  | 3VA2510-6HL42-0AF0 | 1 | UN | 1 | 10 | C | D | EAR99 | N | 85362090 | 1 | 4042949328957 | 18.373 | KG | 5429.6 | 5429.6 | LP18 | LP18 | circuit breaker 3VA2 IEC frame 1000 breaking capacity class H Icu=85kA @ 415V 4-pole, line protection ETU320, LI, In=1000A overload protection Ir=400A...1000A short-circuit protection Ii=1.5...10 x In N conductor protection adjustable (OFF, 50%, 100%) nut keeper kit circuit breaker 3VA2 IEC frame 1000 breaking capacity class H Icu=85kA @ 415V 4-pole, line protection ETU320, LI, In=1000A overload protection Ir=400A...1000A short-circuit 1 AUXILIARY SWITCH CHANGEOVER H 1 TRIP ALARM SWITCH CHANGEOVER |  | 0 | 0
3VA2510-6HL42-0AL0 |  | 3VA2510-6HL42-0AL0 | 1 | UN | 1 | 10 | C | D | EAR99 | N | 85362090 | 1 | 4042949326168 | 16.879 | KG | 5306.4 | 5306.4 | LP18 | LP18 | circuit breaker 3VA2 IEC frame 1000 breaking capacity class H Icu=85kA @ 415V 4-pole, line protection ETU320, LI, In=1000A overload protection Ir=400A...1000A short-circuit protection Ii=1.5...10 x In N conductor protection adjustable (OFF, 50%, 100%) nut keeper kit circuit breaker 3VA2 IEC frame 1000 2 auxiliary switches HQ 1 trip alarm switch HQ 1 electrical alarm switch | - | 0 | 0
3VA2510-6HM32-0AA0 |  | 3VA2510-6HM32-0AA0 | 1 | UN | 1 | 5 | B | D | EAR99 | N | 85362090 | 1 | 4042948835982 | 14.202 | KG | 4131 | 4012 | LP18 | LP18 | circuit breaker 3VA2 IEC frame 1000 breaking capacity class H Icu=85kA @ 415V 3-pole, line protection ETU330, LIG, In=1000A overload protection Ir=400A...1000A short-circuit protection Ii=1.5...10 x In ground-fault protection Ig=0.2...1 x In, tg=0.1/0.3s nut keeper kit | Lista Papel 2020 SI | 0 | 0
3VA2510-6HM42-0AA0 |  | 3VA2510-6HM42-0AA0 | 1 | UN | 1 | 5 | B | D | EAR99 | N | 85362090 | 1 | 4042948835975 | 16.78 | KG | 5440 | 5287 | LP18 | LP18 | circuit breaker 3VA2 IEC frame 1000 breaking capacity class H Icu=85kA @ 415V 4-pole, line protection ETU330, LIG, In=1000A overload protection Ir=400A...1000A short-circuit protection Ii=1.5...10 x In N conductor protection adjustable (OFF, 50%, 100%) ground-fault protection Ig=0.2...1 x In= tg=0.1/0.3s nut keeper kit | Lista Papel 2020 SI | 0 | 0
3VA2510-6HM42-0JJ0 |  | 3VA2510-6HM42-0JJ0 | 1 | UN | 1 | 10 | C | D | EAR99 | N | 85362090 | 1 | 4042949325888 | 16.963 | KG | 5834.4 | 5834.4 | LP18 | LP18 | circuit breaker 3VA2 IEC frame 1000 breaking capacity class H Icu=85kA @ 415V 4-pole, line protection ETU330, LIG, In=1000A overload protection Ir=400A...1000A short-circuit protection Ii=1.5...10 x In N conductor protection adjustable (OFF, 50%, 100%) ground-fault protection Ig=0.2...1 x In= tg=0.1/0.3s nut keeper kit shunt trip left 110-127V AC 50/60Hz/DC 2 auxiliary switches HP 1 trip alarm switch HP | - | 0 | 0
3VA2510-6HN32-0AA0 |  | 3VA2510-6HN32-0AA0 | 1 | UN | 1 | 5 | B | D | EAR99 | N | 85362090 | 1 | 4042948835968 | 14.173 | KG | 3978 | 3867.5 | LP18 | LP18 | circuit breaker 3VA2 IEC frame 1000 breaking capacity class H Icu=85kA @ 415V 3-pole, line protection ETU350, LSI, In=1000A overload protection Ir=400A...1000A short-circuit protection Isd=1.5...10 x Ir, Ii=10 x In nut keeper kit | Lista Papel 2020 SI | 0 | 0
3VA2510-6HN32-0AB0 |  | 3VA2510-6HN32-0AB0 | 1 | UN | 1 | 10 | C | D | EAR99 | N | 85362090 | 1 | 4042949116493 | 14.2 | KG | 3968.8 | 3968.8 | LP18 | LP18 | circuit breaker 3VA2 IEC frame 1000 breaking capacity class H Icu=85kA @ 415V 3-pole, line protection ETU350, LSI, In=1000A overload protection Ir=400A...1000A short-circuit protection Isd=1.5...10 x Ir, Ii=10 x In nut keeper kit 2 auxiliary switches HP | - | 0 | 0
3VA2510-6HN32-0AC0 |  | 3VA2510-6HN32-0AC0 | 1 | UN | 1 | 10 | C | D | EAR99 | N | 85362090 | 1 | 4042949116646 | 14.2 | KG | 3951.2 | 3951.2 | LP18 | LP18 | circuit breaker 3VA2 IEC frame 1000 breaking capacity class H Icu=85kA @ 415V 3-pole, line protection ETU350, LSI, In=1000A overload protection Ir=400A...1000A short-circuit protection Isd=1.5...10 x Ir, Ii=10 x In nut keeper kit 2 auxiliary switches HQ | - | 0 | 0
3VA2510-6HN32-0AD0 |  | 3VA2510-6HN32-0AD0 | 1 | UN | 1 | 10 | C | D | EAR99 | N | 85362090 | 1 | 4042949116790 | 14.2 | KG | 3968.8 | 3968.8 | LP18 | LP18 | circuit breaker 3VA2 IEC frame 1000 breaking capacity class H Icu=85kA @ 415V 3-pole, line protection ETU350, LSI, In=1000A overload protection Ir=400A...1000A short-circuit protection Isd=1.5...10 x Ir, Ii=10 x In nut keeper kit 3 auxiliary switches HQ | - | 0 | 0
3VA2510-6HN32-0AE0 |  | 3VA2510-6HN32-0AE0 | 1 | UN | 1 | 10 | C | D | EAR99 | N | 85362090 | 1 | 4042949116943 | 14.2 | KG | 3986.4 | 3986.4 | LP18 | LP18 | circuit breaker 3VA2 IEC frame 1000 breaking capacity class H Icu=85kA @ 415V 3-pole, line protection ETU350, LSI, In=1000A overload protection Ir=400A...1000A short-circuit protection Isd=1.5...10 x Ir, Ii=10 x In nut keeper kit 4 auxiliary switches HQ | - | 0 | 0
3VA2510-6HN32-0AF0 |  | 3VA2510-6HN32-0AF0 | 1 | UN | 1 | 10 | C | D | EAR99 | N | 85362090 | 1 | 4042949117094 | 14.2 | KG | 3951.2 | 3951.2 | LP18 | LP18 | circuit breaker 3VA2 IEC frame 1000 breaking capacity class H Icu=85kA @ 415V 3-pole, line protection ETU350, LSI, In=1000A overload protection Ir=400A...1000A short-circuit protection Isd=1.5...10 x Ir, Ii=10 x In nut keeper kit 1 auxiliary switch HQ 1 trip alarm switch HQ | - | 0 | 0
3VA2510-6HN32-0AG0 |  | 3VA2510-6HN32-0AG0 | 1 | UN | 1 | 10 | C | D | EAR99 | N | 85362090 | 1 | 4042949117247 | 14.2 | KG | 3968.8 | 3968.8 | LP18 | LP18 | circuit breaker 3VA2 IEC frame 1000 breaking capacity class H Icu=85kA @ 415V 3-pole, line protection ETU350, LSI, In=1000A overload protection Ir=400A...1000A short-circuit protection Isd=1.5...10 x Ir, Ii=10 x In nut keeper kit 1 auxiliary switch HP 1 trip alarm switch HP | - | 0 | 0
3VA2510-6HN32-0AH0 |  | 3VA2510-6HN32-0AH0 | 1 | UN | 1 | 10 | C | D | EAR99 | N | 85362090 | 1 | 4042949117391 | 14.2 | KG | 3968.8 | 3968.8 | LP18 | LP18 | circuit breaker 3VA2 IEC frame 1000 breaking capacity class H Icu=85kA @ 415V 3-pole, line protection ETU350, LSI, In=1000A overload protection Ir=400A...1000A short-circuit protection Isd=1.5...10 x Ir, Ii=10 x In nut keeper kit 2 auxiliary switches HQ 1 trip alarm switch HQ | - | 0 | 0
3VA2510-6HN32-0AJ0 |  | 3VA2510-6HN32-0AJ0 | 1 | UN | 1 | 10 | C | D | EAR99 | N | 85362090 | 1 | 4042949117544 | 14.2 | KG | 4004 | 4004 | LP18 | LP18 | circuit breaker 3VA2 IEC frame 1000 breaking capacity class H Icu=85kA @ 415V 3-pole, line protection ETU350, LSI, In=1000A overload protection Ir=400A...1000A short-circuit protection Isd=1.5...10 x Ir, Ii=10 x In nut keeper kit 2 auxiliary switches HP 1 trip alarm switch HP | - | 0 | 0
3VA2510-6HN32-0BA0 |  | 3VA2510-6HN32-0BA0 | 1 | UN | 1 | 10 | C | D | EAR99 | N | 85362090 | 1 | 4042949115595 | 14.2 | KG | 4039.2 | 4039.2 | LP18 | LP18 | circuit breaker 3VA2 IEC frame 1000 breaking capacity class H Icu=85kA @ 415V 3-pole, line protection ETU350, LSI, In=1000A overload protection Ir=400A...1000A short-circuit protection Isd=1.5...10 x Ir, Ii=10 x In nut keeper kit undervoltage release (UVR) 24V DC | - | 0 | 0
3VA2510-6HN32-0BC0 |  | 3VA2510-6HN32-0BC0 | 1 | UN | 1 | 10 | C | D | EAR99 | N | 85362090 | 1 | 4042949117698 | 14.2 | KG | 4083.2 | 4083.2 | LP18 | LP18 | circuit breaker 3VA2 IEC frame 1000 breaking capacity class H Icu=85kA @ 415V 3-pole, line protection ETU350, LSI, In=1000A overload protection Ir=400A...1000A short-circuit protection Isd=1.5...10 x Ir, Ii=10 x In nut keeper kit undervoltage release (UVR) 24V DC 2 auxiliary switches HQ | - | 0 | 0
3VA2510-6HN32-0BH0 |  | 3VA2510-6HN32-0BH0 | 1 | UN | 1 | 10 | C | D | EAR99 | N | 85362090 | 1 | 4042949118596 | 14.2 | KG | 4100.8 | 4100.8 | LP18 | LP18 | circuit breaker 3VA2 IEC frame 1000 breaking capacity class H Icu=85kA @ 415V 3-pole, line protection ETU350, LSI, In=1000A overload protection Ir=400A...1000A short-circuit protection Isd=1.5...10 x Ir, Ii=10 x In nut keeper kit undervoltage release (UVR) 24V DC 2 auxiliary switches HQ 1 trip alarm switch HQ | - | 0 | 0
3VA2510-6HN32-0BL0 |  | 3VA2510-6HN32-0BL0 | 1 | UN | 1 | 10 | C | D | EAR99 | N | 85362090 | 1 | 4042949119494 | 14.2 | KG | 4136 | 4136 | LP18 | LP18 | circuit breaker 3VA2 IEC frame 1000 breaking capacity class H Icu=85kA @ 415V 3-pole, line protection ETU350, LSI, In=1000A overload protection Ir=400A...1000A short-circuit protection Isd=1.5...10 x Ir, Ii=10 x In nut keeper kit undervoltage release (UVR) 24V DC 2 auxiliary switches HQ 1 trip alarm switch HQ 1 electrical alarm switch | - | 0 | 0
3VA2510-6HN32-0CA0 |  | 3VA2510-6HN32-0CA0 | 1 | UN | 1 | 10 | C | D | EAR99 | N | 85362090 | 1 | 4042949115748 | 14.2 | KG | 4039.2 | 4039.2 | LP18 | LP18 | circuit breaker 3VA2 IEC frame 1000 breaking capacity class H Icu=85kA @ 415V 3-pole, line protection ETU350, LSI, In=1000A overload protection Ir=400A...1000A short-circuit protection Isd=1.5...10 x Ir, Ii=10 x In nut keeper kit undervoltage release (UVR) 120-127V AC 50/60Hz | - | 0 | 0
3VA2510-6HN32-0CC0 |  | 3VA2510-6HN32-0CC0 | 1 | UN | 1 | 10 | C | D | EAR99 | N | 85362090 | 1 | 4042949117841 | 14.2 | KG | 4083.2 | 4083.2 | LP18 | LP18 | circuit breaker 3VA2 IEC frame 1000 breaking capacity class H Icu=85kA @ 415V 3-pole, line protection ETU350, LSI, In=1000A overload protection Ir=400A...1000A short-circuit protection Isd=1.5...10 x Ir, Ii=10 x In nut keeper kit undervoltage release (UVR) 120-127V AC 50/60Hz 2 auxiliary switches HQ | - | 0 | 0
3VA2510-6HN32-0CH0 |  | 3VA2510-6HN32-0CH0 | 1 | UN | 1 | 10 | C | D | EAR99 | N | 85362090 | 1 | 4042949118749 | 14.2 | KG | 4100.8 | 4100.8 | LP18 | LP18 | circuit breaker 3VA2 IEC frame 1000 breaking capacity class H Icu=85kA @ 415V 3-pole, line protection ETU350, LSI, In=1000A overload protection Ir=400A...1000A short-circuit protection Isd=1.5...10 x Ir, Ii=10 x In nut keeper kit undervoltage release (UVR) 120-127V AC 50/60Hz 2 auxiliary switches HQ 1 trip alarm switch HQ | - | 0 | 0
3VA2510-6HN32-0CL0 |  | 3VA2510-6HN32-0CL0 | 1 | UN | 1 | 10 | C | D | EAR99 | N | 85362090 | 1 | 4042949119647 | 14.2 | KG | 4136 | 4136 | LP18 | LP18 | circuit breaker 3VA2 IEC frame 1000 breaking capacity class H Icu=85kA @ 415V 3-pole, line protection ETU350, LSI, In=1000A overload protection Ir=400A...1000A short-circuit protection Isd=1.5...10 x Ir, Ii=10 x In nut keeper kit undervoltage release (UVR) 120-127V AC 50/60Hz 2 auxiliary switches HQ 1 trip alarm switch HQ 1 electrical alarm switch | - | 0 | 0
3VA2510-6HN32-0DA0 |  | 3VA2510-6HN32-0DA0 | 1 | UN | 1 | 10 | C | D | EAR99 | N | 85362090 | 1 | 4042949115892 | 14.2 | KG | 4039.2 | 4039.2 | LP18 | LP18 | circuit breaker 3VA2 IEC frame 1000 breaking capacity class H Icu=85kA @ 415V 3-pole, line protection ETU350, LSI, In=1000A overload protection Ir=400A...1000A short-circuit protection Isd=1.5...10 x Ir, Ii=10 x In nut keeper kit undervoltage release (UVR) 208-230V AC 50/60Hz | - | 0 | 0
3VA2510-6HN32-0DC0 |  | 3VA2510-6HN32-0DC0 | 1 | UN | 1 | 10 | C | D | EAR99 | N | 85362090 | 1 | 4042949117995 | 14.2 | KG | 4083.2 | 4083.2 | LP18 | LP18 | circuit breaker 3VA2 IEC frame 1000 breaking capacity class H Icu=85kA @ 415V 3-pole, line protection ETU350, LSI, In=1000A overload protection Ir=400A...1000A short-circuit protection Isd=1.5...10 x Ir, Ii=10 x In nut keeper kit undervoltage release (UVR) 208-230V AC 50/60Hz 2 auxiliary switches HQ | - | 0 | 0
3VA2510-6HN32-0DH0 |  | 3VA2510-6HN32-0DH0 | 1 | UN | 1 | 10 | C | D | EAR99 | N | 85362090 | 1 | 4042949118893 | 14.2 | KG | 4100.8 | 4100.8 | LP18 | LP18 | circuit breaker 3VA2 IEC frame 1000 breaking capacity class H Icu=85kA @ 415V 3-pole, line protection ETU350, LSI, In=1000A overload protection Ir=400A...1000A short-circuit protection Isd=1.5...10 x Ir, Ii=10 x In nut keeper kit undervoltage release (UVR) 208-230V AC 50/60Hz 2 auxiliary switches HQ 1 trip alarm switch HQ | - | 0 | 0
3VA2510-6HN32-0DL0 |  | 3VA2510-6HN32-0DL0 | 1 | UN | 1 | 10 | C | D | EAR99 | N | 85362090 | 1 | 4042949119791 | 14.2 | KG | 4136 | 4136 | LP18 | LP18 | circuit breaker 3VA2 IEC frame 1000 breaking capacity class H Icu=85kA @ 415V 3-pole, line protection ETU350, LSI, In=1000A overload protection Ir=400A...1000A short-circuit protection Isd=1.5...10 x Ir, Ii=10 x In nut keeper kit undervoltage release (UVR) 208-230V AC 50/60Hz 2 auxiliary switches HQ 1 trip alarm switch HQ 1 electrical alarm switch | - | 0 | 0
3VA2510-6HN32-0HA0 |  | 3VA2510-6HN32-0HA0 | 1 | UN | 1 | 10 | C | D | EAR99 | N | 85362090 | 1 | 4042949116042 | 14.2 | KG | 4030.4 | 4030.4 | LP18 | LP18 | circuit breaker 3VA2 IEC frame 1000 breaking capacity class H Icu=85kA @ 415V 3-pole, line protection ETU350, LSI, In=1000A overload protection Ir=400A...1000A short-circuit protection Isd=1.5...10 x Ir, Ii=10 x In nut keeper kit shunt trip (STL) 12-30V DC, 24V AC 50/60Hz | - | 0 | 0
3VA2510-6HN32-0HC0 |  | 3VA2510-6HN32-0HC0 | 1 | UN | 1 | 10 | C | D | EAR99 | N | 85362090 | 1 | 4042949118145 | 14.2 | KG | 4065.6 | 4065.6 | LP18 | LP18 | circuit breaker 3VA2 IEC frame 1000 breaking capacity class H Icu=85kA @ 415V 3-pole, line protection ETU350, LSI, In=1000A overload protection Ir=400A...1000A short-circuit protection Isd=1.5...10 x Ir, Ii=10 x In nut keeper kit shunt trip (STL) 12-30V DC, 24V AC 50/60Hz 2 auxiliary switches HQ | - | 0 | 0
3VA2510-6HN32-0HH0 |  | 3VA2510-6HN32-0HH0 | 1 | UN | 1 | 10 | C | D | EAR99 | N | 85362090 | 1 | 4042949119043 | 14.2 | KG | 4092 | 4092 | LP18 | LP18 | circuit breaker 3VA2 IEC frame 1000 breaking capacity class H Icu=85kA @ 415V 3-pole, line protection ETU350, LSI, In=1000A overload protection Ir=400A...1000A short-circuit protection Isd=1.5...10 x Ir, Ii=10 x In nut keeper kit shunt trip (STL) 12-30V DC, 24V AC 50/60Hz 2 auxiliary switches HQ 1 trip alarm switch HQ | - | 0 | 0
3VA2510-6HN32-0HL0 |  | 3VA2510-6HN32-0HL0 | 1 | UN | 1 | 10 | C | D | EAR99 | N | 85362090 | 1 | 4042949119944 | 14.2 | KG | 4118.4 | 4118.4 | LP18 | LP18 | circuit breaker 3VA2 IEC frame 1000 breaking capacity class H Icu=85kA @ 415V 3-pole, line protection ETU350, LSI, In=1000A overload protection Ir=400A...1000A short-circuit protection Isd=1.5...10 x Ir, Ii=10 x In nut keeper kit shunt trip (STL) 12-30V DC, 24V AC 50/60Hz 2 auxiliary switches HQ 1 trip alarm switch HQ 1 electrical alarm switch | - | 0 | 0
3VA2510-6HN32-0JA0 |  | 3VA2510-6HN32-0JA0 | 1 | UN | 1 | 10 | C | D | EAR99 | N | 85362090 | 1 | 4042949116196 | 14.2 | KG | 4030.4 | 4030.4 | LP18 | LP18 | circuit breaker 3VA2 IEC frame 1000 breaking capacity class H Icu=85kA @ 415V 3-pole, line protection ETU350, LSI, In=1000A overload protection Ir=400A...1000A short-circuit protection Isd=1.5...10 x Ir, Ii=10 x In nut keeper kit shunt trip (STL) 110-127V DC, AC 50/60Hz | - | 0 | 0
3VA2510-6HN32-0JC0 |  | 3VA2510-6HN32-0JC0 | 1 | UN | 1 | 10 | C | D | EAR99 | N | 85362090 | 1 | 4042949118299 | 14.2 | KG | 4065.6 | 4065.6 | LP18 | LP18 | circuit breaker 3VA2 IEC frame 1000 breaking capacity class H Icu=85kA @ 415V 3-pole, line protection ETU350, LSI, In=1000A overload protection Ir=400A...1000A short-circuit protection Isd=1.5...10 x Ir, Ii=10 x In nut keeper kit shunt trip (STL) 110-127V DC, AC 50/60Hz 2 auxiliary switches HQ | - | 0 | 0
3VA2510-6HN32-0JH0 |  | 3VA2510-6HN32-0JH0 | 1 | UN | 1 | 10 | C | D | EAR99 | N | 85362090 | 1 | 4042949119197 | 14.2 | KG | 4092 | 4092 | LP18 | LP18 | circuit breaker 3VA2 IEC frame 1000 breaking capacity class H Icu=85kA @ 415V 3-pole, line protection ETU350, LSI, In=1000A overload protection Ir=400A...1000A short-circuit protection Isd=1.5...10 x Ir, Ii=10 x In nut keeper kit shunt trip (STL) 110-127V DC, AC 50/60Hz 2 auxiliary switches HQ 1 trip alarm switch HQ | - | 0 | 0
3VA2510-6HN32-0JL0 |  | 3VA2510-6HN32-0JL0 | 1 | UN | 1 | 10 | C | D | EAR99 | N | 85362090 | 1 | 4042949120094 | 14.2 | KG | 4118.4 | 4118.4 | LP18 | LP18 | circuit breaker 3VA2 IEC frame 1000 breaking capacity class H Icu=85kA @ 415V 3-pole, line protection ETU350, LSI, In=1000A overload protection Ir=400A...1000A short-circuit protection Isd=1.5...10 x Ir, Ii=10 x In nut keeper kit shunt trip (STL) 110-127V DC, AC 50/60Hz 2 auxiliary switches HQ 1 trip alarm switch HQ 1 electrical alarm switch | - | 0 | 0
3VA2510-6HN32-0KA0 |  | 3VA2510-6HN32-0KA0 | 1 | UN | 1 | 10 | C | D | EAR99 | N | 85362090 | 1 | 4042949116349 | 14.2 | KG | 4030.4 | 4030.4 | LP18 | LP18 | circuit breaker 3VA2 IEC frame 1000 breaking capacity class H Icu=85kA @ 415V 3-pole, line protection ETU350, LSI, In=1000A overload protection Ir=400A...1000A short-circuit protection Isd=1.5...10 x Ir, Ii=10 x In nut keeper kit shunt trip (STL) 220-250V DC, 208-277V AC | - | 0 | 0
3VA2510-6HN32-0KC0 |  | 3VA2510-6HN32-0KC0 | 1 | UN | 1 | 10 | C | D | EAR99 | N | 85362090 | 1 | 4042949118442 | 14.2 | KG | 4065.6 | 4065.6 | LP18 | LP18 | circuit breaker 3VA2 IEC frame 1000 breaking capacity class H Icu=85kA @ 415V 3-pole, line protection ETU350, LSI, In=1000A overload protection Ir=400A...1000A short-circuit protection Isd=1.5...10 x Ir, Ii=10 x In nut keeper kit shunt trip (STL) 220-250V DC, 208-277V AC 2 auxiliary switches HQ | - | 0 | 0
3VA2510-6HN32-0KH0 |  | 3VA2510-6HN32-0KH0 | 1 | UN | 1 | 10 | C | D | EAR99 | N | 85362090 | 1 | 4042949119340 | 14.2 | KG | 4092 | 4092 | LP18 | LP18 | circuit breaker 3VA2 IEC frame 1000 breaking capacity class H Icu=85kA @ 415V 3-pole, line protection ETU350, LSI, In=1000A overload protection Ir=400A...1000A short-circuit protection Isd=1.5...10 x Ir, Ii=10 x In nut keeper kit shunt trip (STL) 220-250V DC, 208-277V AC 2 auxiliary switches HQ 1 trip alarm switch HQ | - | 0 | 0
3VA2510-6HN32-0KL0 |  | 3VA2510-6HN32-0KL0 | 1 | UN | 1 | 10 | C | D | EAR99 | N | 85362090 | 1 | 4042949120247 | 14.2 | KG | 4118.4 | 4118.4 | LP18 | LP18 | circuit breaker 3VA2 IEC frame 1000 breaking capacity class H Icu=85kA @ 415V 3-pole, line protection ETU350, LSI, In=1000A overload protection Ir=400A...1000A short-circuit protection Isd=1.5...10 x Ir, Ii=10 x In nut keeper kit shunt trip (STL) 220-250V DC, 208-277V AC 2 auxiliary switches HQ 1 trip alarm switch HQ 1 electrical alarm switch | - | 0 | 0
3VA2510-6HN42-0AA0 |  | 3VA2510-6HN42-0AA0 | 1 | UN | 1 | 5 | B | D | EAR99 | N | 85362090 | 1 | 4042948835951 | 16.78 | KG | 5295.5 | 5142.5 | LP18 | LP18 | circuit breaker 3VA2 IEC frame 1000 breaking capacity class H Icu=85kA @ 415V 4-pole, line protection ETU350, LSI, In=1000A overload protection Ir=400A...1000A short-circuit protection Isd=1.5...10 x Ir, Ii=10 x In N conductor protection adjustable (OFF, 50%, 100%) nut keeper kit | Lista Papel 2020 SI | 0 | 0
3VA2510-6HN42-0AL0 |  | 3VA2510-6HN42-0AL0 | 1 | UN | 1 | 10 | C | D | EAR99 | N | 85362090 | 1 | 4042949326151 | 16.879 | KG | 5403.2 | 5403.2 | LP18 | LP18 | circuit breaker 3VA2 IEC frame 1000 breaking capacity class H Icu=85kA @ 415V 4-pole, line protection ETU350, LSI, In=1000A overload protection Ir=400A...1000A short-circuit protection Isd=1.5...10 x Ir, Ii=10 x In N conductor protection adjustable (OFF, 50%, 100%) nut keeper kit circuit breaker 3VA2 IEC frame 1000 2 auxiliary switches HQ 1 trip alarm switch HQ 1 electrical alarm switch | - | 0 | 0
3VA2510-6JP32-0AA0 |  | 3VA2510-6JP32-0AA0 | 1 | UN | 1 | 5 | B | D | EAR99 | N | 85362090 | 1 | 4042948835944 | 14.3 | KG | 4394.5 | 4267 | LP18 | LP18 | circuit breaker 3VA2 IEC frame 1000 breaking capacity class H Icu=85kA @ 415V 3-pole, line protection ETU550, LSI, In=1000A overload protection Ir=400A...1000A short-circuit protection Isd=0.6..10x In, Ii=1.5..10x In N conductor protection optionally with external current transformer, up to 160% nut keeper kit | Lista Papel 2020 SI | 0 | 0
3VA2510-6JP32-0AB0 |  | 3VA2510-6JP32-0AB0 | 1 | UN | 1 | 10 | C | D | EAR99 | N | 85362090 | 1 | 4042949328537 | 14.372 | KG | 4620 | 4620 | LP18 | LP18 | circuit breaker 3VA2 IEC frame 1000 breaking capacity class H Icu=85kA @ 415V 3-pole, line protection ETU550, LSI, In=1000A overload protection Ir=400A...1000A short-circuit protection Isd=0.6..10x In, Ii=1.5..10x In N conductor protection optionally with external current transformer, up to 160% nut keeper kit circuit breaker 3VA2 IEC frame 1000 breaking capacity class H Icu=85kA @ 415V 3-pole, line protection ETU550, LSI, 2 AUXILIARY SWITCH CHANGEOVER H |  | 0 | 0
3VA2510-6JP42-0AA0 |  | 3VA2510-6JP42-0AA0 | 1 | UN | 1 | 5 | B | D | EAR99 | N | 85362090 | 1 | 4042948835937 | 16.78 | KG | 5703.5 | 5542 | LP18 | LP18 | circuit breaker 3VA2 IEC frame 1000 breaking capacity class H Icu=85kA @ 415V 4-pole, line protection ETU550, LSI, In=1000A overload protection Ir=400A...1000A short-circuit protection Isd=0.6..10x In, Ii=1.5..10x In N conductor protection adjustable (OFF, up to 100%) nut keeper kit | Lista Papel 2020 SI | 0 | 0
3VA2510-6KQ32-0AA0 |  | 3VA2510-6KQ32-0AA0 | 1 | UN | 1 | 5 | B | D | EAR99 | N | 85362090 | 1 | 4042948835920 | 12.7 | KG | 4938.5 | 4802.5 | LP18 | LP18 | circuit breaker 3VA2 IEC frame 1000 breaking capacity class H Icu=85kA @ 415V 3-pole, line protection ETU860, LSIG, In=1000A overload protection Ir=400A...1000A short-circuit protection Isd=0.6..10x In, Ii=1.5..10x In N conductor protection optionally with external current transformer, up to 160% gr.-fault prot., can be sw. off Ig=0.2...1 x In, tg=0.05-0.8s nut keeper kit | Lista Papel 2020 SI | 0 | 0
3VA2510-6KQ42-0AA0 |  | 3VA2510-6KQ42-0AA0 | 1 | UN | 1 | 5 | B | D | EAR99 | N | 85362090 | 1 | 4042948835913 | 16.78 | KG | 6256 | 6077.5 | LP18 | LP18 | circuit breaker 3VA2 IEC frame 1000 breaking capacity class H Icu=85kA @ 415V 4-pole, line protection ETU860, LSIG, In=1000A overload protection Ir=400A...1000A short-circuit protection Isd=0.6..10x In, Ii=1.5..10x In N conductor protection adjustable (OFF, up to 100%) gr.-fault prot., can be sw. off Ig=0.2...1 x In= tg=0.05-0.8s nut keeper kit | Lista Papel 2020 SI | 0 | 0
3VA2510-7HK32-0AA0 |  | 3VA2510-7HK32-0AA0 | 1 | UN | 1 | 5 | B | D | EAR99 | N | 85362090 | 1 | 4042948835883 | 13.5 | KG | 4364.8 | 4364.8 | LP18 | LP18 | circuit breaker 3VA2 IEC frame 1000 breaking capacity class C Icu=110kA @ 415V 3-pole, line protection ETU340, ELISA LI, In=1000A overload protection Ir=400A...1000A short-circuit protection Ii=10 x In nut keeper kit | - | 0 | 0
3VA2510-7HK42-0AA0 |  | 3VA2510-7HK42-0AA0 | 1 | UN | 1 | 5 | B | D | EAR99 | N | 85362090 | 1 | 4042948835876 | 17.62 | KG | 5843.2 | 5843.2 | LP18 | LP18 | circuit breaker 3VA2 IEC frame 1000 breaking capacity class C Icu=110kA @ 415V 4-pole, line protection ETU340, ELISA LI, In=1000A overload protection Ir=400A...1000A short-circuit protection Ii=10 x In N conductor protection adjustable (OFF, 50%, 100%) nut keeper kit | - | 0 | 0
3VA2510-7HL32-0AA0 |  | 3VA2510-7HL32-0AA0 | 1 | UN | 1 | 5 | B | D | EAR99 | N | 85362090 | 1 | 4042948836446 | 14.154 | KG | 4216 | 4097 | LP18 | LP18 | circuit breaker 3VA2 IEC frame 1000 breaking capacity class C Icu=110kA @ 415V 3-pole, line protection ETU320, LI, In=1000A overload protection Ir=400A...1000A short-circuit protection Ii=1.5...10 x In nut keeper kit | Lista Papel 2020 SI | 0 | 0
3VA2510-7HL42-0AA0 |  | 3VA2510-7HL42-0AA0 | 1 | UN | 1 | 5 | B | D | EAR99 | N | 85362090 | 1 | 4042948836439 | 16.78 | KG | 5644 | 5482.5 | LP18 | LP18 | circuit breaker 3VA2 IEC frame 1000 breaking capacity class C Icu=110kA @ 415V 4-pole, line protection ETU320, LI, In=1000A overload protection Ir=400A...1000A short-circuit protection Ii=1.5...10 x In N conductor protection adjustable (OFF, 50%, 100%) nut keeper kit | Lista Papel 2020 SI | 0 | 0
3VA2510-7HM32-0AA0 |  | 3VA2510-7HM32-0AA0 | 1 | UN | 1 | 5 | B | D | EAR99 | N | 85362090 | 1 | 4042948835869 | 14.199 | KG | 4462.5 | 4335 | LP18 | LP18 | circuit breaker 3VA2 IEC frame 1000 breaking capacity class C Icu=110kA @ 415V 3-pole, line protection ETU330, LIG, In=1000A overload protection Ir=400A...1000A short-circuit protection Ii=1.5...10 x In ground-fault protection Ig=0.2...1 x In, tg=0.1/0.3s nut keeper kit | Lista Papel 2020 SI | 0 | 0
3VA2510-7HM42-0AA0 |  | 3VA2510-7HM42-0AA0 | 1 | UN | 1 | 5 | B | D | EAR99 | N | 85362090 | 1 | 4042948835852 | 16.78 | KG | 5890.5 | 5720.5 | LP18 | LP18 | circuit breaker 3VA2 IEC frame 1000 breaking capacity class C Icu=110kA @ 415V 4-pole, line protection ETU330, LIG, In=1000A overload protection Ir=400A...1000A short-circuit protection Ii=1.5...10 x In N conductor protection adjustable (OFF, 50%, 100%) ground-fault protection Ig=0.2...1 x In= tg=0.1/0.3s nut keeper kit | Lista Papel 2020 SI | 0 | 0
3VA2510-7HN32-0AA0 |  | 3VA2510-7HN32-0AA0 | 1 | UN | 1 | 5 | B | D | EAR99 | N | 85362090 | 1 | 4042948835845 | 12.7 | KG | 4309.5 | 4190.5 | LP18 | LP18 | circuit breaker 3VA2 IEC frame 1000 breaking capacity class C Icu=110kA @ 415V 3-pole, line protection ETU350, LSI, In=1000A overload protection Ir=400A...1000A short-circuit protection Isd=1.5...10 x Ir, Ii=10 x In nut keeper kit | Lista Papel 2020 SI | 0 | 0
3VA2510-7HN32-0DJ0 |  | 3VA2510-7HN32-0DJ0 | 1 | UN | 1 | 10 | C | D | EAR99 | N | 85362090 | 1 | 4042949325574 | 12.882 | KG | 4690.4 | 4690.4 | LP18 | LP18 | circuit breaker 3VA2 IEC frame 1000 breaking capacity class C Icu=110kA @ 415V 3-pole, line protection ETU350, LSI, In=1000A overload protection Ir=400A...1000A short-circuit protection Isd=1.5...10 x Ir, Ii=10 x In nut keeper kit circuit breaker 3VA2 IEC frame 1000 breaking capacity class C Icu=110kA @ 415V undervoltage release 208-230V AC 50/60Hz 2 auxiliary switches HP 1 trip alarm switch HP | - | 0 | 0
3VA2510-7HN42-0AA0 |  | 3VA2510-7HN42-0AA0 | 1 | UN | 1 | 5 | B | D | EAR99 | N | 85362090 | 1 | 4042948835838 | 16.78 | KG | 5729 | 5567.5 | LP18 | LP18 | circuit breaker 3VA2 IEC frame 1000 breaking capacity class C Icu=110kA @ 415V 4-pole, line protection ETU350, LSI, In=1000A overload protection Ir=400A...1000A short-circuit protection Isd=1.5...10 x Ir, Ii=10 x In N conductor protection adjustable (OFF, 50%, 100%) nut keeper kit | Lista Papel 2020 SI | 0 | 0
3VA2510-7JP32-0AA0 |  | 3VA2510-7JP32-0AA0 | 1 | UN | 1 | 5 | B | D | EAR99 | N | 85362090 | 1 | 4042948835821 | 12.7 | KG | 4717.5 | 4581.5 | LP18 | LP18 | circuit breaker 3VA2 IEC frame 1000 breaking capacity class C Icu=110kA @ 415V 3-pole, line protection ETU550, LSI, In=1000A overload protection Ir=400A...1000A short-circuit protection Isd=0.6..10x In, Ii=1.5..10x In N conductor protection optionally with external current transformer, up to 160% nut keeper kit | Lista Papel 2020 SI | 0 | 0
3VA2510-7JP42-0AA0 |  | 3VA2510-7JP42-0AA0 | 1 | UN | 1 | 5 | B | D | EAR99 | N | 85362090 | 1 | 4042948835814 | 16.78 | KG | 6145.5 | 5975.5 | LP18 | LP18 | circuit breaker 3VA2 IEC frame 1000 breaking capacity class C Icu=110kA @ 415V 4-pole, line protection ETU550, LSI, In=1000A overload protection Ir=400A...1000A short-circuit protection Isd=0.6..10x In, Ii=1.5..10x In N conductor protection adjustable (OFF, up to 100%) nut keeper kit | Lista Papel 2020 SI | 0 | 0
3VA2510-7KQ32-0AA0 |  | 3VA2510-7KQ32-0AA0 | 1 | UN | 1 | 5 | B | D | EAR99 | N | 85362090 | 1 | 4042948835807 | 14.34 | KG | 5270 | 5125.5 | LP18 | LP18 | circuit breaker 3VA2 IEC frame 1000 breaking capacity class C Icu=110kA @ 415V 3-pole, line protection ETU860, LSIG, In=1000A overload protection Ir=400A...1000A short-circuit protection Isd=0.6..10x In, Ii=1.5..10x In N conductor protection optionally with external current transformer, up to 160% gr.-fault prot., can be sw. off Ig=0.2...1 x In, tg=0.05-0.8s nut keeper kit | Lista Papel 2020 SI | 0 | 0
3VA2510-7KQ42-0AA0 |  | 3VA2510-7KQ42-0AA0 | 1 | UN | 1 | 5 | B | D | EAR99 | N | 85362090 | 1 | 4042948835791 | 16.78 | KG | 6698 | 6511 | LP18 | LP18 | circuit breaker 3VA2 IEC frame 1000 breaking capacity class C Icu=110kA @ 415V 4-pole, line protection ETU860, LSIG, In=1000A overload protection Ir=400A...1000A short-circuit protection Isd=0.6..10x In, Ii=1.5..10x In N conductor protection adjustable (OFF, up to 100%) gr.-fault prot., can be sw. off Ig=0.2...1 x In= tg=0.05-0.8s nut keeper kit | Lista Papel 2020 SI | 0 | 0
3VA2510-7KQ42-0CL0 |  | 3VA2510-7KQ42-0CL0 | 1 | UN | 1 | 10 | C | D | EAR99 | N | 85362090 | 1 | 4042949325024 | 16.962 | KG | 7145.6 | 7145.6 | LP18 | LP18 | circuit breaker 3VA2 IEC frame 1000 breaking capacity class C Icu=110kA @ 415V 4-pole, line protection ETU860, LSIG, In=1000A overload protection Ir=400A...1000A short-circuit protection Isd=0.6..10x In, Ii=1.5..10x In N conductor protection adjustable (OFF, up to 100%) gr.-fault prot., can be sw. off Ig=0.2...1 x In= tg=0.05-0.8s nut keeper kit undervoltage release 120-127V AC 50/60Hz 2 auxiliary switches 1 trip alarm switch 1 electrical alarm switch | - | 0 | 0
3VA2563-5HK32-0AA0 |  | 3VA2563-5HK32-0AA0 | 1 | UN | 1 | 5 | B | D | EAR99 | N | 85362090 | 1 | 4042948835746 | 11.34 | KG | 1953.6 | 1953.6 | LP18 | LP18 | circuit breaker 3VA2 IEC frame 1000 breaking capacity class M Icu=55kA @ 415V 3-pole, line protection ETU340, ELISA LI, In=630A overload protection Ir=250A...630A short-circuit protection Ii=12 x In nut keeper kit | - | 0 | 0
3VA2563-5HK42-0AA0 |  | 3VA2563-5HK42-0AA0 | 1 | UN | 1 | 5 | B | D | EAR99 | N | 85362090 | 1 | 4042948835739 | 15.42 | KG | 2587.2 | 2587.2 | LP18 | LP18 | circuit breaker 3VA2 IEC frame 1000 breaking capacity class M Icu=55kA @ 415V 4-pole, line protection ETU340, ELISA LI, In=630A overload protection Ir=250A...630A short-circuit protection Ii=12 x In N conductor protection adjustable (OFF, 50%, 100%) nut keeper kit | - | 0 | 0
3VA2563-5HL32-0AA0 |  | 3VA2563-5HL32-0AA0 | 1 | UN | 1 | 5 | B | D | EAR99 | N | 85362090 | 1 | 4042948836422 | 13.782 | KG | 1953.6 | 1953.6 | LP18 | LP18 | circuit breaker 3VA2 IEC frame 1000 breaking capacity class M Icu=55kA @ 415V 3-pole, line protection ETU320, LI, In=630A overload protection Ir=250A...630A short-circuit protection Ii=1.5...12 x In nut keeper kit | - | 0 | 0
3VA2563-5HL42-0AA0 |  | 3VA2563-5HL42-0AA0 | 1 | UN | 1 | 5 | B | D | EAR99 | N | 85362090 | 1 | 4042948836415 | 17.9 | KG | 2587.2 | 2587.2 | LP18 | LP18 | circuit breaker 3VA2 IEC frame 1000 breaking capacity class M Icu=55kA @ 415V 4-pole, line protection ETU320, LI, In=630A overload protection Ir=250A...630A short-circuit protection Ii=1.5...12 x In N conductor protection adjustable (OFF, 50%, 100%) nut keeper kit | - | 0 | 0
3VA2563-5HM32-0AA0 |  | 3VA2563-5HM32-0AA0 | 1 | UN | 1 | 5 | B | D | EAR99 | N | 85362090 | 1 | 4042948835722 | 13.775 | KG | 2208.8 | 2208.8 | LP18 | LP18 | circuit breaker 3VA2 IEC frame 1000 breaking capacity class M Icu=55kA @ 415V 3-pole, line protection ETU330, LIG, In=630A overload protection Ir=250A...630A short-circuit protection Ii=1.5...12 x In ground-fault protection Ig=0.2...1 x In, tg=0.1/0.3s nut keeper kit | - | 0 | 0
3VA2563-5HM42-0AA0 |  | 3VA2563-5HM42-0AA0 | 1 | UN | 1 | 5 | B | D | EAR99 | N | 85362090 | 1 | 4042948835715 | 15.42 | KG | 2842.4 | 2842.4 | LP18 | LP18 | circuit breaker 3VA2 IEC frame 1000 breaking capacity class M Icu=55kA @ 415V 4-pole, line protection ETU330, LIG, In=630A overload protection Ir=250A...630A short-circuit protection Ii=1.5...12 x In N conductor protection adjustable (OFF, 50%, 100%) ground-fault protection Ig=0.2...1 x In= tg=0.1/0.3s nut keeper kit | - | 0 | 0
3VA2563-5HN32-0AA0 |  | 3VA2563-5HN32-0AA0 | 1 | UN | 1 | 5 | B | D | EAR99 | N | 85362090 | 1 | 4042948835708 | 13.801 | KG | 2050.4 | 2050.4 | LP18 | LP18 | circuit breaker 3VA2 IEC frame 1000 breaking capacity class M Icu=55kA @ 415V 3-pole, line protection ETU350, LSI, In=630A overload protection Ir=250A...630A short-circuit protection Isd=1.5...10 x Ir, Ii=12 x In nut keeper kit | - | 0 | 0
3VA2563-5HN42-0AA0 |  | 3VA2563-5HN42-0AA0 | 1 | UN | 1 | 5 | B | D | EAR99 | N | 85362090 | 1 | 4042948835692 | 15.42 | KG | 2692.8 | 2692.8 | LP18 | LP18 | circuit breaker 3VA2 IEC frame 1000 breaking capacity class M Icu=55kA @ 415V 4-pole, line protection ETU350, LSI, In=630A overload protection Ir=250A...630A short-circuit protection Isd=1.5...10 x Ir, Ii=12 x In N conductor protection adjustable (OFF, 50%, 100%) nut keeper kit | - | 0 | 0
3VA2563-5HN42-0KF0 |  | 3VA2563-5HN42-0KF0 | 1 | UN | 1 | 10 | C | D | EAR99 | N | 85362090 | 1 | 4042949328131 | 15.555 | KG | 2824.8 | 2824.8 | LP18 | LP18 | circuit breaker 3VA2 IEC frame 1000 breaking capacity class M Icu=55kA @ 415V 4-pole, line protection ETU350, LSI, In=630A overload protection Ir=250A...630A short-circuit protection Isd=1.5...10 x Ir, Ii=12 x In N conductor protection adjustable (OFF, 50%, 100%) nut keeper kit circuit breaker 3VA2 IEC frame 1000 breaking capacity class M Icu=55kA @ 415V 4-pole, line protection ETU350, LSI, In=630A overload protection SHUNT TRIP LEFT 208-277 V AC 50/60 HZ 220-250 V DC ACCESSORY 1 AUXILIARY SWITCH CHANGEOVER H 1 TRIP ALARM SWITCH CHANGEOVER |  | 0 | 0
3VA2563-5JP32-0AA0 |  | 3VA2563-5JP32-0AA0 | 1 | UN | 1 | 5 | B | D | EAR99 | N | 85362090 | 1 | 4042948835685 | 13.778 | KG | 2472.8 | 2472.8 | LP18 | LP18 | circuit breaker 3VA2 IEC frame 1000 breaking capacity class M Icu=55kA @ 415V 3-pole, line protection ETU550, LSI, In=630A overload protection Ir=250A...630A short-circuit protection Isd=0.6..10x In, Ii=1.5..12x In N conductor protection optionally with external current transformer, up to 160% nut keeper kit | - | 0 | 0
3VA2563-5JP42-0AA0 |  | 3VA2563-5JP42-0AA0 | 1 | UN | 1 | 5 | B | D | EAR99 | N | 85362090 | 1 | 4042948835678 | 15.42 | KG | 3106.4 | 3106.4 | LP18 | LP18 | circuit breaker 3VA2 IEC frame 1000 breaking capacity class M Icu=55kA @ 415V 4-pole, line protection ETU550, LSI, In=630A overload protection Ir=250A...630A short-circuit protection Isd=0.6..10x In, Ii=1.5..12x In N conductor protection adjustable (OFF, up to 160%) nut keeper kit | - | 0 | 0
3VA2563-5KQ32-0AA0 |  | 3VA2563-5KQ32-0AA0 | 1 | UN | 1 | 5 | B | D | EAR99 | N | 85362090 | 1 | 4042948835661 | 13.841 | KG | 3053.6 | 3053.6 | LP18 | LP18 | circuit breaker 3VA2 IEC frame 1000 breaking capacity class M Icu=55kA @ 415V 3-pole, line protection ETU860, LSIG, In=630A overload protection Ir=250A...630A short-circuit protection Isd=0.6..10x In, Ii=1.5..12x In N conductor protection optionally with external current transformer, up to 160% gr.-fault prot., can be sw. off Ig=0.2...1 x In, tg=0.05-0.8s nut keeper kit | - | 0 | 0
3VA2563-5KQ42-0AA0 |  | 3VA2563-5KQ42-0AA0 | 1 | UN | 1 | 5 | B | D | EAR99 | N | 85362090 | 1 | 4042948835654 | 15.42 | KG | 3687.2 | 3687.2 | LP18 | LP18 | circuit breaker 3VA2 IEC frame 1000 breaking capacity class M Icu=55kA @ 415V 4-pole, line protection ETU860, LSIG, In=630A overload protection Ir=250A...630A short-circuit protection Isd=0.6..10x In, Ii=1.5..12x In N conductor protection adjustable (OFF, up to 160%) gr.-fault prot., can be sw. off Ig=0.2...1 x In= tg=0.05-0.8s nut keeper kit | - | 0 | 0
3VA2563-5MN32-0AA0 |  | 3VA2563-5MN32-0AA0 | 1 | UN | 1 | 5 | B | D | EAR99 | N | 85362090 | 1 | 4042948835043 | 11340 | G | 2420 | 2420 | LP18 | LP18 | circuit breaker 3VA2 IEC frame 1000 breaking capacity class M Icu=55kA @ 415V 3-pole, motor protection ETU350M, LSI, In=630A overload protection Ir=250A...630A short-circuit protection Isd=3...15 x Ir, Ii=15 x In nut keeper kit | - | 0 | 0
3VA2563-5MP32-0AA0 |  | 3VA2563-5MP32-0AA0 | 1 | UN | 1 | 5 | B | D | EAR99 | N | 85362090 | 1 | 4042948903667 | 11340 | G | 2604.8 | 2604.8 | LP18 | LP18 | CIRCUIT BREAKER 3VA2 IEC FRAME 1000 BREAKING CAPACITY CLASS M ICU=55KA @ 415 V 3-POLE, MOTOR PROTECTION ETU550M, LSI, In=630A OVERLOAD PROTECTION IR=250A ...630A SHORT CIRCUIT PROTECTION ISD=1,2... 15X IN,II=3...15X IN BUSBAR CONNECTION | - | 0 | 0
3VA2563-5MQ32-0AA0 |  | 3VA2563-5MQ32-0AA0 | 1 | UN | 1 | 5 | B | D | EAR99 | N | 85362090 | 1 | 4042948835036 | 11340 | G | 2912.8 | 2912.8 | LP18 | LP18 | circuit breaker 3VA2 IEC frame 1000 breaking capacity class M Icu=55kA @ 415V 3-pole, motor protection ETU860M, LSIG, In=630A overload protection Ir=250A...630A short-circuit protection Isd=1.2..15 x In, Ii=3..15 x In gr.-fault prot., can be sw. off Ig=0.2...1 x In, tg=0.05-0.8s nut keeper kit | - | 0 | 0
3VA2563-6HK32-0AA0 |  | 3VA2563-6HK32-0AA0 | 1 | UN | 1 | 5 | B | D | EAR99 | N | 85362090 | 1 | 4042948835623 | 11.34 | KG | 2226.4 | 2226.4 | LP18 | LP18 | circuit breaker 3VA2 IEC frame 1000 breaking capacity class H Icu=85kA @ 415V 3-pole, line protection ETU340, ELISA LI, In=630A overload protection Ir=250A...630A short-circuit protection Ii=12 x In nut keeper kit | - | 0 | 0
3VA2563-6HK42-0AA0 |  | 3VA2563-6HK42-0AA0 | 1 | UN | 1 | 5 | B | D | EAR99 | N | 85362090 | 1 | 4042948835616 | 15.42 | KG | 2956.8 | 2956.8 | LP18 | LP18 | circuit breaker 3VA2 IEC frame 1000 breaking capacity class H Icu=85kA @ 415V 4-pole, line protection ETU340, ELISA LI, In=630A overload protection Ir=250A...630A short-circuit protection Ii=12 x In N conductor protection adjustable (OFF, 50%, 100%) nut keeper kit | - | 0 | 0
3VA2563-6HL32-0AA0 |  | 3VA2563-6HL32-0AA0 | 1 | UN | 1 | 5 | B | D | EAR99 | N | 85362090 | 1 | 4042948836408 | 13.729 | KG | 2226.4 | 2226.4 | LP18 | LP18 | circuit breaker 3VA2 IEC frame 1000 breaking capacity class H Icu=85kA @ 415V 3-pole, line protection ETU320, LI, In=630A overload protection Ir=250A...630A short-circuit protection Ii=1.5...12 x In nut keeper kit | - | 0 | 0
3VA2563-6HL42-0AA0 |  | 3VA2563-6HL42-0AA0 | 1 | UN | 1 | 5 | B | D | EAR99 | N | 85362090 | 1 | 4042948836392 | 17.82 | KG | 2956.8 | 2956.8 | LP18 | LP18 | circuit breaker 3VA2 IEC frame 1000 breaking capacity class H Icu=85kA @ 415V 4-pole, line protection ETU320, LI, In=630A overload protection Ir=250A...630A short-circuit protection Ii=1.5...12 x In N conductor protection adjustable (OFF, 50%, 100%) nut keeper kit | - | 0 | 0
3VA2563-6HM32-0AA0 |  | 3VA2563-6HM32-0AA0 | 1 | UN | 1 | 5 | B | D | EAR99 | N | 85362090 | 1 | 4042948835609 | 11.34 | KG | 2481.6 | 2481.6 | LP18 | LP18 | circuit breaker 3VA2 IEC frame 1000 breaking capacity class H Icu=85kA @ 415V 3-pole, line protection ETU330, LIG, In=630A overload protection Ir=250A...630A short-circuit protection Ii=1.5...12 x In ground-fault protection Ig=0.2...1 x In, tg=0.1/0.3s nut keeper kit | - | 0 | 0
3VA2563-6HM42-0AA0 |  | 3VA2563-6HM42-0AA0 | 1 | UN | 1 | 5 | B | D | EAR99 | N | 85362090 | 1 | 4042948835593 | 15.42 | KG | 3212 | 3212 | LP18 | LP18 | circuit breaker 3VA2 IEC frame 1000 breaking capacity class H Icu=85kA @ 415V 4-pole, line protection ETU330, LIG, In=630A overload protection Ir=250A...630A short-circuit protection Ii=1.5...12 x In N conductor protection adjustable (OFF, 50%, 100%) ground-fault protection Ig=0.2...1 x In= tg=0.1/0.3s nut keeper kit | - | 0 | 0
3VA2563-6HN32-0AA0 |  | 3VA2563-6HN32-0AA0 | 1 | UN | 1 | 5 | B | D | EAR99 | N | 85362090 | 1 | 4042948835586 | 11.34 | KG | 2314.4 | 2314.4 | LP18 | LP18 | circuit breaker 3VA2 IEC frame 1000 breaking capacity class H Icu=85kA @ 415V 3-pole, line protection ETU350, LSI, In=630A overload protection Ir=250A...630A short-circuit protection Isd=1.5...10 x Ir, Ii=12 x In nut keeper kit | - | 0 | 0
3VA2563-6HN42-0AA0 |  | 3VA2563-6HN42-0AA0 | 1 | UN | 1 | 5 | B | D | EAR99 | N | 85362090 | 1 | 4042948835579 | 15.42 | KG | 3053.6 | 3053.6 | LP18 | LP18 | circuit breaker 3VA2 IEC frame 1000 breaking capacity class H Icu=85kA @ 415V 4-pole, line protection ETU350, LSI, In=630A overload protection Ir=250A...630A short-circuit protection Isd=1.5...10 x Ir, Ii=12 x In N conductor protection adjustable (OFF, 50%, 100%) nut keeper kit | - | 0 | 0
3VA2563-6JP32-0AA0 |  | 3VA2563-6JP32-0AA0 | 1 | UN | 1 | 5 | B | D | EAR99 | N | 85362090 | 1 | 4042948835562 | 13.785 | KG | 2745.6 | 2745.6 | LP18 | LP18 | circuit breaker 3VA2 IEC frame 1000 breaking capacity class H Icu=85kA @ 415V 3-pole, line protection ETU550, LSI, In=630A overload protection Ir=250A...630A short-circuit protection Isd=0.6..10x In, Ii=1.5..12x In N conductor protection optionally with external current transformer, up to 160% nut keeper kit | - | 0 | 0
3VA2563-6JP42-0AA0 |  | 3VA2563-6JP42-0AA0 | 1 | UN | 1 | 5 | B | D | EAR99 | N | 85362090 | 1 | 4042948835555 | 15.42 | KG | 3476 | 3476 | LP18 | LP18 | circuit breaker 3VA2 IEC frame 1000 breaking capacity class H Icu=85kA @ 415V 4-pole, line protection ETU550, LSI, In=630A overload protection Ir=250A...630A short-circuit protection Isd=0.6..10x In, Ii=1.5..12x In N conductor protection adjustable (OFF, up to 160%) nut keeper kit | - | 0 | 0
3VA2563-6KQ32-0AA0 |  | 3VA2563-6KQ32-0AA0 | 1 | UN | 1 | 5 | B | D | EAR99 | N | 85362090 | 1 | 4042948835548 | 11.34 | KG | 3326.4 | 3326.4 | LP18 | LP18 | circuit breaker 3VA2 IEC frame 1000 breaking capacity class H Icu=85kA @ 415V 3-pole, line protection ETU860, LSIG, In=630A overload protection Ir=250A...630A short-circuit protection Isd=0.6..10x In, Ii=1.5..12x In N conductor protection optionally with external current transformer, up to 160% gr.-fault prot., can be sw. off Ig=0.2...1 x In, tg=0.05-0.8s nut keeper kit | - | 0 | 0
3VA2563-6KQ42-0AA0 |  | 3VA2563-6KQ42-0AA0 | 1 | UN | 1 | 5 | B | D | EAR99 | N | 85362090 | 1 | 4042948835531 | 15.42 | KG | 4056.8 | 4056.8 | LP18 | LP18 | circuit breaker 3VA2 IEC frame 1000 breaking capacity class H Icu=85kA @ 415V 4-pole, line protection ETU860, LSIG, In=630A overload protection Ir=250A...630A short-circuit protection Isd=0.6..10x In, Ii=1.5..12x In N conductor protection adjustable (OFF, up to 160%) gr.-fault prot., can be sw. off Ig=0.2...1 x In= tg=0.05-0.8s nut keeper kit | - | 0 | 0
3VA2563-7HK32-0AA0 |  | 3VA2563-7HK32-0AA0 | 1 | UN | 1 | 5 | B | D | EAR99 | N | 85362090 | 1 | 4042948835500 | 11.34 | KG | 2411.2 | 2411.2 | LP18 | LP18 | circuit breaker 3VA2 IEC frame 1000 breaking capacity class C Icu=110kA @ 415V 3-pole, line protection ETU340, ELISA LI, In=630A overload protection Ir=250A...630A short-circuit protection Ii=12 x In nut keeper kit | - | 0 | 0
3VA2563-7HK42-0AA0 |  | 3VA2563-7HK42-0AA0 | 1 | UN | 1 | 5 | B | D | EAR99 | N | 85362090 | 1 | 4042948835494 | 15.42 | KG | 3203.2 | 3203.2 | LP18 | LP18 | circuit breaker 3VA2 IEC frame 1000 breaking capacity class C Icu=110kA @ 415V 4-pole, line protection ETU340, ELISA LI, In=630A overload protection Ir=250A...630A short-circuit protection Ii=12 x In N conductor protection adjustable (OFF, 50%, 100%) nut keeper kit | - | 0 | 0
3VA2563-7HL32-0AA0 |  | 3VA2563-7HL32-0AA0 | 1 | UN | 1 | 5 | B | D | EAR99 | N | 85362090 | 1 | 4042948836385 | 13.727 | KG | 2411.2 | 2411.2 | LP18 | LP18 | circuit breaker 3VA2 IEC frame 1000 breaking capacity class C Icu=110kA @ 415V 3-pole, line protection ETU320, LI, In=630A overload protection Ir=250A...630A short-circuit protection Ii=1.5...12 x In nut keeper kit | - | 0 | 0
3VA2563-7HL42-0AA0 |  | 3VA2563-7HL42-0AA0 | 1 | UN | 1 | 5 | B | D | EAR99 | N | 85362090 | 1 | 4042948836378 | 15.42 | KG | 3203.2 | 3203.2 | LP18 | LP18 | circuit breaker 3VA2 IEC frame 1000 breaking capacity class C Icu=110kA @ 415V 4-pole, line protection ETU320, LI, In=630A overload protection Ir=250A...630A short-circuit protection Ii=1.5...12 x In N conductor protection adjustable (OFF, 50%, 100%) nut keeper kit | - | 0 | 0
3VA2563-7HM32-0AA0 |  | 3VA2563-7HM32-0AA0 | 1 | UN | 1 | 5 | B | D | EAR99 | N | 85362090 | 1 | 4042948835487 | 11.34 | KG | 2666.4 | 2666.4 | LP18 | LP18 | circuit breaker 3VA2 IEC frame 1000 breaking capacity class C Icu=110kA @ 415V 3-pole, line protection ETU330, LIG, In=630A overload protection Ir=250A...630A short-circuit protection Ii=1.5...12 x In ground-fault protection Ig=0.2...1 x In, tg=0.1/0.3s nut keeper kit | - | 0 | 0
3VA2563-7HM42-0AA0 |  | 3VA2563-7HM42-0AA0 | 1 | UN | 1 | 5 | B | D | EAR99 | N | 85362090 | 1 | 4042948835470 | 15.42 | KG | 3449.6 | 3449.6 | LP18 | LP18 | circuit breaker 3VA2 IEC frame 1000 breaking capacity class C Icu=110kA @ 415V 4-pole, line protection ETU330, LIG, In=630A overload protection Ir=250A...630A short-circuit protection Ii=1.5...12 x In N conductor protection adjustable (OFF, 50%, 100%) ground-fault protection Ig=0.2...1 x In= tg=0.1/0.3s nut keeper kit | - | 0 | 0
3VA2563-7HN32-0AA0 |  | 3VA2563-7HN32-0AA0 | 1 | UN | 1 | 5 | B | D | EAR99 | N | 85362090 | 1 | 4042948835463 | 11.34 | KG | 2499.2 | 2499.2 | LP18 | LP18 | circuit breaker 3VA2 IEC frame 1000 breaking capacity class C Icu=110kA @ 415V 3-pole, line protection ETU350, LSI, In=630A overload protection Ir=250A...630A short-circuit protection Isd=1.5...10 x Ir, Ii=12 x In nut keeper kit | - | 0 | 0
3VA2563-7HN42-0AA0 |  | 3VA2563-7HN42-0AA0 | 1 | UN | 1 | 5 | B | D | EAR99 | N | 85362090 | 1 | 4042948835456 | 15.42 | KG | 3300 | 3300 | LP18 | LP18 | circuit breaker 3VA2 IEC frame 1000 breaking capacity class C Icu=110kA @ 415V 4-pole, line protection ETU350, LSI, In=630A overload protection Ir=250A...630A short-circuit protection Isd=1.5...10 x Ir, Ii=12 x In N conductor protection adjustable (OFF, 50%, 100%) nut keeper kit | - | 0 | 0
3VA2563-7JP32-0AA0 |  | 3VA2563-7JP32-0AA0 | 1 | UN | 1 | 5 | B | D | EAR99 | N | 85362090 | 1 | 4042948835449 | 11.34 | KG | 2930.4 | 2930.4 | LP18 | LP18 | circuit breaker 3VA2 IEC frame 1000 breaking capacity class C Icu=110kA @ 415V 3-pole, line protection ETU550, LSI, In=630A overload protection Ir=250A...630A short-circuit protection Isd=0.6..10x In, Ii=1.5..12x In N conductor protection optionally with external current transformer, up to 160% nut keeper kit | - | 0 | 0
3VA2563-7JP42-0AA0 |  | 3VA2563-7JP42-0AA0 | 1 | UN | 1 | 5 | B | D | EAR99 | N | 85362090 | 1 | 4042948835432 | 15.42 | KG | 3713.6 | 3713.6 | LP18 | LP18 | circuit breaker 3VA2 IEC frame 1000 breaking capacity class C Icu=110kA @ 415V 4-pole, line protection ETU550, LSI, In=630A overload protection Ir=250A...630A short-circuit protection Isd=0.6..10x In, Ii=1.5..12x In N conductor protection adjustable (OFF, up to 160%) nut keeper kit | - | 0 | 0
3VA2563-7KQ32-0AA0 |  | 3VA2563-7KQ32-0AA0 | 1 | UN | 1 | 5 | B | D | EAR99 | N | 85362090 | 1 | 4042948835425 | 11.34 | KG | 3502.4 | 3502.4 | LP18 | LP18 | circuit breaker 3VA2 IEC frame 1000 breaking capacity class C Icu=110kA @ 415V 3-pole, line protection ETU860, LSIG, In=630A overload protection Ir=250A...630A short-circuit protection Isd=0.6..10x In, Ii=1.5..12x In N conductor protection optionally with external current transformer, up to 160% gr.-fault prot., can be sw. off Ig=0.2...1 x In, tg=0.05-0.8s nut keeper kit | - | 0 | 0
3VA2563-7KQ42-0AA0 |  | 3VA2563-7KQ42-0AA0 | 1 | UN | 1 | 5 | B | D | EAR99 | N | 85362090 | 1 | 4042948835418 | 15.42 | KG | 4303.2 | 4303.2 | LP18 | LP18 | circuit breaker 3VA2 IEC frame 1000 breaking capacity class C Icu=110kA @ 415V 4-pole, line protection ETU860, LSIG, In=630A overload protection Ir=250A...630A short-circuit protection Isd=0.6..10x In, Ii=1.5..12x In N conductor protection adjustable (OFF, up to 160%) gr.-fault prot., can be sw. off Ig=0.2...1 x In= tg=0.05-0.8s nut keeper kit | - | 0 | 0
3VA2563-7MN32-0AA0 |  | 3VA2563-7MN32-0AA0 | 1 | UN | 1 | 5 | B | D | EAR99 | N | 85362090 | 1 | 4042948834985 | 11340 | G | 2860 | 2860 | LP18 | LP18 | circuit breaker 3VA2 IEC frame 1000 breaking capacity class C Icu=110kA @ 415V 3-pole, motor protection ETU350M, LSI, In=630A overload protection Ir=250A...630A short-circuit protection Isd=3...15 x Ir, Ii=15 x In nut keeper kit | - | 0 | 0
3VA2563-7MN32-0DB0 |  | 3VA2563-7MN32-0DB0 | 1 | UN | 1 | 10 | C | D | EAR99 | N | 85362090 | 1 | 4042949329954 | 11.485 | KG | 3044.8 |  | LP18 |  | circuit breaker 3VA2 IEC frame 1000 breaking capacity class C Icu=110kA @ 415V 3-pole, motor protection ETU350M, LSI, In=630A overload protection Ir=250A...630A short-circuit protection Isd=3...15 x Ir, Ii=15 x In nut keeper kit circuit breaker 3VA2 IEC frame 1000 breaking capacity class C Icu=110kA @ 415V 3-pole, motor protection ETU350M, LSI, In=630A overload protection Ir=250A...630A short-circuit protection Isd=3...15 x Ir, UNDERVOLTAGE RELEASE 208-230 V AC 50/60 HZ ACCESSORY FOR 3VA1 2 AUXILIARY SWITCH CHANGEOVER H |  | 0 | 0
3VA2563-7MP32-0AA0 |  | 3VA2563-7MP32-0AA0 | 1 | UN | 1 | 5 | B | D | EAR99 | N | 85362090 | 1 | 4042948903650 | 11340 | G | 3053.6 | 3053.6 | LP18 | LP18 | CIRCUIT BREAKER 3VA2 IEC FRAME 1000 BREAKING CAPACITY CLASS C ICU=110KA @ 415 V 3-POLE, MOTOR PROTECTION ETU550M, LSI, In=630A OVERLOAD PROTECTION IR=250A ...630A SHORT CIRCUIT PROTECTION ISD=1,2... 15X IN,II=3...15X IN BUSBAR CONNECTION | - | 0 | 0
3VA2563-7MQ32-0AA0 |  | 3VA2563-7MQ32-0AA0 | 1 | UN | 1 | 5 | B | D | EAR99 | N | 85362090 | 1 | 4042948834978 | 11340 | G | 3370.4 | 3370.4 | LP18 | LP18 | circuit breaker 3VA2 IEC frame 1000 breaking capacity class C Icu=110kA @ 415V 3-pole, motor protection ETU860M, LSIG, In=630A overload protection Ir=250A...630A short-circuit protection Isd=1.2..15 x In, Ii=3..15 x In gr.-fault prot., can be sw. off Ig=0.2...1 x In, tg=0.05-0.8s nut keeper kit | - | 0 | 0
3VA2580-5HK32-0AA0 |  | 3VA2580-5HK32-0AA0 | 1 | UN | 1 | 5 | B | D | EAR99 | N | 85362090 | 1 | 4042948835388 | 14.034 | KG | 2560.8 | 2560.8 | LP18 | LP18 | circuit breaker 3VA2 IEC frame 1000 breaking capacity class M Icu=55kA @ 415V 3-pole, line protection ETU340, ELISA LI, In=800A overload protection Ir=320A...800A short-circuit protection Ii=12 x In nut keeper kit | - | 0 | 0
3VA2580-5HK42-0AA0 |  | 3VA2580-5HK42-0AA0 | 1 | UN | 1 | 5 | B | D | EAR99 | N | 85362090 | 1 | 4042948835371 | 15.42 | KG | 3405.6 | 3405.6 | LP18 | LP18 | circuit breaker 3VA2 IEC frame 1000 breaking capacity class M Icu=55kA @ 415V 4-pole, line protection ETU340, ELISA LI, In=800A overload protection Ir=320A...800A short-circuit protection Ii=12 x In N conductor protection adjustable (OFF, 50%, 100%) nut keeper kit | - | 0 | 0
3VA2580-5HL32-0AA0 |  | 3VA2580-5HL32-0AA0 | 1 | UN | 1 | 2 | A | D | EAR99 | N | 85362090 | 1 | 4042948836361 | 14.006 | KG | 2473.5 | 2405.5 | LP18 | LP18 | circuit breaker 3VA2 IEC frame 1000 breaking capacity class M Icu=55kA @ 415V 3-pole, line protection ETU320, LI, In=800A overload protection Ir=320A...800A short-circuit protection Ii=1.5...12 x In nut keeper kit | Lista Papel 2020 SI | 0 | 0
3VA2580-5HL32-0AB0 |  | 3VA2580-5HL32-0AB0 | 1 | UN | 1 | 10 | C | D | EAR99 | N | 85362090 | 1 | 4042949116479 | 14.2 | KG | 2604.8 | 2604.8 | LP18 | LP18 | circuit breaker 3VA2 IEC frame 1000 breaking capacity class M Icu=55kA @ 415V 3-pole, line protection ETU320, LI, In=800A overload protection Ir=320A...800A short-circuit protection Ii=1.5...12 x In nut keeper kit 2 auxiliary switches HP | - | 0 | 0
3VA2580-5HL32-0AC0 |  | 3VA2580-5HL32-0AC0 | 1 | UN | 1 | 10 | C | D | EAR99 | N | 85362090 | 1 | 4042949116622 | 14.2 | KG | 2587.2 | 2587.2 | LP18 | LP18 | circuit breaker 3VA2 IEC frame 1000 breaking capacity class M Icu=55kA @ 415V 3-pole, line protection ETU320, LI, In=800A overload protection Ir=320A...800A short-circuit protection Ii=1.5...12 x In nut keeper kit 2 auxiliary switches HQ | - | 0 | 0
3VA2580-5HL32-0AD0 |  | 3VA2580-5HL32-0AD0 | 1 | UN | 1 | 10 | C | D | EAR99 | N | 85362090 | 1 | 4042949116776 | 14.2 | KG | 2604.8 | 2604.8 | LP18 | LP18 | circuit breaker 3VA2 IEC frame 1000 breaking capacity class M Icu=55kA @ 415V 3-pole, line protection ETU320, LI, In=800A overload protection Ir=320A...800A short-circuit protection Ii=1.5...12 x In nut keeper kit 3 auxiliary switches HQ | - | 0 | 0
3VA2580-5HL32-0AE0 |  | 3VA2580-5HL32-0AE0 | 1 | UN | 1 | 10 | C | D | EAR99 | N | 85362090 | 1 | 4042949116929 | 14.2 | KG | 2622.4 | 2622.4 | LP18 | LP18 | circuit breaker 3VA2 IEC frame 1000 breaking capacity class M Icu=55kA @ 415V 3-pole, line protection ETU320, LI, In=800A overload protection Ir=320A...800A short-circuit protection Ii=1.5...12 x In nut keeper kit 4 auxiliary switches HQ | - | 0 | 0
3VA2580-5HL32-0AF0 |  | 3VA2580-5HL32-0AF0 | 1 | UN | 1 | 10 | C | D | EAR99 | N | 85362090 | 1 | 4042949117070 | 14.2 | KG | 2587.2 | 2587.2 | LP18 | LP18 | circuit breaker 3VA2 IEC frame 1000 breaking capacity class M Icu=55kA @ 415V 3-pole, line protection ETU320, LI, In=800A overload protection Ir=320A...800A short-circuit protection Ii=1.5...12 x In nut keeper kit 1 auxiliary switch HQ 1 trip alarm switch HQ | - | 0 | 0
3VA2580-5HL32-0AG0 |  | 3VA2580-5HL32-0AG0 | 1 | UN | 1 | 10 | C | D | EAR99 | N | 85362090 | 1 | 4042949117223 | 14.2 | KG | 2604.8 | 2604.8 | LP18 | LP18 | circuit breaker 3VA2 IEC frame 1000 breaking capacity class M Icu=55kA @ 415V 3-pole, line protection ETU320, LI, In=800A overload protection Ir=320A...800A short-circuit protection Ii=1.5...12 x In nut keeper kit 1 auxiliary switch HP 1 trip alarm switch HP | - | 0 | 0
3VA2580-5HL32-0AH0 |  | 3VA2580-5HL32-0AH0 | 1 | UN | 1 | 10 | C | D | EAR99 | N | 85362090 | 1 | 4042949117377 | 14.2 | KG | 2604.8 | 2604.8 | LP18 | LP18 | circuit breaker 3VA2 IEC frame 1000 breaking capacity class M Icu=55kA @ 415V 3-pole, line protection ETU320, LI, In=800A overload protection Ir=320A...800A short-circuit protection Ii=1.5...12 x In nut keeper kit 2 auxiliary switches HQ 1 trip alarm switch HQ | - | 0 | 0
3VA2580-5HL32-0AJ0 |  | 3VA2580-5HL32-0AJ0 | 1 | UN | 1 | 10 | C | D | EAR99 | N | 85362090 | 1 | 4042949117520 | 14.2 | KG | 2648.8 | 2648.8 | LP18 | LP18 | circuit breaker 3VA2 IEC frame 1000 breaking capacity class M Icu=55kA @ 415V 3-pole, line protection ETU320, LI, In=800A overload protection Ir=320A...800A short-circuit protection Ii=1.5...12 x In nut keeper kit 2 auxiliary switches HP 1 trip alarm switch HP | - | 0 | 0
3VA2580-5HL32-0BA0 |  | 3VA2580-5HL32-0BA0 | 1 | UN | 1 | 10 | C | D | EAR99 | N | 85362090 | 1 | 4042949115571 | 14.2 | KG | 2684 | 2684 | LP18 | LP18 | circuit breaker 3VA2 IEC frame 1000 breaking capacity class M Icu=55kA @ 415V 3-pole, line protection ETU320, LI, In=800A overload protection Ir=320A...800A short-circuit protection Ii=1.5...12 x In nut keeper kit undervoltage release (UVR) 24V DC | - | 0 | 0
3VA2580-5HL32-0BC0 |  | 3VA2580-5HL32-0BC0 | 1 | UN | 1 | 10 | C | D | EAR99 | N | 85362090 | 1 | 4042949117674 | 14.2 | KG | 2728 | 2728 | LP18 | LP18 | circuit breaker 3VA2 IEC frame 1000 breaking capacity class M Icu=55kA @ 415V 3-pole, line protection ETU320, LI, In=800A overload protection Ir=320A...800A short-circuit protection Ii=1.5...12 x In nut keeper kit undervoltage release (UVR) 24V DC 2 auxiliary switches HQ | - | 0 | 0
3VA2580-5HL32-0BH0 |  | 3VA2580-5HL32-0BH0 | 1 | UN | 1 | 10 | C | D | EAR99 | N | 85362090 | 1 | 4042949118572 | 14.2 | KG | 2745.6 | 2745.6 | LP18 | LP18 | circuit breaker 3VA2 IEC frame 1000 breaking capacity class M Icu=55kA @ 415V 3-pole, line protection ETU320, LI, In=800A overload protection Ir=320A...800A short-circuit protection Ii=1.5...12 x In nut keeper kit undervoltage release (UVR) 24V DC 2 auxiliary switches HQ 1 trip alarm switch HQ | - | 0 | 0
3VA2580-5HL32-0BK0 |  | 3VA2580-5HL32-0BK0 | 1 | UN | 1 | 10 | C | D | EAR99 | N | 85362090 | 1 | 4042949328315 | 14.266 | KG | 2763.2 | 2763.2 | LP18 | LP18 | circuit breaker 3VA2 IEC frame 1000 breaking capacity class M Icu=55kA @ 415V 3-pole, line protection ETU320, LI, In=800A overload protection Ir=320A...800A short-circuit protection Ii=1.5...12 x In nut keeper kit circuit breaker 3VA2 IEC frame 1000 breaking capacity class M Icu=55kA @ 415V 3-pole, line protection ETU320, LI, In=800A overload protection Ir=320A...800A short-circuit protection Ii=1.5...12 x In nut UNDERVOLTAGE RELEASE 24 V DC ACCESSORY FOR 3VA1 and 3VA20 up 1 AUXILIARY SWITCH CHANGEOVER HQ 1 TRIP ALARM SWITCH CHANGEOVER HQ 1 electrical(*) |  | 0 | 0
3VA2580-5HL32-0BL0 |  | 3VA2580-5HL32-0BL0 | 1 | UN | 1 | 10 | C | D | EAR99 | N | 85362090 | 1 | 4042949119470 | 14.2 | KG | 2780.8 | 2780.8 | LP18 | LP18 | circuit breaker 3VA2 IEC frame 1000 breaking capacity class M Icu=55kA @ 415V 3-pole, line protection ETU320, LI, In=800A overload protection Ir=320A...800A short-circuit protection Ii=1.5...12 x In nut keeper kit undervoltage release (UVR) 24V DC 2 auxiliary switches HQ 1 trip alarm switch HQ 1 electrical alarm switch | - | 0 | 0
3VA2580-5HL32-0CA0 |  | 3VA2580-5HL32-0CA0 | 1 | UN | 1 | 10 | C | D | EAR99 | N | 85362090 | 1 | 4042949115724 | 14.2 | KG | 2684 | 2684 | LP18 | LP18 | circuit breaker 3VA2 IEC frame 1000 breaking capacity class M Icu=55kA @ 415V 3-pole, line protection ETU320, LI, In=800A overload protection Ir=320A...800A short-circuit protection Ii=1.5...12 x In nut keeper kit undervoltage release (UVR) 120-127V AC 50/60Hz | - | 0 | 0
3VA2580-5HL32-0CC0 |  | 3VA2580-5HL32-0CC0 | 1 | UN | 1 | 10 | C | D | EAR99 | N | 85362090 | 1 | 4042949117827 | 14.2 | KG | 2728 | 2728 | LP18 | LP18 | circuit breaker 3VA2 IEC frame 1000 breaking capacity class M Icu=55kA @ 415V 3-pole, line protection ETU320, LI, In=800A overload protection Ir=320A...800A short-circuit protection Ii=1.5...12 x In nut keeper kit undervoltage release (UVR) 120-127V AC 50/60Hz 2 auxiliary switches HQ | - | 0 | 0
3VA2580-5HL32-0CH0 |  | 3VA2580-5HL32-0CH0 | 1 | UN | 1 | 10 | C | D | EAR99 | N | 85362090 | 1 | 4042949118725 | 14.2 | KG | 2745.6 | 2745.6 | LP18 | LP18 | circuit breaker 3VA2 IEC frame 1000 breaking capacity class M Icu=55kA @ 415V 3-pole, line protection ETU320, LI, In=800A overload protection Ir=320A...800A short-circuit protection Ii=1.5...12 x In nut keeper kit undervoltage release (UVR) 120-127V AC 50/60Hz 2 auxiliary switches HQ 1 trip alarm switch HQ | - | 0 | 0
3VA2580-5HL32-0CL0 |  | 3VA2580-5HL32-0CL0 | 1 | UN | 1 | 10 | C | D | EAR99 | N | 85362090 | 1 | 4042949119623 | 14.2 | KG | 2780.8 | 2780.8 | LP18 | LP18 | circuit breaker 3VA2 IEC frame 1000 breaking capacity class M Icu=55kA @ 415V 3-pole, line protection ETU320, LI, In=800A overload protection Ir=320A...800A short-circuit protection Ii=1.5...12 x In nut keeper kit undervoltage release (UVR) 120-127V AC 50/60Hz 2 auxiliary switches HQ 1 trip alarm switch HQ 1 electrical alarm switch | - | 0 | 0
3VA2580-5HL32-0DA0 |  | 3VA2580-5HL32-0DA0 | 1 | UN | 1 | 10 | C | D | EAR99 | N | 85362090 | 1 | 4042949115878 | 14.2 | KG | 2684 | 2684 | LP18 | LP18 | circuit breaker 3VA2 IEC frame 1000 breaking capacity class M Icu=55kA @ 415V 3-pole, line protection ETU320, LI, In=800A overload protection Ir=320A...800A short-circuit protection Ii=1.5...12 x In nut keeper kit undervoltage release (UVR) 208-230V AC 50/60Hz | - | 0 | 0
3VA2580-5HL32-0DC0 |  | 3VA2580-5HL32-0DC0 | 1 | UN | 1 | 10 | C | D | EAR99 | N | 85362090 | 1 | 4042949117971 | 14.2 | KG | 2728 | 2728 | LP18 | LP18 | circuit breaker 3VA2 IEC frame 1000 breaking capacity class M Icu=55kA @ 415V 3-pole, line protection ETU320, LI, In=800A overload protection Ir=320A...800A short-circuit protection Ii=1.5...12 x In nut keeper kit undervoltage release (UVR) 208-230V AC 50/60Hz 2 auxiliary switches HQ | - | 0 | 0
3VA2580-5HL32-0DH0 |  | 3VA2580-5HL32-0DH0 | 1 | UN | 1 | 10 | C | D | EAR99 | N | 85362090 | 1 | 4042949118879 | 14.2 | KG | 2745.6 | 2745.6 | LP18 | LP18 | circuit breaker 3VA2 IEC frame 1000 breaking capacity class M Icu=55kA @ 415V 3-pole, line protection ETU320, LI, In=800A overload protection Ir=320A...800A short-circuit protection Ii=1.5...12 x In nut keeper kit undervoltage release (UVR) 208-230V AC 50/60Hz 2 auxiliary switches HQ 1 trip alarm switch HQ | - | 0 | 0
3VA2580-5HL32-0DL0 |  | 3VA2580-5HL32-0DL0 | 1 | UN | 1 | 10 | C | D | EAR99 | N | 85362090 | 1 | 4042949119777 | 14.2 | KG | 2780.8 | 2780.8 | LP18 | LP18 | circuit breaker 3VA2 IEC frame 1000 breaking capacity class M Icu=55kA @ 415V 3-pole, line protection ETU320, LI, In=800A overload protection Ir=320A...800A short-circuit protection Ii=1.5...12 x In nut keeper kit undervoltage release (UVR) 208-230V AC 50/60Hz 2 auxiliary switches HQ 1 trip alarm switch HQ 1 electrical alarm switch | - | 0 | 0
3VA2580-5HL32-0HA0 |  | 3VA2580-5HL32-0HA0 | 1 | UN | 1 | 10 | C | D | EAR99 | N | 85362090 | 1 | 4042949116028 | 14.2 | KG | 2675.2 | 2675.2 | LP18 | LP18 | circuit breaker 3VA2 IEC frame 1000 breaking capacity class M Icu=55kA @ 415V 3-pole, line protection ETU320, LI, In=800A overload protection Ir=320A...800A short-circuit protection Ii=1.5...12 x In nut keeper kit shunt trip (STL) 12-30V DC, 24V AC 50/60Hz | - | 0 | 0
3VA2580-5HL32-0HC0 |  | 3VA2580-5HL32-0HC0 | 1 | UN | 1 | 10 | C | D | EAR99 | N | 85362090 | 1 | 4042949118121 | 14.2 | KG | 2710.4 | 2710.4 | LP18 | LP18 | circuit breaker 3VA2 IEC frame 1000 breaking capacity class M Icu=55kA @ 415V 3-pole, line protection ETU320, LI, In=800A overload protection Ir=320A...800A short-circuit protection Ii=1.5...12 x In nut keeper kit shunt trip (STL) 12-30V DC, 24V AC 50/60Hz 2 auxiliary switches HQ | - | 0 | 0
3VA2580-5HL32-0HH0 |  | 3VA2580-5HL32-0HH0 | 1 | UN | 1 | 10 | C | D | EAR99 | N | 85362090 | 1 | 4042949119029 | 14.2 | KG | 2736.8 | 2736.8 | LP18 | LP18 | circuit breaker 3VA2 IEC frame 1000 breaking capacity class M Icu=55kA @ 415V 3-pole, line protection ETU320, LI, In=800A overload protection Ir=320A...800A short-circuit protection Ii=1.5...12 x In nut keeper kit shunt trip (STL) 12-30V DC, 24V AC 50/60Hz 2 auxiliary switches HQ 1 trip alarm switch HQ | - | 0 | 0
3VA2580-5HL32-0HL0 |  | 3VA2580-5HL32-0HL0 | 1 | UN | 1 | 10 | C | D | EAR99 | N | 85362090 | 1 | 4042949119920 | 14.2 | KG | 2763.2 | 2763.2 | LP18 | LP18 | circuit breaker 3VA2 IEC frame 1000 breaking capacity class M Icu=55kA @ 415V 3-pole, line protection ETU320, LI, In=800A overload protection Ir=320A...800A short-circuit protection Ii=1.5...12 x In nut keeper kit shunt trip (STL) 12-30V DC, 24V AC 50/60Hz 2 auxiliary switches HQ 1 trip alarm switch HQ 1 electrical alarm switch | - | 0 | 0
3VA2580-5HL32-0JA0 |  | 3VA2580-5HL32-0JA0 | 1 | UN | 1 | 10 | C | D | EAR99 | N | 85362090 | 1 | 4042949116172 | 14.2 | KG | 2675.2 | 2675.2 | LP18 | LP18 | circuit breaker 3VA2 IEC frame 1000 breaking capacity class M Icu=55kA @ 415V 3-pole, line protection ETU320, LI, In=800A overload protection Ir=320A...800A short-circuit protection Ii=1.5...12 x In nut keeper kit shunt trip (STL) 110-127V DC, AC 50/60Hz | - | 0 | 0
3VA2580-5HL32-0JC0 |  | 3VA2580-5HL32-0JC0 | 1 | UN | 1 | 10 | C | D | EAR99 | N | 85362090 | 1 | 4042949118275 | 14.2 | KG | 2710.4 | 2710.4 | LP18 | LP18 | circuit breaker 3VA2 IEC frame 1000 breaking capacity class M Icu=55kA @ 415V 3-pole, line protection ETU320, LI, In=800A overload protection Ir=320A...800A short-circuit protection Ii=1.5...12 x In nut keeper kit shunt trip (STL) 110-127V DC, AC 50/60Hz 2 auxiliary switches HQ | - | 0 | 0
3VA2580-5HL32-0JH0 |  | 3VA2580-5HL32-0JH0 | 1 | UN | 1 | 10 | C | D | EAR99 | N | 85362090 | 1 | 4042949119173 | 14.2 | KG | 2736.8 | 2736.8 | LP18 | LP18 | circuit breaker 3VA2 IEC frame 1000 breaking capacity class M Icu=55kA @ 415V 3-pole, line protection ETU320, LI, In=800A overload protection Ir=320A...800A short-circuit protection Ii=1.5...12 x In nut keeper kit shunt trip (STL) 110-127V DC, AC 50/60Hz 2 auxiliary switches HQ 1 trip alarm switch HQ | - | 0 | 0
3VA2580-5HL32-0JL0 |  | 3VA2580-5HL32-0JL0 | 1 | UN | 1 | 10 | C | D | EAR99 | N | 85362090 | 1 | 4042949120070 | 14.2 | KG | 2763.2 | 2763.2 | LP18 | LP18 | circuit breaker 3VA2 IEC frame 1000 breaking capacity class M Icu=55kA @ 415V 3-pole, line protection ETU320, LI, In=800A overload protection Ir=320A...800A short-circuit protection Ii=1.5...12 x In nut keeper kit shunt trip (STL) 110-127V DC, AC 50/60Hz 2 auxiliary switches HQ 1 trip alarm switch HQ 1 electrical alarm switch | - | 0 | 0
3VA2580-5HL32-0KA0 |  | 3VA2580-5HL32-0KA0 | 1 | UN | 1 | 10 | C | D | EAR99 | N | 85362090 | 1 | 4042949116325 | 14.2 | KG | 2675.2 | 2675.2 | LP18 | LP18 | circuit breaker 3VA2 IEC frame 1000 breaking capacity class M Icu=55kA @ 415V 3-pole, line protection ETU320, LI, In=800A overload protection Ir=320A...800A short-circuit protection Ii=1.5...12 x In nut keeper kit shunt trip (STL) 220-250V DC, 208-277V AC | - | 0 | 0
3VA2580-5HL32-0KC0 |  | 3VA2580-5HL32-0KC0 | 1 | UN | 1 | 10 | C | D | EAR99 | N | 85362090 | 1 | 4042949118428 | 14.2 | KG | 2710.4 | 2710.4 | LP18 | LP18 | circuit breaker 3VA2 IEC frame 1000 breaking capacity class M Icu=55kA @ 415V 3-pole, line protection ETU320, LI, In=800A overload protection Ir=320A...800A short-circuit protection Ii=1.5...12 x In nut keeper kit shunt trip (STL) 220-250V DC, 208-277V AC 2 auxiliary switches HQ | - | 0 | 0
3VA2580-5HL32-0KH0 |  | 3VA2580-5HL32-0KH0 | 1 | UN | 1 | 10 | C | D | EAR99 | N | 85362090 | 1 | 4042949119326 | 14.2 | KG | 2736.8 | 2736.8 | LP18 | LP18 | circuit breaker 3VA2 IEC frame 1000 breaking capacity class M Icu=55kA @ 415V 3-pole, line protection ETU320, LI, In=800A overload protection Ir=320A...800A short-circuit protection Ii=1.5...12 x In nut keeper kit shunt trip (STL) 220-250V DC, 208-277V AC 2 auxiliary switches HQ 1 trip alarm switch HQ | - | 0 | 0
3VA2580-5HL32-0KL0 |  | 3VA2580-5HL32-0KL0 | 1 | UN | 1 | 10 | C | D | EAR99 | N | 85362090 | 1 | 4042949120223 | 14.2 | KG | 2763.2 | 2763.2 | LP18 | LP18 | circuit breaker 3VA2 IEC frame 1000 breaking capacity class M Icu=55kA @ 415V 3-pole, line protection ETU320, LI, In=800A overload protection Ir=320A...800A short-circuit protection Ii=1.5...12 x In nut keeper kit shunt trip (STL) 220-250V DC, 208-277V AC 2 auxiliary switches HQ 1 trip alarm switch HQ 1 electrical alarm switch | - | 0 | 0
3VA2580-5HL42-0AA0 |  | 3VA2580-5HL42-0AA0 | 1 | UN | 1 | 5 | B | D | EAR99 | N | 85362090 | 1 | 4042948836354 | 18.2 | KG | 3289.5 | 3196 | LP18 | LP18 | circuit breaker 3VA2 IEC frame 1000 breaking capacity class M Icu=55kA @ 415V 4-pole, line protection ETU320, LI, In=800A overload protection Ir=320A...800A short-circuit protection Ii=1.5...12 x In N conductor protection adjustable (OFF, 50%, 100%) nut keeper kit | Lista Papel 2020 SI | 0 | 0
3VA2580-5HL42-0KA0 |  | 3VA2580-5HL42-0KA0 | 1 | UN | 1 | 10 | C | D | EAR99 | N | 85362090 | 1 | 4042949327509 | 18.185 | KG | 3493.6 | 3493.6 | LP18 | LP18 | circuit breaker 3VA2 IEC frame 1000 breaking capacity class M Icu=55kA @ 415V 4-pole, line protection ETU320, LI, In=800A overload protection Ir=320A...800A short-circuit protection Ii=1.5...12 x In N conductor protection adjustable (OFF, 50%, 100%) nut keeper kit circuit breaker 3VA2 IEC frame 1000 breaking capacity class M Icu=55kA @ 415V 4-pole, line protection ETU320, LI, In=800A overload protection Ir=320A...800A short-circuit SHUNT TRIP LEFT 208-277 V AC 50/60 HZ 220-250 V DC ACCESSORY |  | 0 | 0
3VA2580-5HM32-0AA0 |  | 3VA2580-5HM32-0AA0 | 1 | UN | 1 | 5 | B | D | EAR99 | N | 85362090 | 1 | 4042948835364 | 14.034 | KG | 2720 | 2643.5 | LP18 | LP18 | circuit breaker 3VA2 IEC frame 1000 breaking capacity class M Icu=55kA @ 415V 3-pole, line protection ETU330, LIG, In=800A overload protection Ir=320A...800A short-circuit protection Ii=1.5...12 x In ground-fault protection Ig=0.2...1 x In, tg=0.1/0.3s nut keeper kit | Lista Papel 2020 SI | 0 | 0
3VA2580-5HM32-0AK0 |  | 3VA2580-5HM32-0AK0 | 1 | UN | 1 | 10 | C | D | EAR99 | N | 85362090 | 1 | 4042949327363 | 11.417 | KG | 2895.2 | 2895.2 | LP18 | LP18 | circuit breaker 3VA2 IEC frame 1000 breaking capacity class M Icu=55kA @ 415V 3-pole, line protection ETU330, LIG, In=800A overload protection Ir=320A...800A short-circuit protection Ii=1.5...12 x In ground-fault protection Ig=0.2...1 x In, tg=0.1/0.3s nut keeper kit circuit breaker 3VA2 IEC frame 1000 breaking capacity class M Icu=55kA @ 415V 3-pole, line protection ETU330, LIG, In=800A overload protection 1 AUXILIARY SWITCH CHANGEOVER H 1 TRIP ALARM SWITCH CHANGEOVER 1 electrical alarm switch HQ |  | 0 | 0
3VA2580-5HM32-0HA0 |  | 3VA2580-5HM32-0HA0 | 1 | UN | 1 | 10 | C | D | EAR99 | N | 85362090 | 1 | 4042949327356 | 11.426 | KG | 2904 | 2904 | LP18 | LP18 | circuit breaker 3VA2 IEC frame 1000 breaking capacity class M Icu=55kA @ 415V 3-pole, line protection ETU330, LIG, In=800A overload protection Ir=320A...800A short-circuit protection Ii=1.5...12 x In ground-fault protection Ig=0.2...1 x In, tg=0.1/0.3s nut keeper kit circuit breaker 3VA2 IEC frame 1000 breaking capacity class M Icu=55kA @ 415V 3-pole, line protection ETU330, LIG, In=800A overload protection SHUNT TRIP LEFT 24 V AC 50/60 HZ / 24-30 V DC ACCESSORY FOR |  | 0 | 0
3VA2580-5HM42-0AA0 |  | 3VA2580-5HM42-0AA0 | 1 | UN | 1 | 5 | B | D | EAR99 | N | 85362090 | 1 | 4042948835357 | 18.28 | KG | 3536 | 3434 | LP18 | LP18 | circuit breaker 3VA2 IEC frame 1000 breaking capacity class M Icu=55kA @ 415V 4-pole, line protection ETU330, LIG, In=800A overload protection Ir=320A...800A short-circuit protection Ii=1.5...12 x In N conductor protection adjustable (OFF, 50%, 100%) ground-fault protection Ig=0.2...1 x In= tg=0.1/0.3s nut keeper kit | Lista Papel 2020 SI | 0 | 0
3VA2580-5HN32-0AA0 |  | 3VA2580-5HN32-0AA0 | 1 | UN | 1 | 5 | B | D | EAR99 | N | 85362090 | 1 | 4042948835340 | 13.996 | KG | 2575.5 | 2499 | LP18 | LP18 | circuit breaker 3VA2 IEC frame 1000 breaking capacity class M Icu=55kA @ 415V 3-pole, line protection ETU350, LSI, In=800A overload protection Ir=320A...800A short-circuit protection Isd=1.5...10 x Ir, Ii=12 x In nut keeper kit | Lista Papel 2020 SI | 0 | 0
3VA2580-5HN32-0AB0 |  | 3VA2580-5HN32-0AB0 | 1 | UN | 1 | 10 | C | D | EAR99 | N | 85362090 | 1 | 4042949116462 | 14.2 | KG | 2675.2 | 2675.2 | LP18 | LP18 | circuit breaker 3VA2 IEC frame 1000 breaking capacity class M Icu=55kA @ 415V 3-pole, line protection ETU350, LSI, In=800A overload protection Ir=320A...800A short-circuit protection Isd=1.5...10 x Ir, Ii=12 x In nut keeper kit 2 auxiliary switches HP | - | 0 | 0
3VA2580-5HN32-0AC0 |  | 3VA2580-5HN32-0AC0 | 1 | UN | 1 | 10 | C | D | EAR99 | N | 85362090 | 1 | 4042949116615 | 14.2 | KG | 2648.8 | 2648.8 | LP18 | LP18 | circuit breaker 3VA2 IEC frame 1000 breaking capacity class M Icu=55kA @ 415V 3-pole, line protection ETU350, LSI, In=800A overload protection Ir=320A...800A short-circuit protection Isd=1.5...10 x Ir, Ii=12 x In nut keeper kit 2 auxiliary switches HQ | - | 0 | 0
3VA2580-5HN32-0AD0 |  | 3VA2580-5HN32-0AD0 | 1 | UN | 1 | 10 | C | D | EAR99 | N | 85362090 | 1 | 4042949116769 | 14.2 | KG | 2675.2 | 2675.2 | LP18 | LP18 | circuit breaker 3VA2 IEC frame 1000 breaking capacity class M Icu=55kA @ 415V 3-pole, line protection ETU350, LSI, In=800A overload protection Ir=320A...800A short-circuit protection Isd=1.5...10 x Ir, Ii=12 x In nut keeper kit 3 auxiliary switches HQ | - | 0 | 0
3VA2580-5HN32-0AE0 |  | 3VA2580-5HN32-0AE0 | 1 | UN | 1 | 10 | C | D | EAR99 | N | 85362090 | 1 | 4042949116912 | 14.2 | KG | 2692.8 | 2692.8 | LP18 | LP18 | circuit breaker 3VA2 IEC frame 1000 breaking capacity class M Icu=55kA @ 415V 3-pole, line protection ETU350, LSI, In=800A overload protection Ir=320A...800A short-circuit protection Isd=1.5...10 x Ir, Ii=12 x In nut keeper kit 4 auxiliary switches HQ | - | 0 | 0
3VA2580-5HN32-0AF0 |  | 3VA2580-5HN32-0AF0 | 1 | UN | 1 | 10 | C | D | EAR99 | N | 85362090 | 1 | 4042949117063 | 14.2 | KG | 2648.8 | 2648.8 | LP18 | LP18 | circuit breaker 3VA2 IEC frame 1000 breaking capacity class M Icu=55kA @ 415V 3-pole, line protection ETU350, LSI, In=800A overload protection Ir=320A...800A short-circuit protection Isd=1.5...10 x Ir, Ii=12 x In nut keeper kit 1 auxiliary switch HQ 1 trip alarm switch HQ | - | 0 | 0
3VA2580-5HN32-0AG0 |  | 3VA2580-5HN32-0AG0 | 1 | UN | 1 | 10 | C | D | EAR99 | N | 85362090 | 1 | 4042949117216 | 14.2 | KG | 2675.2 | 2675.2 | LP18 | LP18 | circuit breaker 3VA2 IEC frame 1000 breaking capacity class M Icu=55kA @ 415V 3-pole, line protection ETU350, LSI, In=800A overload protection Ir=320A...800A short-circuit protection Isd=1.5...10 x Ir, Ii=12 x In nut keeper kit 1 auxiliary switch HP 1 trip alarm switch HP | - | 0 | 0
3VA2580-5HN32-0AH0 |  | 3VA2580-5HN32-0AH0 | 1 | UN | 1 | 10 | C | D | EAR99 | N | 85362090 | 1 | 4042949117360 | 14.2 | KG | 2675.2 | 2675.2 | LP18 | LP18 | circuit breaker 3VA2 IEC frame 1000 breaking capacity class M Icu=55kA @ 415V 3-pole, line protection ETU350, LSI, In=800A overload protection Ir=320A...800A short-circuit protection Isd=1.5...10 x Ir, Ii=12 x In nut keeper kit 2 auxiliary switches HQ 1 trip alarm switch HQ | - | 0 | 0
3VA2580-5HN32-0AJ0 |  | 3VA2580-5HN32-0AJ0 | 1 | UN | 1 | 10 | C | D | EAR99 | N | 85362090 | 1 | 4042949117513 | 14.2 | KG | 2710.4 | 2710.4 | LP18 | LP18 | circuit breaker 3VA2 IEC frame 1000 breaking capacity class M Icu=55kA @ 415V 3-pole, line protection ETU350, LSI, In=800A overload protection Ir=320A...800A short-circuit protection Isd=1.5...10 x Ir, Ii=12 x In nut keeper kit 2 auxiliary switches HP 1 trip alarm switch HP | - | 0 | 0
3VA2580-5HN32-0BA0 |  | 3VA2580-5HN32-0BA0 | 1 | UN | 1 | 10 | C | D | EAR99 | N | 85362090 | 1 | 4042949115564 | 14.2 | KG | 2736.8 | 2736.8 | LP18 | LP18 | circuit breaker 3VA2 IEC frame 1000 breaking capacity class M Icu=55kA @ 415V 3-pole, line protection ETU350, LSI, In=800A overload protection Ir=320A...800A short-circuit protection Isd=1.5...10 x Ir, Ii=12 x In nut keeper kit undervoltage release (UVR) 24V DC | - | 0 | 0
3VA2580-5HN32-0BC0 |  | 3VA2580-5HN32-0BC0 | 1 | UN | 1 | 10 | C | D | EAR99 | N | 85362090 | 1 | 4042949117667 | 14.2 | KG | 2780.8 | 2780.8 | LP18 | LP18 | circuit breaker 3VA2 IEC frame 1000 breaking capacity class M Icu=55kA @ 415V 3-pole, line protection ETU350, LSI, In=800A overload protection Ir=320A...800A short-circuit protection Isd=1.5...10 x Ir, Ii=12 x In nut keeper kit undervoltage release (UVR) 24V DC 2 auxiliary switches HQ | - | 0 | 0
3VA2580-5HN32-0BE0 |  | 3VA2580-5HN32-0BE0 | 1 | UN | 1 | 10 | C | D | EAR99 | N | 85362090 | 1 | 4042949324317 | 11.512 | KG | 2851.2 | 2851.2 | LP18 | LP18 | circuit breaker 3VA2 IEC frame 1000 breaking capacity class M Icu=55kA @ 415V 3-pole, line protection ETU350, LSI, In=800A overload protection Ir=320A...800A short-circuit protection ISD=1.5...10xIR, II=12xIN nut keeper kit 25.11.2015, 3270 undervoltage release 24V DC 4 auxiliary switches | - | 0 | 0
3VA2580-5HN32-0BH0 |  | 3VA2580-5HN32-0BH0 | 1 | UN | 1 | 10 | C | D | EAR99 | N | 85362090 | 1 | 4042949118565 | 14.2 | KG | 2798.4 | 2798.4 | LP18 | LP18 | circuit breaker 3VA2 IEC frame 1000 breaking capacity class M Icu=55kA @ 415V 3-pole, line protection ETU350, LSI, In=800A overload protection Ir=320A...800A short-circuit protection Isd=1.5...10 x Ir, Ii=12 x In nut keeper kit undervoltage release (UVR) 24V DC 2 auxiliary switches HQ 1 trip alarm switch HQ | - | 0 | 0
3VA2580-5HN32-0BL0 |  | 3VA2580-5HN32-0BL0 | 1 | UN | 1 | 10 | C | D | EAR99 | N | 85362090 | 1 | 4042949119463 | 14.2 | KG | 2842.4 | 2842.4 | LP18 | LP18 | circuit breaker 3VA2 IEC frame 1000 breaking capacity class M Icu=55kA @ 415V 3-pole, line protection ETU350, LSI, In=800A overload protection Ir=320A...800A short-circuit protection Isd=1.5...10 x Ir, Ii=12 x In nut keeper kit undervoltage release (UVR) 24V DC 2 auxiliary switches HQ 1 trip alarm switch HQ 1 electrical alarm switch | - | 0 | 0
3VA2580-5HN32-0CA0 |  | 3VA2580-5HN32-0CA0 | 1 | UN | 1 | 10 | C | D | EAR99 | N | 85362090 | 1 | 4042949115717 | 14.2 | KG | 2736.8 | 2736.8 | LP18 | LP18 | circuit breaker 3VA2 IEC frame 1000 breaking capacity class M Icu=55kA @ 415V 3-pole, line protection ETU350, LSI, In=800A overload protection Ir=320A...800A short-circuit protection Isd=1.5...10 x Ir, Ii=12 x In nut keeper kit undervoltage release (UVR) 120-127V AC 50/60Hz | - | 0 | 0
3VA2580-5HN32-0CC0 |  | 3VA2580-5HN32-0CC0 | 1 | UN | 1 | 10 | C | D | EAR99 | N | 85362090 | 1 | 4042949117810 | 14.2 | KG | 2780.8 | 2780.8 | LP18 | LP18 | circuit breaker 3VA2 IEC frame 1000 breaking capacity class M Icu=55kA @ 415V 3-pole, line protection ETU350, LSI, In=800A overload protection Ir=320A...800A short-circuit protection Isd=1.5...10 x Ir, Ii=12 x In nut keeper kit undervoltage release (UVR) 120-127V AC 50/60Hz 2 auxiliary switches HQ | - | 0 | 0
3VA2580-5HN32-0CH0 |  | 3VA2580-5HN32-0CH0 | 1 | UN | 1 | 10 | C | D | EAR99 | N | 85362090 | 1 | 4042949118718 | 14.2 | KG | 2798.4 | 2798.4 | LP18 | LP18 | circuit breaker 3VA2 IEC frame 1000 breaking capacity class M Icu=55kA @ 415V 3-pole, line protection ETU350, LSI, In=800A overload protection Ir=320A...800A short-circuit protection Isd=1.5...10 x Ir, Ii=12 x In nut keeper kit undervoltage release (UVR) 120-127V AC 50/60Hz 2 auxiliary switches HQ 1 trip alarm switch HQ | - | 0 | 0
3VA2580-5HN32-0CL0 |  | 3VA2580-5HN32-0CL0 | 1 | UN | 1 | 10 | C | D | EAR99 | N | 85362090 | 1 | 4042949119616 | 14.2 | KG | 2842.4 | 2842.4 | LP18 | LP18 | circuit breaker 3VA2 IEC frame 1000 breaking capacity class M Icu=55kA @ 415V 3-pole, line protection ETU350, LSI, In=800A overload protection Ir=320A...800A short-circuit protection Isd=1.5...10 x Ir, Ii=12 x In nut keeper kit undervoltage release (UVR) 120-127V AC 50/60Hz 2 auxiliary switches HQ 1 trip alarm switch HQ 1 electrical alarm switch | - | 0 | 0
3VA2580-5HN32-0DA0 |  | 3VA2580-5HN32-0DA0 | 1 | UN | 1 | 10 | C | D | EAR99 | N | 85362090 | 1 | 4042949115861 | 14.2 | KG | 2736.8 | 2736.8 | LP18 | LP18 | circuit breaker 3VA2 IEC frame 1000 breaking capacity class M Icu=55kA @ 415V 3-pole, line protection ETU350, LSI, In=800A overload protection Ir=320A...800A short-circuit protection Isd=1.5...10 x Ir, Ii=12 x In nut keeper kit undervoltage release (UVR) 208-230V AC 50/60Hz | - | 0 | 0
3VA2580-5HN32-0DC0 |  | 3VA2580-5HN32-0DC0 | 1 | UN | 1 | 10 | C | D | EAR99 | N | 85362090 | 1 | 4042949117964 | 14.2 | KG | 2780.8 | 2780.8 | LP18 | LP18 | circuit breaker 3VA2 IEC frame 1000 breaking capacity class M Icu=55kA @ 415V 3-pole, line protection ETU350, LSI, In=800A overload protection Ir=320A...800A short-circuit protection Isd=1.5...10 x Ir, Ii=12 x In nut keeper kit undervoltage release (UVR) 208-230V AC 50/60Hz 2 auxiliary switches HQ | - | 0 | 0
3VA2580-5HN32-0DH0 |  | 3VA2580-5HN32-0DH0 | 1 | UN | 1 | 10 | C | D | EAR99 | N | 85362090 | 1 | 4042949118862 | 14.2 | KG | 2798.4 | 2798.4 | LP18 | LP18 | circuit breaker 3VA2 IEC frame 1000 breaking capacity class M Icu=55kA @ 415V 3-pole, line protection ETU350, LSI, In=800A overload protection Ir=320A...800A short-circuit protection Isd=1.5...10 x Ir, Ii=12 x In nut keeper kit undervoltage release (UVR) 208-230V AC 50/60Hz 2 auxiliary switches HQ 1 trip alarm switch HQ | - | 0 | 0
3VA2580-5HN32-0DL0 |  | 3VA2580-5HN32-0DL0 | 1 | UN | 1 | 10 | C | D | EAR99 | N | 85362090 | 1 | 4042949119760 | 14.2 | KG | 2842.4 | 2842.4 | LP18 | LP18 | circuit breaker 3VA2 IEC frame 1000 breaking capacity class M Icu=55kA @ 415V 3-pole, line protection ETU350, LSI, In=800A overload protection Ir=320A...800A short-circuit protection Isd=1.5...10 x Ir, Ii=12 x In nut keeper kit undervoltage release (UVR) 208-230V AC 50/60Hz 2 auxiliary switches HQ 1 trip alarm switch HQ 1 electrical alarm switch | - | 0 | 0
3VA2580-5HN32-0HA0 |  | 3VA2580-5HN32-0HA0 | 1 | UN | 1 | 10 | C | D | EAR99 | N | 85362090 | 1 | 4042949116011 | 14.2 | KG | 2728 | 2728 | LP18 | LP18 | circuit breaker 3VA2 IEC frame 1000 breaking capacity class M Icu=55kA @ 415V 3-pole, line protection ETU350, LSI, In=800A overload protection Ir=320A...800A short-circuit protection Isd=1.5...10 x Ir, Ii=12 x In nut keeper kit shunt trip (STL) 12-30V DC, 24V AC 50/60Hz | - | 0 | 0
3VA2580-5HN32-0HC0 |  | 3VA2580-5HN32-0HC0 | 1 | UN | 1 | 10 | C | D | EAR99 | N | 85362090 | 1 | 4042949118114 | 14.2 | KG | 2763.2 | 2763.2 | LP18 | LP18 | circuit breaker 3VA2 IEC frame 1000 breaking capacity class M Icu=55kA @ 415V 3-pole, line protection ETU350, LSI, In=800A overload protection Ir=320A...800A short-circuit protection Isd=1.5...10 x Ir, Ii=12 x In nut keeper kit shunt trip (STL) 12-30V DC, 24V AC 50/60Hz 2 auxiliary switches HQ | - | 0 | 0
3VA2580-5HN32-0HH0 |  | 3VA2580-5HN32-0HH0 | 1 | UN | 1 | 10 | C | D | EAR99 | N | 85362090 | 1 | 4042949119012 | 14.2 | KG | 2789.6 | 2789.6 | LP18 | LP18 | circuit breaker 3VA2 IEC frame 1000 breaking capacity class M Icu=55kA @ 415V 3-pole, line protection ETU350, LSI, In=800A overload protection Ir=320A...800A short-circuit protection Isd=1.5...10 x Ir, Ii=12 x In nut keeper kit shunt trip (STL) 12-30V DC, 24V AC 50/60Hz 2 auxiliary switches HQ 1 trip alarm switch HQ | - | 0 | 0
3VA2580-5HN32-0HL0 |  | 3VA2580-5HN32-0HL0 | 1 | UN | 1 | 10 | C | D | EAR99 | N | 85362090 | 1 | 4042949119913 | 14.2 | KG | 2824.8 | 2824.8 | LP18 | LP18 | circuit breaker 3VA2 IEC frame 1000 breaking capacity class M Icu=55kA @ 415V 3-pole, line protection ETU350, LSI, In=800A overload protection Ir=320A...800A short-circuit protection Isd=1.5...10 x Ir, Ii=12 x In nut keeper kit shunt trip (STL) 12-30V DC, 24V AC 50/60Hz 2 auxiliary switches HQ 1 trip alarm switch HQ 1 electrical alarm switch | - | 0 | 0
3VA2580-5HN32-0JA0 |  | 3VA2580-5HN32-0JA0 | 1 | UN | 1 | 10 | C | D | EAR99 | N | 85362090 | 1 | 4042949116165 | 14.2 | KG | 2728 | 2728 | LP18 | LP18 | circuit breaker 3VA2 IEC frame 1000 breaking capacity class M Icu=55kA @ 415V 3-pole, line protection ETU350, LSI, In=800A overload protection Ir=320A...800A short-circuit protection Isd=1.5...10 x Ir, Ii=12 x In nut keeper kit shunt trip (STL) 110-127V DC, AC 50/60Hz | - | 0 | 0
3VA2580-5HN32-0JC0 |  | 3VA2580-5HN32-0JC0 | 1 | UN | 1 | 10 | C | D | EAR99 | N | 85362090 | 1 | 4042949118268 | 14.2 | KG | 2763.2 | 2763.2 | LP18 | LP18 | circuit breaker 3VA2 IEC frame 1000 breaking capacity class M Icu=55kA @ 415V 3-pole, line protection ETU350, LSI, In=800A overload protection Ir=320A...800A short-circuit protection Isd=1.5...10 x Ir, Ii=12 x In nut keeper kit shunt trip (STL) 110-127V DC, AC 50/60Hz 2 auxiliary switches HQ | - | 0 | 0
3VA2580-5HN32-0JH0 |  | 3VA2580-5HN32-0JH0 | 1 | UN | 1 | 10 | C | D | EAR99 | N | 85362090 | 1 | 4042949119166 | 14.2 | KG | 2789.6 | 2789.6 | LP18 | LP18 | circuit breaker 3VA2 IEC frame 1000 breaking capacity class M Icu=55kA @ 415V 3-pole, line protection ETU350, LSI, In=800A overload protection Ir=320A...800A short-circuit protection Isd=1.5...10 x Ir, Ii=12 x In nut keeper kit shunt trip (STL) 110-127V DC, AC 50/60Hz 2 auxiliary switches HQ 1 trip alarm switch HQ | - | 0 | 0
3VA2580-5HN32-0JL0 |  | 3VA2580-5HN32-0JL0 | 1 | UN | 1 | 10 | C | D | EAR99 | N | 85362090 | 1 | 4042949120063 | 14.2 | KG | 2824.8 | 2824.8 | LP18 | LP18 | circuit breaker 3VA2 IEC frame 1000 breaking capacity class M Icu=55kA @ 415V 3-pole, line protection ETU350, LSI, In=800A overload protection Ir=320A...800A short-circuit protection Isd=1.5...10 x Ir, Ii=12 x In nut keeper kit shunt trip (STL) 110-127V DC, AC 50/60Hz 2 auxiliary switches HQ 1 trip alarm switch HQ 1 electrical alarm switch | - | 0 | 0
3VA2580-5HN32-0KA0 |  | 3VA2580-5HN32-0KA0 | 1 | UN | 1 | 10 | C | D | EAR99 | N | 85362090 | 1 | 4042949116318 | 14.2 | KG | 2728 | 2728 | LP18 | LP18 | circuit breaker 3VA2 IEC frame 1000 breaking capacity class M Icu=55kA @ 415V 3-pole, line protection ETU350, LSI, In=800A overload protection Ir=320A...800A short-circuit protection Isd=1.5...10 x Ir, Ii=12 x In nut keeper kit shunt trip (STL) 220-250V DC, 208-277V AC | - | 0 | 0
3VA2580-5HN32-0KC0 |  | 3VA2580-5HN32-0KC0 | 1 | UN | 1 | 10 | C | D | EAR99 | N | 85362090 | 1 | 4042949118411 | 14.2 | KG | 2763.2 | 2763.2 | LP18 | LP18 | circuit breaker 3VA2 IEC frame 1000 breaking capacity class M Icu=55kA @ 415V 3-pole, line protection ETU350, LSI, In=800A overload protection Ir=320A...800A short-circuit protection Isd=1.5...10 x Ir, Ii=12 x In nut keeper kit shunt trip (STL) 220-250V DC, 208-277V AC 2 auxiliary switches HQ | - | 0 | 0
3VA2580-5HN32-0KD0 |  | 3VA2580-5HN32-0KD0 | 1 | UN | 1 | 10 | C | D | EAR99 | N | 85362090 | 1 | 4042949329596 | 14.149 | KG | 2824.8 | 2824.8 | LP18 | LP18 | circuit breaker 3VA2 IEC frame 1000 breaking capacity class M Icu=55kA @ 415V 3-pole, line protection ETU350, LSI, In=800A overload protection Ir=320A...800A short-circuit protection Isd=1.5...10 x Ir, Ii=12 x In nut keeper kit circuit breaker 3VA2 IEC frame 1000 breaking capacity class M Icu=55kA @ 415V 3-pole, line protection ETU350, LSI, In=800A overload protection Ir=320A...800A short-circuit protection Isd=1.5...10 x Ir, SHUNT TRIP LEFT 208-277 V AC 50/60 HZ 220-250 V DC ACCESSORY 3 AUXILIARY SWITCH CHANGEOVER H |  | 0 | 0
3VA2580-5HN32-0KH0 |  | 3VA2580-5HN32-0KH0 | 1 | UN | 1 | 10 | C | D | EAR99 | N | 85362090 | 1 | 4042949119319 | 14.2 | KG | 2789.6 | 2789.6 | LP18 | LP18 | circuit breaker 3VA2 IEC frame 1000 breaking capacity class M Icu=55kA @ 415V 3-pole, line protection ETU350, LSI, In=800A overload protection Ir=320A...800A short-circuit protection Isd=1.5...10 x Ir, Ii=12 x In nut keeper kit shunt trip (STL) 220-250V DC, 208-277V AC 2 auxiliary switches HQ 1 trip alarm switch HQ | - | 0 | 0
3VA2580-5HN32-0KL0 |  | 3VA2580-5HN32-0KL0 | 1 | UN | 1 | 10 | C | D | EAR99 | N | 85362090 | 1 | 4042949120216 | 14.2 | KG | 2824.8 | 2824.8 | LP18 | LP18 | circuit breaker 3VA2 IEC frame 1000 breaking capacity class M Icu=55kA @ 415V 3-pole, line protection ETU350, LSI, In=800A overload protection Ir=320A...800A short-circuit protection Isd=1.5...10 x Ir, Ii=12 x In nut keeper kit shunt trip (STL) 220-250V DC, 208-277V AC 2 auxiliary switches HQ 1 trip alarm switch HQ 1 electrical alarm switch | - | 0 | 0
3VA2580-5HN42-0AA0 |  | 3VA2580-5HN42-0AA0 | 1 | UN | 1 | 5 | B | D | EAR99 | N | 85362090 | 1 | 4042948835333 | 18.08 | KG | 3383 | 3289.5 | LP18 | LP18 | circuit breaker 3VA2 IEC frame 1000 breaking capacity class M Icu=55kA @ 415V 4-pole, line protection ETU350, LSI, In=800A overload protection Ir=320A...800A short-circuit protection Isd=1.5...10 x Ir, Ii=12 x In N conductor protection adjustable (OFF, 50%, 100%) nut keeper kit | Lista Papel 2020 SI | 0 | 0
3VA2580-5HN42-0AF0 |  | 3VA2580-5HN42-0AF0 | 1 | UN | 1 | 10 | C | D | EAR99 | N | 85362090 | 1 | 4042949330103 | 15.474 | KG | 3555.2 |  | LP18 |  | circuit breaker 3VA2 IEC frame 1000 breaking capacity class M Icu=55kA @ 415V 4-pole, line protection ETU350, LSI, In=800A overload protection Ir=320A...800A short-circuit protection Isd=1.5...10 x Ir, Ii=12 x In N conductor protection adjustable (OFF, 50%, 100%) nut keeper kit circuit breaker 3VA2 IEC frame 1000 breaking capacity class M Icu=55kA @ 415V 4-pole, line protection ETU350, LSI, In=800A overload protection 1 AUXILIARY SWITCH CHANGEOVER H 1 TRIP ALARM SWITCH CHANGEOVER |  | 0 | 0
3VA2580-5HN42-0HB0 |  | 3VA2580-5HN42-0HB0 | 1 | UN | 1 | 10 | C | D | EAR99 | N | 85362090 | 1 | 4042949327400 | 15.572 | KG | 3669.6 | 3669.6 | LP18 | LP18 | circuit breaker 3VA2 IEC frame 1000 breaking capacity class M Icu=55kA @ 415V 4-pole, line protection ETU350, LSI, In=800A overload protection Ir=320A...800A short-circuit protection Isd=1.5...10 x Ir, Ii=12 x In N conductor protection adjustable (OFF, 50%, 100%) nut keeper kit circuit breaker 3VA2 IEC frame 1000 breaking capacity class M Icu=55kA @ 415V 4-pole, line protection ETU350, LSI, In=800A overload protection SHUNT TRIP LEFT 24 V AC 50/60 HZ / 24-30 V DC ACCESSORY FOR 2 AUXILIARY SWITCH CHANGEOVER H |  | 0 | 0
3VA2580-5HN42-0KC0 |  | 3VA2580-5HN42-0KC0 | 1 | UN | 1 | 10 | C | D | EAR99 | N | 85362090 | 1 | 4042949329275 | 15.558 | KG | 3634.4 | 3634.4 | LP18 | LP18 | circuit breaker 3VA2 IEC frame 1000 breaking capacity class M Icu=55kA @ 415V 4-pole, line protection ETU350, LSI, In=800A overload protection Ir=320A...800A short-circuit protection Isd=1.5...10 x Ir, Ii=12 x In N conductor protection adjustable (OFF, 50%, 100%) nut keeper kit circuit breaker 3VA2 IEC frame 1000 breaking capacity class M Icu=55kA @ 415V 4-pole, line protection ETU350, LSI, In=800A overload protection SHUNT TRIP LEFT 208-277 V AC 50/60 HZ 220-250 V DC ACCESSORY 2 AUXILIARY SWITCH CHANGEOVER H |  | 0 | 0
3VA2580-5JP32-0AA0 |  | 3VA2580-5JP32-0AA0 | 1 | UN | 1 | 5 | B | D | EAR99 | N | 85362090 | 1 | 4042948835326 | 14.069 | KG | 2966.5 | 2881.5 | LP18 | LP18 | circuit breaker 3VA2 IEC frame 1000 breaking capacity class M Icu=55kA @ 415V 3-pole, line protection ETU550, LSI, In=800A overload protection Ir=320A...800A short-circuit protection Isd=0.6..10x In, Ii=1.5..12x In N conductor protection optionally with external current transformer, up to 160% nut keeper kit | Lista Papel 2020 SI | 0 | 0
3VA2580-5JP32-0AB0 |  | 3VA2580-5JP32-0AB0 | 1 | UN | 1 | 10 | C | D | EAR99 | N | 85362090 | 1 | 4042949116455 | 14.2 | KG | 3088.8 | 3088.8 | LP18 | LP18 | circuit breaker 3VA2 IEC frame 1000 breaking capacity class M Icu=55kA @ 415V 3-pole, line protection ETU550, LSI, In=800A overload protection Ir=320A...800A short-circuit protection Isd=0.6..10x In, Ii=1.5..12x In N conductor protection optionally with external current transformer, up to 160% nut keeper kit 2 auxiliary switches HP | - | 0 | 0
3VA2580-5JP32-0AC0 |  | 3VA2580-5JP32-0AC0 | 1 | UN | 1 | 10 | C | D | EAR99 | N | 85362090 | 1 | 4042949116608 | 14.2 | KG | 3062.4 | 3062.4 | LP18 | LP18 | circuit breaker 3VA2 IEC frame 1000 breaking capacity class M Icu=55kA @ 415V 3-pole, line protection ETU550, LSI, In=800A overload protection Ir=320A...800A short-circuit protection Isd=0.6..10x In, Ii=1.5..12x In N conductor protection optionally with external current transformer, up to 160% nut keeper kit 2 auxiliary switches HQ | - | 0 | 0
3VA2580-5JP32-0AD0 |  | 3VA2580-5JP32-0AD0 | 1 | UN | 1 | 10 | C | D | EAR99 | N | 85362090 | 1 | 4042949116752 | 14.2 | KG | 3088.8 | 3088.8 | LP18 | LP18 | circuit breaker 3VA2 IEC frame 1000 breaking capacity class M Icu=55kA @ 415V 3-pole, line protection ETU550, LSI, In=800A overload protection Ir=320A...800A short-circuit protection Isd=0.6..10x In, Ii=1.5..12x In N conductor protection optionally with external current transformer, up to 160% nut keeper kit 3 auxiliary switches HQ | - | 0 | 0
3VA2580-5JP32-0AE0 |  | 3VA2580-5JP32-0AE0 | 1 | UN | 1 | 10 | C | D | EAR99 | N | 85362090 | 1 | 4042949116905 | 14.2 | KG | 3106.4 | 3106.4 | LP18 | LP18 | circuit breaker 3VA2 IEC frame 1000 breaking capacity class M Icu=55kA @ 415V 3-pole, line protection ETU550, LSI, In=800A overload protection Ir=320A...800A short-circuit protection Isd=0.6..10x In, Ii=1.5..12x In N conductor protection optionally with external current transformer, up to 160% nut keeper kit 4 auxiliary switches HQ | - | 0 | 0
3VA2580-5JP32-0AF0 |  | 3VA2580-5JP32-0AF0 | 1 | UN | 1 | 10 | C | D | EAR99 | N | 85362090 | 1 | 4042949117056 | 14.2 | KG | 3062.4 | 3062.4 | LP18 | LP18 | circuit breaker 3VA2 IEC frame 1000 breaking capacity class M Icu=55kA @ 415V 3-pole, line protection ETU550, LSI, In=800A overload protection Ir=320A...800A short-circuit protection Isd=0.6..10x In, Ii=1.5..12x In N conductor protection optionally with external current transformer, up to 160% nut keeper kit 1 auxiliary switch HQ 1 trip alarm switch HQ | - | 0 | 0
3VA2580-5JP32-0AG0 |  | 3VA2580-5JP32-0AG0 | 1 | UN | 1 | 10 | C | D | EAR99 | N | 85362090 | 1 | 4042949117209 | 14.2 | KG | 3088.8 | 3088.8 | LP18 | LP18 | circuit breaker 3VA2 IEC frame 1000 breaking capacity class M Icu=55kA @ 415V 3-pole, line protection ETU550, LSI, In=800A overload protection Ir=320A...800A short-circuit protection Isd=0.6..10x In, Ii=1.5..12x In N conductor protection optionally with external current transformer, up to 160% nut keeper kit 1 auxiliary switch HP 1 trip alarm switch HP | - | 0 | 0
3VA2580-5JP32-0AH0 |  | 3VA2580-5JP32-0AH0 | 1 | UN | 1 | 10 | C | D | EAR99 | N | 85362090 | 1 | 4042949117353 | 14.2 | KG | 3088.8 | 3088.8 | LP18 | LP18 | circuit breaker 3VA2 IEC frame 1000 breaking capacity class M Icu=55kA @ 415V 3-pole, line protection ETU550, LSI, In=800A overload protection Ir=320A...800A short-circuit protection Isd=0.6..10x In, Ii=1.5..12x In N conductor protection optionally with external current transformer, up to 160% nut keeper kit 2 auxiliary switches HQ 1 trip alarm switch HQ | - | 0 | 0
3VA2580-5JP32-0AJ0 |  | 3VA2580-5JP32-0AJ0 | 1 | UN | 1 | 10 | C | D | EAR99 | N | 85362090 | 1 | 4042949117506 | 14.2 | KG | 3124 | 3124 | LP18 | LP18 | circuit breaker 3VA2 IEC frame 1000 breaking capacity class M Icu=55kA @ 415V 3-pole, line protection ETU550, LSI, In=800A overload protection Ir=320A...800A short-circuit protection Isd=0.6..10x In, Ii=1.5..12x In N conductor protection optionally with external current transformer, up to 160% nut keeper kit 2 auxiliary switches HP 1 trip alarm switch HP | - | 0 | 0
3VA2580-5JP32-0BA0 |  | 3VA2580-5JP32-0BA0 | 1 | UN | 1 | 10 | C | D | EAR99 | N | 85362090 | 1 | 4042949115557 | 14.2 | KG | 3150.4 | 3150.4 | LP18 | LP18 | circuit breaker 3VA2 IEC frame 1000 breaking capacity class M Icu=55kA @ 415V 3-pole, line protection ETU550, LSI, In=800A overload protection Ir=320A...800A short-circuit protection Isd=0.6..10x In, Ii=1.5..12x In N conductor protection optionally with external current transformer, up to 160% nut keeper kit undervoltage release (UVR) 24V DC | - | 0 | 0
3VA2580-5JP32-0BC0 |  | 3VA2580-5JP32-0BC0 | 1 | UN | 1 | 10 | C | D | EAR99 | N | 85362090 | 1 | 4042949117650 | 14.2 | KG | 3203.2 | 3203.2 | LP18 | LP18 | circuit breaker 3VA2 IEC frame 1000 breaking capacity class M Icu=55kA @ 415V 3-pole, line protection ETU550, LSI, In=800A overload protection Ir=320A...800A short-circuit protection Isd=0.6..10x In, Ii=1.5..12x In N conductor protection optionally with external current transformer, up to 160% nut keeper kit undervoltage release (UVR) 24V DC 2 auxiliary switches HQ | - | 0 | 0
3VA2580-5JP32-0BH0 |  | 3VA2580-5JP32-0BH0 | 1 | UN | 1 | 10 | C | D | EAR99 | N | 85362090 | 1 | 4042949118558 | 14.2 | KG | 3220.8 | 3220.8 | LP18 | LP18 | circuit breaker 3VA2 IEC frame 1000 breaking capacity class M Icu=55kA @ 415V 3-pole, line protection ETU550, LSI, In=800A overload protection Ir=320A...800A short-circuit protection Isd=0.6..10x In, Ii=1.5..12x In N conductor protection optionally with external current transformer, up to 160% nut keeper kit undervoltage release (UVR) 24V DC 2 auxiliary switches HQ 1 trip alarm switch HQ | - | 0 | 0
3VA2580-5JP32-0BL0 |  | 3VA2580-5JP32-0BL0 | 1 | UN | 1 | 10 | C | D | EAR99 | N | 85362090 | 1 | 4042949119456 | 14.2 | KG | 3256 | 3256 | LP18 | LP18 | circuit breaker 3VA2 IEC frame 1000 breaking capacity class M Icu=55kA @ 415V 3-pole, line protection ETU550, LSI, In=800A overload protection Ir=320A...800A short-circuit protection Isd=0.6..10x In, Ii=1.5..12x In N conductor protection optionally with external current transformer, up to 160% nut keeper kit undervoltage release (UVR) 24V DC 2 auxiliary switches HQ 1 trip alarm switch HQ 1 electrical alarm switch | - | 0 | 0
3VA2580-5JP32-0CA0 |  | 3VA2580-5JP32-0CA0 | 1 | UN | 1 | 10 | C | D | EAR99 | N | 85362090 | 1 | 4042949115700 | 14.2 | KG | 3150.4 | 3150.4 | LP18 | LP18 | circuit breaker 3VA2 IEC frame 1000 breaking capacity class M Icu=55kA @ 415V 3-pole, line protection ETU550, LSI, In=800A overload protection Ir=320A...800A short-circuit protection Isd=0.6..10x In, Ii=1.5..12x In N conductor protection optionally with external current transformer, up to 160% nut keeper kit undervoltage release (UVR) 120-127V AC 50/60Hz | - | 0 | 0
3VA2580-5JP32-0CC0 |  | 3VA2580-5JP32-0CC0 | 1 | UN | 1 | 10 | C | D | EAR99 | N | 85362090 | 1 | 4042949117803 | 14.2 | KG | 3203.2 | 3203.2 | LP18 | LP18 | circuit breaker 3VA2 IEC frame 1000 breaking capacity class M Icu=55kA @ 415V 3-pole, line protection ETU550, LSI, In=800A overload protection Ir=320A...800A short-circuit protection Isd=0.6..10x In, Ii=1.5..12x In N conductor protection optionally with external current transformer, up to 160% nut keeper kit undervoltage release (UVR) 120-127V AC 50/60Hz 2 auxiliary switches HQ | - | 0 | 0
3VA2580-5JP32-0CH0 |  | 3VA2580-5JP32-0CH0 | 1 | UN | 1 | 10 | C | D | EAR99 | N | 85362090 | 1 | 4042949118701 | 14.2 | KG | 3220.8 | 3220.8 | LP18 | LP18 | circuit breaker 3VA2 IEC frame 1000 breaking capacity class M Icu=55kA @ 415V 3-pole, line protection ETU550, LSI, In=800A overload protection Ir=320A...800A short-circuit protection Isd=0.6..10x In, Ii=1.5..12x In N conductor protection optionally with external current transformer, up to 160% nut keeper kit undervoltage release (UVR) 120-127V AC 50/60Hz 2 auxiliary switches HQ 1 trip alarm switch HQ | - | 0 | 0
3VA2580-5JP32-0CL0 |  | 3VA2580-5JP32-0CL0 | 1 | UN | 1 | 10 | C | D | EAR99 | N | 85362090 | 1 | 4042949119609 | 14.2 | KG | 3256 | 3256 | LP18 | LP18 | circuit breaker 3VA2 IEC frame 1000 breaking capacity class M Icu=55kA @ 415V 3-pole, line protection ETU550, LSI, In=800A overload protection Ir=320A...800A short-circuit protection Isd=0.6..10x In, Ii=1.5..12x In N conductor protection optionally with external current transformer, up to 160% nut keeper kit undervoltage release (UVR) 120-127V AC 50/60Hz 2 auxiliary switches HQ 1 trip alarm switch HQ 1 electrical alarm switch | - | 0 | 0
3VA2580-5JP32-0DA0 |  | 3VA2580-5JP32-0DA0 | 1 | UN | 1 | 10 | C | D | EAR99 | N | 85362090 | 1 | 4042949115854 | 14.2 | KG | 3150.4 | 3150.4 | LP18 | LP18 | circuit breaker 3VA2 IEC frame 1000 breaking capacity class M Icu=55kA @ 415V 3-pole, line protection ETU550, LSI, In=800A overload protection Ir=320A...800A short-circuit protection Isd=0.6..10x In, Ii=1.5..12x In N conductor protection optionally with external current transformer, up to 160% nut keeper kit undervoltage release (UVR) 208-230V AC 50/60Hz | - | 0 | 0
3VA2580-5JP32-0DC0 |  | 3VA2580-5JP32-0DC0 | 1 | UN | 1 | 10 | C | D | EAR99 | N | 85362090 | 1 | 4042949117957 | 14.2 | KG | 3203.2 | 3203.2 | LP18 | LP18 | circuit breaker 3VA2 IEC frame 1000 breaking capacity class M Icu=55kA @ 415V 3-pole, line protection ETU550, LSI, In=800A overload protection Ir=320A...800A short-circuit protection Isd=0.6..10x In, Ii=1.5..12x In N conductor protection optionally with external current transformer, up to 160% nut keeper kit undervoltage release (UVR) 208-230V AC 50/60Hz 2 auxiliary switches HQ | - | 0 | 0
3VA2580-5JP32-0DH0 |  | 3VA2580-5JP32-0DH0 | 1 | UN | 1 | 10 | C | D | EAR99 | N | 85362090 | 1 | 4042949118855 | 14.2 | KG | 3220.8 | 3220.8 | LP18 | LP18 | circuit breaker 3VA2 IEC frame 1000 breaking capacity class M Icu=55kA @ 415V 3-pole, line protection ETU550, LSI, In=800A overload protection Ir=320A...800A short-circuit protection Isd=0.6..10x In, Ii=1.5..12x In N conductor protection optionally with external current transformer, up to 160% nut keeper kit undervoltage release (UVR) 208-230V AC 50/60Hz 2 auxiliary switches HQ 1 trip alarm switch HQ | - | 0 | 0
3VA2580-5JP32-0DL0 |  | 3VA2580-5JP32-0DL0 | 1 | UN | 1 | 10 | C | D | EAR99 | N | 85362090 | 1 | 4042949119753 | 14.2 | KG | 3256 | 3256 | LP18 | LP18 | circuit breaker 3VA2 IEC frame 1000 breaking capacity class M Icu=55kA @ 415V 3-pole, line protection ETU550, LSI, In=800A overload protection Ir=320A...800A short-circuit protection Isd=0.6..10x In, Ii=1.5..12x In N conductor protection optionally with external current transformer, up to 160% nut keeper kit undervoltage release (UVR) 208-230V AC 50/60Hz 2 auxiliary switches HQ 1 trip alarm switch HQ 1 electrical alarm switch | - | 0 | 0
3VA2580-5JP32-0HA0 |  | 3VA2580-5JP32-0HA0 | 1 | UN | 1 | 10 | C | D | EAR99 | N | 85362090 | 1 | 4042949116004 | 14.2 | KG | 3141.6 | 3141.6 | LP18 | LP18 | circuit breaker 3VA2 IEC frame 1000 breaking capacity class M Icu=55kA @ 415V 3-pole, line protection ETU550, LSI, In=800A overload protection Ir=320A...800A short-circuit protection Isd=0.6..10x In, Ii=1.5..12x In N conductor protection optionally with external current transformer, up to 160% nut keeper kit shunt trip (STL) 12-30V DC; 24V AC 50/60Hz | - | 0 | 0
3VA2580-5JP32-0HC0 |  | 3VA2580-5JP32-0HC0 | 1 | UN | 1 | 10 | C | D | EAR99 | N | 85362090 | 1 | 4042949118107 | 14.2 | KG | 3176.8 | 3176.8 | LP18 | LP18 | circuit breaker 3VA2 IEC frame 1000 breaking capacity class M Icu=55kA @ 415V 3-pole, line protection ETU550, LSI, In=800A overload protection Ir=320A...800A short-circuit protection Isd=0.6..10x In, Ii=1.5..12x In N conductor protection optionally with external current transformer, up to 160% nut keeper kit shunt trip (STL) 12-30V DC; 24V AC 50/60Hz 2 auxiliary switches HQ | - | 0 | 0
3VA2580-5JP32-0HH0 |  | 3VA2580-5JP32-0HH0 | 1 | UN | 1 | 10 | C | D | EAR99 | N | 85362090 | 1 | 4042949119005 | 14.2 | KG | 3212 | 3212 | LP18 | LP18 | circuit breaker 3VA2 IEC frame 1000 breaking capacity class M Icu=55kA @ 415V 3-pole, line protection ETU550, LSI, In=800A overload protection Ir=320A...800A short-circuit protection Isd=0.6..10x In, Ii=1.5..12x In N conductor protection optionally with external current transformer, up to 160% nut keeper kit shunt trip (STL) 12-30V DC; 24V AC 50/60Hz 2 auxiliary switches HQ 1 trip alarm switch HQ | - | 0 | 0
3VA2580-5JP32-0HL0 |  | 3VA2580-5JP32-0HL0 | 1 | UN | 1 | 10 | C | D | EAR99 | N | 85362090 | 1 | 4042949119906 | 14.2 | KG | 3238.4 | 3238.4 | LP18 | LP18 | circuit breaker 3VA2 IEC frame 1000 breaking capacity class M Icu=55kA @ 415V 3-pole, line protection ETU550, LSI, In=800A overload protection Ir=320A...800A short-circuit protection Isd=0.6..10x In, Ii=1.5..12x In N conductor protection optionally with external current transformer, up to 160% nut keeper kit shunt trip (STL) 12-30V DC; 24V AC 50/60Hz 2 auxiliary switches HQ 1 trip alarm switch HQ 1 electrical alarm switch | - | 0 | 0
3VA2580-5JP32-0JA0 |  | 3VA2580-5JP32-0JA0 | 1 | UN | 1 | 10 | C | D | EAR99 | N | 85362090 | 1 | 4042949116158 | 14.2 | KG | 3141.6 | 3141.6 | LP18 | LP18 | circuit breaker 3VA2 IEC frame 1000 breaking capacity class M Icu=55kA @ 415V 3-pole, line protection ETU550, LSI, In=800A overload protection Ir=320A...800A short-circuit protection Isd=0.6..10x In, Ii=1.5..12x In N conductor protection optionally with external current transformer, up to 160% nut keeper kit shunt trip (STL) 110-127V DC, AC 50/60Hz | - | 0 | 0
3VA2580-5JP32-0JC0 |  | 3VA2580-5JP32-0JC0 | 1 | UN | 1 | 10 | C | D | EAR99 | N | 85362090 | 1 | 4042949118251 | 14.2 | KG | 3176.8 | 3176.8 | LP18 | LP18 | circuit breaker 3VA2 IEC frame 1000 breaking capacity class M Icu=55kA @ 415V 3-pole, line protection ETU550, LSI, In=800A overload protection Ir=320A...800A short-circuit protection Isd=0.6..10x In, Ii=1.5..12x In N conductor protection optionally with external current transformer, up to 160% nut keeper kit shunt trip (STL) 110-127V DC, AC 50/60Hz 2 auxiliary switches HQ | - | 0 | 0
3VA2580-5JP32-0JH0 |  | 3VA2580-5JP32-0JH0 | 1 | UN | 1 | 10 | C | D | EAR99 | N | 85362090 | 1 | 4042949119159 | 14.2 | KG | 3212 | 3212 | LP18 | LP18 | circuit breaker 3VA2 IEC frame 1000 breaking capacity class M Icu=55kA @ 415V 3-pole, line protection ETU550, LSI, In=800A overload protection Ir=320A...800A short-circuit protection Isd=0.6..10x In, Ii=1.5..12x In N conductor protection optionally with external current transformer, up to 160% nut keeper kit shunt trip (STL) 110-127V DC, AC 50/60Hz 2 auxiliary switches HQ 1 trip alarm switch HQ | - | 0 | 0
3VA2580-5JP32-0JL0 |  | 3VA2580-5JP32-0JL0 | 1 | UN | 1 | 10 | C | D | EAR99 | N | 85362090 | 1 | 4042949120056 | 14.2 | KG | 3238.4 | 3238.4 | LP18 | LP18 | circuit breaker 3VA2 IEC frame 1000 breaking capacity class M Icu=55kA @ 415V 3-pole, line protection ETU550, LSI, In=800A overload protection Ir=320A...800A short-circuit protection Isd=0.6..10x In, Ii=1.5..12x In N conductor protection optionally with external current transformer, up to 160% nut keeper kit shunt trip (STL) 110-127V DC, AC 50/60Hz 2 auxiliary switches HQ 1 trip alarm switch HQ 1 electrical alarm switch | - | 0 | 0
3VA2580-5JP32-0KA0 |  | 3VA2580-5JP32-0KA0 | 1 | UN | 1 | 10 | C | D | EAR99 | N | 85362090 | 1 | 4042949116301 | 14.2 | KG | 3141.6 | 3141.6 | LP18 | LP18 | circuit breaker 3VA2 IEC frame 1000 breaking capacity class M Icu=55kA @ 415V 3-pole, line protection ETU550, LSI, In=800A overload protection Ir=320A...800A short-circuit protection Isd=0.6..10x In, Ii=1.5..12x In N conductor protection optionally with external current transformer, up to 160% nut keeper kit shunt trip (STL) 220-250V DC; 208-277V AC | - | 0 | 0
3VA2580-5JP32-0KB0 |  | 3VA2580-5JP32-0KB0 | 1 | UN | 1 | 10 | C | D | EAR99 | N | 85362090 | 1 | 4042949325536 | 11.491 | KG | 3229.6 | 3229.6 | LP18 | LP18 | circuit breaker 3VA2 IEC frame 1000 breaking capacity class M Icu=55kA @ 415V 3-pole, line protection ETU550, LSI, In=800A overload protection Ir=320A...800A short-circuit protection Isd=0.6..10x In, Ii=1.5..12x In N conductor protection optionally with external current transformer, up to 160% nut keeper kit circuit breaker 3VA2 IEC shunt trip left 208-277V AC 50/60Hz 2 auxiliary switches HP | - | 0 | 0
3VA2580-5JP32-0KC0 |  | 3VA2580-5JP32-0KC0 | 1 | UN | 1 | 10 | C | D | EAR99 | N | 85362090 | 1 | 4042949118404 | 14.2 | KG | 3176.8 | 3176.8 | LP18 | LP18 | circuit breaker 3VA2 IEC frame 1000 breaking capacity class M Icu=55kA @ 415V 3-pole, line protection ETU550, LSI, In=800A overload protection Ir=320A...800A short-circuit protection Isd=0.6..10x In, Ii=1.5..12x In N conductor protection optionally with external current transformer, up to 160% nut keeper kit shunt trip (STL) 220-250V DC; 208-277V AC 2 auxiliary switches HQ | - | 0 | 0
3VA2580-5JP32-0KH0 |  | 3VA2580-5JP32-0KH0 | 1 | UN | 1 | 10 | C | D | EAR99 | N | 85362090 | 1 | 4042949119302 | 14.2 | KG | 3212 | 3212 | LP18 | LP18 | circuit breaker 3VA2 IEC frame 1000 breaking capacity class M Icu=55kA @ 415V 3-pole, line protection ETU550, LSI, In=800A overload protection Ir=320A...800A short-circuit protection Isd=0.6..10x In, Ii=1.5..12x In N conductor protection optionally with external current transformer, up to 160% nut keeper kit shunt trip (STL) 220-250V DC; 208-277V AC 2 auxiliary switches HQ 1 trip alarm switch HQ | - | 0 | 0
3VA2580-5JP32-0KL0 |  | 3VA2580-5JP32-0KL0 | 1 | UN | 1 | 10 | C | D | EAR99 | N | 85362090 | 1 | 4042949120209 | 14.2 | KG | 3238.4 | 3238.4 | LP18 | LP18 | circuit breaker 3VA2 IEC frame 1000 breaking capacity class M Icu=55kA @ 415V 3-pole, line protection ETU550, LSI, In=800A overload protection Ir=320A...800A short-circuit protection Isd=0.6..10x In, Ii=1.5..12x In N conductor protection optionally with external current transformer, up to 160% nut keeper kit shunt trip (STL) 220-250V DC; 208-277V AC 2 auxiliary switches HQ 1 trip alarm switch HQ 1 electrical alarm switch | - | 0 | 0
3VA2580-5JP42-0AA0 |  | 3VA2580-5JP42-0AA0 | 1 | UN | 1 | 5 | B | D | EAR99 | N | 85362090 | 1 | 4042948835319 | 18.12 | KG | 3791 | 3680.5 | LP18 | LP18 | circuit breaker 3VA2 IEC frame 1000 breaking capacity class M Icu=55kA @ 415V 4-pole, line protection ETU550, LSI, In=800A overload protection Ir=320A...800A short-circuit protection Isd=0.6..10x In, Ii=1.5..12x In N conductor protection adjustable (OFF, up to 160%) nut keeper kit | Lista Papel 2020 SI | 0 | 0
3VA2580-5JP42-0AC0 |  | 3VA2580-5JP42-0AC0 | 1 | UN | 1 | 10 | C | D | EAR99 | N | 85362090 | 1 | 4042949327042 | 18.168 | KG | 3968.8 | 3968.8 | LP18 | LP18 | circuit breaker 3VA2 IEC frame 1000 breaking capacity class M Icu=55kA @ 415V 4-pole, line protection ETU550, LSI, In=800A overload protection Ir=320A...800A short-circuit protection Isd=0.6..10x In, Ii=1.5..12x In N conductor protection adjustable (OFF, up to 160%) nut keeper kit circuit breaker 3VA2 IEC frame 1000 breaking capacity class M Icu=55kA @ 415V 4-pole, line protection ETU550, LSI, In=800A overload protection 2 auxiliary switch changeover H |  | 0 | 0
3VA2580-5KQ32-0AA0 |  | 3VA2580-5KQ32-0AA0 | 1 | UN | 1 | 5 | B | D | EAR99 | N | 85362090 | 1 | 4042948835302 | 14.108 | KG | 3536 | 3434 | LP18 | LP18 | circuit breaker 3VA2 IEC frame 1000 breaking capacity class M Icu=55kA @ 415V 3-pole, line protection ETU860, LSIG, In=800A overload protection Ir=320A...800A short-circuit protection Isd=0.6..10x In, Ii=1.5..12x In N conductor protection optionally with external current transformer, up to 160% gr.-fault prot., can be sw. off Ig=0.2...1 x In, tg=0.05-0.8s nut keeper kit | Lista Papel 2020 SI | 0 | 0
3VA2580-5KQ32-0AB0 |  | 3VA2580-5KQ32-0AB0 | 1 | UN | 1 | 10 | C | D | EAR99 | N | 85362090 | 1 | 4042949116448 | 14.2 | KG | 3581.6 | 3581.6 | LP18 | LP18 | circuit breaker 3VA2 IEC frame 1000 breaking capacity class M Icu=55kA @ 415V 3-pole, line protection ETU860, LSIG, In=800A overload protection Ir=320A...800A short-circuit protection Isd=0.6..10x In, Ii=1.5..12x In N conductor protection optionally with external current transformer, up to 160% gr.-fault prot., can be sw. off Ig=0.2...1 x In, tg=0.05-0.8s nut keeper kit 2 auxiliary switches HP | - | 0 | 0
3VA2580-5KQ32-0AC0 |  | 3VA2580-5KQ32-0AC0 | 1 | UN | 1 | 10 | C | D | EAR99 | N | 85362090 | 1 | 4042949116592 | 14.2 | KG | 3564 | 3564 | LP18 | LP18 | circuit breaker 3VA2 IEC frame 1000 breaking capacity class M Icu=55kA @ 415V 3-pole, line protection ETU860, LSIG, In=800A overload protection Ir=320A...800A short-circuit protection Isd=0.6..10x In, Ii=1.5..12x In N conductor protection optionally with external current transformer, up to 160% gr.-fault prot., can be sw. off Ig=0.2...1 x In, tg=0.05-0.8s nut keeper kit 2 auxiliary switches HQ | - | 0 | 0
3VA2580-5KQ32-0AD0 |  | 3VA2580-5KQ32-0AD0 | 1 | UN | 1 | 10 | C | D | EAR99 | N | 85362090 | 1 | 4042949116745 | 14.2 | KG | 3581.6 | 3581.6 | LP18 | LP18 | circuit breaker 3VA2 IEC frame 1000 breaking capacity class M Icu=55kA @ 415V 3-pole, line protection ETU860, LSIG, In=800A overload protection Ir=320A...800A short-circuit protection Isd=0.6..10x In, Ii=1.5..12x In N conductor protection optionally with external current transformer, up to 160% gr.-fault prot., can be sw. off Ig=0.2...1 x In, tg=0.05-0.8s nut keeper kit 3 auxiliary switches HQ | - | 0 | 0
3VA2580-5KQ32-0AE0 |  | 3VA2580-5KQ32-0AE0 | 1 | UN | 1 | 10 | C | D | EAR99 | N | 85362090 | 1 | 4042949116899 | 14.2 | KG | 3608 | 3608 | LP18 | LP18 | circuit breaker 3VA2 IEC frame 1000 breaking capacity class M Icu=55kA @ 415V 3-pole, line protection ETU860, LSIG, In=800A overload protection Ir=320A...800A short-circuit protection Isd=0.6..10x In, Ii=1.5..12x In N conductor protection optionally with external current transformer, up to 160% gr.-fault prot., can be sw. off Ig=0.2...1 x In, tg=0.05-0.8s nut keeper kit 4 auxiliary switches HQ | - | 0 | 0
3VA2580-5KQ32-0AF0 |  | 3VA2580-5KQ32-0AF0 | 1 | UN | 1 | 10 | C | D | EAR99 | N | 85362090 | 1 | 4042949117049 | 14.2 | KG | 3564 | 3564 | LP18 | LP18 | circuit breaker 3VA2 IEC frame 1000 breaking capacity class M Icu=55kA @ 415V 3-pole, line protection ETU860, LSIG, In=800A overload protection Ir=320A...800A short-circuit protection Isd=0.6..10x In, Ii=1.5..12x In N conductor protection optionally with external current transformer, up to 160% gr.-fault prot., can be sw. off Ig=0.2...1 x In, tg=0.05-0.8s nut keeper kit 1 auxiliary switch HQ 1 trip alarm switch HQ | - | 0 | 0
3VA2580-5KQ32-0AG0 |  | 3VA2580-5KQ32-0AG0 | 1 | UN | 1 | 10 | C | D | EAR99 | N | 85362090 | 1 | 4042949117193 | 14.2 | KG | 3581.6 | 3581.6 | LP18 | LP18 | circuit breaker 3VA2 IEC frame 1000 breaking capacity class M Icu=55kA @ 415V 3-pole, line protection ETU860, LSIG, In=800A overload protection Ir=320A...800A short-circuit protection Isd=0.6..10x In, Ii=1.5..12x In N conductor protection optionally with external current transformer, up to 160% gr.-fault prot., can be sw. off Ig=0.2...1 x In, tg=0.05-0.8s nut keeper kit 1 auxiliary switch HP 1 trip alarm switch HP | - | 0 | 0
3VA2580-5KQ32-0AH0 |  | 3VA2580-5KQ32-0AH0 | 1 | UN | 1 | 10 | C | D | EAR99 | N | 85362090 | 1 | 4042949117346 | 14.2 | KG | 3581.6 | 3581.6 | LP18 | LP18 | circuit breaker 3VA2 IEC frame 1000 breaking capacity class M Icu=55kA @ 415V 3-pole, line protection ETU860, LSIG, In=800A overload protection Ir=320A...800A short-circuit protection Isd=0.6..10x In, Ii=1.5..12x In N conductor protection optionally with external current transformer, up to 160% gr.-fault prot., can be sw. off Ig=0.2...1 x In, tg=0.05-0.8s nut keeper kit 2 auxiliary switches HQ 1 trip alarm switch HQ | - | 0 | 0
3VA2580-5KQ32-0AJ0 |  | 3VA2580-5KQ32-0AJ0 | 1 | UN | 1 | 10 | C | D | EAR99 | N | 85362090 | 1 | 4042949117490 | 14.2 | KG | 3634.4 | 3634.4 | LP18 | LP18 | circuit breaker 3VA2 IEC frame 1000 breaking capacity class M Icu=55kA @ 415V 3-pole, line protection ETU860, LSIG, In=800A overload protection Ir=320A...800A short-circuit protection Isd=0.6..10x In, Ii=1.5..12x In N conductor protection optionally with external current transformer, up to 160% gr.-fault prot., can be sw. off Ig=0.2...1 x In, tg=0.05-0.8s nut keeper kit 2 auxiliary switches HP 1 trip alarm switch HP | - | 0 | 0
3VA2580-5KQ32-0BA0 |  | 3VA2580-5KQ32-0BA0 | 1 | UN | 1 | 10 | C | D | EAR99 | N | 85362090 | 1 | 4042949115540 | 14.2 | KG | 3660.8 | 3660.8 | LP18 | LP18 | circuit breaker 3VA2 IEC frame 1000 breaking capacity class M Icu=55kA @ 415V 3-pole, line protection ETU860, LSIG, In=800A overload protection Ir=320A...800A short-circuit protection Isd=0.6..10x In, Ii=1.5..12x In N conductor protection optionally with external current transformer, up to 160% gr.-fault prot., can be sw. off Ig=0.2...1 x In, tg=0.05-0.8s nut keeper kit undervoltage release (UVR) 24V DC | - | 0 | 0
3VA2580-5KQ32-0BC0 |  | 3VA2580-5KQ32-0BC0 | 1 | UN | 1 | 10 | C | D | EAR99 | N | 85362090 | 1 | 4042949117643 | 14.2 | KG | 3704.8 | 3704.8 | LP18 | LP18 | circuit breaker 3VA2 IEC frame 1000 breaking capacity class M Icu=55kA @ 415V 3-pole, line protection ETU860, LSIG, In=800A overload protection Ir=320A...800A short-circuit protection Isd=0.6..10x In, Ii=1.5..12x In N conductor protection optionally with external current transformer, up to 160% gr.-fault prot., can be sw. off Ig=0.2...1 x In, tg=0.05-0.8s nut keeper kit undervoltage release (UVR) 24V DC 2 auxiliary switches HQ | - | 0 | 0
3VA2580-5KQ32-0BH0 |  | 3VA2580-5KQ32-0BH0 | 1 | UN | 1 | 10 | C | D | EAR99 | N | 85362090 | 1 | 4042949118541 | 14.2 | KG | 3722.4 | 3722.4 | LP18 | LP18 | circuit breaker 3VA2 IEC frame 1000 breaking capacity class M Icu=55kA @ 415V 3-pole, line protection ETU860, LSIG, In=800A overload protection Ir=320A...800A short-circuit protection Isd=0.6..10x In, Ii=1.5..12x In N conductor protection optionally with external current transformer, up to 160% gr.-fault prot., can be sw. off Ig=0.2...1 x In, tg=0.05-0.8s nut keeper kit undervoltage release (UVR) 24V DC 2 auxiliary switches HQ 1 trip alarm switch HQ | - | 0 | 0
3VA2580-5KQ32-0BL0 |  | 3VA2580-5KQ32-0BL0 | 1 | UN | 1 | 10 | C | D | EAR99 | N | 85362090 | 1 | 4042949119449 | 14.2 | KG | 3766.4 | 3766.4 | LP18 | LP18 | circuit breaker 3VA2 IEC frame 1000 breaking capacity class M Icu=55kA @ 415V 3-pole, line protection ETU860, LSIG, In=800A overload protection Ir=320A...800A short-circuit protection Isd=0.6..10x In, Ii=1.5..12x In N conductor protection, opt. w. ext. curr. transf., up to 160% gr.-fault prot., can be sw. off Ig=0.2...1 x In= tg=0.05-0.8s nut keeper kit undervoltage release (UVR) 24V DC 2 auxiliary switches HQ 1 trip alarm switch HQ 1 electrical alarm switch | - | 0 | 0
3VA2580-5KQ32-0CA0 |  | 3VA2580-5KQ32-0CA0 | 1 | UN | 1 | 10 | C | D | EAR99 | N | 85362090 | 1 | 4042949115694 | 14.2 | KG | 3660.8 | 3660.8 | LP18 | LP18 | circuit breaker 3VA2 IEC frame 1000 breaking capacity class M Icu=55kA @ 415V 3-pole, line protection ETU860, LSIG, In=800A overload protection Ir=320A...800A short-circuit protection Isd=0.6..10x In, Ii=1.5..12x In N conductor protection optionally with external current transformer, up to 160% gr.-fault prot., can be sw. off Ig=0.2...1 x In, tg=0.05-0.8s nut keeper kit undervoltage release (UVR) 120-127V AC 50/60Hz | - | 0 | 0
3VA2580-5KQ32-0CC0 |  | 3VA2580-5KQ32-0CC0 | 1 | UN | 1 | 10 | C | D | EAR99 | N | 85362090 | 1 | 4042949117797 | 14.2 | KG | 3704.8 | 3704.8 | LP18 | LP18 | circuit breaker 3VA2 IEC frame 1000 breaking capacity class M Icu=55kA @ 415V 3-pole, line protection ETU860, LSIG, In=800A overload protection Ir=320A...800A short-circuit protection Isd=0.6..10x In, Ii=1.5..12x In N conductor protection optionally with external current transformer, up to 160% gr.-fault prot., can be sw. off Ig=0.2...1 x In, tg=0.05-0.8s nut keeper kit undervoltage release (UVR) 120-127V AC 50/60Hz 2 auxiliary switches HQ | - | 0 | 0
3VA2580-5KQ32-0CH0 |  | 3VA2580-5KQ32-0CH0 | 1 | UN | 1 | 10 | C | D | EAR99 | N | 85362090 | 1 | 4042949118695 | 14.2 | KG | 3722.4 | 3722.4 | LP18 | LP18 | circuit breaker 3VA2 IEC frame 1000 breaking capacity class M Icu=55kA @ 415V 3-pole, line protection ETU860, LSIG, In=800A overload protection Ir=320A...800A short-circuit protection Isd=0.6..10x In, Ii=1.5..12x In N conductor protection optionally with external current transformer, up to 160% gr.-fault prot., can be sw. off Ig=0.2...1 x In, tg=0.05-0.8s nut keeper kit undervoltage release (UVR) 120-127V AC 50/60Hz 2 auxiliary switches HQ 1 trip alarm switch HQ | - | 0 | 0
3VA2580-5KQ32-0CL0 |  | 3VA2580-5KQ32-0CL0 | 1 | UN | 1 | 10 | C | D | EAR99 | N | 85362090 | 1 | 4042949119593 | 14.2 | KG | 3766.4 | 3766.4 | LP18 | LP18 | circuit breaker 3VA2 IEC frame 1000 breaking capacity class M Icu=55kA @ 415V 3-pole, line protection ETU860, LSIG, In=800A overload protection Ir=320A...800A short-circuit protection Isd=0.6..10x In, Ii=1.5..12x In N conductor protection, opt. w. ext. curr. transf., up to 160% gr.-fault prot., can be sw. off Ig=0.2...1 x In= tg=0.05-0.8s nut keeper kit undervoltage release (UVR) 120-127V AC 50/60Hz 2 auxiliary switches HQ 1 trip alarm switch HQ 1 electrical alarm switch | - | 0 | 0
3VA2580-5KQ32-0DA0 |  | 3VA2580-5KQ32-0DA0 | 1 | UN | 1 | 10 | C | D | EAR99 | N | 85362090 | 1 | 4042949115847 | 14.2 | KG | 3660.8 | 3660.8 | LP18 | LP18 | circuit breaker 3VA2 IEC frame 1000 breaking capacity class M Icu=55kA @ 415V 3-pole, line protection ETU860, LSIG, In=800A overload protection Ir=320A...800A short-circuit protection Isd=0.6..10x In, Ii=1.5..12x In N conductor protection optionally with external current transformer, up to 160% gr.-fault prot., can be sw. off Ig=0.2...1 x In, tg=0.05-0.8s nut keeper kit undervoltage release (UVR) 208-230V AC 50/60Hz | - | 0 | 0
3VA2580-5KQ32-0DC0 |  | 3VA2580-5KQ32-0DC0 | 1 | UN | 1 | 10 | C | D | EAR99 | N | 85362090 | 1 | 4042949117940 | 14.2 | KG | 3704.8 | 3704.8 | LP18 | LP18 | circuit breaker 3VA2 IEC frame 1000 breaking capacity class M Icu=55kA @ 415V 3-pole, line protection ETU860, LSIG, In=800A overload protection Ir=320A...800A short-circuit protection Isd=0.6..10x In, Ii=1.5..12x In N conductor protection optionally with external current transformer, up to 160% gr.-fault prot., can be sw. off Ig=0.2...1 x In, tg=0.05-0.8s nut keeper kit undervoltage release (UVR) 208-230V AC 50/60Hz 2 auxiliary switches HQ | - | 0 | 0
3VA2580-5KQ32-0DH0 |  | 3VA2580-5KQ32-0DH0 | 1 | UN | 1 | 10 | C | D | EAR99 | N | 85362090 | 1 | 4042949118848 | 14.2 | KG | 3722.4 | 3722.4 | LP18 | LP18 | circuit breaker 3VA2 IEC frame 1000 breaking capacity class M Icu=55kA @ 415V 3-pole, line protection ETU860, LSIG, In=800A overload protection Ir=320A...800A short-circuit protection Isd=0.6..10x In, Ii=1.5..12x In N conductor protection optionally with external current transformer, up to 160% gr.-fault prot., can be sw. off Ig=0.2...1 x In, tg=0.05-0.8s nut keeper kit undervoltage release (UVR) 208-230V AC 50/60Hz 2 auxiliary switches HQ 1 trip alarm switch HQ | - | 0 | 0
3VA2580-5KQ32-0DL0 |  | 3VA2580-5KQ32-0DL0 | 1 | UN | 1 | 10 | C | D | EAR99 | N | 85362090 | 1 | 4042949119746 | 14.2 | KG | 3766.4 | 3766.4 | LP18 | LP18 | circuit breaker 3VA2 IEC frame 1000 breaking capacity class M Icu=55kA @ 415V 3-pole, line protection ETU860, LSIG, In=800A overload protection Ir=320A...800A short-circuit protection Isd=0.6..10x In, Ii=1.5..12x In N conductor protection, opt. w. ext. curr. transf., up to 160% gr.-fault prot., can be sw. off Ig=0.2...1 x In= tg=0.05-0.8s nut keeper kit undervoltage release (UVR) 208-230V AC 50/60Hz 2 auxiliary switches HQ 1 trip alarm switch HQ 1 electrical alarm switch | - | 0 | 0
3VA2580-5KQ32-0HA0 |  | 3VA2580-5KQ32-0HA0 | 1 | UN | 1 | 10 | C | D | EAR99 | N | 85362090 | 1 | 4042949115991 | 14.2 | KG | 3652 | 3652 | LP18 | LP18 | circuit breaker 3VA2 IEC frame 1000 breaking capacity class M Icu=55kA @ 415V 3-pole, line protection ETU860, LSIG, In=800A overload protection Ir=320A...800A short-circuit protection Isd=0.6..10x In, Ii=1.5..12x In N conductor protection optionally with external current transformer, up to 160% gr.-fault prot., can be sw. off Ig=0.2...1 x In, tg=0.05-0.8s nut keeper kit shunt trip (STL) 12-30V DC; 24V AC 50/60Hz | - | 0 | 0
3VA2580-5KQ32-0HC0 |  | 3VA2580-5KQ32-0HC0 | 1 | UN | 1 | 10 | C | D | EAR99 | N | 85362090 | 1 | 4042949118091 | 14.2 | KG | 3687.2 | 3687.2 | LP18 | LP18 | circuit breaker 3VA2 IEC frame 1000 breaking capacity class M Icu=55kA @ 415V 3-pole, line protection ETU860, LSIG, In=800A overload protection Ir=320A...800A short-circuit protection Isd=0.6..10x In, Ii=1.5..12x In N conductor protection optionally with external current transformer, up to 160% gr.-fault prot., can be sw. off Ig=0.2...1 x In, tg=0.05-0.8s nut keeper kit shunt trip (STL) 12-30V DC; 24V AC 50/60Hz 2 auxiliary switches HQ | - | 0 | 0
3VA2580-5KQ32-0HH0 |  | 3VA2580-5KQ32-0HH0 | 1 | UN | 1 | 10 | C | D | EAR99 | N | 85362090 | 1 | 4042949118992 | 14.2 | KG | 3713.6 | 3713.6 | LP18 | LP18 | circuit breaker 3VA2 IEC frame 1000 breaking capacity class M Icu=55kA @ 415V 3-pole, line protection ETU860, LSIG, In=800A overload protection Ir=320A...800A short-circuit protection Isd=0.6..10x In, Ii=1.5..12x In N conductor protection optionally with external current transformer, up to 160% gr.-fault prot., can be sw. off Ig=0.2...1 x In, tg=0.05-0.8s nut keeper kit shunt trip (STL) 12-30V DC; 24V AC 50/60Hz 2 auxiliary switches HQ 1 trip alarm switch HQ | - | 0 | 0
3VA2580-5KQ32-0HL0 |  | 3VA2580-5KQ32-0HL0 | 1 | UN | 1 | 10 | C | D | EAR99 | N | 85362090 | 1 | 4042949119890 | 14.2 | KG | 3748.8 | 3748.8 | LP18 | LP18 | circuit breaker 3VA2 IEC frame 1000 breaking capacity class M Icu=55kA @ 415V 3-pole, line protection ETU860, LSIG, In=800A overload protection Ir=320A...800A short-circuit protection Isd=0.6..10x In, Ii=1.5..12x In N conductor protection, opt. w. ext. curr. transf., up to 160% gr.-fault prot., can be sw. off Ig=0.2...1 x In= tg=0.05-0.8s nut keeper kit shunt trip (STL) 12-30V DC; 24V AC 50/60Hz 2 auxiliary switches HQ 1 trip alarm switch HQ 1 electrical alarm switch | - | 0 | 0
3VA2580-5KQ32-0JA0 |  | 3VA2580-5KQ32-0JA0 | 1 | UN | 1 | 10 | C | D | EAR99 | N | 85362090 | 1 | 4042949116141 | 14.2 | KG | 3652 | 3652 | LP18 | LP18 | circuit breaker 3VA2 IEC frame 1000 breaking capacity class M Icu=55kA @ 415V 3-pole, line protection ETU860, LSIG, In=800A overload protection Ir=320A...800A short-circuit protection Isd=0.6..10x In, Ii=1.5..12x In N conductor protection optionally with external current transformer, up to 160% gr.-fault prot., can be sw. off Ig=0.2...1 x In, tg=0.05-0.8s nut keeper kit shunt trip (STL) 110-127V DC, AC 50/60Hz | - | 0 | 0
3VA2580-5KQ32-0JC0 |  | 3VA2580-5KQ32-0JC0 | 1 | UN | 1 | 10 | C | D | EAR99 | N | 85362090 | 1 | 4042949118244 | 14.2 | KG | 3687.2 | 3687.2 | LP18 | LP18 | circuit breaker 3VA2 IEC frame 1000 breaking capacity class M Icu=55kA @ 415V 3-pole, line protection ETU860, LSIG, In=800A overload protection Ir=320A...800A short-circuit protection Isd=0.6..10x In, Ii=1.5..12x In N conductor protection optionally with external current transformer, up to 160% gr.-fault prot., can be sw. off Ig=0.2...1 x In, tg=0.05-0.8s nut keeper kit shunt trip (STL) 110-127V DC, AC 50/60Hz 2 auxiliary switches HQ | - | 0 | 0
3VA2580-5KQ32-0JH0 |  | 3VA2580-5KQ32-0JH0 | 1 | UN | 1 | 10 | C | D | EAR99 | N | 85362090 | 1 | 4042949119142 | 14.2 | KG | 3713.6 | 3713.6 | LP18 | LP18 | circuit breaker 3VA2 IEC frame 1000 breaking capacity class M Icu=55kA @ 415V 3-pole, line protection ETU860, LSIG, In=800A overload protection Ir=320A...800A short-circuit protection Isd=0.6..10x In, Ii=1.5..12x In N conductor protection optionally with external current transformer, up to 160% gr.-fault prot., can be sw. off Ig=0.2...1 x In, tg=0.05-0.8s nut keeper kit shunt trip (STL) 110-127V DC, AC 50/60Hz 2 auxiliary switches HQ 1 trip alarm switch HQ | - | 0 | 0
3VA2580-5KQ32-0JL0 |  | 3VA2580-5KQ32-0JL0 | 1 | UN | 1 | 10 | C | D | EAR99 | N | 85362090 | 1 | 4042949120049 | 14.2 | KG | 3748.8 | 3748.8 | LP18 | LP18 | circuit breaker 3VA2 IEC frame 1000 breaking capacity class M Icu=55kA @ 415V 3-pole, line protection ETU860, LSIG, In=800A overload protection Ir=320A...800A short-circuit protection Isd=0.6..10x In, Ii=1.5..12x In N conductor protection, opt. w. ext. curr. transf., up to 160% gr.-fault prot., can be sw. off Ig=0.2...1 x In= tg=0.05-0.8s nut keeper kit shunt trip (STL) 110-127V DC, AC 50/60Hz 2 auxiliary switches HQ 1 trip alarm switch HQ 1 electrical alarm switch | - | 0 | 0
3VA2580-5KQ32-0KA0 |  | 3VA2580-5KQ32-0KA0 | 1 | UN | 1 | 10 | C | D | EAR99 | N | 85362090 | 1 | 4042949116295 | 14.2 | KG | 3652 | 3652 | LP18 | LP18 | circuit breaker 3VA2 IEC frame 1000 breaking capacity class M Icu=55kA @ 415V 3-pole, line protection ETU860, LSIG, In=800A overload protection Ir=320A...800A short-circuit protection Isd=0.6..10x In, Ii=1.5..12x In N conductor protection optionally with external current transformer, up to 160% gr.-fault prot., can be sw. off Ig=0.2...1 x In, tg=0.05-0.8s nut keeper kit shunt trip (STL) 220-250V DC; 208-277V AC | - | 0 | 0
3VA2580-5KQ32-0KC0 |  | 3VA2580-5KQ32-0KC0 | 1 | UN | 1 | 10 | C | D | EAR99 | N | 85362090 | 1 | 4042949118398 | 14.2 | KG | 3687.2 | 3687.2 | LP18 | LP18 | circuit breaker 3VA2 IEC frame 1000 breaking capacity class M Icu=55kA @ 415V 3-pole, line protection ETU860, LSIG, In=800A overload protection Ir=320A...800A short-circuit protection Isd=0.6..10x In, Ii=1.5..12x In N conductor protection optionally with external current transformer, up to 160% gr.-fault prot., can be sw. off Ig=0.2...1 x In, tg=0.05-0.8s nut keeper kit shunt trip (STL) 220-250V DC; 208-277V AC 2 auxiliary switches HQ | - | 0 | 0
3VA2580-5KQ32-0KH0 |  | 3VA2580-5KQ32-0KH0 | 1 | UN | 1 | 10 | C | D | EAR99 | N | 85362090 | 1 | 4042949119296 | 14.2 | KG | 3713.6 | 3713.6 | LP18 | LP18 | circuit breaker 3VA2 IEC frame 1000 breaking capacity class M Icu=55kA @ 415V 3-pole, line protection ETU860, LSIG, In=800A overload protection Ir=320A...800A short-circuit protection Isd=0.6..10x In, Ii=1.5..12x In N conductor protection optionally with external current transformer, up to 160% gr.-fault prot., can be sw. off Ig=0.2...1 x In, tg=0.05-0.8s nut keeper kit shunt trip (STL) 220-250V DC; 208-277V AC 2 auxiliary switches HQ 1 trip alarm switch HQ | - | 0 | 0
3VA2580-5KQ32-0KL0 |  | 3VA2580-5KQ32-0KL0 | 1 | UN | 1 | 10 | C | D | EAR99 | N | 85362090 | 1 | 4042949324201 | 11.524 | KG | 3828 | 3828 | LP18 | LP18 | circuit breaker 3VA2 IEC frame 1000 breaking capacity class M Icu=55kA @ 415V 3-pole, line protection ETU860, LSIG, In=800A overload protection Ir=320A...800A short-circuit protection Isd=0.6..10x In, Ii=1.5..12x In N conductor protection optionally with external current transformer, up to 160% gr.-fault prot., can be sw. off Ig=0.2...1 x In, tg=0.05-0.8s shunt trip (STL) 220-250V DC; 208-277V AC 2 auxiliary switches HQ 1 trip alarm switch HQ 1 electrical alarm switch | - | 0 | 0
3VA2580-5KQ32-0LL0 |  | 3VA2580-5KQ32-0LL0 | 1 | UN | 1 | 10 | C | D | EAR99 | N | 85362090 | 1 | 4042949326441 | 14.222 | KG | 3968.8 | 3968.8 | LP18 | LP18 | circuit breaker 3VA2 IEC frame 1000 breaking capacity class M Icu=55kA @ 415V 3-pole, line protection ETU860, LSIG, In=800A overload protection Ir=320A...800A short-circuit protection Isd=0.6..10x In, Ii=1.5..12x In N conductor protection optionally with external current transformer, up to 160% gr.-fault prot., can be sw. off Ig=0.2...1 x In, tg=0.05-0.8s universal release 24V DC 2 auxiliary switches HQ 1 trip alarm switch HQ 1 electrical alarm switch | - | 0 | 0
3VA2580-5KQ42-0AA0 |  | 3VA2580-5KQ42-0AA0 | 1 | UN | 1 | 5 | B | D | EAR99 | N | 85362090 | 1 | 4042948835296 | 18 | KG | 4343.5 | 4224.5 | LP18 | LP18 | circuit breaker 3VA2 IEC frame 1000 breaking capacity class M Icu=55kA @ 415V 4-pole, line protection ETU860, LSIG, In=800A overload protection Ir=320A...800A short-circuit protection Isd=0.6..10x In, Ii=1.5..12x In N conductor protection adjustable (OFF, up to 160%) gr.-fault prot., can be sw. off Ig=0.2...1 x In= tg=0.05-0.8s nut keeper kit | Lista Papel 2020 SI | 0 | 0
3VA2580-5MN32-0AA0 |  | 3VA2580-5MN32-0AA0 | 1 | UN | 1 | 5 | B | D | EAR99 | N | 85362090 | 1 | 4042948834954 | 11340 | G | 3018.4 | 3018.4 | LP18 | LP18 | circuit breaker 3VA2 IEC frame 1000 breaking capacity class M Icu=55kA @ 415V 3-pole, motor protection ETU350M, LSI, In=800A overload protection Ir=320A...800A short-circuit protection Isd=3...15 x Ir, Ii=15 x In nut keeper kit | - | 0 | 0
3VA2580-5MN32-0BL0 |  | 3VA2580-5MN32-0BL0 | 1 | UN | 1 | 10 | C | D | EAR99 | N | 85362090 | 1 | 4042949329015 | 11.525 | KG | 3238.4 | 3238.4 | LP18 | LP18 | circuit breaker 3VA2 IEC frame 1000 breaking capacity class M Icu=55kA @ 415V 3-pole, motor protection ETU350M, LSI, In=800A overload protection Ir=320A...800A short-circuit protection Isd=3...15 x Ir, Ii=15 x In nut keeper kit circuit breaker 3VA2 IEC frame 1000 breaking capacity class M Icu=55kA @ 415V 3-pole, motor protection ETU350M, LSI, In=800A overload protection Ir=320A...800A short-circuit protection Isd=3...15 x Ir, UNDERVOLTAGE RELEASE 24 V DC ACCESSORY FOR 3VA1 and 3VA20 up 2 AUXILIARY SWITCH CHANGEOVER H 1 TRIP ALARM SWITCH CHANGEOVER 1 electrical alarm switch HQ |  | 0 | 0
3VA2580-5MP32-0AA0 |  | 3VA2580-5MP32-0AA0 | 1 | UN | 1 | 5 | B | D | EAR99 | N | 85362090 | 1 | 4042948903643 | 11340 | G | 3212 | 3212 | LP18 | LP18 | CIRCUIT BREAKER 3VA2 IEC FRAME 1000 BREAKING CAPACITY CLASS M ICU=55KA @ 415 V 3-POLE, MOTOR PROTECTION ETU550M, LSI, In=800A OVERLOAD PROTECTION IR=320A ...800A SHORT CIRCUIT PROTECTION ISD=1,2... 15x IN,II=3...15x IN BUSBAR CONNECTION | - | 0 | 0
3VA2580-5MQ32-0AA0 |  | 3VA2580-5MQ32-0AA0 | 1 | UN | 1 | 5 | B | D | EAR99 | N | 85362090 | 1 | 4042948836569 | 11340 | G | 3511.2 | 3511.2 | LP18 | LP18 | circuit breaker 3VA2 IEC frame 1000 breaking capacity class M Icu=55kA @ 415V 3-pole, motor protection ETU860M, LSIG, In=800A overload protection Ir=320A...800A short-circuit protection Isd=1.2..15 x In, Ii=3..15 x In gr.-fault prot., can be sw. off Ig=0.2...1 x In, tg=0.05-0.8s nut keeper kit | - | 0 | 0
3VA2580-6HK32-0AA0 |  | 3VA2580-6HK32-0AA0 | 1 | UN | 1 | 5 | B | D | EAR99 | N | 85362090 | 1 | 4042948835265 | 11.34 | KG | 2921.6 | 2921.6 | LP18 | LP18 | circuit breaker 3VA2 IEC frame 1000 breaking capacity class H Icu=85kA @ 415V 3-pole, line protection ETU340, ELISA LI, In=800A overload protection Ir=320A...800A short-circuit protection Ii=12 x In nut keeper kit | - | 0 | 0
3VA2580-6HK42-0AA0 |  | 3VA2580-6HK42-0AA0 | 1 | UN | 1 | 5 | B | D | EAR99 | N | 85362090 | 1 | 4042948835258 | 15.42 | KG | 3889.6 | 3889.6 | LP18 | LP18 | circuit breaker 3VA2 IEC frame 1000 breaking capacity class H Icu=85kA @ 415V 4-pole, line protection ETU340, ELISA LI, In=800A overload protection Ir=320A...800A short-circuit protection Ii=12 x In N conductor protection adjustable (OFF, 50%, 100%) nut keeper kit | - | 0 | 0
3VA2580-6HL32-0AA0 |  | 3VA2580-6HL32-0AA0 | 1 | UN | 1 | 2 | A | D | EAR99 | N | 85362090 | 1 | 4042948836347 | 13.997 | KG | 2822 | 2745.5 | LP18 | LP18 | circuit breaker 3VA2 IEC frame 1000 breaking capacity class H Icu=85kA @ 415V 3-pole, line protection ETU320, LI, In=800A overload protection Ir=320A...800A short-circuit protection Ii=1.5...12 x In nut keeper kit | Lista Papel 2020 SI | 0 | 0
3VA2580-6HL32-0KA0 |  | 3VA2580-6HL32-0KA0 | 1 | UN | 1 | 10 | C | D | EAR99 | N | 85362090 | 1 | 4042949327455 | 14.042 | KG | 3018.4 | 3018.4 | LP18 | LP18 | circuit breaker 3VA2 IEC frame 1000 breaking capacity class H Icu=85kA @ 415V 3-pole, line protection ETU320, LI, In=800A overload protection Ir=320A...800A short-circuit protection Ii=1.5...12 x In nut keeper kit circuit breaker 3VA2 IEC frame 1000 breaking capacity class H Icu=85kA @ 415V 3-pole, line protection ETU320, LI, In=800A overload protection Ir=320A...800A short-circuit protection Ii=1.5...12 x In nut SHUNT TRIP LEFT 208-277 V AC 50/60 HZ 220-250 V DC ACCESSORY |  | 0 | 0
3VA2580-6HL42-0AA0 |  | 3VA2580-6HL42-0AA0 | 1 | UN | 1 | 5 | B | D | EAR99 | N | 85362090 | 1 | 4042948836330 | 18.06 | KG | 3757 | 3655 | LP18 | LP18 | circuit breaker 3VA2 IEC frame 1000 breaking capacity class H Icu=85kA @ 415V 4-pole, line protection ETU320, LI, In=800A overload protection Ir=320A...800A short-circuit protection Ii=1.5...12 x In N conductor protection adjustable (OFF, 50%, 100%) nut keeper kit | Lista Papel 2020 SI | 0 | 0
3VA2580-6HM32-0AA0 |  | 3VA2580-6HM32-0AA0 | 1 | UN | 1 | 5 | B | D | EAR99 | N | 85362090 | 1 | 4042948835241 | 11.34 | KG | 3060 | 2975 | LP18 | LP18 | circuit breaker 3VA2 IEC frame 1000 breaking capacity class H Icu=85kA @ 415V 3-pole, line protection ETU330, LIG, In=800A overload protection Ir=320A...800A short-circuit protection Ii=1.5...12 x In ground-fault protection Ig=0.2...1 x In, tg=0.1/0.3s nut keeper kit | Lista Papel 2020 SI | 0 | 0
3VA2580-6HM42-0AA0 |  | 3VA2580-6HM42-0AA0 | 1 | UN | 1 | 5 | B | D | EAR99 | N | 85362090 | 1 | 4042948835234 | 15.42 | KG | 3995 | 3884.5 | LP18 | LP18 | circuit breaker 3VA2 IEC frame 1000 breaking capacity class H Icu=85kA @ 415V 4-pole, line protection ETU330, LIG, In=800A overload protection Ir=320A...800A short-circuit protection Ii=1.5...12 x In N conductor protection adjustable (OFF, 50%, 100%) ground-fault protection Ig=0.2...1 x In= tg=0.1/0.3s nut keeper kit | Lista Papel 2020 SI | 0 | 0
3VA2580-6HN32-0AA0 |  | 3VA2580-6HN32-0AA0 | 1 | UN | 1 | 5 | B | D | EAR99 | N | 85362090 | 1 | 4042948835227 | 14.015 | KG | 2915.5 | 2830.5 | LP18 | LP18 | circuit breaker 3VA2 IEC frame 1000 breaking capacity class H Icu=85kA @ 415V 3-pole, line protection ETU350, LSI, In=800A overload protection Ir=320A...800A short-circuit protection Isd=1.5...10 x Ir, Ii=12 x In nut keeper kit | Lista Papel 2020 SI | 0 | 0
3VA2580-6HN32-0AB0 |  | 3VA2580-6HN32-0AB0 | 1 | UN | 1 | 10 | C | D | EAR99 | N | 85362090 | 1 | 4042949116431 | 14.2 | KG | 2895.2 | 2895.2 | LP18 | LP18 | circuit breaker 3VA2 IEC frame 1000 breaking capacity class H Icu=85kA @ 415V 3-pole, line protection ETU350, LSI, In=800A overload protection Ir=320A...800A short-circuit protection Isd=1.5...10 x Ir, Ii=12 x In nut keeper kit 2 auxiliary switches HP | - | 0 | 0
3VA2580-6HN32-0AC0 |  | 3VA2580-6HN32-0AC0 | 1 | UN | 1 | 10 | C | D | EAR99 | N | 85362090 | 1 | 4042949116585 | 14.2 | KG | 2877.6 | 2877.6 | LP18 | LP18 | circuit breaker 3VA2 IEC frame 1000 breaking capacity class H Icu=85kA @ 415V 3-pole, line protection ETU350, LSI, In=800A overload protection Ir=320A...800A short-circuit protection Isd=1.5...10 x Ir, Ii=12 x In nut keeper kit 2 auxiliary switches HQ | - | 0 | 0
3VA2580-6HN32-0AD0 |  | 3VA2580-6HN32-0AD0 | 1 | UN | 1 | 10 | C | D | EAR99 | N | 85362090 | 1 | 4042949116738 | 14.2 | KG | 2895.2 | 2895.2 | LP18 | LP18 | circuit breaker 3VA2 IEC frame 1000 breaking capacity class H Icu=85kA @ 415V 3-pole, line protection ETU350, LSI, In=800A overload protection Ir=320A...800A short-circuit protection Isd=1.5...10 x Ir, Ii=12 x In nut keeper kit 3 auxiliary switches HQ | - | 0 | 0
3VA2580-6HN32-0AE0 |  | 3VA2580-6HN32-0AE0 | 1 | UN | 1 | 10 | C | D | EAR99 | N | 85362090 | 1 | 4042949116882 | 14.2 | KG | 2921.6 | 2921.6 | LP18 | LP18 | circuit breaker 3VA2 IEC frame 1000 breaking capacity class H Icu=85kA @ 415V 3-pole, line protection ETU350, LSI, In=800A overload protection Ir=320A...800A short-circuit protection Isd=1.5...10 x Ir, Ii=12 x In nut keeper kit 4 auxiliary switches HQ | - | 0 | 0
3VA2580-6HN32-0AF0 |  | 3VA2580-6HN32-0AF0 | 1 | UN | 1 | 10 | C | D | EAR99 | N | 85362090 | 1 | 4042949117032 | 14.2 | KG | 2877.6 | 2877.6 | LP18 | LP18 | circuit breaker 3VA2 IEC frame 1000 breaking capacity class H Icu=85kA @ 415V 3-pole, line protection ETU350, LSI, In=800A overload protection Ir=320A...800A short-circuit protection Isd=1.5...10 x Ir, Ii=12 x In nut keeper kit 1 auxiliary switch HQ 1 trip alarm switch HQ | - | 0 | 0
3VA2580-6HN32-0AG0 |  | 3VA2580-6HN32-0AG0 | 1 | UN | 1 | 10 | C | D | EAR99 | N | 85362090 | 1 | 4042949117186 | 14.2 | KG | 2895.2 | 2895.2 | LP18 | LP18 | circuit breaker 3VA2 IEC frame 1000 breaking capacity class H Icu=85kA @ 415V 3-pole, line protection ETU350, LSI, In=800A overload protection Ir=320A...800A short-circuit protection Isd=1.5...10 x Ir, Ii=12 x In nut keeper kit 1 auxiliary switch HP 1 trip alarm switch HP | - | 0 | 0
3VA2580-6HN32-0AH0 |  | 3VA2580-6HN32-0AH0 | 1 | UN | 1 | 10 | C | D | EAR99 | N | 85362090 | 1 | 4042949117339 | 14.2 | KG | 2895.2 | 2895.2 | LP18 | LP18 | circuit breaker 3VA2 IEC frame 1000 breaking capacity class H Icu=85kA @ 415V 3-pole, line protection ETU350, LSI, In=800A overload protection Ir=320A...800A short-circuit protection Isd=1.5...10 x Ir, Ii=12 x In nut keeper kit 2 auxiliary switches HQ 1 trip alarm switch HQ | - | 0 | 0
3VA2580-6HN32-0AJ0 |  | 3VA2580-6HN32-0AJ0 | 1 | UN | 1 | 10 | C | D | EAR99 | N | 85362090 | 1 | 4042949117483 | 14.2 | KG | 2939.2 | 2939.2 | LP18 | LP18 | circuit breaker 3VA2 IEC frame 1000 breaking capacity class H Icu=85kA @ 415V 3-pole, line protection ETU350, LSI, In=800A overload protection Ir=320A...800A short-circuit protection Isd=1.5...10 x Ir, Ii=12 x In nut keeper kit 2 auxiliary switches HP 1 trip alarm switch HP | - | 0 | 0
3VA2580-6HN32-0BA0 |  | 3VA2580-6HN32-0BA0 | 1 | UN | 1 | 10 | C | D | EAR99 | N | 85362090 | 1 | 4042949115533 | 14.2 | KG | 2974.4 | 2974.4 | LP18 | LP18 | circuit breaker 3VA2 IEC frame 1000 breaking capacity class H Icu=85kA @ 415V 3-pole, line protection ETU350, LSI, In=800A overload protection Ir=320A...800A short-circuit protection Isd=1.5...10 x Ir, Ii=12 x In nut keeper kit undervoltage release (UVR) 24V DC | - | 0 | 0
3VA2580-6HN32-0BC0 |  | 3VA2580-6HN32-0BC0 | 1 | UN | 1 | 10 | C | D | EAR99 | N | 85362090 | 1 | 4042949117636 | 14.2 | KG | 3027.2 | 3027.2 | LP18 | LP18 | circuit breaker 3VA2 IEC frame 1000 breaking capacity class H Icu=85kA @ 415V 3-pole, line protection ETU350, LSI, In=800A overload protection Ir=320A...800A short-circuit protection Isd=1.5...10 x Ir, Ii=12 x In nut keeper kit undervoltage release (UVR) 24V DC 2 auxiliary switches HQ | - | 0 | 0
3VA2580-6HN32-0BH0 |  | 3VA2580-6HN32-0BH0 | 1 | UN | 1 | 10 | C | D | EAR99 | N | 85362090 | 1 | 4042949118534 | 14.2 | KG | 3044.8 | 3044.8 | LP18 | LP18 | circuit breaker 3VA2 IEC frame 1000 breaking capacity class H Icu=85kA @ 415V 3-pole, line protection ETU350, LSI, In=800A overload protection Ir=320A...800A short-circuit protection Isd=1.5...10 x Ir, Ii=12 x In nut keeper kit undervoltage release (UVR) 24V DC 2 auxiliary switches HQ 1 trip alarm switch HQ | - | 0 | 0
3VA2580-6HN32-0BL0 |  | 3VA2580-6HN32-0BL0 | 1 | UN | 1 | 10 | C | D | EAR99 | N | 85362090 | 1 | 4042949119432 | 14.2 | KG | 3088.8 | 3088.8 | LP18 | LP18 | circuit breaker 3VA2 IEC frame 1000 breaking capacity class H Icu=85kA @ 415V 3-pole, line protection ETU350, LSI, In=800A overload protection Ir=320A...800A short-circuit protection Isd=1.5...10 x Ir, Ii=12 x In nut keeper kit undervoltage release (UVR) 24V DC 2 auxiliary switches HQ 1 trip alarm switch HQ 1 electrical alarm switch | - | 0 | 0
3VA2580-6HN32-0CA0 |  | 3VA2580-6HN32-0CA0 | 1 | UN | 1 | 10 | C | D | EAR99 | N | 85362090 | 1 | 4042949115687 | 14.2 | KG | 2974.4 | 2974.4 | LP18 | LP18 | circuit breaker 3VA2 IEC frame 1000 breaking capacity class H Icu=85kA @ 415V 3-pole, line protection ETU350, LSI, In=800A overload protection Ir=320A...800A short-circuit protection Isd=1.5...10 x Ir, Ii=12 x In nut keeper kit undervoltage release (UVR) 120-127V AC 50/60Hz | - | 0 | 0
3VA2580-6HN32-0CC0 |  | 3VA2580-6HN32-0CC0 | 1 | UN | 1 | 10 | C | D | EAR99 | N | 85362090 | 1 | 4042949117780 | 14.2 | KG | 3027.2 | 3027.2 | LP18 | LP18 | circuit breaker 3VA2 IEC frame 1000 breaking capacity class H Icu=85kA @ 415V 3-pole, line protection ETU350, LSI, In=800A overload protection Ir=320A...800A short-circuit protection Isd=1.5...10 x Ir, Ii=12 x In nut keeper kit undervoltage release (UVR) 120-127V AC 50/60Hz 2 auxiliary switches HQ | - | 0 | 0
3VA2580-6HN32-0CH0 |  | 3VA2580-6HN32-0CH0 | 1 | UN | 1 | 10 | C | D | EAR99 | N | 85362090 | 1 | 4042949118688 | 14.2 | KG | 3044.8 | 3044.8 | LP18 | LP18 | circuit breaker 3VA2 IEC frame 1000 breaking capacity class H Icu=85kA @ 415V 3-pole, line protection ETU350, LSI, In=800A overload protection Ir=320A...800A short-circuit protection Isd=1.5...10 x Ir, Ii=12 x In nut keeper kit undervoltage release (UVR) 120-127V AC 50/60Hz 2 auxiliary switches HQ 1 trip alarm switch HQ | - | 0 | 0
3VA2580-6HN32-0CL0 |  | 3VA2580-6HN32-0CL0 | 1 | UN | 1 | 10 | C | D | EAR99 | N | 85362090 | 1 | 4042949119586 | 14.2 | KG | 3088.8 | 3088.8 | LP18 | LP18 | circuit breaker 3VA2 IEC frame 1000 breaking capacity class H Icu=85kA @ 415V 3-pole, line protection ETU350, LSI, In=800A overload protection Ir=320A...800A short-circuit protection Isd=1.5...10 x Ir, Ii=12 x In nut keeper kit undervoltage release (UVR) 120-127V AC 50/60Hz 2 auxiliary switches HQ 1 trip alarm switch HQ 1 electrical alarm switch | - | 0 | 0
3VA2580-6HN32-0DA0 |  | 3VA2580-6HN32-0DA0 | 1 | UN | 1 | 10 | C | D | EAR99 | N | 85362090 | 1 | 4042949115830 | 14.2 | KG | 2974.4 | 2974.4 | LP18 | LP18 | circuit breaker 3VA2 IEC frame 1000 breaking capacity class H Icu=85kA @ 415V 3-pole, line protection ETU350, LSI, In=800A overload protection Ir=320A...800A short-circuit protection Isd=1.5...10 x Ir, Ii=12 x In nut keeper kit undervoltage release (UVR) 208-230V AC 50/60Hz | - | 0 | 0
3VA2580-6HN32-0DC0 |  | 3VA2580-6HN32-0DC0 | 1 | UN | 1 | 10 | C | D | EAR99 | N | 85362090 | 1 | 4042949117933 | 14.2 | KG | 3027.2 | 3027.2 | LP18 | LP18 | circuit breaker 3VA2 IEC frame 1000 breaking capacity class H Icu=85kA @ 415V 3-pole, line protection ETU350, LSI, In=800A overload protection Ir=320A...800A short-circuit protection Isd=1.5...10 x Ir, Ii=12 x In nut keeper kit undervoltage release (UVR) 208-230V AC 50/60Hz 2 auxiliary switches HQ | - | 0 | 0
3VA2580-6HN32-0DH0 |  | 3VA2580-6HN32-0DH0 | 1 | UN | 1 | 10 | C | D | EAR99 | N | 85362090 | 1 | 4042949118831 | 14.2 | KG | 3044.8 | 3044.8 | LP18 | LP18 | circuit breaker 3VA2 IEC frame 1000 breaking capacity class H Icu=85kA @ 415V 3-pole, line protection ETU350, LSI, In=800A overload protection Ir=320A...800A short-circuit protection Isd=1.5...10 x Ir, Ii=12 x In nut keeper kit undervoltage release (UVR) 208-230V AC 50/60Hz 2 auxiliary switches HQ 1 trip alarm switch HQ | - | 0 | 0
3VA2580-6HN32-0DL0 |  | 3VA2580-6HN32-0DL0 | 1 | UN | 1 | 10 | C | D | EAR99 | N | 85362090 | 1 | 4042949119739 | 14.2 | KG | 3088.8 | 3088.8 | LP18 | LP18 | circuit breaker 3VA2 IEC frame 1000 breaking capacity class H Icu=85kA @ 415V 3-pole, line protection ETU350, LSI, In=800A overload protection Ir=320A...800A short-circuit protection Isd=1.5...10 x Ir, Ii=12 x In nut keeper kit undervoltage release (UVR) 208-230V AC 50/60Hz 2 auxiliary switches HQ 1 trip alarm switch HQ 1 electrical alarm switch | - | 0 | 0
3VA2580-6HN32-0HA0 |  | 3VA2580-6HN32-0HA0 | 1 | UN | 1 | 10 | C | D | EAR99 | N | 85362090 | 1 | 4042949115984 | 14.2 | KG | 2956.8 | 2956.8 | LP18 | LP18 | circuit breaker 3VA2 IEC frame 1000 breaking capacity class H Icu=85kA @ 415V 3-pole, line protection ETU350, LSI, In=800A overload protection Ir=320A...800A short-circuit protection Isd=1.5...10 x Ir, Ii=12 x In nut keeper kit shunt trip (STL) 12-30V DC, 24V AC 50/60Hz | - | 0 | 0
3VA2580-6HN32-0HC0 |  | 3VA2580-6HN32-0HC0 | 1 | UN | 1 | 10 | C | D | EAR99 | N | 85362090 | 1 | 4042949118084 | 14.2 | KG | 3009.6 | 3009.6 | LP18 | LP18 | circuit breaker 3VA2 IEC frame 1000 breaking capacity class H Icu=85kA @ 415V 3-pole, line protection ETU350, LSI, In=800A overload protection Ir=320A...800A short-circuit protection Isd=1.5...10 x Ir, Ii=12 x In nut keeper kit shunt trip (STL) 12-30V DC, 24V AC 50/60Hz 2 auxiliary switches HQ | - | 0 | 0
3VA2580-6HN32-0HH0 |  | 3VA2580-6HN32-0HH0 | 1 | UN | 1 | 10 | C | D | EAR99 | N | 85362090 | 1 | 4042949118985 | 14.2 | KG | 3036 | 3036 | LP18 | LP18 | circuit breaker 3VA2 IEC frame 1000 breaking capacity class H Icu=85kA @ 415V 3-pole, line protection ETU350, LSI, In=800A overload protection Ir=320A...800A short-circuit protection Isd=1.5...10 x Ir, Ii=12 x In nut keeper kit shunt trip (STL) 12-30V DC, 24V AC 50/60Hz 2 auxiliary switches HQ | - | 0 | 0
3VA2580-6HN32-0HL0 |  | 3VA2580-6HN32-0HL0 | 1 | UN | 1 | 10 | C | D | EAR99 | N | 85362090 | 1 | 4042949119883 | 14.2 | KG | 3062.4 | 3062.4 | LP18 | LP18 | circuit breaker 3VA2 IEC frame 1000 breaking capacity class H Icu=85kA @ 415V 3-pole, line protection ETU350, LSI, In=800A overload protection Ir=320A...800A short-circuit protection Isd=1.5...10 x Ir, Ii=12 x In nut keeper kit shunt trip (STL) 12-30V DC, 24V AC 50/60Hz 2 auxiliary switches HQ 1 trip alarm switch HQ 1 electrical alarm switch | - | 0 | 0
3VA2580-6HN32-0JA0 |  | 3VA2580-6HN32-0JA0 | 1 | UN | 1 | 10 | C | D | EAR99 | N | 85362090 | 1 | 4042949116134 | 14.2 | KG | 2956.8 | 2956.8 | LP18 | LP18 | circuit breaker 3VA2 IEC frame 1000 breaking capacity class H Icu=85kA @ 415V 3-pole, line protection ETU350, LSI, In=800A overload protection Ir=320A...800A short-circuit protection Isd=1.5...10 x Ir, Ii=12 x In nut keeper kit shunt trip (STL) 110-127V DC, AC 50/60Hz | - | 0 | 0
3VA2580-6HN32-0JC0 |  | 3VA2580-6HN32-0JC0 | 1 | UN | 1 | 10 | C | D | EAR99 | N | 85362090 | 1 | 4042949118237 | 14.2 | KG | 3009.6 | 3009.6 | LP18 | LP18 | circuit breaker 3VA2 IEC frame 1000 breaking capacity class H Icu=85kA @ 415V 3-pole, line protection ETU350, LSI, In=800A overload protection Ir=320A...800A short-circuit protection Isd=1.5...10 x Ir, Ii=12 x In nut keeper kit shunt trip (STL) 110-127V DC, AC 50/60Hz 2 auxiliary switches HQ | - | 0 | 0
3VA2580-6HN32-0JH0 |  | 3VA2580-6HN32-0JH0 | 1 | UN | 1 | 10 | C | D | EAR99 | N | 85362090 | 1 | 4042949119135 | 14.2 | KG | 3036 | 3036 | LP18 | LP18 | circuit breaker 3VA2 IEC frame 1000 breaking capacity class H Icu=85kA @ 415V 3-pole, line protection ETU350, LSI, In=800A overload protection Ir=320A...800A short-circuit protection Isd=1.5...10 x Ir, Ii=12 x In nut keeper kit shunt trip (STL) 110-127V DC, AC 50/60Hz 2 auxiliary switches HQ 1 trip alarm switch HQ | - | 0 | 0
3VA2580-6HN32-0JL0 |  | 3VA2580-6HN32-0JL0 | 1 | UN | 1 | 10 | C | D | EAR99 | N | 85362090 | 1 | 4042949120032 | 14.2 | KG | 3062.4 | 3062.4 | LP18 | LP18 | circuit breaker 3VA2 IEC frame 1000 breaking capacity class H Icu=85kA @ 415V 3-pole, line protection ETU350, LSI, In=800A overload protection Ir=320A...800A short-circuit protection Isd=1.5...10 x Ir, Ii=12 x In nut keeper kit shunt trip (STL) 110-127V DC, AC 50/60Hz 2 auxiliary switches HQ 1 trip alarm switch HQ 1 electrical alarm switch | - | 0 | 0
3VA2580-6HN32-0KA0 |  | 3VA2580-6HN32-0KA0 | 1 | UN | 1 | 10 | C | D | EAR99 | N | 85362090 | 1 | 4042949116288 | 14.2 | KG | 2956.8 | 2956.8 | LP18 | LP18 | circuit breaker 3VA2 IEC frame 1000 breaking capacity class H Icu=85kA @ 415V 3-pole, line protection ETU350, LSI, In=800A overload protection Ir=320A...800A short-circuit protection Isd=1.5...10 x Ir, Ii=12 x In nut keeper kit shunt trip (STL) 220-250V DC, 208-277V AC | - | 0 | 0
3VA2580-6HN32-0KC0 |  | 3VA2580-6HN32-0KC0 | 1 | UN | 1 | 10 | C | D | EAR99 | N | 85362090 | 1 | 4042949118381 | 14.2 | KG | 3009.6 | 3009.6 | LP18 | LP18 | circuit breaker 3VA2 IEC frame 1000 breaking capacity class H Icu=85kA @ 415V 3-pole, line protection ETU350, LSI, In=800A overload protection Ir=320A...800A short-circuit protection Isd=1.5...10 x Ir, Ii=12 x In nut keeper kit shunt trip (STL) 220-250V DC, 208-277V AC 2 auxiliary switches HQ | - | 0 | 0
3VA2580-6HN32-0KH0 |  | 3VA2580-6HN32-0KH0 | 1 | UN | 1 | 10 | C | D | EAR99 | N | 85362090 | 1 | 4042949119289 | 14.2 | KG | 3036 | 3036 | LP18 | LP18 | circuit breaker 3VA2 IEC frame 1000 breaking capacity class H Icu=85kA @ 415V 3-pole, line protection ETU350, LSI, In=800A overload protection Ir=320A...800A short-circuit protection Isd=1.5...10 x Ir, Ii=12 x In nut keeper kit shunt trip (STL) 220-250V DC, 208-277V AC 2 auxiliary switches HQ 1 trip alarm switch HQ | - | 0 | 0
3VA2580-6HN32-0KL0 |  | 3VA2580-6HN32-0KL0 | 1 | UN | 1 | 10 | C | D | EAR99 | N | 85362090 | 1 | 4042949120186 | 14.2 | KG | 3062.4 | 3062.4 | LP18 | LP18 | circuit breaker 3VA2 IEC frame 1000 breaking capacity class H Icu=85kA @ 415V 3-pole, line protection ETU350, LSI, In=800A overload protection Ir=320A...800A short-circuit protection Isd=1.5...10 x Ir, Ii=12 x In nut keeper kit shunt trip (STL) 220-250V DC, 208-277V AC 2 auxiliary switches HQ 1 trip alarm switch HQ 1 electrical alarm switch | - | 0 | 0
3VA2580-6HN42-0AA0 |  | 3VA2580-6HN42-0AA0 | 1 | UN | 1 | 5 | B | D | EAR99 | N | 85362090 | 1 | 4042948835210 | 15.42 | KG | 3850.5 | 3740 | LP18 | LP18 | circuit breaker 3VA2 IEC frame 1000 breaking capacity class H Icu=85kA @ 415V 4-pole, line protection ETU350, LSI, In=800A overload protection Ir=320A...800A short-circuit protection Isd=1.5...10 x Ir, Ii=12 x In N conductor protection adjustable (OFF, 50%, 100%) nut keeper kit | Lista Papel 2020 SI | 0 | 0
3VA2580-6HN42-0AB0 |  | 3VA2580-6HN42-0AB0 | 1 | UN | 1 | 10 | C | D | EAR99 | N | 85362090 | 1 | 4042949330059 | 15.484 | KG | 4056.8 |  | LP18 |  | circuit breaker 3VA2 IEC frame 1000 breaking capacity class H Icu=85kA @ 415V 4-pole, line protection ETU350, LSI, In=800A overload protection Ir=320A...800A short-circuit protection Isd=1.5...10 x Ir, Ii=12 x In N conductor protection adjustable (OFF, 50%, 100%) nut keeper kit circuit breaker 3VA2 IEC frame 1000 breaking capacity class H Icu=85kA @ 415V 4-pole, line protection ETU350, LSI, In=800A overload protection 2 AUXILIARY SWITCH CHANGEOVER H |  | 0 | 0
3VA2580-6JP32-0AA0 |  | 3VA2580-6JP32-0AA0 | 1 | UN | 1 | 5 | B | D | EAR99 | N | 85362090 | 1 | 4042948835203 | 14.042 | KG | 3315 | 3221.5 | LP18 | LP18 | circuit breaker 3VA2 IEC frame 1000 breaking capacity class H Icu=85kA @ 415V 3-pole, line protection ETU550, LSI, In=800A overload protection Ir=320A...800A short-circuit protection Isd=0.6..10x In, Ii=1.5..12x In N conductor protection optionally with external current transformer, up to 160% nut keeper kit | Lista Papel 2020 SI | 0 | 0
3VA2580-6JP42-0AA0 |  | 3VA2580-6JP42-0AA0 | 1 | UN | 1 | 5 | B | D | EAR99 | N | 85362090 | 1 | 4042948835197 | 15.42 | KG | 4258.5 | 4139.5 | LP18 | LP18 | circuit breaker 3VA2 IEC frame 1000 breaking capacity class H Icu=85kA @ 415V 4-pole, line protection ETU550, LSI, In=800A overload protection Ir=320A...800A short-circuit protection Isd=0.6..10x In, Ii=1.5..12x In N conductor protection adjustable (OFF, up to 160%) nut keeper kit | Lista Papel 2020 SI | 0 | 0
3VA2580-6KQ32-0AA0 |  | 3VA2580-6KQ32-0AA0 | 1 | UN | 1 | 5 | B | D | EAR99 | N | 85362090 | 1 | 4042948835180 | 14.035 | KG | 3876 | 3765.5 | LP18 | LP18 | circuit breaker 3VA2 IEC frame 1000 breaking capacity class H Icu=85kA @ 415V 3-pole, line protection ETU860, LSIG, In=800A overload protection Ir=320A...800A short-circuit protection Isd=0.6..10x In, Ii=1.5..12x In N conductor protection optionally with external current transformer, up to 160% gr.-fault prot., can be sw. off Ig=0.2...1 x In, tg=0.05-0.8s nut keeper kit | Lista Papel 2020 SI | 0 | 0
3VA2580-6KQ42-0AA0 |  | 3VA2580-6KQ42-0AA0 | 1 | UN | 1 | 5 | B | D | EAR99 | N | 85362090 | 1 | 4042948835173 | 15.42 | KG | 4819.5 | 4683.5 | LP18 | LP18 | circuit breaker 3VA2 IEC frame 1000 breaking capacity class H Icu=85kA @ 415V 4-pole, line protection ETU860, LSIG, In=800A overload protection Ir=320A...800A short-circuit protection Isd=0.6..10x In, Ii=1.5..12x In N conductor protection adjustable (OFF, up to 160%) gr.-fault prot., can be sw. off Ig=0.2...1 x In= tg=0.05-0.8s nut keeper kit | Lista Papel 2020 SI | 0 | 0
3VA2580-7HK32-0AA0 |  | 3VA2580-7HK32-0AA0 | 1 | UN | 1 | 5 | B | D | EAR99 | N | 85362090 | 1 | 4042948835142 | 11.34 | KG | 3159.2 | 3159.2 | LP18 | LP18 | circuit breaker 3VA2 IEC frame 1000 breaking capacity class C Icu=110kA @ 415V 3-pole, line protection ETU340, ELISA LI, In=800A overload protection Ir=320A...800A short-circuit protection Ii=12 x In nut keeper kit | - | 0 | 0
3VA2580-7HK42-0AA0 |  | 3VA2580-7HK42-0AA0 | 1 | UN | 1 | 5 | B | D | EAR99 | N | 85362090 | 1 | 4042948835135 | 15.42 | KG | 4224 | 4224 | LP18 | LP18 | circuit breaker 3VA2 IEC frame 1000 breaking capacity class C Icu=110kA @ 415V 4-pole, line protection ETU340, ELISA LI, In=800A overload protection Ir=320A...800A short-circuit protection Ii=12 x In N conductor protection adjustable (OFF, 50%, 100%) nut keeper kit | - | 0 | 0
3VA2580-7HL32-0AA0 |  | 3VA2580-7HL32-0AA0 | 1 | UN | 1 | 5 | B | D | EAR99 | N | 85362090 | 1 | 4042948836323 | 14.08 | KG | 3051.5 | 2966.5 | LP18 | LP18 | circuit breaker 3VA2 IEC frame 1000 breaking capacity class C Icu=110kA @ 415V 3-pole, line protection ETU320, LI, In=800A overload protection Ir=320A...800A short-circuit protection Ii=1.5...12 x In nut keeper kit | Lista Papel 2020 SI | 0 | 0
3VA2580-7HL42-0AA0 |  | 3VA2580-7HL42-0AA0 | 1 | UN | 1 | 5 | B | D | EAR99 | N | 85362090 | 1 | 4042948836316 | 18.06 | KG | 4080 | 3961 | LP18 | LP18 | circuit breaker 3VA2 IEC frame 1000 breaking capacity class C Icu=110kA @ 415V 4-pole, line protection ETU320, LI, In=800A overload protection Ir=320A...800A short-circuit protection Ii=1.5...12 x In N conductor protection adjustable (OFF, 50%, 100%) nut keeper kit | Lista Papel 2020 SI | 0 | 0
3VA2580-7HM32-0AA0 |  | 3VA2580-7HM32-0AA0 | 1 | UN | 1 | 5 | B | D | EAR99 | N | 85362090 | 1 | 4042948835128 | 11.34 | KG | 3298 | 3204.5 | LP18 | LP18 | circuit breaker 3VA2 IEC frame 1000 breaking capacity class C Icu=110kA @ 415V 3-pole, line protection ETU330, LIG, In=800A overload protection Ir=320A...800A short-circuit protection Ii=1.5...12 x In ground-fault protection Ig=0.2...1 x In, tg=0.1/0.3s nut keeper kit | Lista Papel 2020 SI | 0 | 0
3VA2580-7HM32-0DG0 |  | 3VA2580-7HM32-0DG0 | 1 | UN | 1 | 10 | C | D | EAR99 | N | 85362090 | 1 | 4042949325154 | 11.489 | KG | 3572.8 | 3572.8 | LP18 | LP18 | circuit breaker 3VA2 IEC frame 1000 breaking capacity class C Icu=110kA @ 415V 3-pole, line protection ETU330, LIG, In=800A overload protection Ir=320A...800A short-circuit protection Ii=1.5...12 x In ground-fault protection Ig=0.2...1 x In, tg=0.1/0.3s nut keeper kit circuit breaker 3VA2 IEC frame 1000 undervoltage release 208-230V AC 50/60Hz 1 auxiliary switch HP 1 trip alarm switch HP | - | 0 | 0
3VA2580-7HM42-0AA0 |  | 3VA2580-7HM42-0AA0 | 1 | UN | 1 | 5 | B | D | EAR99 | N | 85362090 | 1 | 4042948835111 | 18.2 | KG | 4318 | 4199 | LP18 | LP18 | circuit breaker 3VA2 IEC frame 1000 breaking capacity class C Icu=110kA @ 415V 4-pole, line protection ETU330, LIG, In=800A overload protection Ir=320A...800A short-circuit protection Ii=1.5...12 x In N conductor protection adjustable (OFF, 50%, 100%) ground-fault protection Ig=0.2...1 x In= tg=0.1/0.3s nut keeper kit | Lista Papel 2020 SI | 0 | 0
3VA2580-7HN32-0AA0 |  | 3VA2580-7HN32-0AA0 | 1 | UN | 1 | 5 | B | D | EAR99 | N | 85362090 | 1 | 4042948835104 | 11.34 | KG | 3145 | 3060 | LP18 | LP18 | circuit breaker 3VA2 IEC frame 1000 breaking capacity class C Icu=110kA @ 415V 3-pole, line protection ETU350, LSI, In=800A overload protection Ir=320A...800A short-circuit protection Isd=1.5...10 x Ir, Ii=12 x In nut keeper kit | Lista Papel 2020 SI | 0 | 0
3VA2580-7HN32-0AG0 |  | 3VA2580-7HN32-0AG0 | 1 | UN | 1 | 10 | C | D | EAR99 | N | 85362090 | 1 | 4042949328155 | 11.409 | KG | 3335.2 | 3335.2 | LP18 | LP18 | circuit breaker 3VA2 IEC frame 1000 breaking capacity class C Icu=110kA @ 415V 3-pole, line protection ETU350, LSI, In=800A overload protection Ir=320A...800A short-circuit protection Isd=1.5...10 x Ir, Ii=12 x In nut keeper kit circuit breaker 3VA2 IEC frame 1000 breaking capacity class C Icu=110kA @ 415V 3-pole, line protection ETU350, LSI, In=800A overload protection Ir=320A...800A short-circuit protection Isd=1.5...10 x Ir, 1 AUXILIARY SWITCH CHANGEOVER H 1 TRIP ALARM SWITCH CHANGEOVER |  | 0 | 0
3VA2580-7HN42-0AA0 |  | 3VA2580-7HN42-0AA0 | 1 | UN | 1 | 5 | B | D | EAR99 | N | 85362090 | 1 | 4042948835098 | 15.42 | KG | 4173.5 | 4054.5 | LP18 | LP18 | circuit breaker 3VA2 IEC frame 1000 breaking capacity class C Icu=110kA @ 415V 4-pole, line protection ETU350, LSI, In=800A overload protection Ir=320A...800A short-circuit protection Isd=1.5...10 x Ir, Ii=12 x In N conductor protection adjustable (OFF, 50%, 100%) nut keeper kit | Lista Papel 2020 SI | 0 | 0
3VA2580-7JP32-0AA0 |  | 3VA2580-7JP32-0AA0 | 1 | UN | 1 | 5 | B | D | EAR99 | N | 85362090 | 1 | 4042948835081 | 11.34 | KG | 3553 | 3451 | LP18 | LP18 | circuit breaker 3VA2 IEC frame 1000 breaking capacity class C Icu=110kA @ 415V 3-pole, line protection ETU550, LSI, In=800A overload protection Ir=320A...800A short-circuit protection Isd=0.6..10x In, Ii=1.5..12x In N conductor protection optionally with external current transformer, up to 160% nut keeper kit | Lista Papel 2020 SI | 0 | 0
3VA2580-7JP32-0KH0 |  | 3VA2580-7JP32-0KH0 | 1 | UN | 1 | 10 | C | D | EAR99 | N | 85362090 | 1 | 4042949329336 | 11.507 | KG | 3836.8 | 3836.8 | LP18 | LP18 | circuit breaker 3VA2 IEC frame 1000 breaking capacity class C Icu=110kA @ 415V 3-pole, line protection ETU550, LSI, In=800A overload protection Ir=320A...800A short-circuit protection Isd=0.6..10x In, Ii=1.5..12x In N conductor protection optionally with external current transformer, up to 160% nut keeper kit circuit breaker 3VA2 IEC frame 1000 breaking capacity class C Icu=110kA @ 415V 3-pole, line protection ETU550, LSI, In=800A SHUNT TRIP LEFT 208-277 V AC 50/60 HZ 220-250 V DC ACCESSORY 2 AUXILIARY SWITCH CHANGEOVER H 1 TRIP ALARM SWITCH CHANGEOVER |  | 0 | 0
3VA2580-7JP42-0AA0 |  | 3VA2580-7JP42-0AA0 | 1 | UN | 1 | 5 | B | D | EAR99 | N | 85362090 | 1 | 4042948835074 | 15.42 | KG | 4573 | 4445.5 | LP18 | LP18 | circuit breaker 3VA2 IEC frame 1000 breaking capacity class C Icu=110kA @ 415V 4-pole, line protection ETU550, LSI, In=800A overload protection Ir=320A...800A short-circuit protection Isd=0.6..10x In, Ii=1.5..12x In N conductor protection adjustable (OFF, up to 160%) nut keeper kit | Lista Papel 2020 SI | 0 | 0
3VA2580-7KQ32-0AA0 |  | 3VA2580-7KQ32-0AA0 | 1 | UN | 1 | 5 | B | D | EAR99 | N | 85362090 | 1 | 4042948835067 | 11.34 | KG | 4114 | 3995 | LP18 | LP18 | circuit breaker 3VA2 IEC frame 1000 breaking capacity class C Icu=110kA @ 415V 3-pole, line protection ETU860, LSIG, In=800A overload protection Ir=320A...800A short-circuit protection Isd=0.6..10x In, Ii=1.5..12x In N conductor protection optionally with external current transformer, up to 160% gr.-fault prot., can be sw. off Ig=0.2...1 x In, tg=0.05-0.8s nut keeper kit | Lista Papel 2020 SI | 0 | 0
3VA2580-7KQ42-0AA0 |  | 3VA2580-7KQ42-0AA0 | 1 | UN | 1 | 5 | B | D | EAR99 | N | 85362090 | 1 | 4042948835050 | 15.42 | KG | 5134 | 4989.5 | LP18 | LP18 | circuit breaker 3VA2 IEC frame 1000 breaking capacity class C Icu=110kA @ 415V 4-pole, line protection ETU860, LSIG, In=800A overload protection Ir=320A...800A short-circuit protection Isd=0.6..10x In, Ii=1.5..12x In N conductor protection adjustable (OFF, up to 160%) gr.-fault prot., can be sw. off Ig=0.2...1 x In= tg=0.05-0.8s nut keeper kit | Lista Papel 2020 SI | 0 | 0
3VA2580-7MN32-0AA0 |  | 3VA2580-7MN32-0AA0 | 1 | UN | 1 | 5 | B | D | EAR99 | N | 85362090 | 1 | 4042948836538 | 11340 | G | 3625.6 | 3625.6 | LP18 | LP18 | circuit breaker 3VA2 IEC frame 1000 breaking capacity class C Icu=110kA @ 415V 3-pole, motor protection ETU350M, LSI, In=800A overload protection Ir=320A...800A short-circuit protection Isd=3...15 x Ir, Ii=15 x In nut keeper kit | - | 0 | 0
3VA2580-7MP32-0AA0 |  | 3VA2580-7MP32-0AA0 | 1 | UN | 1 | 5 | B | D | EAR99 | N | 85362090 | 1 | 4042948903636 | 11340 | G | 3810.4 | 3810.4 | LP18 | LP18 | CIRCUIT BREAKER 3VA2 IEC FRAME 1000 BREAKING CAPACITY CLASS C ICU=110KA @ 415 V 3-POLE, MOTOR PROTECTION ETU550M, LSI, In=800A OVERLOAD PROTECTION IR=320A ...800A SHORT CIRCUIT PROTECTION ISD=1,2... 15x IN,II=3...15x IN BUSBAR CONNECTION | - | 0 | 0
3VA2580-7MQ32-0AA0 |  | 3VA2580-7MQ32-0AA0 | 1 | UN | 1 | 5 | B | D | EAR99 | N | 85362090 | 1 | 4042948836521 | 11340 | G | 4109.6 | 4109.6 | LP18 | LP18 | circuit breaker 3VA2 IEC frame 1000 breaking capacity class C Icu=110kA @ 415V 3-pole, motor protection ETU860M, LSIG, In=800A overload protection Ir=320A...800A short-circuit protection Isd=1.2..15 x In, Ii=3..15 x In gr.-fault prot., can be sw. off Ig=0.2...1 x In, tg=0.05-0.8s nut keeper kit | - | 0 | 0
3VA9007-0NA10 |  | 3VA9007-0NA10 | 1 | UN | 1 | 2 | A | D | EAR99 | N | 85044082 | 1 | 4042949012016 | 896 | G | 240.2 | 233.3 | LP19 | LP19 | external current transformer for N conductor accessory for: 3VA2 up to In=150A | Lista Papel 2020 SI | 0 | 0
3VA9033-0SB10 |  | 3VA9033-0SB10 | 1 | UN | 1 | 2 | A | D | EAR99 | N | 85389099 | 1 | 4042949017653 | 40 | G | 20.94 | 20.94 | LP19 | LP19 | cover frame 76.2x 45.65mm (WxH) accessory for: circuit breaker 3-pole without TMTU access 3VA5 125 front mounted rotary operator 3VA9157-0EK.. for 3VA5 125 | - | 0 | 0
3VA9033-0SB20 |  | 3VA9033-0SB20 | 1 | UN | 1 | 2 | A | D | EAR99 | N | 85389099 | 1 | 4042949017660 | 45 | G | 24.25 | 24.25 | LP19 | LP19 | cover frame 76.2x 70.7mm (WxH) accessory for: circuit breaker 3-pole with TMTU access 3VA5 125 motor operator MO320 125 3VA9137-0HA.0 | - | 0 | 0
3VA9034-0SB10 |  | 3VA9034-0SB10 | 1 | UN | 1 | 2 | A | D | EAR99 | N | 85389099 | 1 | 4042949017677 | 53 | G | 25.36 | 25.36 | LP19 | LP19 | cover frame 101.6x 45.65mm (WxH) accessory for: circuit breaker 4-pole without TMTU access 3VA5 125 | - | 0 | 0
3VA9034-0SB20 |  | 3VA9034-0SB20 | 1 | UN | 1 | 2 | A | D | EAR99 | N | 85389099 | 1 | 4042949017684 | 47 | G | 28.76 | 28.76 | LP19 | LP19 | cover frame 101.6x 70.7mm (WxH) accessory for: circuit breaker 4-pole with TMTU access 3VA5 125 | - | 0 | 0
3VA9038-0LB10 |  | 3VA9038-0LB10 | 1 | UN | 1 | 2 | A | D | EAR99 | N | 85389099 | 1 | 4042949016014 | 42 | G | 42.5 | 42.5 | LP19 | LP19 | padlock device for handle accessory for: 3VA5 125 | - | 0 | 0
3VA9053-0SB10 |  | 3VA9053-0SB10 | 1 | UN | 1 | 2 | A | D | EAR99 | N | 85389099 | 1 | 4042949005117 | 40 | G | 18.2 | 17.7 | LP19 | LP19 | cover frame 76.2x 45.65mm (WxH) accessory for: circuit breaker 3-pole without TMTU access 3VA1 100/160 for load side mounted residual current module RCD520 160 3-pole 3VA9113-0RL20 | Lista Papel 2020 SI | 0 | 0
3VA9053-0SB20 |  | 3VA9053-0SB20 | 1 | UN | 1 | 2 | A | D | EAR99 | N | 85389099 | 1 | 4042949005124 | 0.04 | KG | 20.2 | 19.6 | LP19 | LP19 | cover frame 76.2x 70.7mm (WxH) accessory for: circuit breaker 3-pole with TMTU access 3VA1 100/160 motor operator MO320 160 3VA9157-0HA.0 | Lista Papel 2020 SI | 0 | 0
3VA9054-0SB10 |  | 3VA9054-0SB10 | 1 | UN | 1 | 2 | A | D | EAR99 | N | 85389099 | 1 | 4042949005131 | 45 | G | 21.9 | 21.3 | LP19 | LP19 | cover frame 101.6x 45.65mm (WxH) accessory for: circuit breaker 4-pole without TMTU access 3VA1 100/160 for load side mounted residual current module RCD320 160 4-pole 3VA9114-0RL10 RCD520 160 4-pole 3VA9114-0RL20 | Lista Papel 2020 SI | 0 | 0
3VA9054-0SB20 |  | 3VA9054-0SB20 | 1 | UN | 1 | 2 | A | D | EAR99 | N | 85389099 | 1 | 4042949005148 | 48 | G | 24 | 23.3 | LP19 | LP19 | cover frame 101.6x 70.7mm (WxH) accessory for: circuit breaker 4-pole with TMTU access 3VA1 100/160 | Lista Papel 2020 SI | 0 | 0
3VA9077-0NA10 |  | 3VA9077-0NA10 | 1 | UN | 1 | 2 | A | D | N | N | 85043129 | 1 | 4042949017608 | 580 | G | 631.21 | 631.21 | LP19 | LP19 | external current transformer for N conductor accessory for: 3VA6 up to In=100A | - | 0 | 0
3VA9078-0VK10 |  | 3VA9078-0VK10 | 1 | UN | 1 | 2 | A | D | N | N | 83016000 | 1 | 4042949015925 | 2.301 | KG | 100.33 | 100.33 | LP19 | LP19 | REAR INTERLOCK MOUNTING BRACKET ACCESSORY FOR: 3VA5 125/250/400/600 3VA6 150/250/400/600 | - | 0 | 0
3VA9078-0VM10 |  | 3VA9078-0VM10 | 1 | UN | 1 | 2 | A | D | N | N | 85389099 | 1 | 4042949015949 | 370 | G | 262.28 | 262.28 | LP19 | LP19 | REAR INTERLOCK WALKING BEAM ACCESSORY FOR: 3VA5 125/250/400/600 3VA6 150/250/400/600 | - | 0 | 0
3VA9078-0VM30 |  | 3VA9078-0VM30 | 1 | UN | 1 | 2 | A | D | N | N | 85389099 | 1 | 4042949016106 | 323 | G | 342.07 | 342.07 | LP19 | LP19 | rear interlock plug-in and draw-out unit with rod accessory for: 3VA5 125/250 3VA6 150/250/400/600 | - | 0 | 0
3VA9087-0SX10 |  | 3VA9087-0SX10 | 1 | UN | 1 | 2 | A | D | N | N | 39269097 | 10 | 4042949005100 | 3 | G | 2.26 | 2.26 | LP19 | LP19 | labeling plate for cover frame accessory for: all cover frames 3VA9...-0SB.0 | - | 0 | 0
3VA9088-0LB10 |  | 3VA9088-0LB10 | 1 | UN | 1 | 2 | A | D | EAR99 | N | 85389099 | 1 | 4042949004752 | 37 | G | 34.6 | 33.6 | LP19 | LP19 | padlock device for handle accessory for: 3VA1 100/160 3VA1 250 | Lista Papel 2020 SI | 0 | 0
3VA9088-0VK10 |  | 3VA9088-0VK10 | 1 | UN | 1 | 2 | A | D | N | N | 85389099 | 1 | 4042949004660 | 2.29 | KG | 81.6 | 79.3 | LP19 | LP19 | rear interlock mounting frame accessory for 3VA1/2 up to 630 A | Lista Papel 2020 SI | 0 | 0
3VA9088-0VM10 |  | 3VA9088-0VM10 | 1 | UN | 1 | 2 | A | D | N | N | 85389099 | 1 | 4042949004677 | 404 | G | 213.3 | 207.1 | LP19 | LP19 | rear interlock with rod accessory for: 3VA1/2 up to 630 A | Lista Papel 2020 SI | 0 | 0
3VA9088-0VM30 |  | 3VA9088-0VM30 | 1 | UN | 1 | 2 | A | D | N | N | 85389099 | 1 | 4042949012245 | 0.322 | KG | 277.2 | 269.5 | LP19 | LP19 | rear interlock plug-in and draw-out unit with rod accessory for: 3VA1/2 up to 630 A | Lista Papel 2020 SI | 0 | 0
3VA9103-0JB11 |  | 3VA9103-0JB11 | 1 | UN | 1 | 30 | D | D | EAR99 | N | 85369010 | 1 | 4042949011866 | 99 | G | 18.3 | 17.8 | LP19 | LP19 | wire connector 3 units accessory for: 3VA2 100/160/250 | Lista Papel 2020 SI | 0 | 0
3VA9103-0JG11 |  | 3VA9103-0JG11 | 1 | UN | 1 | 30 | D | D | EAR99 | N | 85389099 | 1 | 4042949011873 | 104 | G | 21.65 | 21.65 | LP19 | LP19 | wire connector with control wire voltage tap-off 3 units accessory for: 3VA2 100/160/250 | - | 0 | 0
3VA9104-0JB11 |  | 3VA9104-0JB11 | 1 | UN | 1 | 30 | D | D | EAR99 | N | 85369010 | 1 | 4042949011880 | 126 | G | 24.4 | 23.7 | LP19 | LP19 | wire connector 4 units accessory for: 3VA2 100/160/250 | Lista Papel 2020 SI | 0 | 0
3VA9104-0JG11 |  | 3VA9104-0JG11 | 1 | UN | 1 | 30 | D | D | EAR99 | N | 85389099 | 1 | 4042949011897 | 130 | G | 28.76 | 28.76 | LP19 | LP19 | wire connector with control wire voltage tap-off 4 units accessory for: 3VA2 100/160/250 | - | 0 | 0
3VA9107-0NA10 |  | 3VA9107-0NA10 | 1 | UN | 1 | 2 | A | D | EAR99 | N | 85044082 | 1 | 4042949004226 | 870 | G | 248.7 | 241.8 | LP19 | LP19 | external current transformer for N conductor accessory for: 3VA2 In=160/250A | Lista Papel 2020 SI | 0 | 0
3VA9110-0WB00 |  | 3VA9110-0WB00 | 1 | UN | 1 | 2 | A | D | EAR99 | N | 85369010 | 10 | 4042949012467 | 12 | G | 6.38 | 6.38 | LP19 | LP19 | control wire tap for box terminal 10 units accessory for: 3VA1 100/160 | - | 0 | 0
3VA9110-0WC00 |  | 3VA9110-0WC00 | 1 | UN | 1 | 2 | A | D | EAR99 | N | 85369010 | 10 | 4042949012474 | 10 | G | 5.97 | 5.97 | LP19 | LP19 | control wire tap for nut keeper kit 10 accessory for: 3VA1 100/160 | - | 0 | 0
3VA9111-0QE10 |  | 3VA9111-0QE10 | 1 | UN | 1 | 2 | A | D | EAR99 | N | 85389099 | 1 | 4042949007456 | 64 | G | 11.6 | 11.2 | LP19 | LP19 | rear connection stud flat short 1 unit accessory for: 3VA1 100/160 | Lista Papel 2020 SI | 0 | 0
3VA9111-0QE20 |  | 3VA9111-0QE20 | 1 | UN | 1 | 2 | A | D | EAR99 | N | 85389099 | 1 | 4042949007548 | 99 | G | 15.4 | 14.9 | LP19 | LP19 | rear connection stud flat long 1 unit accessory for: 3VA1 100/160 | Lista Papel 2020 SI | 0 | 0
3VA9111-0QF10 |  | 3VA9111-0QF10 | 1 | UN | 1 | 2 | A | D | EAR99 | N | 85389099 | 1 | 4042949007753 | 82 | G | 11.6 | 11.2 | LP19 | LP19 | rear connection stud round short 1 unit accessory for: 3VA1 100/160 | Lista Papel 2020 SI | 0 | 0
3VA9111-0QF20 |  | 3VA9111-0QF20 | 1 | UN | 1 | 2 | A | D | N | N | 85389099 | 1 | 4042949007814 | 0.119 | KG | 16.1 | 15.6 | LP19 | LP19 | rear connection stud round long 1 unit accessory for: 3VA1 100/160 | Lista Papel 2020 SI | 0 | 0
3VA9111-0SS10 |  | 3VA9111-0SS10 | 1 | UN | 1 | 2 | A | D | EAR99 | N | 73181575 | 1 | 4042949004844 | 20 | G | 12.1 | 11.8 | LP19 | LP19 | mounting screw kit comprises 2 screws and nuts, metric thread accessory for: circuit breaker, 1-pole 3VA1 100/160 | Lista Papel 2020 SI | 0 | 0
3VA9111-0WD10 |  | 3VA9111-0WD10 | 1 | UN | 1 | 2 | A | D | EAR99 | N | 85389099 | 1 | 4042949009146 | 13 | G | 8.9 | 8.7 | LP19 | LP19 | terminal cover 1-pole 1 unit accessory for: 3VA1 160 | Lista Papel 2020 SI | 0 | 0
3VA9111-0WD20 |  | 3VA9111-0WD20 | 1 | UN | 1 | 2 | A | D | N | N | 85389099 | 1 | 4042949009160 | 16 | G | 9.9 | 9.5 | LP19 | LP19 | terminal cover 2-pole 1 unit accessory for: 3VA1 160 | Lista Papel 2020 SI | 0 | 0
3VA9111-0WD30 |  | 3VA9111-0WD30 | 1 | UN | 1 | 2 | A | D | N | N | 85389099 | 1 | 4042949009184 | 18 | G | 11.8 | 11.5 | LP19 | LP19 | terminal cover 3-pole 1 unit accessory for: 3VA1 100/160 | Lista Papel 2020 SI | 0 | 0
3VA9111-0WD40 |  | 3VA9111-0WD40 | 1 | UN | 1 | 2 | A | D | N | N | 85389099 | 1 | 4042949009313 | 20 | G | 15.9 | 15.4 | LP19 | LP19 | terminal cover 4-pole 1 unit accessory for: 3VA1 100/160 | Lista Papel 2020 SI | 0 | 0
3VA9111-0WF20 |  | 3VA9111-0WF20 | 1 | UN | 1 | 2 | A | D | EAR99 | N | 85389099 | 1 | 4042949009429 | 102 | G | 9.9 | 9.5 | LP19 | LP19 | terminal cover extended 2-pole 1 unit accessory for: 3VA1 160 | Lista Papel 2020 SI | 0 | 0
3VA9111-0WF30 |  | 3VA9111-0WF30 | 1 | UN | 1 | 2 | A | D | EAR99 | N | 85389099 | 1 | 4042949009436 | 146 | G | 15.9 | 15.4 | LP19 | LP19 | terminal cover extended 3-pole 1 unit accessory for: 3VA1 100/160 | Lista Papel 2020 SI | 0 | 0
3VA9111-0WF40 |  | 3VA9111-0WF40 | 1 | UN | 1 | 2 | A | D | EAR99 | N | 85389099 | 1 | 4042949009566 | 187 | G | 20.8 | 20.2 | LP19 | LP19 | terminal cover extended 4-pole 1 unit accessory for: 3VA1 100/160 | Lista Papel 2020 SI | 0 | 0
3VA9111-0WG30 |  | 3VA9111-0WG30 | 1 | UN | 1 | 2 | A | D | EAR99 | N | 85389099 | 1 | 4042949009672 | 182 | G | 24.7 | 24 | LP19 | LP19 | terminal cover offset 3-pole 1 unit accessory for: 3VA1 100/160 | Lista Papel 2020 SI | 0 | 0
3VA9111-0WG40 |  | 3VA9111-0WG40 | 1 | UN | 1 | 2 | A | D | EAR99 | N | 85389099 | 1 | 4042949009740 | 230 | G | 33.6 | 32.6 | LP19 | LP19 | terminal cover offset 4-pole 1 unit accessory for: 3VA1 100/160 | Lista Papel 2020 SI | 0 | 0
3VA9111-0WJ20 |  | 3VA9111-0WJ20 | 1 | UN | 1 | 2 | A | D | EAR99 | N | 85472000 | 1 | 4042949009818 | 12 | G | 6.9 | 6.7 | LP19 | LP19 | insulating plate extended 2-pole 1 unit accessory for: 3VA1 160 | Lista Papel 2020 SI | 0 | 0
3VA9111-0WJ30 |  | 3VA9111-0WJ30 | 1 | UN | 1 | 2 | A | D | EAR99 | N | 85472000 | 1 | 4042949009849 | 20 | G | 10.2 | 9.9 | LP19 | LP19 | insulating plate extended 3-pole 1 unit accessory for: 3VA1 100/160 | Lista Papel 2020 SI | 0 | 0
3VA9111-0WJ40 |  | 3VA9111-0WJ40 | 1 | UN | 1 | 2 | A | D | EAR99 | N | 85472000 | 1 | 4042949009955 | 22 | G | 13.9 | 13.5 | LP19 | LP19 | insulating plate extended 4-pole 1 unit accessory for: 3VA1 100/160 | Lista Papel 2020 SI | 0 | 0
3VA9111-0WK30 |  | 3VA9111-0WK30 | 1 | UN | 1 | 2 | A | D | EAR99 | N | 85472000 | 1 | 4042949010067 | 36 | G | 12.8 | 12.4 | LP19 | LP19 | insulating plate offset 3-pole 1 unit accessory for: 3VA1 100/160 | Lista Papel 2020 SI | 0 | 0
3VA9111-0WK40 |  | 3VA9111-0WK40 | 1 | UN | 1 | 2 | A | D | EAR99 | N | 85472000 | 1 | 4042949010173 | 37 | G | 17.1 | 16.6 | LP19 | LP19 | insulating plate offset 4-pole 1 unit accessory for: 3VA1 100/160 | Lista Papel 2020 SI | 0 | 0
3VA9112-0JC12 |  | 3VA9112-0JC12 | 1 | UN | 1 | 2 | A | D | EAR99 | N | 85369010 | 1 | 4042949012535 | 0.237 | KG | 37.05 | 37.05 | LP19 | LP19 | wire connector large with control wire voltage tap-off 2 units accessory for: 3VA1 160 | - | 0 | 0
3VA9112-0JF60 |  | 3VA9112-0JF60 | 1 | UN | 1 | 2 | A | D | EAR99 | N | 85389099 | 1 | 4042949012542 | 0.234 | KG | 55.9 | 54.4 | LP19 | LP19 | distribution wire connector 6 cables 2 units accessory for: 3VA1 160 | Lista Papel 2020 SI | 0 | 0
3VA9112-0JJ12 |  | 3VA9112-0JJ12 | 1 | UN | 1 | 2 | A | D | EAR99 | N | 85389099 | 1 | 4042949012528 | 233 | G | 31.52 | 31.52 | LP19 | LP19 | wire connector large 2 units accessory for: 3VA1 160 | - | 0 | 0
3VA9112-0SG20 |  | 3VA9112-0SG20 | 1 | UN | 1 | 2 | A | D | EAR99 | N | 85389099 | 5 | 4042949012764 | 0.027 | KG | 7.35 | 7.35 | LP19 | LP19 | side plate 5 units accessory for: 3VA1 160 2P | - | 0 | 0
3VA9113-0JB10 |  | 3VA9113-0JB10 | 1 | UN | 1 | 2 | A | D | N | N | 85389099 | 1 | 4042949071846 | 46 | G | 18.17 | 18.17 | LP19 | LP19 | Wire Connector; 3 pcs. Accessory for: 3VA1 100/160 |  | 0 | 0
3VA9113-0JB11 |  | 3VA9113-0JB11 | 1 | UN | 1 | 30 | D | D | EAR99 | N | 85369010 | 1 | 4042949008156 | 55 | G | 17.7 | 17.2 | LP19 | LP19 | wire connector 3 units accessory for: 3VA1 100/160 | Lista Papel 2020 SI | 0 | 0
3VA9113-0JC12 |  | 3VA9113-0JC12 | 1 | UN | 1 | 2 | A | D | EAR99 | N | 85389099 | 1 | 4042949008392 | 349 | G | 55.7 | 55.7 | LP19 | LP19 | wire connector large with control wire voltage tap-off 3 units accessory for: 3VA1 100/160 | - | 0 | 0
3VA9113-0JF60 |  | 3VA9113-0JF60 | 1 | UN | 1 | 2 | A | D | EAR99 | N | 85389099 | 1 | 4042949008774 | 355 | G | 83.9 | 81.6 | LP19 | LP19 | distribution wire connector 6 cables 3 units accessory for: 3VA1 100/160 | Lista Papel 2020 SI | 0 | 0
3VA9113-0JG10 |  | 3VA9113-0JG10 | 1 | UN | 1 | 2 | A | D | EAR99 | N | 85389099 | 1 | 4042949093466 | 51 | G | 20.94 | 20.94 | LP19 | LP19 | Wire Connector Wire Control Wire Tap 3 pcs. Accessory for: 3VA1 100/160 |  | 0 | 0
3VA9113-0JG11 |  | 3VA9113-0JG11 | 1 | UN | 1 | 30 | D | D | EAR99 | N | 85389099 | 1 | 4042949010289 | 62 | G | 20.94 | 20.94 | LP19 | LP19 | wire connector with control wire voltage tap-off 3 units accessory for: 3VA1 100/160 | - | 0 | 0
3VA9113-0JJ12 |  | 3VA9113-0JJ12 | 1 | UN | 1 | 2 | A | D | EAR99 | N | 85389099 | 1 | 4042949010524 | 344 | G | 47.32 | 47.32 | LP19 | LP19 | wire connector large 3 units accessory for: 3VA1 100/160 | - | 0 | 0
3VA9113-0KB01 |  | 3VA9113-0KB01 | 1 | UN | 1 | 2 | A | D | EAR99 | N | 85389099 | 1 | 4042949002604 | 30 | G | 31.6 | 31.6 | LP19 | LP19 | terminal cover plug-in and draw-out technology accessory for: circuit breaker, 3-pole 3VA1 160 | - | 0 | 0
3VA9113-0KP00 |  | 3VA9113-0KP00 | 1 | UN | 1 | 2 | A | D | N | N | 85389099 | 1 | 4042949002611 | 966 | G | 174.8 | 170.2 | LP19 | LP19 | plug-in unit complete kit accessory for: circuit breaker, 3-pole 3VA1 160 | Lista Papel 2020 SI | 0 | 0
3VA9113-0KP10 |  | 3VA9113-0KP10 | 1 | UN | 1 | 2 | A | D | N | N | 85389099 | 1 | 4042949002628 | 268 | G | 75.1 | 73 | LP19 | LP19 | plug-in unit conversion kit for MCCB accessory for: circuit breaker, 3-pole 3VA1 160 | Lista Papel 2020 SI | 0 | 0
3VA9113-0QA00 |  | 3VA9113-0QA00 | 1 | UN | 1 | 2 | A | D | EAR99 | N | 85369010 | 1 | 4042949006671 | 50 | G | 16.3 | 15.9 | LP19 | LP19 | nut keeper kit 3 units accessory for: 3VA1 100/160 | Lista Papel 2020 SI | 0 | 0
3VA9113-0QE00 |  | 3VA9113-0QE00 | 1 | UN | 1 | 2 | A | D | EAR99 | N | 85389099 | 1 | 4042949007272 | 190 | G | 38.5 | 37.4 | LP19 | LP19 | rear connection stud flat 3 units accessory for: 3VA1 100/160 | Lista Papel 2020 SI | 0 | 0
3VA9113-0QF00 |  | 3VA9113-0QF00 | 1 | UN | 1 | 2 | A | D | EAR99 | N | 85389099 | 1 | 4042949007630 | 241 | G | 38.5 | 37.4 | LP19 | LP19 | rear connection stud round 3 units accessory for: 3VA1 100/160 | Lista Papel 2020 SI | 0 | 0
3VA9113-0QG00 |  | 3VA9113-0QG00 | 1 | UN | 1 | 2 | A | D | N | N | 85389099 | 1 | 4042949012481 | 0.112 | KG | 24.7 | 24 | LP19 | LP19 | nut keeper kit right-angled 3 units accessory for: 3VA1 100/160 | Lista Papel 2020 SI | 0 | 0
3VA9113-0RL20 |  | 3VA9113-0RL20 | 1 | UN | 1 | 2 | A | D | N | N | 85363090 | 1 | 4042949002000 | 0.778 | KG | 777.7 | 753.1 | LP19 | LP19 | residual current device RCD520 Basic RCD type A load side mounted rated resid. current 0.03...5A at 50/60Hz adjustable tv 0...3000ms 3-pole In=160A Ue=100-480V accessory for: 3VA1 | Lista Papel 2020 SI | 0 | 0
3VA9113-0RL21 |  | 3VA9113-0RL21 | 1 | UN | 1 | 2 | A | D | N | N | 85363090 | 1 | 4042949019893 | 845 | G | 1239.7 | 1271.9 | LP19 | LP19 | residual current device RCD520B Basic RCD type B or B+ load-side mounted rated resid. current 0.03...5A adjustable tv 0...10,000ms 3-pole In=160A Ue=127-690V accessory for: 3VA1 | Lista Papel 2020 SI | 0 | 0
3VA9113-0RS20 |  | 3VA9113-0RS20 | 1 | UN | 1 | 2 | A | D | N | N | 85363090 | 1 | 4042949002239 | 810 | G | 777.7 | 753.1 | LP19 | LP19 | residual current device RCD510 Basic RCD type A side mounted rated resid. current 0.03...5A at 50/60Hz adjustable tv 0...3000ms 3-pole In=160A Ue=127-480V accessory for: 3VA1 with terminal connection | Lista Papel 2020 SI | 0 | 0
3VA9113-0SG10 |  | 3VA9113-0SG10 | 1 | UN | 1 | 2 | A | D | EAR99 | N | 85389099 | 10 | 4042949012740 | 12 | G | 3.67 | 3.67 | LP19 | LP19 | DC insulating plate accessory for: 3VA1 100/160 3P | - | 0 | 0
3VA9114-0JB10 |  | 3VA9114-0JB10 | 1 | UN | 1 | 2 | A | D | N | N | 85389099 | 1 | 4042949084389 | 55 | G | 24.41 | 24.41 | LP19 | LP19 | Wire Connector; 4 pcs. Accessory for: 3VA1 100/160 |  | 0 | 0
3VA9114-0JB11 |  | 3VA9114-0JB11 | 1 | UN | 1 | 30 | D | D | EAR99 | N | 85369010 | 1 | 4042949008279 | 67 | G | 23.8 | 23.1 | LP19 | LP19 | wire connector 4 units accessory for: 3VA1 100/160 | Lista Papel 2020 SI | 0 | 0
3VA9114-0JC12 |  | 3VA9114-0JC12 | 1 | UN | 1 | 2 | A | D | EAR99 | N | 85389099 | 1 | 4042949008484 | 0.444 | KG | 74.18 | 74.18 | LP19 | LP19 | wire connector large with control wire voltage tap-off 4 units accessory for: 3VA1 100/160 | - | 0 | 0
3VA9114-0JF60 |  | 3VA9114-0JF60 | 1 | UN | 1 | 2 | A | D | EAR99 | N | 85389099 | 1 | 4042949008859 | 452 | G | 112.4 | 109.3 | LP19 | LP19 | distribution wire connector 6 cables 4 units accessory for: 3VA1 100/160 | Lista Papel 2020 SI | 0 | 0
3VA9114-0JG10 |  | 3VA9114-0JG10 | 1 | UN | 1 | 2 | A | D | EAR99 | N | 85389099 | 1 | 4042949046400 | 61 | G | 27.97 | 27.97 | LP19 | LP19 | Wire Connector Wire Control Wire Tap 4 pcs. Accessory for: 3VA1 100/160 |  | 0 | 0
3VA9114-0JG11 |  | 3VA9114-0JG11 | 1 | UN | 1 | 30 | D | D | EAR99 | N | 85389099 | 1 | 4042949010401 | 71 | G | 27.97 | 27.97 | LP19 | LP19 | wire connector with control wire voltage tap-off 4 units accessory for: 3VA1 100/160 | - | 0 | 0
3VA9114-0JJ12 |  | 3VA9114-0JJ12 | 1 | UN | 1 | 2 | A | D | EAR99 | N | 85389099 | 1 | 4042949010616 | 448 | G | 63.12 | 63.12 | LP19 | LP19 | wire connector large 4 units accessory for: 3VA1 100/160 | - | 0 | 0
3VA9114-0KB01 |  | 3VA9114-0KB01 | 1 | UN | 1 | 2 | A | D | EAR99 | N | 85389099 | 1 | 4042949002635 | 36 | G | 42.11 | 42.11 | LP19 | LP19 | terminal cover plug-in and draw-out technology accessory for: circuit breaker, 4-pole 3VA1 160 | - | 0 | 0
3VA9114-0KP00 |  | 3VA9114-0KP00 | 1 | UN | 1 | 2 | A | D | N | N | 85389099 | 1 | 4042949002642 | 1.2 | KG | 234.9 | 227.9 | LP19 | LP19 | plug-in unit complete kit accessory for: circuit breaker, 4-pole 3VA1 160 | Lista Papel 2020 SI | 0 | 0
3VA9114-0KP10 |  | 3VA9114-0KP10 | 1 | UN | 1 | 2 | A | D | N | N | 85389099 | 1 | 4042949002659 | 329 | G | 100.1 | 97 | LP19 | LP19 | plug-in unit conversion kit for MCCB accessory for: circuit breaker, 4-pole 3VA1 160 | Lista Papel 2020 SI | 0 | 0
3VA9114-0QA00 |  | 3VA9114-0QA00 | 1 | UN | 1 | 2 | A | D | EAR99 | N | 85369010 | 1 | 4042949006787 | 61 | G | 21.7 | 21.1 | LP19 | LP19 | nut keeper kit 4 units accessory for: 3VA1 100/160 | Lista Papel 2020 SI | 0 | 0
3VA9114-0QE00 |  | 3VA9114-0QE00 | 1 | UN | 1 | 2 | A | D | EAR99 | N | 85389099 | 1 | 4042949007364 | 269 | G | 51.4 | 49.9 | LP19 | LP19 | rear connection stud flat 4 units accessory for: 3VA1 100/160 | Lista Papel 2020 SI | 0 | 0
3VA9114-0QF00 |  | 3VA9114-0QF00 | 1 | UN | 1 | 2 | A | D | EAR99 | N | 85389099 | 1 | 4042949007692 | 0.341 | KG | 51.4 | 49.9 | LP19 | LP19 | rear connection stud round 4 units accessory for: 3VA1 100/160 | Lista Papel 2020 SI | 0 | 0
3VA9114-0QG00 |  | 3VA9114-0QG00 | 1 | UN | 1 | 2 | A | D | EAR99 | N | 85389099 | 1 | 4042949012504 | 0.149 | KG | 33 | 32 | LP19 | LP19 | nut keeper kit right-angled 4 units accessory for: 3VA1 100/160 | Lista Papel 2020 SI | 0 | 0
3VA9114-0RL10 |  | 3VA9114-0RL10 | 1 | UN | 1 | 2 | A | D | N | N | 85363090 | 1 | 4042949002017 | 900 | G | 506.7 | 492 | LP19 | LP19 | residual current device RCD320 Basic RCD type A load side mounted rated resid. current 0.03...5A at 50/60Hz tv instantaneous 4-pole In=160A Ue=100-480V accessory for: 3VA1 | Lista Papel 2020 SI | 0 | 0
3VA9114-0RL20 |  | 3VA9114-0RL20 | 1 | UN | 1 | 2 | A | D | EAR99 | N | 85363090 | 1 | 4042949002024 | 928 | G | 847 | 823.9 | LP19 | LP19 | residual current device RCD520 Basic RCD type A load side mounted rated resid. current 0.03...5A at 50/60Hz adjustable tv 0...3000ms 4-pole In=160A Ue=100-480V accessory for: 3VA1 | Lista Papel 2020 SI | 0 | 0
3VA9114-0RL21 |  | 3VA9114-0RL21 | 1 | UN | 1 | 2 | A | D | N | N | 85363090 | 1 | 4042949019909 | 949 | G | 1239.7 | 1271.9 | LP19 | LP19 | residual current device RCD520B Basic RCD type B or B+ load-side mounted rated resid. current 0.03...5A adjustable tv 0...10,000ms 4-pole In=160A Ue=127-690V accessory for: 3VA1 | Lista Papel 2020 SI | 0 | 0
3VA9114-0RS10 |  | 3VA9114-0RS10 | 1 | UN | 1 | 2 | A | D | EAR99 | N | 85363090 | 1 | 4042949002246 | 967 | G | 506.7 | 492 | LP19 | LP19 | residual current device RCD310 Basic RCD type A side mounted rated resid. current 0.03...5A at 50/60Hz tv instantaneous 4-pole In=160A Ue=127-480V accessory for: 3VA1 with terminal connection | Lista Papel 2020 SI | 0 | 0
3VA9114-0RS20 |  | 3VA9114-0RS20 | 1 | UN | 1 | 2 | A | D | EAR99 | N | 85363090 | 1 | 4042949002253 | 964 | G | 847 | 823.9 | LP19 | LP19 | residual current device RCD510 Basic RCD type A side mounted rated resid. current 0.03...5A at 50/60Hz adjustable tv 0...3000ms 4-pole In=160A Ue=127-480V accessory for: 3VA1 with terminal connection | Lista Papel 2020 SI | 0 | 0
3VA9114-0SG10 |  | 3VA9114-0SG10 | 1 | UN | 1 | 2 | A | D | EAR99 | N | 85472000 | 10 | 4042949012757 | 170 | G | 6.43 | 6.43 | LP19 | LP19 | DC insulating plate accessory for: 3VA1 100/160 4P | - | 0 | 0
3VA9114-0SS10 |  | 3VA9114-0SS10 | 1 | UN | 1 | 2 | A | D | N | N | 73181575 | 1 | 4042949004851 | 31 | G | 16.2 | 15.7 | LP19 | LP19 | mounting screw kit comprises 4 screws and nuts, metric thread accessory for: circuit breaker, 4-pole 3VA1 100/160 | Lista Papel 2020 SI | 0 | 0
3VA9116-0SS10 |  | 3VA9116-0SS10 | 1 | UN | 1 | 2 | A | D | N | N | 73181575 | 1 | 4042949004868 | 17 | G | 12.1 | 11.8 | LP19 | LP19 | mounting screw kit comprises 2 screws and nuts, metric thread accessory for: circuit breaker, 2/3-pole 3VA1 100/160 | Lista Papel 2020 SI | 0 | 0
3VA9117-0HB10 |  | 3VA9117-0HB10 | 1 | UN | 1 | 2 | A | D | EAR99 | N | 85013100 | 1 | 4042949002536 | 954 | G | 386.31 | 386.31 | LP19 | LP19 | side mounted motor operator 24-60V DC accessory for: 3VA1 160 | - | 0 | 0
3VA9117-0HB20 |  | 3VA9117-0HB20 | 1 | UN | 1 | 2 | A | D | EAR99 | N | 85012000 | 1 | 4042949002543 | 933 | G | 386.31 | 386.31 | LP19 | LP19 | side mounted motor operator 110-250V AC/DC accessory for: 3VA1 160 | - | 0 | 0
3VA9123-0KB01 |  | 3VA9123-0KB01 | 1 | UN | 1 | 2 | A | D | EAR99 | N | 85389099 | 1 | 4042949002666 | 47 | G | 39.26 | 39.26 | LP19 | LP19 | terminal cover plug-in and draw-out technology accessory for: circuit breaker, 3-pole 3VA2 100/160/250 and 3VA3 250 | - | 0 | 0
3VA9123-0KD00 |  | 3VA9123-0KD00 | 1 | UN | 1 | 2 | A | D | EAR99 | N | 85389099 | 1 | 4042949002673 | 3.679 | KG | 291.8 | 283.4 | LP19 | LP19 | draw-out unit complete kit accessory for: circuit breaker, 3-pole 3VA2 100/160/250 | Lista Papel 2020 SI | 0 | 0
3VA9123-0KD10 |  | 3VA9123-0KD10 | 1 | UN | 1 | 2 | A | D | EAR99 | N | 85389099 | 1 | 4042949002680 | 1.038 | KG | 97.8 | 94.7 | LP19 | LP19 | draw-out unit conversion kit for MCCB accessory for: circuit breaker 3-pole 3VA2 100/160/250 | Lista Papel 2020 SI | 0 | 0
3VA9123-0KP00 |  | 3VA9123-0KP00 | 1 | UN | 1 | 2 | A | D | N | N | 85389099 | 1 | 4042949002697 | 1.838 | KG | 189.4 | 184 | LP19 | LP19 | plug-in unit complete kit accessory for: circuit breaker, 3-pole 3VA2 100/160/250 | Lista Papel 2020 SI | 0 | 0
3VA9123-0KP10 |  | 3VA9123-0KP10 | 1 | UN | 1 | 2 | A | D | N | N | 85389099 | 1 | 4042949002703 | 469 | G | 81.6 | 79.3 | LP19 | LP19 | plug-in unit conversion kit for MCCB accessory for: circuit breaker, 3-pole 3VA2 100/160/250 | Lista Papel 2020 SI | 0 | 0
3VA9123-0RL30 |  | 3VA9123-0RL30 | 1 | UN | 1 | 2 | A | D | EAR99 | N | 85363090 | 1 | 4042949002031 | 1.317 | KG | 893.2 | 870.1 | LP19 | LP19 | residual current device RCD820 advanced RCD type A load side mounted rated resid. current 0.03...30A at 50/60Hz adjustable tv 0...10000ms 3-pole In=160A Ue=100-690V accessory for: 3VA2 | Lista Papel 2020 SI | 0 | 0
3VA9124-0KB01 |  | 3VA9124-0KB01 | 1 | UN | 1 | 2 | A | D | EAR99 | N | 85389099 | 1 | 4042949002710 | 53 | G | 51.35 | 51.35 | LP19 | LP19 | terminal cover plug-in and draw-out technology accessory for: circuit breaker, 4-pole 3VA2 100/160/250 and 3VA3 250 | - | 0 | 0
3VA9124-0KD00 |  | 3VA9124-0KD00 | 1 | UN | 1 | 2 | A | D | EAR99 | N | 85389099 | 1 | 4042949002727 | 4.284 | KG | 389.6 | 378.8 | LP19 | LP19 | draw-out unit complete kit accessory for: circuit breaker, 4-pole 3VA2 100/160/250 | Lista Papel 2020 SI | 0 | 0
3VA9124-0KD10 |  | 3VA9124-0KD10 | 1 | UN | 1 | 2 | A | D | EAR99 | N | 85389099 | 1 | 4042949002734 | 1.16 | KG | 130.1 | 126.3 | LP19 | LP19 | draw-out unit conversion kit for MCCB accessory for: circuit breaker 4-pole 3VA2 100/160/250 | Lista Papel 2020 SI | 0 | 0
3VA9124-0KP00 |  | 3VA9124-0KP00 | 1 | UN | 1 | 2 | A | D | EAR99 | N | 85389099 | 1 | 4042949002741 | 2.321 | KG | 251.8 | 244.9 | LP19 | LP19 | plug-in unit complete kit accessory for: circuit breaker, 4-pole 3VA2 100/160/250 | Lista Papel 2020 SI | 0 | 0
3VA9124-0KP10 |  | 3VA9124-0KP10 | 1 | UN | 1 | 2 | A | D | EAR99 | N | 85389099 | 1 | 4042949002758 | 590 | G | 108.6 | 105.5 | LP19 | LP19 | plug-in unit conversion kit for MCCB accessory for: circuit breaker, 4-pole 3VA2 100/160/250 | Lista Papel 2020 SI | 0 | 0
3VA9124-0RL30 |  | 3VA9124-0RL30 | 1 | UN | 1 | 2 | A | D | EAR99 | N | 85363090 | 1 | 4042949002048 | 1.641 | KG | 970.2 | 939.4 | LP19 | LP19 | residual current device RCD820 advanced RCD type A load side mounted rated resid. current 0.03...30A at 50/60Hz adjustable tv 0...10000ms 4-pole In=160A Ue=100-690V accessory for: 3VA2 | Lista Papel 2020 SI | 0 | 0
3VA9124-0SS10 |  | 3VA9124-0SS10 | 1 | UN | 1 | 2 | A | D | N | N | 73181575 | 1 | 4042949004875 | 34 | G | 16.99 | 16.99 | LP19 | LP19 | mounting screw kit comprises 4 screws and nuts, metric thread accessory for: circuit breaker, 4-pole 3VA2 100/160/250 3VA5 125/250, 3VA6 150/250 and for plug-in unit 3VA2 100/160/250 draw-out units 3VA2 100/160/ | - | 0 | 0
3VA9126-0SS10 |  | 3VA9126-0SS10 | 1 | UN | 1 | 2 | A | D | N | N | 73181575 | 1 | 4042949004882 | 18 | G | 12.5 | 12.1 | LP19 | LP19 | mounting screw kit comprises 2 screws and nuts, metric thread accessory for: circuit breaker, 2/3-pole 3VA2 100/160/250 3VA5 125/250, 3VA6 150/250 | Lista Papel 2020 SI | 0 | 0
3VA9131-0QB00 |  | 3VA9131-0QB00 | 1 | UN | 1 | 2 | A | D | N | N | 85389099 | 1 | 4042949016243 | 44 | G | 10.19 | 10.19 | LP19 | LP19 | bus connector extended front 1 unit accessory for: 3VA4/5 125 | - | 0 | 0
3VA9131-0QE10 |  | 3VA9131-0QE10 | 1 | UN | 1 | 2 | A | D | N | N | 85389099 | 1 | 4042949007517 | 68 | G | 14.3 | 14.3 | LP19 | LP19 | rear connection stud flat short 1 unit accessory for: 3VA4/5 125 | - | 0 | 0
3VA9131-0QE20 |  | 3VA9131-0QE20 | 1 | UN | 1 | 2 | A | D | N | N | 85389099 | 1 | 4042949007609 | 105 | G | 18.96 | 18.96 | LP19 | LP19 | rear connection stud flat long 1 unit accessory for: 3VA4/5 125 | - | 0 | 0
3VA9131-0QF10 |  | 3VA9131-0QF10 | 1 | UN | 1 | 2 | A | D | EAR99 | N | 85389099 | 1 | 4042949007784 | 86 | G | 14.3 | 14.3 | LP19 | LP19 | rear connection stud round short 1 unit accessory for: 3VA4/5 125 | - | 0 | 0
3VA9131-0QF20 |  | 3VA9131-0QF20 | 1 | UN | 1 | 2 | A | D | EAR99 | N | 85389099 | 1 | 4042949007845 | 128 | G | 19.75 | 19.75 | LP19 | LP19 | rear connection stud round long 1 unit accessory for: 3VA4/5 125 | - | 0 | 0
3VA9131-0WD10 |  | 3VA9131-0WD10 | 1 | UN | 1 | 2 | A | D | EAR99 | N | 85389099 | 1 | 4042949017240 | 17 | G | 10.9 | 10.9 | LP19 | LP19 | terminal cover 1-pole 1 unit accessory for: 3VA5 125 | - | 0 | 0
3VA9131-0WD20 |  | 3VA9131-0WD20 | 1 | UN | 1 | 2 | A | D | EAR99 | N | 85389099 | 1 | 4042949009269 | 20 | G | 12.09 | 12.09 | LP19 | LP19 | terminal cover 2-pole 1 unit accessory for: 3VA5 125 | - | 0 | 0
3VA9131-0WD30 |  | 3VA9131-0WD30 | 1 | UN | 1 | 2 | A | D | EAR99 | N | 85389099 | 1 | 4042949009283 | 22 | G | 14.54 | 14.54 | LP19 | LP19 | terminal cover 3-pole 1 unit accessory for: 3VA4/5 125 | - | 0 | 0
3VA9131-0WD31 |  | 3VA9131-0WD31 | 1 | UN | 1 | 2 | A | D | EAR99 | N | 85389099 | 1 | 4042949016250 | 21 | G | 21.88 | 21.88 | LP19 | LP19 | Terminal Cover 3 pole; 1 pc. with probe holes for voltage testing accessory for: 3VA4/5 125 - - |  | 0 | 0
3VA9131-0WD40 |  | 3VA9131-0WD40 | 1 | UN | 1 | 2 | A | D | EAR99 | N | 85389099 | 1 | 4042949009399 | 24 | G | 19.36 | 19.36 | LP19 | LP19 | terminal cover 4-pole 1 unit accessory for: 3VA4/5 125 | - | 0 | 0
3VA9131-0WF20 |  | 3VA9131-0WF20 | 1 | UN | 1 | 2 | A | D | EAR99 | N | 85389099 | 1 | 4042949018070 | 103 | G | 12.09 | 12.09 | LP19 | LP19 | terminal cover extended 2-pole 1 unit accessory for: 3VA4/5 125 | - | 0 | 0
3VA9131-0WF30 |  | 3VA9131-0WF30 | 1 | UN | 1 | 2 | A | D | EAR99 | N | 85389099 | 1 | 4042949009535 | 143 | G | 19.36 | 19.36 | LP19 | LP19 | terminal cover extended 3-pole 1 unit accessory for: 3VA4/5 125 | - | 0 | 0
3VA9131-0WF31 |  | 3VA9131-0WF31 | 1 | UN | 1 | 2 | A | D | EAR99 | N | 85389099 | 1 | 4042949010142 | 148 | G | 28.99 | 28.99 | LP19 | LP19 | Terminal Cover Extended 3 pole; 1 pc. with probe holes for voltage testing accessory for: 3VA4/5 125 - - |  | 0 | 0
3VA9131-0WF40 |  | 3VA9131-0WF40 | 1 | UN | 1 | 2 | A | D | EAR99 | N | 85389099 | 1 | 4042949009641 | 181 | G | 25.52 | 25.52 | LP19 | LP19 | terminal cover extended 4-pole 1 unit accessory for: 3VA4/5 125 | - | 0 | 0
3VA9131-0WJ20 |  | 3VA9131-0WJ20 | 1 | UN | 1 | 2 | A | D | EAR99 | N | 85389099 | 1 | 4042949009825 | 22 | G | 8.53 | 8.53 | LP19 | LP19 | insulating plate extended 2-pole 1 unit accessory for: 3VA4/5 125 | - | 0 | 0
3VA9131-0WJ30 |  | 3VA9131-0WJ30 | 1 | UN | 1 | 2 | A | D | EAR99 | N | 85389099 | 1 | 4042949009924 | 25 | G | 12.72 | 12.72 | LP19 | LP19 | insulating plate extended 3-pole 1 unit accessory for: 3VA4/5 125 | - | 0 | 0
3VA9131-0WJ40 |  | 3VA9131-0WJ40 | 1 | UN | 1 | 2 | A | D | EAR99 | N | 85389099 | 1 | 4042949010036 | 29 | G | 17.06 | 17.06 | LP19 | LP19 | insulating plate extended 4-pole 1 unit accessory for: 3VA4/5 125 | - | 0 | 0
3VA9132-0JC12 |  | 3VA9132-0JC12 | 1 | UN | 1 | 2 | A | D | EAR99 | N | 85389099 | 1 | 4042949016496 | 247 | G | 44.64 | 44.64 | LP19 | LP19 | wire connector large with control wire voltage tap-off 2 units accessory for: 3VA4/5 125 | - | 0 | 0
3VA9132-0JF60 |  | 3VA9132-0JF60 | 1 | UN | 1 | 2 | A | D | EAR99 | N | 85389099 | 1 | 4042949016748 | 250 | G | 68.97 | 68.97 | LP19 | LP19 | distribution wire connector 6 cables 2 units accessory for: 3VA5 125 | - | 0 | 0
3VA9132-0JJ12 |  | 3VA9132-0JJ12 | 1 | UN | 1 | 2 | A | D | EAR99 | N | 85389099 | 1 | 4042949016489 | 247 | G | 37.92 | 37.92 | LP19 | LP19 | wire connector large 2 units accessory for: 3VA4/5 125 | - | 0 | 0
3VA9132-0WA00 |  | 3VA9132-0WA00 | 1 | UN | 1 | 2 | A | D | EAR99 | N | 85389099 | 1 | 4042949017127 | 45 | G | 9.16 | 9.16 | LP19 | LP19 | phase barriers 2 units accessory for: 3VA4/5 125 | - | 0 | 0
3VA9133-0JA11 |  | 3VA9133-0JA11 | 1 | UN | 1 | 2 | A | D | EAR99 | N | 85369010 | 1 | 4042949016649 | 87 | G | 21.41 | 21.41 | LP19 | LP19 | box terminal 3 units accessory for: 3VA4/5 125 | - | 0 | 0
3VA9133-0JB10 |  | 3VA9133-0JB10 | 1 | UN | 1 | 2 | A | D | EAR99 | N | 85389099 | 1 | 4042949019770 | 53 | G | 15.25 | 15.25 | LP19 | LP19 | wire connector 3 units accessory for: 3VA4/5 125 | - | 0 | 0
3VA9133-0JB11 |  | 3VA9133-0JB11 | 1 | UN | 1 | 30 | D | D | EAR99 | N | 85389099 | 1 | 4042949008255 | 63 | G | 21.88 | 21.88 | LP19 | LP19 | wire connector 3 units accessory for: 3VA4/5 125 | - | 0 | 0
3VA9133-0JC12 |  | 3VA9133-0JC12 | 1 | UN | 1 | 2 | A | D | EAR99 | N | 85389099 | 1 | 4042949016526 | 351 | G | 66.91 | 66.91 | LP19 | LP19 | wire connector large with control wire voltage tap-off 3 units accessory for: 3VA4/5 125 | - | 0 | 0
3VA9133-0JC18 |  | 3VA9133-0JC18 | 1 | UN | 1 | 2 | A | D | EAR99 | N | 85389099 | 1 | 4042949007906 | 349 | G | 94.01 | 94.01 | LP19 | LP19 | Wire Connector with control wire tap; for 2 cables; 3 pcs.; incl. Terminal Cover Extended with probe holes for voltage test; accessory for: 3VA4/5 125 |  | 0 | 0
3VA9133-0JD10 |  | 3VA9133-0JD10 | 1 | UN | 1 | 2 | A | D | EAR99 | N | 85389099 | 1 | 4042949019732 | 92 | G | 58.78 | 58.78 | LP19 | LP19 | wire connector CU 3 units accessory for: 3VA4/5 125 | - | 0 | 0
3VA9133-0JD11 |  | 3VA9133-0JD11 | 1 | UN | 1 | 2 | A | D | EAR99 | N | 85389099 | 1 | 4042949008637 | 125 | G | 83.74 | 83.74 | LP19 | LP19 | wire connector CU 3 units accessory for: 3VA4/5 125 | - | 0 | 0
3VA9133-0JF60 |  | 3VA9133-0JF60 | 1 | UN | 1 | 2 | A | D | EAR99 | N | 85389099 | 1 | 4042949016755 | 353 | G | 103.49 | 103.49 | LP19 | LP19 | distribution wire connector 6 cables 3 units accessory for: 3VA5 125 | - | 0 | 0
3VA9133-0JF68 |  | 3VA9133-0JF68 | 1 | UN | 1 | 2 | A | D | EAR99 | N | 85389099 | 1 | 4042949010807 | 354 | G | 131.14 | 131.14 | LP19 | LP19 | Wire Connector for 6 cables; 3 pcs.; incl. Terminal Cover Extended with probe holes for voltage test; accessory for: 3VA4/5 125 |  | 0 | 0
3VA9133-0JG10 |  | 3VA9133-0JG10 | 1 | UN | 1 | 2 | A | D | EAR99 | N | 85389099 | 1 | 4042949019794 | 75 | G | 17.54 | 17.54 | LP19 | LP19 | wire connector with control wire tap 3 units accessory for: 3VA4/5 125 | - | 0 | 0
3VA9133-0JG11 |  | 3VA9133-0JG11 | 1 | UN | 1 | 30 | D | D | EAR99 | N | 85389099 | 1 | 4042949010388 | 96 | G | 25.12 | 25.12 | LP19 | LP19 | wire connector with control wire voltage tap-off 3 units accessory for: 3VA4/5 125 | - | 0 | 0
3VA9133-0JJ12 |  | 3VA9133-0JJ12 | 1 | UN | 1 | 2 | A | D | EAR99 | N | 85389099 | 1 | 4042949010586 | 349 | G | 56.8 | 56.8 | LP19 | LP19 | wire connector large 3 units accessory for: 3VA4/5 125 | - | 0 | 0
3VA9133-0JK10 |  | 3VA9133-0JK10 | 1 | UN | 1 | 2 | A | D | EAR99 | N | 85389099 | 1 | 4042949019756 | 95 | G | 67.62 | 67.62 | LP19 | LP19 | wire connector CU with control wire voltage tap-off 3 units accessory for: 3VA4/5 125 | - | 0 | 0
3VA9133-0JK11 |  | 3VA9133-0JK11 | 1 | UN | 1 | 2 | A | D | EAR99 | N | 85369095 | 1 | 4042949010760 | 159 | G | 96.38 | 96.38 | LP19 | LP19 | wire connector CU with control wire voltage tap-off 3 units accessory for: 3VA4/5 125 | - | 0 | 0
3VA9133-0QA00 |  | 3VA9133-0QA00 | 1 | UN | 1 | 2 | A | D | EAR99 | N | 85369010 | 1 | 4042949006756 | 50 | G | 19.99 | 19.99 | LP19 | LP19 | nut keeper kit 3 units accessory for: 3VA4/5 125 | - | 0 | 0
3VA9133-0QB00 |  | 3VA9133-0QB00 | 1 | UN | 1 | 2 | A | D | EAR99 | N | 85389099 | 1 | 4042949016182 | 132 | G | 31.6 | 31.6 | LP19 | LP19 | bus connector extended front 3 units accessory for: 3VA4/5 125 | - | 0 | 0
3VA9133-0QE00 |  | 3VA9133-0QE00 | 1 | UN | 1 | 2 | A | D | N | N | 85389099 | 1 | 4042949007333 | 0.194 | KG | 47.48 | 47.48 | LP19 | LP19 | rear connection stud flat 3 units accessory for: 3VA4/5 125 | - | 0 | 0
3VA9133-0QF00 |  | 3VA9133-0QF00 | 1 | UN | 1 | 2 | A | D | EAR99 | N | 85389099 | 1 | 4042949007661 | 252 | G | 47.48 | 47.48 | LP19 | LP19 | rear connection stud round 3 units accessory for: 3VA4/5 125 | - | 0 | 0
3VA9134-0JA11 |  | 3VA9134-0JA11 | 1 | UN | 1 | 2 | A | D | EAR99 | N | 85369010 | 1 | 4042949016687 | 110 | G | 28.36 | 28.36 | LP19 | LP19 | box terminal 4 units accessory for: 3VA5 125 | - | 0 | 0
3VA9134-0JB10 |  | 3VA9134-0JB10 | 1 | UN | 1 | 2 | A | D | EAR99 | N | 85389099 | 1 | 4042949019787 | 62 | G | 20.46 | 20.46 | LP19 | LP19 | wire connector 4 units accessory for: 3VA5 125 | - | 0 | 0
3VA9134-0JB11 |  | 3VA9134-0JB11 | 1 | UN | 1 | 2 | A | D | EAR99 | N | 85389099 | 1 | 4042949008378 | 73 | G | 29.23 | 29.23 | LP19 | LP19 | wire connector 4 units accessory for: 3VA5 125 | - | 0 | 0
3VA9134-0JC12 |  | 3VA9134-0JC12 | 1 | UN | 1 | 2 | A | D | EAR99 | N | 85389099 | 1 | 4042949016540 | 451 | G | 90.06 | 90.06 | LP19 | LP19 | wire connector large with control wire voltage tap-off 4 units accessory for: 3VA5 125 | - | 0 | 0
3VA9134-0JD10 |  | 3VA9134-0JD10 | 1 | UN | 1 | 2 | A | D | EAR99 | N | 85389099 | 1 | 4042949019749 | 115 | G | 78.68 | 78.68 | LP19 | LP19 | distribution wire connector CU 4 units accessory for: 3VA5 125 | - | 0 | 0
3VA9134-0JD11 |  | 3VA9134-0JD11 | 1 | UN | 1 | 2 | A | D | EAR99 | N | 85389099 | 1 | 4042949008699 | 158 | G | 112.97 | 112.97 | LP19 | LP19 | wire connector CU 4 units accessory for: 3VA5 125 | - | 0 | 0
3VA9134-0JF60 |  | 3VA9134-0JF60 | 1 | UN | 1 | 2 | A | D | EAR99 | N | 85389099 | 1 | 4042949016786 | 453 | G | 139.04 | 139.04 | LP19 | LP19 | distribution wire connector 6 cables 4 units accessory for: 3VA5 125 | - | 0 | 0
3VA9134-0JG10 |  | 3VA9134-0JG10 | 1 | UN | 1 | 2 | A | D | EAR99 | N | 85389099 | 1 | 4042949019800 | 67 | G | 23.54 | 23.54 | LP19 | LP19 | wire connector with control wire tap 4 units accessory for: 3VA5 125 | - | 0 | 0
3VA9134-0JG11 |  | 3VA9134-0JG11 | 1 | UN | 1 | 2 | A | D | EAR99 | N | 85389099 | 1 | 4042949010500 | 123 | G | 33.58 | 33.58 | LP19 | LP19 | wire connector with control wire voltage tap-off 4 units accessory for: 3VA5 125 | - | 0 | 0
3VA9134-0JJ12 |  | 3VA9134-0JJ12 | 1 | UN | 1 | 2 | A | D | EAR99 | N | 85389099 | 1 | 4042949010678 | 441 | G | 75.6 | 75.6 | LP19 | LP19 | wire connector large 4 units accessory for: 3VA5 125 | - | 0 | 0
3VA9134-0JK10 |  | 3VA9134-0JK10 | 1 | UN | 1 | 2 | A | D | EAR99 | N | 85389099 | 1 | 4042949019763 | 118 | G | 90.85 | 90.85 | LP19 | LP19 | wire connector CU with control wire voltage tap-off 4 units accessory for: 3VA5 125 | - | 0 | 0
3VA9134-0JK11 |  | 3VA9134-0JK11 | 1 | UN | 1 | 2 | A | D | EAR99 | N | 85389099 | 1 | 4042949010821 | 169 | G | 128.77 | 128.77 | LP19 | LP19 | wire connector CU with control wire voltage tap-off 4 units accessory for: 3VA5 125 | - | 0 | 0
3VA9134-0QA00 |  | 3VA9134-0QA00 | 1 | UN | 1 | 2 | A | D | EAR99 | N | 85369010 | 1 | 4042949006862 | 61 | G | 26.86 | 26.86 | LP19 | LP19 | nut keeper kit 4 units accessory for: 3VA5 125 | - | 0 | 0
3VA9134-0QB00 |  | 3VA9134-0QB00 | 1 | UN | 1 | 2 | A | D | EAR99 | N | 85389099 | 1 | 4042949016212 | 176 | G | 42.19 | 42.19 | LP19 | LP19 | bus connector extended front 4 units accessory for: 3VA5 125 | - | 0 | 0
3VA9134-0QE00 |  | 3VA9134-0QE00 | 1 | UN | 1 | 2 | A | D | N | N | 85389099 | 1 | 4042949007425 | 274 | G | 63.2 | 63.2 | LP19 | LP19 | rear connection stud flat 4 units accessory for: 3VA5 125 | - | 0 | 0
3VA9134-0QF00 |  | 3VA9134-0QF00 | 1 | UN | 1 | 2 | A | D | EAR99 | N | 85389099 | 1 | 4042949007722 | 342 | G | 63.2 | 63.2 | LP19 | LP19 | rear connection stud round 4 units accessory for: 3VA5 125 | - | 0 | 0
3VA9137-0CB10 |  | 3VA9137-0CB10 | 1 | UN | 1 | 2 | A | D | EAR99 | N | 85389099 | 1 | 4042949011736 | 558 | G | 149.31 | 149.31 | LP19 | LP19 | Operating Unit w/ Bowdencable Max-Flex Operator Switching mechanism only accessory for: 3VA5 125 |  | 0 | 0
3VA9137-0CK12 |  | 3VA9137-0CK12 | 1 | UN | 1 | 2 | A | D | EAR99 | N | 85389099 | 1 | 4042949010838 | 1.55 | KG | 519.03 | 519.03 | LP19 | LP19 | Operating Unit w/ Bowdencable Max-Flex Operator Compete Kit consisting of: handle plastic NEMA 1, 12, 3R black=OFF, red=ON Bowdencable length 36" (0,9 m) Switching mechanism accessory for: 3VA5 125 |  | 0 | 0
3VA9137-0CK72 |  | 3VA9137-0CK72 | 1 | UN | 1 | 2 | A | D | EAR99 | N | 85389099 | 1 | 4042949005018 | 2.276 | KG | 559.32 | 559.32 | LP19 | LP19 | Operating Unit w/ Bowdencable Max-Flex Operator Compete Kit consisting of: handle steel epoxy coated NEMA 1, 12, 3R black=OFF, red=ON Bowdencable length 36" (0,9 m) Switching mechanism accessory for: 3VA5 125 |  | 0 | 0
3VA9137-0EK11 |  | 3VA9137-0EK11 | 1 | UN | 1 | 2 | A | D | N | N | 85389099 | 1 | 4042949014560 | 204 | G | 50.01 | 50.01 | LP19 | LP19 | front mounted rotary operator standard IEC IP30/40 accessory for: 3VA5 125 | - | 0 | 0
3VA9137-0EK13 |  | 3VA9137-0EK13 | 1 | UN | 1 | 2 | A | D | N | N | 85389099 | 1 | 4042949015024 | 210 | G | 101.12 | 101.12 | LP19 | LP19 | front mounted rotary operator standard IEC IP30/40 24V DC lighting kit accessory for: 3VA5 125 | - | 0 | 0
3VA9137-0EK15 |  | 3VA9137-0EK15 | 1 | UN | 1 | 2 | A | D | N | N | 85389099 | 1 | 4042949014577 | 205 | G | 57.51 | 57.51 | LP19 | LP19 | front mounted rotary operator emergency-off IEC IP30/40 accessory for: 3VA5 125 | - | 0 | 0
3VA9137-0EK17 |  | 3VA9137-0EK17 | 1 | UN | 1 | 2 | A | D | N | N | 85389099 | 1 | 4042949015048 | 211 | G | 107.44 | 107.44 | LP19 | LP19 | front mounted rotary operator emergency-off IEC IP30/40 24V DC lighting kit accessory for: 3VA5 125 | - | 0 | 0
3VA9137-0EK21 |  | 3VA9137-0EK21 | 1 | UN | 1 | 2 | A | D | N | N | 85389099 | 1 | 4042949014584 | 259 | G | 85.32 | 85.32 | LP19 | LP19 | front mounted rotary operator standard with door interlock IEC IP30/40 accessory for: 3VA5 125 | - | 0 | 0
3VA9137-0EK23 |  | 3VA9137-0EK23 | 1 | UN | 1 | 2 | A | D | N | N | 85389099 | 1 | 4042949015062 | 264 | G | 135.88 | 135.88 | LP19 | LP19 | front mounted rotary operator standard with door interlock IEC IP30/40 24V DC lighting kit accessory for: 3VA4/5 125 | - | 0 | 0
3VA9137-0EK25 |  | 3VA9137-0EK25 | 1 | UN | 1 | 2 | A | D | N | N | 85389099 | 1 | 4042949014591 | 259 | G | 98.75 | 98.75 | LP19 | LP19 | front mounted rotary operator emergency-off with door interlock IEC IP30/40 accessory for: 3VA5 125 | - | 0 | 0
3VA9137-0EK27 |  | 3VA9137-0EK27 | 1 | UN | 1 | 2 | A | D | N | N | 85389099 | 1 | 4042949015086 | 266 | G | 148.52 | 148.52 | LP19 | LP19 | front mounted rotary operator emergency-off with door interlock IEC IP30/40 24V DC lighting kit accessory for: 3VA4/5 125 | - | 0 | 0
3VA9137-0EK31 |  | 3VA9137-0EK31 | 1 | UN | 1 | 2 | A | D | N | N | 85389099 | 1 | 4042949005896 | 257 | G | 91.64 | 91.64 | LP19 | LP19 | front mounted rotary operator standard IP30 NEMA type 1,.. with door interlock and door open position accessory for: 3VA5 125 | - | 0 | 0
3VA9137-0EK33 |  | 3VA9137-0EK33 | 1 | UN | 1 | 2 | A | D | N | N | 85389099 | 1 | 4042949015253 | 262 | G | 146.15 | 146.15 | LP19 | LP19 | front mounted rotary operator standard IP30 NEMA type 1,.. with door interlock 24V DC lighting kit and door open position accessory for: 3VA5 125 | - | 0 | 0
3VA9137-0EK35 |  | 3VA9137-0EK35 | 1 | UN | 1 | 2 | A | D | N | N | 85389099 | 1 | 4042949005919 | 256 | G | 105.07 | 105.07 | LP19 | LP19 | front mounted rotary operator emergency-off IP30 NEMA type 1,.. with door interlock and door open position accessory for: 3VA5 125 | - | 0 | 0
3VA9137-0EK37 |  | 3VA9137-0EK37 | 1 | UN | 1 | 2 | A | D | N | N | 85389099 | 1 | 4042949015260 | 258 | G | 159.58 | 159.58 | LP19 | LP19 | front mounted rotary operator emergency-off IP30 NEMA type 1,.. with door interlock 24V DC lighting kit and door open position accessory for: 3VA5 125 | - | 0 | 0
3VA9137-0FK21 |  | 3VA9137-0FK21 | 1 | UN | 1 | 2 | A | D | N | N | 85389099 | 1 | 4042949014645 | 550 | G | 87.69 | 87.69 | LP19 | LP19 | door mounted rotary operator standard IEC IP65 with door interlock accessory for: 3VA4/5 125 | - | 0 | 0
3VA9137-0FK23 |  | 3VA9137-0FK23 | 1 | UN | 1 | 2 | A | D | N | N | 85389099 | 1 | 4042949015109 | 564 | G | 139.83 | 139.83 | LP19 | LP19 | door mounted rotary operator standard IEC IP65 with door interlock 24V DC lighting kit accessory for: 3VA5 125 | - | 0 | 0
3VA9137-0FK25 |  | 3VA9137-0FK25 | 1 | UN | 1 | 2 | A | D | N | N | 85389099 | 1 | 4042949014652 | 550 | G | 101.12 | 101.12 | LP19 | LP19 | door mounted rotary operator emergency-off IEC IP65 with door interlock accessory for: 3VA4/5 125 | - | 0 | 0
3VA9137-0FK27 |  | 3VA9137-0FK27 | 1 | UN | 1 | 2 | A | D | N | N | 85389099 | 1 | 4042949015123 | 559 | G | 150.89 | 150.89 | LP19 | LP19 | door mounted rotary operator emergency-off IEC IP65 with door interlock 24V DC lighting kit accessory for: 3VA5 125 | - | 0 | 0
3VA9137-0FK31 |  | 3VA9137-0FK31 | 1 | UN | 1 | 2 | A | D | N | N | 85389099 | 1 | 4042949006312 | 550 | G | 94.01 | 94.01 | LP19 | LP19 | door mounted rotary operator standard NEMA type 1, 3R, 12, 4/4X with door interlock and door open position accessory for: 3VA4/5 125 | - | 0 | 0
3VA9137-0FK33 |  | 3VA9137-0FK33 | 1 | UN | 1 | 2 | A | D | N | N | 85389099 | 1 | 4042949015376 | 569 | G | 149.31 | 149.31 | LP19 | LP19 | door mounted rotary operator standard NEMA type 1, 3R, 12, 4/4X with door interlock 24V DC lighting kit and door open position accessory for: 3VA4/5 125 | - | 0 | 0
3VA9137-0FK35 |  | 3VA9137-0FK35 | 1 | UN | 1 | 2 | A | D | N | N | 85389099 | 1 | 4042949006343 | 562 | G | 107.44 | 107.44 | LP19 | LP19 | door mounted rotary operator emergency-off NEMA type 1, 3R, 12,4/4X with door interlock and door open position accessory for: 3VA4/5 125 | - | 0 | 0
3VA9137-0FK37 |  | 3VA9137-0FK37 | 1 | UN | 1 | 2 | A | D | N | N | 85389099 | 1 | 4042949015383 | 569 | G | 164.32 | 164.32 | LP19 | LP19 | door mounted rotary operator emergency-off NEMA type 1, 3R, 12, 4/4X with door interlock 24V DC lighting kit and door open position accessory for: 3VA4/5 125 | - | 0 | 0
3VA9137-0FK41 |  | 3VA9137-0FK41 | 1 | UN | 1 | 2 | A | D | N | N | 85389099 | 1 | 4042949006251 | 560 | G | 112.97 | 112.97 | LP19 | LP19 | door mounted rotary operator standard NEMA type 4, 4X with door interlock and door open position accessory for: 3VA4/5 125 | - | 0 | 0
3VA9137-0FK43 |  | 3VA9137-0FK43 | 1 | UN | 1 | 2 | A | D | N | N | 85389099 | 1 | 4042949015352 | 567 | G | 178.54 | 178.54 | LP19 | LP19 | door mounted rotary operator standard NEMA type 4, 4X with door interlock 24V DC lighting kit and door open position accessory for: 3VA4/5 125 | - | 0 | 0
3VA9137-0FK45 |  | 3VA9137-0FK45 | 1 | UN | 1 | 2 | A | D | N | N | 85389099 | 1 | 4042949006282 | 0.561 | KG | 130.35 | 130.35 | LP19 | LP19 | door mounted rotary operator emergency-off NEMA type 4, 4X with door interlock and door open position accessory for: 3VA4/5 125 | - | 0 | 0
3VA9137-0FK47 |  | 3VA9137-0FK47 | 1 | UN | 1 | 2 | A | D | N | N | 85389099 | 1 | 4042949015369 | 567 | G | 196.71 | 196.71 | LP19 | LP19 | door mounted rotary operator emergency-off NEMA type 4, 4X with door interlock 24V DC lighting kit and door open position accessory for: 3VA4/5 125 | - | 0 | 0
3VA9137-0GA80 |  | 3VA9137-0GA80 | 1 | UN | 1 | 2 | A | D | N | N | 85389099 | 1 | 4042949014461 | 19 | G | 18.8 | 18.8 | LP19 | LP19 | retaining bracket accessory for: 3VA5 125 | - | 0 | 0
3VA9137-0GC01 |  | 3VA9137-0GC01 | 1 | UN | 1 | 2 | A | D | N | N | 85389099 | 1 | 4042949014683 | 49 | G | 62.49 | 62.49 | LP19 | LP19 | supplementary handle for door mounted rotary operator standard accessory for: 3VA5 125 | - | 0 | 0
3VA9137-0GC05 |  | 3VA9137-0GC05 | 1 | UN | 1 | 2 | A | D | N | N | 85389099 | 1 | 4042949014690 | 49 | G | 71.89 | 71.89 | LP19 | LP19 | supplementary handle for door mounted rotary operator emergency-stop accessory for: 3VA5 125 | - | 0 | 0
3VA9137-0GK00 |  | 3VA9137-0GK00 | 1 | UN | 1 | 2 | A | D | N | N | 85389099 | 1 | 4042949014478 | 170 | G | 45.03 | 45.03 | LP19 | LP19 | rotary operator with shaft stub for 8UC retrofit accessory for: 3VA5 125 | - | 0 | 0
3VA9137-0HA10 |  | 3VA9137-0HA10 | 1 | UN | 1 | 2 | A | D | EAR99 | N | 85013100 | 1 | 4042949015475 | 644 | G | 462.94 | 462.94 | LP19 | LP19 | motor operator 24-60V DC accessory for: 3VA5 125 | - | 0 | 0
3VA9137-0HA20 |  | 3VA9137-0HA20 | 1 | UN | 1 | 2 | A | D | EAR99 | N | 85012000 | 1 | 4042949015482 | 651 | G | 462.94 | 462.94 | LP19 | LP19 | motor operator 110-230V AC/110-250V DC accessory for: 3VA5 125 | - | 0 | 0
3VA9137-0LF10 |  | 3VA9137-0LF10 | 1 | UN | 1 | 2 | A | D | EAR99 | N | 85389099 | 1 | 4042949015857 | 53 | G | 66.91 | 66.91 | LP19 | LP19 | adapter cylinder lock accessories compartment accessory for: 3VA5 125 | - | 0 | 0
3VA9137-0PK11 |  | 3VA9137-0PK11 | 1 | UN | 1 | 2 | A | D | N | N | 85389099 | 1 | 4042949014768 | 645 | G | 112.97 | 112.97 | LP19 | LP19 | side wall mounted rot. operator standard IEC IP65 accessory for: 3VA5 125 | - | 0 | 0
3VA9137-0PK13 |  | 3VA9137-0PK13 | 1 | UN | 1 | 2 | A | D | N | N | 85389099 | 1 | 4042949015147 | 656 | G | 163.53 | 163.53 | LP19 | LP19 | side wall mounted rot. operator standard IEC IP65 24V DC lighting kit accessory for: 3VA5 125 | - | 0 | 0
3VA9137-0PK15 |  | 3VA9137-0PK15 | 1 | UN | 1 | 2 | A | D | N | N | 85389099 | 1 | 4042949014775 | 634 | G | 128.77 | 128.77 | LP19 | LP19 | side wall mounted rot. operator emergency-off IEC IP65 accessory for: 3VA5 125 | - | 0 | 0
3VA9137-0PK17 |  | 3VA9137-0PK17 | 1 | UN | 1 | 2 | A | D | N | N | 85389099 | 1 | 4042949015161 | 655 | G | 180.91 | 180.91 | LP19 | LP19 | side wall mounted rot. operator emergency-off IEC IP65 24V DC lighting kit accessory for: 3VA5 125 | - | 0 | 0
3VA9137-0PK51 |  | 3VA9137-0PK51 | 1 | UN | 1 | 2 | A | D | N | N | 85389099 | 1 | 4042949014782 | 1.335 | KG | 162.74 | 162.74 | LP19 | LP19 | side wall mounted rot. operator standard IEC IP65 with mounting bracket accessory for: 3VA5 125 | - | 0 | 0
3VA9137-0PK53 |  | 3VA9137-0PK53 | 1 | UN | 1 | 2 | A | D | N | N | 85389099 | 1 | 4042949015178 | 1.292 | KG | 214.88 | 214.88 | LP19 | LP19 | side wall mounted rot. operator standard IEC IP65 with mounting bracket 24V DC lighting kit accessory for: 3VA5 125 | - | 0 | 0
3VA9137-0PK55 |  | 3VA9137-0PK55 | 1 | UN | 1 | 2 | A | D | N | N | 85389099 | 1 | 4042949014799 | 1.593 | KG | 188.02 | 188.02 | LP19 | LP19 | side wall mounted rot. operator emergency-off IEC IP65 with mounting bracket accessory for: 3VA5 125 | - | 0 | 0
3VA9137-0PK57 |  | 3VA9137-0PK57 | 1 | UN | 1 | 2 | A | D | N | N | 85389099 | 1 | 4042949015185 | 1.3 | KG | 237.79 | 237.79 | LP19 | LP19 | side wall mounted rot. operator emergency-stop IEC IP65 with mounting bracket 24V DC lighting kit accessory for: 3VA5 125 | - | 0 | 0
3VA9137-0VF10 |  | 3VA9137-0VF10 | 1 | UN | 1 | 2 | A | D | EAR99 | N | 85389099 | 1 | 4042949015802 | 196 | G | 52.38 | 52.38 | LP19 | LP19 | module for Bowden cable sliding bar accessory for: 3VA5 125 | - | 0 | 0
3VA9138-0CB10 |  | 3VA9138-0CB10 | 1 | UN | 1 | 2 | A | D | N | N | 85389099 | 1 | 4042949018926 | 856 | G | 149.31 | 149.31 | LP19 | LP19 | operating unit w. Bowden cable Max Flex operator switching mechanism single accessory for: 3VA5 125 | - | 0 | 0
3VA9138-0CK12 |  | 3VA9138-0CK12 | 1 | UN | 1 | 2 | A | D | N | N | 85389099 | 1 | 4042949019244 | 2.461 | KG | 551.42 | 551.42 | LP19 | LP19 | operating unit w. Bowden cable Max Flex operator complete kit comprising: handle steel, epoxy sheathed NEMA 1/3R/12; Bowden cable length 0.9m (36"); switching mechanism accessory for: 3VA5 125 | - | 0 | 0
3VA9138-0DK72 |  | 3VA9138-0DK72 | 1 | UN | 1 | 29 | D | D | EAR99 | N | 85389099 | 1 | 4042949002574 | 2.33 | KG | 228.31 | 228.31 | LP19 | LP19 | Operating Unit with Rod Variable Depth Flange Mounted operator kit, consisting of: handle steel epoxy coated NEMA 1, 12, 3R black=OFF, red=ON Switching mechanism Mounting depth 8'' to 16'' Accessory for: 3VA5 125 |  | 0 | 0
3VA9138-0DK82 |  | 3VA9138-0DK82 | 1 | UN | 1 | 29 | D | D | EAR99 | N | 85389099 | 1 | 4042949018803 | 2.353 | KG | 301.78 | 301.78 | LP19 | LP19 | operating unit with rod complete kit comprising: handle steel, chromium-plated NEMA 4, 4X black=OFF, red=ON for depths 200 to 400mm switching mechanism accessory for: 3VA5 125 | - | 0 | 0
3VA9138-0DK84 |  | 3VA9138-0DK84 | 1 | UN | 1 | 2 | A | D | EAR99 | N | 85389099 | 1 | 4042949010449 | 2.34 | KG | 301.78 | 301.78 | LP19 | LP19 | Operating Unit with Rod Variable Depth Flange Mounted operator kit, consisting of: handle steel chrome plated NEMA 4/4X black=OFF, black=ON Switching mechanism Mounting depth 8'' to 16'' Accessory for: 3VA5 125 |  | 0 | 0
3VA9138-0VF30 |  | 3VA9138-0VF30 | 1 | UN | 1 | 2 | A | D | EAR99 | N | 85389099 | 1 | 4042949016076 | 585 | G | 140.62 | 140.62 | LP19 | LP19 | sliding bar accessory for: 3VA5 125 | - | 0 | 0
3VA9138-0VK20 |  | 3VA9138-0VK20 | 1 | UN | 1 | 2 | A | D | N | N | 85389099 | 1 | 4042949015963 | 1.162 | KG | 18.17 | 18.17 | LP19 | LP19 | rear interlock mounting plate accessory for: 3VA5 125 | - | 0 | 0
3VA9143-0JA12 |  | 3VA9143-0JA12 | 1 | UN | 1 | 2 | A | D | EAR99 | N | 85369010 | 1 | 4042949016663 | 165 | G | 23.7 | 23.7 | LP19 | LP19 | box terminal 3 units accessory for: 3VA6 150/250 | - | 0 | 0
3VA9143-0JB11 |  | 3VA9143-0JB11 | 1 | UN | 1 | 30 | D | D | EAR99 | N | 85389099 | 1 | 4042949016366 | 108 | G | 21.88 | 21.88 | LP19 | LP19 | wire connector 3 units accessory for: 3VA6 150/250 | - | 0 | 0
3VA9143-0JD11 |  | 3VA9143-0JD11 | 1 | UN | 1 | 2 | A | D | EAR99 | N | 85369095 | 1 | 4042949016328 | 224 | G | 83.74 | 83.74 | LP19 | LP19 | wire connector CU 3 units accessory for: 3VA6 150/250 | - | 0 | 0
3VA9143-0JG11 |  | 3VA9143-0JG11 | 1 | UN | 1 | 30 | D | D | EAR99 | N | 85389099 | 1 | 4042949016427 | 112 | G | 25.12 | 25.12 | LP19 | LP19 | wire connector with control wire voltage tap-off 3 units accessory for: 3VA6 150/250 | - | 0 | 0
3VA9143-0JH12 |  | 3VA9143-0JH12 | 1 | UN | 1 | 2 | A | D | EAR99 | N | 85369010 | 1 | 4042949019947 | 206 | G | 46.61 | 46.61 | LP19 | LP19 | box terminal w. control wire voltage tap-off 3 units accessory for: 3VA6 150/250 | - | 0 | 0
3VA9143-0JK11 |  | 3VA9143-0JK11 | 1 | UN | 1 | 2 | A | D | EAR99 | N | 85369095 | 1 | 4042949016342 | 233 | G | 96.38 | 96.38 | LP19 | LP19 | wire connector CU with control wire voltage tap-off 3 units accessory for: 3VA6 150/250 | - | 0 | 0
3VA9143-0KB01 |  | 3VA9143-0KB01 | 1 | UN | 1 | 2 | A | D | EAR99 | N | 85389099 | 1 | 4042949002918 | 55 | G | 47.08 | 47.08 | LP19 | LP19 | terminal cover plug-in and draw-out technology accessory for: circuit breaker, 3-pole 3VA6 150/250 | - | 0 | 0
3VA9143-0KD00 |  | 3VA9143-0KD00 | 1 | UN | 1 | 2 | A | D | EAR99 | N | 85389099 | 1 | 4042949002925 | 3.828 | KG | 358.66 | 358.66 | LP19 | LP19 | draw-out unit complete kit accessory for: circuit breaker, 3-pole 3VA6 150/250 | - | 0 | 0
3VA9143-0KD10 |  | 3VA9143-0KD10 | 1 | UN | 1 | 50 | X | D | EAR99 | N | 85389099 | 1 | 4042949002932 | 1.066 | KG | 119.29 | 119.29 | LP19 | LP19 | draw-out unit conversion kit for MCCB accessory for: circuit breaker 3-pole 3VA6 150/250 | - | 0 | 0
3VA9143-0KP00 |  | 3VA9143-0KP00 | 1 | UN | 1 | 2 | A | D | EAR99 | N | 85389099 | 1 | 4042949002949 | 1.835 | KG | 233.84 | 233.84 | LP19 | LP19 | plug-in unit complete kit accessory for: circuit breaker, 3-pole 3VA6 150/250 | - | 0 | 0
3VA9143-0KP10 |  | 3VA9143-0KP10 | 1 | UN | 1 | 2 | A | D | EAR99 | N | 85389099 | 1 | 4042949002956 | 489 | G | 100.33 | 100.33 | LP19 | LP19 | plug-in unit conversion kit for MCCB accessory for: circuit breaker, 3-pole 3VA6 150/250 | - | 0 | 0
3VA9143-0SB10 |  | 3VA9143-0SB10 | 1 | UN | 1 | 2 | A | D | EAR99 | N | 85389099 | 1 | 4042949017691 | 45 | G | 29.55 | 29.55 | LP19 | LP19 | cover frame 104.6x 70.7mm (WxH) accessory for: circuit breaker 3-pole without ETU access 3VA6 150/250 and 3VA5 250 front mounted rotary operator 3VA9267-0EK.. for 3VA5 250 | - | 0 | 0
3VA9143-0SB20 |  | 3VA9143-0SB20 | 1 | UN | 1 | 2 | A | D | EAR99 | N | 85389099 | 1 | 4042949017714 | 49 | G | 32.86 | 32.86 | LP19 | LP19 | cover frame 104.6x 100.8mm (WxH) accessory for: circuit breaker 3-pole with ETU access 3VA6 150/250 | - | 0 | 0
3VA9144-0JA12 |  | 3VA9144-0JA12 | 1 | UN | 1 | 2 | A | D | EAR99 | N | 85369010 | 1 | 4042949016700 | 210 | G | 31.6 | 31.6 | LP19 | LP19 | box terminal 4 units accessory for: 3VA6 150/250 | - | 0 | 0
3VA9144-0JB11 |  | 3VA9144-0JB11 | 1 | UN | 1 | 30 | D | D | EAR99 | N | 85369095 | 1 | 4042949016373 | 135 | G | 29.23 | 29.23 | LP19 | LP19 | wire connector 4 units accessory for: 3VA6 150/250 | - | 0 | 0
3VA9144-0JD11 |  | 3VA9144-0JD11 | 1 | UN | 1 | 2 | A | D | EAR99 | N | 85369095 | 1 | 4042949016335 | 282 | G | 112.97 | 112.97 | LP19 | LP19 | wire connector CU 4 units accessory for: 3VA6 150/250 | - | 0 | 0
3VA9144-0JG11 |  | 3VA9144-0JG11 | 1 | UN | 1 | 30 | D | D | EAR99 | N | 85389099 | 1 | 4042949016434 | 145 | G | 33.58 | 33.58 | LP19 | LP19 | wire connector with control wire voltage tap-off 4 units accessory for: 3VA6 150/250 | - | 0 | 0
3VA9144-0JH12 |  | 3VA9144-0JH12 | 1 | UN | 1 | 2 | A | D | N | N | 85369010 | 1 | 4042949019985 | 330 | G | 62.17 | 62.17 | LP19 | LP19 | box terminal w. control wire voltage tap-off 4 units accessory for: 3VA6 150/250 | - | 0 | 0
3VA9144-0JK11 |  | 3VA9144-0JK11 | 1 | UN | 1 | 2 | A | D | N | N | 85369010 | 1 | 4042949016359 | 298 | G | 128.77 | 128.77 | LP19 | LP19 | wire connector CU with control wire voltage tap-off 4 units accessory for: 3VA6 150/250 | - | 0 | 0
3VA9144-0KB01 |  | 3VA9144-0KB01 | 1 | UN | 1 | 50 | X | D | EAR99 | N | 85389099 | 1 | 4042949002963 | 62 | G | 61.7 | 61.7 | LP19 | LP19 | terminal cover plug-in and draw-out technology accessory for: circuit breaker, 4-pole 3VA6 150/250 | - | 0 | 0
3VA9144-0KD00 |  | 3VA9144-0KD00 | 1 | UN | 1 | 50 | X | D | EAR99 | N | 85389099 | 1 | 4042949002970 | 4.391 | KG | 479.53 | 479.53 | LP19 | LP19 | draw-out unit complete kit accessory for: circuit breaker, 4-pole 3VA6 150/250 | - | 0 | 0
3VA9144-0KD10 |  | 3VA9144-0KD10 | 1 | UN | 1 | 50 | X | D | EAR99 | N | 85389099 | 1 | 4042949002987 | 1.185 | KG | 159.58 | 159.58 | LP19 | LP19 | draw-out unit conversion kit for MCCB accessory for: circuit breaker 4-pole 3VA6 150/250 | - | 0 | 0
3VA9144-0KP00 |  | 3VA9144-0KP00 | 1 | UN | 1 | 50 | X | D | EAR99 | N | 85389099 | 1 | 4042949002994 | 2.375 | KG | 311.26 | 311.26 | LP19 | LP19 | plug-in unit complete kit accessory for: circuit breaker, 4-pole 3VA6 150/250 | - | 0 | 0
3VA9144-0KP10 |  | 3VA9144-0KP10 | 1 | UN | 1 | 50 | X | D | EAR99 | N | 85389099 | 1 | 4042949003007 | 609 | G | 134.3 | 134.3 | LP19 | LP19 | plug-in unit conversion kit for MCCB accessory for: circuit breaker, 4-pole 3VA6 150/250 | - | 0 | 0
3VA9144-0SB10 |  | 3VA9144-0SB10 | 1 | UN | 1 | 2 | A | D | EAR99 | N | 85389099 | 1 | 4042949017721 | 59 | G | 35.23 | 35.23 | LP19 | LP19 | cover frame 139.6x 70.7mm (WxH) accessory for: circuit breaker 4-pole without ETU access 3VA6 150/250 and 3VA5 250 | - | 0 | 0
3VA9144-0SB20 |  | 3VA9144-0SB20 | 1 | UN | 1 | 2 | A | D | EAR99 | N | 85389099 | 1 | 4042949017745 | 63 | G | 38.63 | 38.63 | LP19 | LP19 | cover frame 139.6x 100.8mm (WxH) accessory for: circuit breaker 4-pole with ETU access 3VA6 150/250 | - | 0 | 0
3VA9147-0KT00 |  | 3VA9147-0KT00 | 1 | UN | 1 | 50 | X | D | EAR99 | N | 85389099 | 1 | 4042949015659 | 97 | G | 50.01 | 50.01 | LP19 | LP19 | door feedthrough accessory for: circuit breaker, 3/4-pole 3VA6 150/250 | - | 0 | 0
3VA9147-0LF10 |  | 3VA9147-0LF10 | 1 | UN | 1 | 2 | A | D | EAR99 | N | 85389099 | 1 | 4042949015864 | 61 | G | 68.81 | 68.81 | LP19 | LP19 | adapter cylinder lock accessories compartment accessory for: 3VA6 150/250 | - | 0 | 0
3VA9147-0VF10 |  | 3VA9147-0VF10 | 1 | UN | 1 | 2 | A | D | EAR99 | N | 85389099 | 1 | 4042949015819 | 212 | G | 58.93 | 58.93 | LP19 | LP19 | module for Bowden cable sliding bar accessory for: 3VA6 150/250 | - | 0 | 0
3VA9148-0VF30 |  | 3VA9148-0VF30 | 1 | UN | 1 | 2 | A | D | EAR99 | N | 85389099 | 1 | 4042949016052 | 1.053 | KG | 149.31 | 149.31 | LP19 | LP19 | sliding bar accessory for: 3VA6 150/250 | - | 0 | 0
3VA9150-0WB00 |  | 3VA9150-0WB00 | 1 | UN | 1 | 2 | A | D | N | N | 85369010 | 10 | 4042949009016 | 13 | G | 6.55 | 6.55 | LP19 | LP19 | control wire tap for box terminal 10 units accessory for: plug-in/draw-out 3VA1 100/160 | - | 0 | 0
3VA9150-0WC00 |  | 3VA9150-0WC00 | 1 | UN | 1 | 2 | A | D | N | N | 85369010 | 10 | 4042949009078 | 110 | G | 6.15 | 6.15 | LP19 | LP19 | control wire tap for nut keeper kit 10 accessory for: plug-in/draw-out 3VA1 100/160 | - | 0 | 0
3VA9151-0QB00 |  | 3VA9151-0QB00 | 1 | UN | 1 | 2 | A | D | N | N | 85389099 | 1 | 4042949013952 | 41 | G | 8.53 | 8.53 | LP19 | LP19 | bus connector extended front 1 unit accessory for: 3VA1 160 | - | 0 | 0
3VA9151-0SS00 |  | 3VA9151-0SS00 | 1 | UN | 1 | 2 | A | D | N | N | 73181575 | 1 | 4042949004899 | 22 | G | 14.85 | 14.85 | LP19 | LP19 | mounting screw kit comprises 2 screws and nuts, inch thread accessory for: circuit breaker, 1-pole 3VA5 125 | - | 0 | 0
3VA9151-0SS10 |  | 3VA9151-0SS10 | 1 | UN | 1 | 2 | A | D | N | N | 73181575 | 1 | 4042949017615 | 20 | G | 14.85 | 14.85 | LP19 | LP19 | mounting screw kit comprises 2 screws and nuts, metric thread accessory for: circuit breaker, 1-pole 3VA5 125 | - | 0 | 0
3VA9152-0QC00 |  | 3VA9152-0QC00 | 1 | UN | 1 | 2 | A | D | EAR99 | N | 85389099 | 1 | 4042949013976 | 0.102 | KG | 31.13 | 31.13 | LP19 | LP19 | bus connector offset front 2 units accessory for: 3VA1 160 | - | 0 | 0
3VA9152-0WA00 |  | 3VA9152-0WA00 | 1 | UN | 1 | 2 | A | D | N | N | 85389099 | 1 | 4042949008934 | 45 | G | 7.4 | 7.2 | LP19 | LP19 | phase barriers 2 units accessory for: 3VA1 100/160 | Lista Papel 2020 SI | 0 | 0
3VA9153-0JA11 |  | 3VA9153-0JA11 | 1 | UN | 1 | 2 | A | D | EAR99 | N | 85369010 | 1 | 4042949007944 | 84 | G | 17.2 | 16.8 | LP19 | LP19 | box terminal 3 units accessory for: 3VA1 100/160 | Lista Papel 2020 SI | 0 | 0
3VA9153-0JC12 |  | 3VA9153-0JC12 | 1 | UN | 1 | 2 | A | D | EAR99 | N | 85389099 | 1 | 4042949008453 | 349 | G | 55.7 | 55.7 | LP19 | LP19 | wire connector large with control wire voltage tap-off 3 units accessory for: plug-in/draw-out unit 3VA1 160 | - | 0 | 0
3VA9153-0JF60 |  | 3VA9153-0JF60 | 1 | UN | 1 | 2 | A | D | EAR99 | N | 85389099 | 1 | 4042949008811 | 350 | G | 86.11 | 86.11 | LP19 | LP19 | distribution wire connector 6 cables 3 units accessory for: plug-in/draw-out unit 3VA1 160 | - | 0 | 0
3VA9153-0KB03 |  | 3VA9153-0KB03 | 1 | UN | 1 | 2 | A | D | EAR99 | N | 85389099 | 1 | 4042949012597 | 18 | G | 11.8 | 11.5 | LP19 | LP19 | terminal cover for plug-in and draw-out socket accessory for: circuit breaker, 3-pole 3VA1 100/160 | Lista Papel 2020 SI | 0 | 0
3VA9153-0KB04 |  | 3VA9153-0KB04 | 1 | UN | 1 | 2 | A | D | N | N | 85389099 | 1 | 4042949012634 | 144 | G | 15.9 | 15.4 | LP19 | LP19 | terminal cover long for plug-in and draw-out socket accessory for: circuit breaker, 3-pole 3VA1 100/160 | Lista Papel 2020 SI | 0 | 0
3VA9153-0KB05 |  | 3VA9153-0KB05 | 1 | UN | 1 | 2 | A | D | N | N | 85389099 | 1 | 4042949012672 | 183 | G | 24.7 | 24 | LP19 | LP19 | terminal cover offset for plug-in and draw-out socket accessory for: circuit breaker, 3-pole 3VA1 100/160 | Lista Papel 2020 SI | 0 | 0
3VA9153-0QB00 |  | 3VA9153-0QB00 | 1 | UN | 1 | 2 | A | D | N | N | 85389099 | 1 | 4042949006893 | 119 | G | 25.6 | 24.9 | LP19 | LP19 | bus connector extended front 3 units accessory for: 3VA1 100/160 | Lista Papel 2020 SI | 0 | 0
3VA9153-0QC00 |  | 3VA9153-0QC00 | 1 | UN | 1 | 2 | A | D | N | N | 85389099 | 1 | 4042949007036 | 156 | G | 45.4 | 44.1 | LP19 | LP19 | bus connector offset front 3 units accessory for: 3VA1 100/160 | Lista Papel 2020 SI | 0 | 0
3VA9153-0QD00 |  | 3VA9153-0QD00 | 1 | UN | 1 | 2 | A | D | N | N | 85389099 | 1 | 4042949007197 | 0.131 | KG | 24.7 | 24 | LP19 | LP19 | bus connector extended edgewise 3 units accessory for: 3VA1 100/160 | Lista Papel 2020 SI | 0 | 0
3VA9154-0JA11 |  | 3VA9154-0JA11 | 1 | UN | 1 | 2 | A | D | EAR99 | N | 85369010 | 1 | 4042949008057 | 107 | G | 23.1 | 22.5 | LP19 | LP19 | box terminal 4 units accessory for: 3VA1 100/160 | Lista Papel 2020 SI | 0 | 0
3VA9154-0JC12 |  | 3VA9154-0JC12 | 1 | UN | 1 | 2 | A | D | EAR99 | N | 85389099 | 1 | 4042949008545 | 0.445 | KG | 74.18 | 74.18 | LP19 | LP19 | wire connector large with control wire voltage tap-off 4 units accessory for: plug-in/draw-out unit 3VA1 160 | - | 0 | 0
3VA9154-0JF60 |  | 3VA9154-0JF60 | 1 | UN | 1 | 2 | A | D | EAR99 | N | 85389099 | 1 | 4042949008897 | 453 | G | 115.34 | 115.34 | LP19 | LP19 | distribution wire connector 6 cables 4 units accessory for: plug-in/draw-out unit 3VA1 160 | - | 0 | 0
3VA9154-0KB03 |  | 3VA9154-0KB03 | 1 | UN | 1 | 2 | A | D | EAR99 | N | 85389099 | 1 | 4042949012603 | 21 | G | 15.9 | 15.4 | LP19 | LP19 | terminal cover for plug-in and draw-out socket accessory for: circuit breaker, 4-pole 3VA1 100/160 | Lista Papel 2020 SI | 0 | 0
3VA9154-0KB04 |  | 3VA9154-0KB04 | 1 | UN | 1 | 2 | A | D | N | N | 85389099 | 1 | 4042949012641 | 184 | G | 20.8 | 20.2 | LP19 | LP19 | terminal cover long for plug-in and draw-out socket accessory for: circuit breaker, 4-pole 3VA1 100/160 | Lista Papel 2020 SI | 0 | 0
3VA9154-0KB05 |  | 3VA9154-0KB05 | 1 | UN | 1 | 2 | A | D | N | N | 85389099 | 1 | 4042949012689 | 231 | G | 33.6 | 32.6 | LP19 | LP19 | terminal cover offset for plug-in and draw-out socket accessory for: circuit breaker, 4-pole 3VA1 100/160 | Lista Papel 2020 SI | 0 | 0
3VA9154-0QB00 |  | 3VA9154-0QB00 | 1 | UN | 1 | 2 | A | D | N | N | 85389099 | 1 | 4042949006961 | 155 | G | 34.3 | 33.3 | LP19 | LP19 | bus connector extended front 4 units accessory for: 3VA1 100/160 | Lista Papel 2020 SI | 0 | 0
3VA9154-0QC00 |  | 3VA9154-0QC00 | 1 | UN | 1 | 2 | A | D | N | N | 85389099 | 1 | 4042949007111 | 206 | G | 60.5 | 58.8 | LP19 | LP19 | bus connector offset front 4 units accessory for: 3VA1 100/160 | Lista Papel 2020 SI | 0 | 0
3VA9154-0QD00 |  | 3VA9154-0QD00 | 1 | UN | 1 | 2 | A | D | EAR99 | N | 85389099 | 1 | 4042949007234 | 0.183 | KG | 33 | 32 | LP19 | LP19 | bus connector extended edgewise 4 units accessory for: 3VA1 100/160 | Lista Papel 2020 SI | 0 | 0
3VA9154-0SS00 |  | 3VA9154-0SS00 | 1 | UN | 1 | 2 | A | D | N | N | 73181575 | 1 | 4042949004905 | 38 | G | 19.83 | 19.83 | LP19 | LP19 | mounting screw kit comprises 4 screws and nuts, inch thread accessory for: circuit breaker, 4-pole 3VA5 125 | - | 0 | 0
3VA9156-0SS00 |  | 3VA9156-0SS00 | 1 | UN | 1 | 2 | A | D | N | N | 73181575 | 1 | 4042949004912 | 20 | G | 14.85 | 14.85 | LP19 | LP19 | mounting screw kit comprises 2 screws and nuts, inch thread accessory for: circuit breaker, 2/3-pole 3VA5 125 | - | 0 | 0
3VA9157-0EK11 |  | 3VA9157-0EK11 | 1 | UN | 1 | 2 | A | D | N | N | 85389099 | 1 | 4042949005599 | 203 | G | 40.7 | 39.5 | LP19 | LP19 | front mounted rotary operator standard IEC IP30/40 accessory for: 3VA1 100/160 | Lista Papel 2020 SI | 0 | 0
3VA9157-0EK13 |  | 3VA9157-0EK13 | 1 | UN | 1 | 2 | A | D | N | N | 85389099 | 1 | 4042949012276 | 0.211 | KG | 82.4 | 80.1 | LP19 | LP19 | front mounted rotary operator standard IEC IP30/40 24V DC lighting kit accessory for: 3VA1 100/160 | Lista Papel 2020 SI | 0 | 0
3VA9157-0EK15 |  | 3VA9157-0EK15 | 1 | UN | 1 | 2 | A | D | N | N | 85389099 | 1 | 4042949005629 | 0.201 | KG | 46.7 | 45.4 | LP19 | LP19 | front mounted rotary operator emergency-off IEC IP30/40 accessory for: 3VA1 100/160 | Lista Papel 2020 SI | 0 | 0
3VA9157-0EK17 |  | 3VA9157-0EK17 | 1 | UN | 1 | 2 | A | D | N | N | 85389099 | 1 | 4042949012290 | 212 | G | 88.6 | 86.2 | LP19 | LP19 | front mounted rotary operator emergency-off IEC IP30/40 24V DC lighting kit accessory for: 3VA1 100/160 | Lista Papel 2020 SI | 0 | 0
3VA9157-0EK21 |  | 3VA9157-0EK21 | 1 | UN | 1 | 2 | A | D | N | N | 85389099 | 1 | 4042949005650 | 256 | G | 69 | 67.1 | LP19 | LP19 | front mounted rotary operator standard with door interlock IEC IP30/40 accessory for: 3VA1 100/160 | Lista Papel 2020 SI | 0 | 0
3VA9157-0EK23 |  | 3VA9157-0EK23 | 1 | UN | 1 | 2 | A | D | N | N | 85389099 | 1 | 4042949012313 | 263 | G | 110.9 | 107.8 | LP19 | LP19 | front mounted rotary operator standard with door interlock IEC IP30/40 24V DC lighting kit accessory for: 3VA1 100/160 | Lista Papel 2020 SI | 0 | 0
3VA9157-0EK25 |  | 3VA9157-0EK25 | 1 | UN | 1 | 2 | A | D | N | N | 85389099 | 1 | 4042949005681 | 256 | G | 79.3 | 77 | LP19 | LP19 | front mounted rotary operator emergency-off with door interlock IEC IP30/40 accessory for: 3VA1 100/160 | Lista Papel 2020 SI | 0 | 0
3VA9157-0EK27 |  | 3VA9157-0EK27 | 1 | UN | 1 | 2 | A | D | N | N | 85389099 | 1 | 4042949012337 | 0.269 | KG | 120.1 | 117 | LP19 | LP19 | front mounted rotary operator emergency-off with door interlock IEC IP30/40 24V DC lighting kit accessory for: 3VA1 100/160 | Lista Papel 2020 SI | 0 | 0
3VA9157-0FK21 |  | 3VA9157-0FK21 | 1 | UN | 1 | 2 | A | D | N | N | 85389099 | 1 | 4042949005971 | 560 | G | 71 | 69 | LP19 | LP19 | door mounted rotary operator standard IEC IP65 with door interlock accessory for: 3VA1 100/160 | Lista Papel 2020 SI | 0 | 0
3VA9157-0FK23 |  | 3VA9157-0FK23 | 1 | UN | 1 | 2 | A | D | N | N | 85389099 | 1 | 4042949012351 | 553 | G | 113.2 | 110.1 | LP19 | LP19 | door mounted rotary operator standard IEC IP65 with door interlock 24V DC lighting kit accessory for: 3VA1 100/160 | Lista Papel 2020 SI | 0 | 0
3VA9157-0FK25 |  | 3VA9157-0FK25 | 1 | UN | 1 | 2 | A | D | N | N | 85389099 | 1 | 4042949006008 | 549 | G | 81.6 | 79.3 | LP19 | LP19 | door mounted rotary operator emergency-off IEC IP65 with door interlock accessory for: 3VA1 100/160 | Lista Papel 2020 SI | 0 | 0
3VA9157-0FK27 |  | 3VA9157-0FK27 | 1 | UN | 1 | 2 | A | D | N | N | 85389099 | 1 | 4042949012375 | 0.545 | KG | 124 | 120.1 | LP19 | LP19 | door mounted rotary operator emergency-off IEC IP65 with door interlock 24V DC lighting kit accessory for: 3VA1 100/160 | Lista Papel 2020 SI | 0 | 0
3VA9157-0FK61 |  | 3VA9157-0FK61 | 1 | UN | 1 | 2 | A | D | N | N | 85389099 | 1 | 4042948854976 | 513 | G | 72.84 | 72.84 | LP19 | LP19 | Door mounted rotary operator standard, rigid without tolerance adapter IEC IP65 with door interlocking accessory for: 3VA1 100/160 |  | 0 | 0
3VA9157-0GK00 |  | 3VA9157-0GK00 | 1 | UN | 1 | 2 | A | D | EAR99 | N | 85389099 | 1 | 4042949005483 | 166 | G | 36.6 | 35.6 | LP19 | LP19 | rotary operator with shaft stub for 8UC retrofit accessory for: 3VA1 160 | Lista Papel 2020 SI | 0 | 0
3VA9157-0HA10 |  | 3VA9157-0HA10 | 1 | UN | 1 | 2 | A | D | EAR99 | N | 85013100 | 1 | 4042949002338 | 655 | G | 376.5 | 365.8 | LP19 | LP19 | motor operator 24-60V DC accessory for: 3VA1 160 | Lista Papel 2020 SI | 0 | 0
3VA9157-0HA20 |  | 3VA9157-0HA20 | 1 | UN | 1 | 2 | A | D | EAR99 | N | 85012000 | 1 | 4042949002345 | 662 | G | 376.5 | 365.8 | LP19 | LP19 | motor operator 110-230V AC/110-250V DC accessory for: 3VA1 160 | Lista Papel 2020 SI | 0 | 0
3VA9157-0KB02 |  | 3VA9157-0KB02 | 1 | UN | 1 | 2 | A | D | N | N | 85389099 | 1 | 4042949002901 | 32 | G | 7.8 | 7.6 | LP19 | LP19 | cable cage for plug-in and draw-out unit accessory for: circuit breaker, 3/4-pole 3VA1 160 | Lista Papel 2020 SI | 0 | 0
3VA9157-0KP81 |  | 3VA9157-0KP81 | 1 | UN | 1 | 2 | A | D | N | N | 85389099 | 1 | 4042949012719 | 4 | G | 32.07 | 32.07 | LP19 | LP19 | autotrip plunger accessory for: plug-in unit 3VA1 100/160 | - | 0 | 0
3VA9157-0LF10 |  | 3VA9157-0LF10 | 1 | UN | 1 | 2 | A | D | EAR99 | N | 83016000 | 1 | 4042949004530 | 50 | G | 54.3 | 52.7 | LP19 | LP19 | adapter cylinder lock accessories compartment accessory for: 3VA1 160 | Lista Papel 2020 SI | 0 | 0
3VA9157-0PK11 |  | 3VA9157-0PK11 | 1 | UN | 1 | 2 | A | D | N | N | 85389099 | 1 | 4042949006565 | 637 | G | 91.6 | 89.3 | LP19 | LP19 | side wall mounted rot. operator standard IEC IP65 accessory for: 3VA1 100/160 | Lista Papel 2020 SI | 0 | 0
3VA9157-0PK13 |  | 3VA9157-0PK13 | 1 | UN | 1 | 2 | A | D | N | N | 85389099 | 1 | 4042949012399 | 656 | G | 132.4 | 128.6 | LP19 | LP19 | side wall mounted rot. operator standard IEC IP65 24V DC lighting kit accessory for: 3VA1 100/160 | Lista Papel 2020 SI | 0 | 0
3VA9157-0PK15 |  | 3VA9157-0PK15 | 1 | UN | 1 | 2 | A | D | N | N | 85389099 | 1 | 4042949006596 | 636 | G | 104 | 100.9 | LP19 | LP19 | side wall mounted rot. operator emergency-off IEC IP65 accessory for: 3VA1 100/160 | Lista Papel 2020 SI | 0 | 0
3VA9157-0PK17 |  | 3VA9157-0PK17 | 1 | UN | 1 | 2 | A | D | N | N | 85389099 | 1 | 4042949012252 | 652 | G | 146.3 | 142.5 | LP19 | LP19 | side wall mounted rot. operator emergency-off IEC IP65 24V DC lighting kit accessory for: 3VA1 100/160 | Lista Papel 2020 SI | 0 | 0
3VA9157-0PK51 |  | 3VA9157-0PK51 | 1 | UN | 1 | 2 | A | D | N | N | 85389099 | 1 | 4042949006626 | 1.307 | KG | 131.7 | 127.8 | LP19 | LP19 | side wall mounted rot. operator standard IEC IP65 with mounting bracket accessory for: 3VA1 100/160 | Lista Papel 2020 SI | 0 | 0
3VA9157-0PK53 |  | 3VA9157-0PK53 | 1 | UN | 1 | 2 | A | D | N | N | 85389099 | 1 | 4042949012412 | 1.277 | KG | 173.3 | 168.6 | LP19 | LP19 | side wall mounted rot. operator standard IEC IP65 with mounting bracket 24V DC lighting kit accessory for: 3VA1 100/160 | Lista Papel 2020 SI | 0 | 0
3VA9157-0PK55 |  | 3VA9157-0PK55 | 1 | UN | 1 | 2 | A | D | N | N | 85389099 | 1 | 4042949006640 | 1.275 | KG | 151.7 | 147.1 | LP19 | LP19 | side wall mounted rot. operator emergency-off IEC IP65 with mounting bracket accessory for: 3VA1 100/160 | Lista Papel 2020 SI | 0 | 0
3VA9157-0PK57 |  | 3VA9157-0PK57 | 1 | UN | 1 | 2 | A | D | N | N | 85389099 | 1 | 4042949012429 | 1.281 | KG | 193.3 | 187.9 | LP19 | LP19 | side wall mounted rot. operator emergency-stop IEC IP65 with mounting bracket 24V DC lighting kit accessory for: 3VA1 100/160 | Lista Papel 2020 SI | 0 | 0
3VA9157-0VF10 |  | 3VA9157-0VF10 | 1 | UN | 1 | 2 | A | D | EAR99 | N | 85389099 | 1 | 4042949004431 | 204 | G | 42.5 | 41.3 | LP19 | LP19 | module for Bowden cable sliding bar accessory for: 3VA1 160 | Lista Papel 2020 SI | 0 | 0
3VA9158-0VF30 |  | 3VA9158-0VF30 | 1 | UN | 1 | 2 | A | D | EAR99 | N | 85389099 | 1 | 4042949012443 | 581 | G | 114 | 110.9 | LP19 | LP19 | sliding bar accessory for: 3VA1 160 | Lista Papel 2020 SI | 0 | 0
3VA9158-0VK20 |  | 3VA9158-0VK20 | 1 | UN | 1 | 2 | A | D | N | N | 85389099 | 1 | 4042949004691 | 1.168 | KG | 14.7 | 14.3 | LP19 | LP19 | rear interlock mounting plate accessory for: 3VA1 160 | Lista Papel 2020 SI | 0 | 0
3VA9163-0JA12 |  | 3VA9163-0JA12 | 1 | UN | 1 | 2 | A | D | EAR99 | N | 85369010 | 1 | 4042949007975 | 162 | G | 19.3 | 18.7 | LP19 | LP19 | box terminal 3 units accessory for: 3VA2 160 | Lista Papel 2020 SI | 0 | 0
3VA9163-0KB03 |  | 3VA9163-0KB03 | 1 | UN | 1 | 2 | A | D | EAR99 | N | 85389099 | 1 | 4042949012047 | 29 | G | 14.7 | 14.3 | LP19 | LP19 | terminal cover for plug-in and draw-out socket accessory for: circuit breaker, 3-pole 3VA100/160/250 | Lista Papel 2020 SI | 0 | 0
3VA9163-0KB04 |  | 3VA9163-0KB04 | 1 | UN | 1 | 2 | A | D | EAR99 | N | 85389099 | 1 | 4042949012061 | 151 | G | 19.3 | 18.8 | LP19 | LP19 | terminal cover long for plug-in and draw-out socket accessory for: circuit breaker, 3-pole 3VA100/160/250 | Lista Papel 2020 SI | 0 | 0
3VA9163-0KB05 |  | 3VA9163-0KB05 | 1 | UN | 1 | 2 | A | D | EAR99 | N | 85389099 | 1 | 4042949012085 | 315 | G | 31.5 | 30.6 | LP19 | LP19 | terminal cover offset for plug-in and draw-out socket accessory for: circuit breaker, 3-pole 3VA2 100/160/250 | Lista Papel 2020 SI | 0 | 0
3VA9163-0SB10 |  | 3VA9163-0SB10 | 1 | UN | 1 | 2 | A | D | EAR99 | N | 85389099 | 1 | 4042949005155 | 45 | G | 24.4 | 23.7 | LP19 | LP19 | cover frame 104.6x 70.7mm (WxH) accessory for: circuit breaker 3-pole without ETU access 3VA2 100/160/250 | Lista Papel 2020 SI | 0 | 0
3VA9163-0SB20 |  | 3VA9163-0SB20 | 1 | UN | 1 | 2 | A | D | EAR99 | N | 85389099 | 1 | 4042949005162 | 48 | G | 26.8 | 26 | LP19 | LP19 | cover frame 104.6x 100.8mm (WxH) accessory for: circuit breaker 3-pole with ETU access 3VA2 100/160/250 | Lista Papel 2020 SI | 0 | 0
3VA9164-0JA12 |  | 3VA9164-0JA12 | 1 | UN | 1 | 2 | A | D | EAR99 | N | 85369010 | 1 | 4042949008088 | 211 | G | 25.6 | 24.9 | LP19 | LP19 | box terminal 4 units accessory for: 3VA2 160 | Lista Papel 2020 SI | 0 | 0
3VA9164-0KB03 |  | 3VA9164-0KB03 | 1 | UN | 1 | 2 | A | D | EAR99 | N | 85389099 | 1 | 4042949012054 | 34 | G | 19.3 | 18.7 | LP19 | LP19 | terminal cover for plug-in and draw-out socket accessory for: circuit breaker, 4-pole 3VA2 100/160/250 | Lista Papel 2020 SI | 0 | 0
3VA9164-0KB04 |  | 3VA9164-0KB04 | 1 | UN | 1 | 2 | A | D | EAR99 | N | 85389099 | 1 | 4042949012078 | 195 | G | 25.4 | 24.7 | LP19 | LP19 | terminal cover long for plug-in and draw-out socket accessory for: circuit breaker, 4-pole 3VA2 100/160/250 | Lista Papel 2020 SI | 0 | 0
3VA9164-0KB05 |  | 3VA9164-0KB05 | 1 | UN | 1 | 2 | A | D | EAR99 | N | 85389099 | 1 | 4042949012092 | 404 | G | 42.7 | 41.4 | LP19 | LP19 | terminal cover offset for plug-in and draw-out socket accessory for: circuit breaker, 4-pole 3VA2 100/160/250 | Lista Papel 2020 SI | 0 | 0
3VA9164-0SB10 |  | 3VA9164-0SB10 | 1 | UN | 1 | 2 | A | D | EAR99 | N | 85389099 | 1 | 4042949005179 | 48 | G | 29.6 | 28.8 | LP19 | LP19 | cover frame 139.6x 70.7mm (WxH) accessory for: circuit breaker 4-pole without ETU access 3VA2 100/160/250 | Lista Papel 2020 SI | 0 | 0
3VA9164-0SB20 |  | 3VA9164-0SB20 | 1 | UN | 1 | 2 | A | D | EAR99 | N | 85389099 | 1 | 4042949005186 | 53 | G | 32 | 31 | LP19 | LP19 | cover frame 139.6x 100.8mm (WxH) accessory for: circuit breaker 4-pole with ETU access 3VA2 100/160/250 | Lista Papel 2020 SI | 0 | 0
3VA9164-0SS00 |  | 3VA9164-0SS00 | 1 | UN | 1 | 2 | A | D | N | N | 73181575 | 1 | 4042949004929 | 41 | G | 20.3 | 20.3 | LP19 | LP19 | mounting screw kit comprises 4 screws and nuts, inch thread accessory for: circuit breaker, 4-pole 3VA6 150/250 and 3VA5 250 and for plug-in units 3VA6 150/250, draw-out units 3VA6 150/250 | - | 0 | 0
3VA9166-0SS00 |  | 3VA9166-0SS00 | 1 | UN | 1 | 2 | A | D | N | N | 73181575 | 1 | 4042949004936 | 22 | G | 15.25 | 15.25 | LP19 | LP19 | mounting screw kit comprises 2 screws and nuts, inch thread accessory for: circuit breaker, 2/3-pole 3VA6 150/250 and 3VA5 250 | - | 0 | 0
3VA9167-0KB02 |  | 3VA9167-0KB02 | 1 | UN | 1 | 2 | A | D | EAR99 | N | 85389099 | 1 | 4042949003014 | 35 | G | 9.1 | 8.9 | LP19 | LP19 | cable cage for plug-in and draw-out unit accessory for: circuit breaker, 3/4-pole 3VA2 100/160/250 3VA6 150/250 | Lista Papel 2020 SI | 0 | 0
3VA9167-0KT00 |  | 3VA9167-0KT00 | 1 | UN | 1 | 2 | A | D | EAR99 | N | 85389099 | 1 | 4042949003021 | 94 | G | 40.7 | 39.5 | LP19 | LP19 | door feedthrough accessory for: circuit breaker, 3/4-pole 3VA2 100/160/250 | Lista Papel 2020 SI | 0 | 0
3VA9167-0LF10 |  | 3VA9167-0LF10 | 1 | UN | 1 | 2 | A | D | EAR99 | N | 85389099 | 1 | 4042949004547 | 0.059 | KG | 55.8 | 54.3 | LP19 | LP19 | adapter cylinder lock accessories compartment accessory for: 3VA2 100/160/250 | Lista Papel 2020 SI | 0 | 0
3VA9167-0SB30 |  | 3VA9167-0SB30 | 1 | UN | 1 | 2 | A | D | EAR99 | N | 85389099 | 1 | 4042949005193 | 45 | G | 24.81 | 24.81 | LP19 | LP19 | cover frame 104.6x 80.8mm (WxH) accessory for: synchronizable motor operator SEO520 250 3VA9257-0HC.0 and SEO520 250 3VA9267-0HC.0 | - | 0 | 0
3VA9167-0VF10 |  | 3VA9167-0VF10 | 1 | UN | 1 | 2 | A | D | EAR99 | N | 85389099 | 1 | 4042949004448 | 211 | G | 47.7 | 46.4 | LP19 | LP19 | module for Bowden cable sliding bar accessory for: 3VA2 100/160/250 | Lista Papel 2020 SI | 0 | 0
3VA9168-0VF30 |  | 3VA9168-0VF30 | 1 | UN | 1 | 2 | A | D | EAR99 | N | 85389099 | 1 | 4042949011859 | 1.068 | KG | 121.7 | 118.6 | LP19 | LP19 | sliding bar accessory for: 3VA2 100/160/250 | Lista Papel 2020 SI | 0 | 0
3VA9177-0NA10 |  | 3VA9177-0NA10 | 1 | UN | 1 | 2 | A | D | N | N | 85043129 | 1 | 4042949004240 | 575 | G | 715.74 | 715.74 | LP19 | LP19 | external current transformer for N conductor accessory for: 3VA6 In=150/250A | - | 0 | 0
3VA9177-0TB10 |  | 3VA9177-0TB10 | 1 | UN | 1 | 2 | A | D | EAR99 | N | 85389091 | 1 | 4042949015734 | 125 | G | 341.28 | 341.28 | LP19 | LP19 | communication module COM060 accessory for: 3VA6 150/250 | - | 0 | 0
3VA9177-0TB50 |  | 3VA9177-0TB50 | 1 | UN | 1 | 2 | A | D | EAR99 | N | 85044082 | 1 | 4042949015741 | 80 | G | 94.8 | 94.8 | LP19 | LP19 | 24 V module accessory for: 3VA6 150/250 | - | 0 | 0
3VA9177-0VF40 |  | 3VA9177-0VF40 | 1 | UN | 1 | 2 | A | D | EAR99I | N | 85389099 | 1 | 4042948843765 | 2.216 | KG | 673.08 | 673.08 | LP19 | LP19 | door interlock for side wall mount. rot. operators for the UL market accessory for: 3VA5 125 | - | 0 | 0
3VA9181-0SH10 |  | 3VA9181-0SH10 | 1 | UN | 1 | 2 | A | D | EAR99 | N | 85389099 | 1 | 4042949013105 | 29 | G | 16.2 | 15.7 | LP19 | LP19 | adapter for DIN rails accessory for: circuit breaker 3VA1 160, 1-pole | Lista Papel 2020 SI | 0 | 0
3VA9182-0SH10 |  | 3VA9182-0SH10 | 1 | UN | 1 | 2 | A | D | EAR99 | N | 85389099 | 1 | 4042949013129 | 0.048 | KG | 32.2 | 31.3 | LP19 | LP19 | adapter for DIN rails accessory for: circuit breaker 3VA1 160, 2-pole | Lista Papel 2020 SI | 0 | 0
3VA9187-0SH10 |  | 3VA9187-0SH10 | 1 | UN | 1 | 2 | A | D | EAR99 | N | 85389099 | 1 | 4042949005353 | 65 | G | 35.8 | 34.8 | LP19 | LP19 | adapter for DIN rails accessory for: circuit breaker 3VA1 100/160 3 and 4-pole | Lista Papel 2020 SI | 0 | 0
3VA9187-0SH20 |  | 3VA9187-0SH20 | 1 | UN | 1 | 2 | A | D | EAR99 | N | 85389099 | 1 | 4042949005360 | 106 | G | 40.3 | 39.2 | LP19 | LP19 | adapter for DIN rails accessory for: circuit breaker 3VA1 160, 3 and 4-pole and side mounted residual current module RCD310 3VA9114-0RS10 (4-pole), RCD510 3VA9113-0RS20 (3-pole) or 3VA9114-0RS20 (4-pole) | Lista Papel 2020 SI | 0 | 0
3VA9187-0TB10 |  | 3VA9187-0TB10 | 1 | UN | 1 | 2 | A | D | EAR99 | N | 85389091 | 1 | 4042949004295 | 131 | G | 277.2 | 269.5 | LP19 | LP19 | communication module COM060 accessory for: 3VA2 100/160/250 | Lista Papel 2020 SI | 0 | 0
3VA9187-0TB50 |  | 3VA9187-0TB50 | 1 | UN | 1 | 2 | A | D | EAR99 | N | 85044082 | 1 | 4042949004318 | 0.08 | KG | 77 | 75 | LP19 | LP19 | 24 V module accessory for: 3VA2 100/160/250 | Lista Papel 2020 SI | 0 | 0
3VA9187-0TB60 |  | 3VA9187-0TB60 | 1 | UN | 1 | 2 | A | D | N | N | 85389099 | 5 | 4042949013082 | 4 | G | 55.06 | 55.06 | LP19 | LP19 | SLC adapter COM060, 24 V module accessory for: 3VA2 100/160/250 3VA6 150/250 | - | 0 | 0
3VA9200-0WB00 |  | 3VA9200-0WB00 | 1 | UN | 1 | 2 | A | D | EAR99 | N | 85369010 | 10 | 4042949012115 | 14 | G | 6.55 | 6.55 | LP19 | LP19 | control wire tap for box terminal 10 units accessory for: 3VA1 100/160 3VA2 100/160/250 | - | 0 | 0
3VA9200-0WC00 |  | 3VA9200-0WC00 | 1 | UN | 1 | 2 | A | D | EAR99 | N | 85369010 | 10 | 4042949012108 | 14 | G | 6.15 | 6.15 | LP19 | LP19 | control wire tap for nut keeper kit 10 accessory for: 3VA1 100/160 3VA2 100/160/250 | - | 0 | 0
3VA9201-0QE10 |  | 3VA9201-0QE10 | 1 | UN | 1 | 2 | A | D | N | N | 85369010 | 1 | 4042949007463 | 103 | G | 14.6 | 14.2 | LP19 | LP19 | rear connection stud flat short 1 unit accessory for: 3VA2 100/160/250 | Lista Papel 2020 SI | 0 | 0
3VA9201-0QE20 |  | 3VA9201-0QE20 | 1 | UN | 1 | 2 | A | D | N | N | 85369010 | 1 | 4042949007555 | 196 | G | 19.5 | 18.9 | LP19 | LP19 | rear connection stud flat long 1 unit accessory for: 3VA2 100/160/250 | Lista Papel 2020 SI | 0 | 0
3VA9201-0QF10 |  | 3VA9201-0QF10 | 1 | UN | 1 | 2 | A | D | EAR99 | N | 85369010 | 1 | 4042949007760 | 131 | G | 14.6 | 14.2 | LP19 | LP19 | rear connection stud round short 1 unit accessory for: 3VA2 100/160/250 | Lista Papel 2020 SI | 0 | 0
3VA9201-0QF20 |  | 3VA9201-0QF20 | 1 | UN | 1 | 2 | A | D | EAR99 | N | 85369010 | 1 | 4042949007821 | 0.203 | KG | 19.5 | 18.9 | LP19 | LP19 | rear connection stud round long 1 unit accessory for: 3VA2 100/160/250 | Lista Papel 2020 SI | 0 | 0
3VA9203-0QA00 |  | 3VA9203-0QA00 | 1 | UN | 1 | 2 | A | D | N | N | 85369010 | 1 | 4042949006688 | 93 | G | 17.9 | 17.3 | LP19 | LP19 | nut keeper kit 3 units accessory for: 3VA2 100/160/250 | Lista Papel 2020 SI | 0 | 0
3VA9203-0QE00 |  | 3VA9203-0QE00 | 1 | UN | 1 | 2 | A | D | N | N | 85369010 | 1 | 4042949007289 | 360 | G | 48.7 | 47.4 | LP19 | LP19 | rear connection stud flat 3 units accessory for: 3VA2 100/160/250 | Lista Papel 2020 SI | 0 | 0
3VA9203-0QF00 |  | 3VA9203-0QF00 | 1 | UN | 1 | 2 | A | D | N | N | 85369010 | 1 | 4042949007647 | 0.428 | KG | 48.7 | 47.4 | LP19 | LP19 | rear connection stud round 3 units accessory for: 3VA2 100/160/250 | Lista Papel 2020 SI | 0 | 0
3VA9204-0QA00 |  | 3VA9204-0QA00 | 1 | UN | 1 | 2 | A | D | N | N | 85369010 | 1 | 4042949006794 | 118 | G | 23.8 | 23.1 | LP19 | LP19 | nut keeper kit 4 units accessory for: 3VA2 100/160/250 | Lista Papel 2020 SI | 0 | 0
3VA9204-0QE00 |  | 3VA9204-0QE00 | 1 | UN | 1 | 2 | A | D | N | N | 85369010 | 1 | 4042949007371 | 534 | G | 65 | 63.1 | LP19 | LP19 | rear connection stud flat 4 units accessory for: 3VA2 100/160/250 | Lista Papel 2020 SI | 0 | 0
3VA9204-0QF00 |  | 3VA9204-0QF00 | 1 | UN | 1 | 2 | A | D | EAR99 | N | 85369010 | 1 | 4042949007708 | 0.621 | KG | 65 | 63.1 | LP19 | LP19 | rear connection stud round 4 units accessory for: 3VA2 100/160/250 | Lista Papel 2020 SI | 0 | 0
3VA9211-0QE10 |  | 3VA9211-0QE10 | 1 | UN | 1 | 2 | A | D | N | N | 85369010 | 1 | 4042949013389 | 0.102 | KG | 14.6 | 14.2 | LP19 | LP19 | rear connection stud flat short 1 unit accessory for: 3VA1 250 | Lista Papel 2020 SI | 0 | 0
3VA9211-0QE20 |  | 3VA9211-0QE20 | 1 | UN | 1 | 2 | A | D | N | N | 85369010 | 1 | 4042949013419 | 0.193 | KG | 19.5 | 18.9 | LP19 | LP19 | rear connection stud flat long 1 unit accessory for: 3VA1 250 | Lista Papel 2020 SI | 0 | 0
3VA9211-0QF10 |  | 3VA9211-0QF10 | 1 | UN | 1 | 2 | A | D | N | N | 85369010 | 1 | 4042949013280 | 129 | G | 14.6 | 14.2 | LP19 | LP19 | rear connection stud round short 1 unit accessory for: 3VA1 250 | Lista Papel 2020 SI | 0 | 0
3VA9211-0QF20 |  | 3VA9211-0QF20 | 1 | UN | 1 | 2 | A | D | EAR99 | N | 85369010 | 1 | 4042949013303 | 0.212 | KG | 19.5 | 18.9 | LP19 | LP19 | rear connection stud round long 1 unit accessory for: 3VA1 250 | Lista Papel 2020 SI | 0 | 0
3VA9211-0WD30 |  | 3VA9211-0WD30 | 1 | UN | 1 | 2 | A | D | N | N | 85389099 | 1 | 4042949009191 | 22 | G | 14.7 | 14.3 | LP19 | LP19 | terminal cover 3-pole 1 unit accessory for: 3VA1 250 | Lista Papel 2020 SI | 0 | 0
3VA9211-0WD40 |  | 3VA9211-0WD40 | 1 | UN | 1 | 2 | A | D | EAR99 | N | 85389099 | 1 | 4042949009320 | 24 | G | 19.3 | 18.8 | LP19 | LP19 | terminal cover 4-pole 1 unit accessory for: 3VA1 250 | Lista Papel 2020 SI | 0 | 0
3VA9211-0WF30 |  | 3VA9211-0WF30 | 1 | UN | 1 | 2 | A | D | EAR99 | N | 85389099 | 1 | 4042949009443 | 139 | G | 19.3 | 18.8 | LP19 | LP19 | terminal cover extended 3-pole 1 unit accessory for: 3VA1 250 | Lista Papel 2020 SI | 0 | 0
3VA9211-0WF40 |  | 3VA9211-0WF40 | 1 | UN | 1 | 2 | A | D | EAR99 | N | 85389099 | 1 | 4042949009573 | 170 | G | 25.4 | 24.7 | LP19 | LP19 | terminal cover extended 4-pole 1 unit accessory for: 3VA1 250 | Lista Papel 2020 SI | 0 | 0
3VA9211-0WG30 |  | 3VA9211-0WG30 | 1 | UN | 1 | 2 | A | D | EAR99 | N | 85389099 | 1 | 4042949009689 | 289 | G | 31.5 | 30.6 | LP19 | LP19 | terminal cover offset 3-pole 1 unit accessory for: 3VA1 250 | Lista Papel 2020 SI | 0 | 0
3VA9211-0WG40 |  | 3VA9211-0WG40 | 1 | UN | 1 | 2 | A | D | EAR99 | N | 85389099 | 1 | 4042949009757 | 381 | G | 42.7 | 41.4 | LP19 | LP19 | terminal cover offset 4-pole 1 unit accessory for: 3VA1 250 | Lista Papel 2020 SI | 0 | 0
3VA9211-0WJ30 |  | 3VA9211-0WJ30 | 1 | UN | 1 | 2 | A | D | EAR99 | N | 85472000 | 1 | 4042949009856 | 37 | G | 12.2 | 11.9 | LP19 | LP19 | insulating plate extended 3-pole 1 unit accessory for: 3VA1 250 | Lista Papel 2020 SI | 0 | 0
3VA9211-0WJ40 |  | 3VA9211-0WJ40 | 1 | UN | 1 | 2 | A | D | EAR99 | N | 85472000 | 1 | 4042949009962 | 44 | G | 16.3 | 15.9 | LP19 | LP19 | insulating plate extended 4-pole 1 unit accessory for: 3VA1 250 | Lista Papel 2020 SI | 0 | 0
3VA9211-0WK30 |  | 3VA9211-0WK30 | 1 | UN | 1 | 2 | A | D | EAR99 | N | 85472000 | 1 | 4042949010074 | 66 | G | 15.2 | 14.7 | LP19 | LP19 | insulating plate offset 3-pole 1 unit accessory for: 3VA1 250 | Lista Papel 2020 SI | 0 | 0
3VA9211-0WK40 |  | 3VA9211-0WK40 | 1 | UN | 1 | 2 | A | D | EAR99 | N | 85472000 | 1 | 4042949010180 | 86 | G | 20.3 | 19.7 | LP19 | LP19 | insulating plate offset 4-pole 1 unit accessory for: 3VA1 250 | Lista Papel 2020 SI | 0 | 0
3VA9213-0JC13 |  | 3VA9213-0JC13 | 1 | UN | 1 | 30 | D | D | EAR99 | N | 85389099 | 1 | 4042949008408 | 501 | G | 69.84 | 69.84 | LP19 | LP19 | wire connector large with control wire voltage tap-off 3 units accessory for: 3VA1 250 | - | 0 | 0
3VA9213-0JC22 |  | 3VA9213-0JC22 | 1 | UN | 1 | 30 | D | D | EAR99 | N | 85389099 | 1 | 4042949011989 | 0.542 | KG | 77.89 | 77.89 | LP19 | LP19 | wire connector 2 cables 3 units control wire voltage tap-off 3 units accessory for: 3VA1 250 | - | 0 | 0
3VA9213-0JF60 |  | 3VA9213-0JF60 | 1 | UN | 1 | 2 | A | D | EAR99 | N | 85389099 | 1 | 4042949008781 | 445 | G | 87 | 84.7 | LP19 | LP19 | distribution wire connector 6 cables 3 units accessory for: 3VA1 250 | Lista Papel 2020 SI | 0 | 0
3VA9213-0JJ13 |  | 3VA9213-0JJ13 | 1 | UN | 1 | 30 | D | D | EAR99 | N | 85389099 | 1 | 4042949010531 | 495 | G | 59.41 | 59.41 | LP19 | LP19 | wire connector large 3 units accessory for: 3VA1 250 | - | 0 | 0
3VA9213-0JJ22 |  | 3VA9213-0JJ22 | 1 | UN | 1 | 30 | D | D | EAR99 | N | 85389099 | 1 | 4042949011965 | 0.535 | KG | 65.9 | 64.1 | LP19 | LP19 | wire connector 2 cables 3 units accessory for: 3VA1 250 | Lista Papel 2020 SI | 0 | 0
3VA9213-0KB01 |  | 3VA9213-0KB01 | 1 | UN | 1 | 2 | A | D | EAR99 | N | 85389099 | 1 | 4042949003076 | 41 | G | 39.26 | 39.26 | LP19 | LP19 | terminal cover plug-in and draw-out technology accessory for: circuit breaker, 3-pole 3VA1 250 | - | 0 | 0
3VA9213-0KD00 |  | 3VA9213-0KD00 | 1 | UN | 1 | 2 | A | D | N | N | 85389099 | 1 | 4042949003083 | 3.502 | KG | 291.8 | 283.4 | LP19 | LP19 | draw-out unit complete kit accessory for: circuit breaker, 3-pole 3VA1 250 | Lista Papel 2020 SI | 0 | 0
3VA9213-0KD10 |  | 3VA9213-0KD10 | 1 | UN | 1 | 2 | A | D | N | N | 85389099 | 1 | 4042949003090 | 0.876 | KG | 97.8 | 94.7 | LP19 | LP19 | draw-out unit conversion kit for MCCB accessory for: circuit breaker 3-pole 3VA1 250 | Lista Papel 2020 SI | 0 | 0
3VA9213-0KP00 |  | 3VA9213-0KP00 | 1 | UN | 1 | 2 | A | D | N | N | 85389099 | 1 | 4042949003106 | 1.68 | KG | 189.4 | 184 | LP19 | LP19 | plug-in unit complete kit accessory for: circuit breaker, 3-pole 3VA1 250 | Lista Papel 2020 SI | 0 | 0
3VA9213-0KP10 |  | 3VA9213-0KP10 | 1 | UN | 1 | 2 | A | D | N | N | 85389099 | 1 | 4042949003113 | 455 | G | 81.6 | 79.3 | LP19 | LP19 | plug-in unit conversion kit for MCCB accessory for: circuit breaker, 3-pole 3VA1 250 | Lista Papel 2020 SI | 0 | 0
3VA9213-0QA00 |  | 3VA9213-0QA00 | 1 | UN | 1 | 2 | A | D | EAR99 | N | 85369010 | 1 | 4042949013181 | 97 | G | 17.9 | 17.3 | LP19 | LP19 | nut keeper kit 3 units accessory for: 3VA1 250 | Lista Papel 2020 SI | 0 | 0
3VA9213-0QE00 |  | 3VA9213-0QE00 | 1 | UN | 1 | 2 | A | D | N | N | 85369010 | 1 | 4042949013327 | 360 | G | 48.7 | 47.4 | LP19 | LP19 | rear connection stud flat 3 units accessory for: 3VA1 250 | Lista Papel 2020 SI | 0 | 0
3VA9213-0QF00 |  | 3VA9213-0QF00 | 1 | UN | 1 | 2 | A | D | N | N | 85369010 | 1 | 4042949013242 | 0.428 | KG | 48.7 | 47.4 | LP19 | LP19 | rear connection stud round 3 units accessory for: 3VA1 250 | Lista Papel 2020 SI | 0 | 0
3VA9213-0QG00 |  | 3VA9213-0QG00 | 1 | UN | 1 | 2 | A | D | EAR99 | N | 85389099 | 1 | 4042949012986 | 0.243 | KG | 28.4 | 27.6 | LP19 | LP19 | nut keeper kit right-angled 3 units accessory for: 3VA1 250 | Lista Papel 2020 SI | 0 | 0
3VA9213-0RL20 |  | 3VA9213-0RL20 | 1 | UN | 1 | 2 | A | D | EAR99 | N | 85363090 | 1 | 4042949002062 | 1.242 | KG | 847 | 823.9 | LP19 | LP19 | residual current device RCD520 Basic RCD type A load side mounted rated resid. current 0.03...5A at 50/60Hz adjustable tv 0...3000ms 3-pole In=250A Ue=100-480V accessory for: 3VA1 | Lista Papel 2020 SI | 0 | 0
3VA9213-0RS20 |  | 3VA9213-0RS20 | 1 | UN | 1 | 2 | A | D | EAR99 | N | 85363090 | 1 | 4042949002260 | 1.108 | KG | 862.4 | 839.3 | LP19 | LP19 | residual current device RCD510 Basic RCD type A side mounted rated resid. current 0.03...5A at 50/60Hz adjustable tv 0...3000ms 3-pole In=250A Ue=127-480V accessory for: 3VA1 with terminal connection | Lista Papel 2020 SI | 0 | 0
3VA9214-0JC13 |  | 3VA9214-0JC13 | 1 | UN | 1 | 30 | D | D | EAR99 | N | 85389099 | 1 | 4042949008491 | 0.644 | KG | 93.22 | 93.22 | LP19 | LP19 | wire connector large with control wire voltage tap-off 4 units accessory for: 3VA1 250 | - | 0 | 0
3VA9214-0JC22 |  | 3VA9214-0JC22 | 1 | UN | 1 | 30 | D | D | EAR99 | N | 85389099 | 1 | 4042949011996 | 0.718 | KG | 103.49 | 103.49 | LP19 | LP19 | wire connector 2 cables 4 units control wire voltage tap-off 4 units accessory for: 3VA1 250 | - | 0 | 0
3VA9214-0JF60 |  | 3VA9214-0JF60 | 1 | UN | 1 | 2 | A | D | EAR99 | N | 85389099 | 1 | 4042949008866 | 585 | G | 115.5 | 112.4 | LP19 | LP19 | distribution wire connector 6 cables 4 units accessory for: 3VA1 250 | Lista Papel 2020 SI | 0 | 0
3VA9214-0JJ13 |  | 3VA9214-0JJ13 | 1 | UN | 1 | 30 | D | D | EAR99 | N | 85389099 | 1 | 4042949010623 | 0.638 | KG | 79 | 79 | LP19 | LP19 | wire connector large 4 units accessory for: 3VA1 250 | - | 0 | 0
3VA9214-0JJ22 |  | 3VA9214-0JJ22 | 1 | UN | 1 | 30 | D | D | EAR99 | N | 85389099 | 1 | 4042949011972 | 0.705 | KG | 88.6 | 86.2 | LP19 | LP19 | wire connector 2 cables 4 units accessory for: 3VA1 250 | Lista Papel 2020 SI | 0 | 0
3VA9214-0KB01 |  | 3VA9214-0KB01 | 1 | UN | 1 | 2 | A | D | EAR99 | N | 85389099 | 1 | 4042949003120 | 48 | G | 51.35 | 51.35 | LP19 | LP19 | terminal cover plug-in and draw-out technology accessory for: circuit breaker, 4-pole 3VA1 250 | - | 0 | 0
3VA9214-0KD00 |  | 3VA9214-0KD00 | 1 | UN | 1 | 2 | A | D | N | N | 85389099 | 1 | 4042949003137 | 3.94 | KG | 389.6 | 378.8 | LP19 | LP19 | draw-out unit complete kit accessory for: circuit breaker, 4-pole 3VA1 250 | Lista Papel 2020 SI | 0 | 0
3VA9214-0KD10 |  | 3VA9214-0KD10 | 1 | UN | 1 | 2 | A | D | N | N | 85389099 | 1 | 4042949003144 | 0.99 | KG | 130.1 | 126.3 | LP19 | LP19 | draw-out unit conversion kit for MCCB accessory for: circuit breaker 4-pole 3VA1 250 | Lista Papel 2020 SI | 0 | 0
3VA9214-0KP00 |  | 3VA9214-0KP00 | 1 | UN | 1 | 2 | A | D | N | N | 85389099 | 1 | 4042949003151 | 2.17 | KG | 251.8 | 244.9 | LP19 | LP19 | plug-in unit complete kit accessory for: circuit breaker, 4-pole 3VA1 250 | Lista Papel 2020 SI | 0 | 0
3VA9214-0KP10 |  | 3VA9214-0KP10 | 1 | UN | 1 | 2 | A | D | N | N | 85389099 | 1 | 4042949003168 | 577 | G | 108.6 | 105.5 | LP19 | LP19 | plug-in unit conversion kit for MCCB accessory for: circuit breaker, 4-pole 3VA1 250 | Lista Papel 2020 SI | 0 | 0
3VA9214-0QA00 |  | 3VA9214-0QA00 | 1 | UN | 1 | 2 | A | D | EAR99 | N | 85369010 | 1 | 4042949013211 | 125 | G | 23.8 | 23.1 | LP19 | LP19 | nut keeper kit 4 units accessory for: 3VA1 250 | Lista Papel 2020 SI | 0 | 0
3VA9214-0QE00 |  | 3VA9214-0QE00 | 1 | UN | 1 | 2 | A | D | N | N | 85369010 | 1 | 4042949013358 | 540 | G | 65 | 63.1 | LP19 | LP19 | rear connection stud flat 4 units accessory for: 3VA1 250 | Lista Papel 2020 SI | 0 | 0
3VA9214-0QF00 |  | 3VA9214-0QF00 | 1 | UN | 1 | 2 | A | D | EAR99 | N | 85369010 | 1 | 4042949013266 | 0.623 | KG | 65 | 63.1 | LP19 | LP19 | rear connection stud round 4 units accessory for: 3VA1 250 | Lista Papel 2020 SI | 0 | 0
3VA9214-0QG00 |  | 3VA9214-0QG00 | 1 | UN | 1 | 2 | A | D | EAR99 | N | 85389099 | 1 | 4042949012993 | 0.325 | KG | 38 | 36.9 | LP19 | LP19 | nut keeper kit right-angled 4 units accessory for: 3VA1 250 | Lista Papel 2020 SI | 0 | 0
3VA9214-0RL20 |  | 3VA9214-0RL20 | 1 | UN | 1 | 2 | A | D | EAR99 | N | 85363090 | 1 | 4042949002079 | 1.551 | KG | 916.3 | 893.2 | LP19 | LP19 | residual current device RCD520 Basic RCD type A load side mounted rated resid. current 0.03...5A at 50/60Hz adjustable tv 0...3000ms 4-pole In=250A Ue=100-480V accessory for: 3VA1 | Lista Papel 2020 SI | 0 | 0
3VA9214-0RS20 |  | 3VA9214-0RS20 | 1 | UN | 1 | 2 | A | D | EAR99 | N | 85363090 | 1 | 4042949002277 | 1.516 | KG | 939.4 | 916.3 | LP19 | LP19 | residual current device RCD510 Basic RCD type A side mounted rated resid. current 0.03...5A at 50/60Hz adjustable tv 0...3000ms 4-pole In=250A Ue=127-480V accessory for: 3VA1 with terminal connection | Lista Papel 2020 SI | 0 | 0
3VA9221-0WD30 |  | 3VA9221-0WD30 | 1 | UN | 1 | 2 | A | D | EAR99 | N | 85389099 | 1 | 4042949009214 | 23 | G | 14.7 | 14.3 | LP19 | LP19 | terminal cover 3-pole 1 unit accessory for: 3VA2 100/160/250 | Lista Papel 2020 SI | 0 | 0
3VA9221-0WD40 |  | 3VA9221-0WD40 | 1 | UN | 1 | 2 | A | D | EAR99 | N | 85389099 | 1 | 4042949009344 | 26 | G | 19.3 | 18.8 | LP19 | LP19 | terminal cover 4-pole 1 unit accessory for: 3VA2 100/160/250 | Lista Papel 2020 SI | 0 | 0
3VA9221-0WF30 |  | 3VA9221-0WF30 | 1 | UN | 1 | 2 | A | D | EAR99 | N | 85389099 | 1 | 4042949009467 | 147 | G | 19.3 | 18.8 | LP19 | LP19 | terminal cover extended 3-pole 1 unit accessory for: 3VA2 100/160/250 | Lista Papel 2020 SI | 0 | 0
3VA9221-0WF40 |  | 3VA9221-0WF40 | 1 | UN | 1 | 2 | A | D | EAR99 | N | 85389099 | 1 | 4042949009597 | 177 | G | 25.4 | 24.7 | LP19 | LP19 | terminal cover extended 4-pole 1 unit accessory for: 3VA2 100/160/250 | Lista Papel 2020 SI | 0 | 0
3VA9221-0WG30 |  | 3VA9221-0WG30 | 1 | UN | 1 | 2 | A | D | EAR99 | N | 85389099 | 1 | 4042949009702 | 308 | G | 31.5 | 30.6 | LP19 | LP19 | terminal cover offset 3-pole 1 unit accessory for: 3VA2 100/160/250 | Lista Papel 2020 SI | 0 | 0
3VA9221-0WG40 |  | 3VA9221-0WG40 | 1 | UN | 1 | 2 | A | D | EAR99 | N | 85389099 | 1 | 4042949009771 | 401 | G | 42.7 | 41.4 | LP19 | LP19 | terminal cover offset 4-pole 1 unit accessory for: 3VA2 100/160/250 | Lista Papel 2020 SI | 0 | 0
3VA9221-0WJ30 |  | 3VA9221-0WJ30 | 1 | UN | 1 | 2 | A | D | EAR99 | N | 85472000 | 1 | 4042949009870 | 40 | G | 12.2 | 11.9 | LP19 | LP19 | insulating plate extended 3-pole 1 unit accessory for: 3VA2 100/160/250 | Lista Papel 2020 SI | 0 | 0
3VA9221-0WJ40 |  | 3VA9221-0WJ40 | 1 | UN | 1 | 2 | A | D | EAR99 | N | 85472000 | 1 | 4042949009986 | 46 | G | 16.3 | 15.9 | LP19 | LP19 | insulating plate extended 4-pole 1 unit accessory for: 3VA2 100/160/250 | Lista Papel 2020 SI | 0 | 0
3VA9221-0WK30 |  | 3VA9221-0WK30 | 1 | UN | 1 | 2 | A | D | EAR99 | N | 85472000 | 1 | 4042949010098 | 60 | G | 15.2 | 14.7 | LP19 | LP19 | insulating plate offset 3-pole 1 unit accessory for: 3VA2 100/160/250 | Lista Papel 2020 SI | 0 | 0
3VA9221-0WK40 |  | 3VA9221-0WK40 | 1 | UN | 1 | 2 | A | D | EAR99 | N | 85472000 | 1 | 4042949010203 | 78 | G | 20.3 | 19.7 | LP19 | LP19 | insulating plate offset 4-pole 1 unit accessory for: 3VA2 100/160/250 | Lista Papel 2020 SI | 0 | 0
3VA9223-0JC13 |  | 3VA9223-0JC13 | 1 | UN | 1 | 30 | D | D | EAR99 | N | 85389099 | 1 | 4042949008415 | 0.498 | KG | 69.84 | 69.84 | LP19 | LP19 | wire connector large with control wire voltage tap-off 3 units accessory for: 3VA2 100/160/250 | - | 0 | 0
3VA9223-0JC22 |  | 3VA9223-0JC22 | 1 | UN | 1 | 30 | D | D | EAR99 | N | 85389099 | 1 | 4042949012146 | 545 | G | 77.89 | 77.89 | LP19 | LP19 | wire connector 2 cables 3 units accessory for: 3VA2 100/160/250 | - | 0 | 0
3VA9223-0JF60 |  | 3VA9223-0JF60 | 1 | UN | 1 | 2 | A | D | EAR99 | N | 85389099 | 1 | 4042949008804 | 445 | G | 87 | 84.7 | LP19 | LP19 | distribution wire connector 6 cables 3 units accessory for: 3VA2 100/160/250 | Lista Papel 2020 SI | 0 | 0
3VA9223-0JJ13 |  | 3VA9223-0JJ13 | 1 | UN | 1 | 30 | D | D | EAR99 | N | 85389099 | 1 | 4042949010548 | 0.488 | KG | 59.41 | 59.41 | LP19 | LP19 | wire connector large 3 units accessory for: 3VA2 100/160/250 | - | 0 | 0
3VA9223-0JJ22 |  | 3VA9223-0JJ22 | 1 | UN | 1 | 30 | D | D | EAR99 | N | 85389099 | 1 | 4042949012122 | 546 | G | 65.9 | 64.1 | LP19 | LP19 | wire connector 2 cables 3 units accessory for: 3VA2 100/160/250 | Lista Papel 2020 SI | 0 | 0
3VA9223-0QG00 |  | 3VA9223-0QG00 | 1 | UN | 1 | 2 | A | D | N | N | 85389099 | 1 | 4042949012023 | 255 | G | 28.4 | 27.6 | LP19 | LP19 | nut keeper kit right-angled 3 units accessory for: 3VA2 100/160/250 | Lista Papel 2020 SI | 0 | 0
3VA9223-0RL30 |  | 3VA9223-0RL30 | 1 | UN | 1 | 2 | A | D | EAR99 | N | 85363090 | 1 | 4042949002086 | 1.294 | KG | 893.2 | 870.1 | LP19 | LP19 | residual current device RCD820 advanced RCD type A load side mounted rated resid. current 0.03...30A at 50/60Hz adjustable tv 0...10000ms 3-pole In=250A Ue=100-690V accessory for: 3VA2 | Lista Papel 2020 SI | 0 | 0
3VA9224-0JC13 |  | 3VA9224-0JC13 | 1 | UN | 1 | 30 | D | D | EAR99 | N | 85389099 | 1 | 4042949008507 | 0.649 | KG | 93.22 | 93.22 | LP19 | LP19 | wire connector large with control wire voltage tap-off 4 units accessory for: 3VA2 100/160/250 | - | 0 | 0
3VA9224-0JC22 |  | 3VA9224-0JC22 | 1 | UN | 1 | 30 | D | D | EAR99 | N | 85389099 | 1 | 4042949012153 | 0.706 | KG | 103.49 | 103.49 | LP19 | LP19 | wire connector 2 cables 4 units accessory for: 3VA2 100/160/250 | - | 0 | 0
3VA9224-0JF60 |  | 3VA9224-0JF60 | 1 | UN | 1 | 2 | A | D | EAR99 | N | 85389099 | 1 | 4042949008880 | 0.586 | KG | 115.5 | 112.4 | LP19 | LP19 | distribution wire connector 6 cables 4 units accessory for: 3VA2 100/160/250 | Lista Papel 2020 SI | 0 | 0
3VA9224-0JJ13 |  | 3VA9224-0JJ13 | 1 | UN | 1 | 30 | D | D | EAR99 | N | 85389099 | 1 | 4042949010630 | 0.636 | KG | 79 | 79 | LP19 | LP19 | wire connector large 4 units accessory for: 3VA2 100/160/250 | - | 0 | 0
3VA9224-0JJ22 |  | 3VA9224-0JJ22 | 1 | UN | 1 | 30 | D | D | EAR99 | N | 85389099 | 1 | 4042949012139 | 0.715 | KG | 88.6 | 86.2 | LP19 | LP19 | wire connector 2 cables 4 units accessory for: 3VA2 100/160/250 | Lista Papel 2020 SI | 0 | 0
3VA9224-0QG00 |  | 3VA9224-0QG00 | 1 | UN | 1 | 2 | A | D | EAR99 | N | 85389099 | 1 | 4042949012030 | 0.334 | KG | 37.9 | 36.8 | LP19 | LP19 | nut keeper kit right-angled 4 units accessory for: 3VA2 100/160/250 | Lista Papel 2020 SI | 0 | 0
3VA9224-0RL30 |  | 3VA9224-0RL30 | 1 | UN | 1 | 2 | A | D | EAR99 | N | 85363090 | 1 | 4042949002093 | 1.617 | KG | 970.2 | 939.4 | LP19 | LP19 | residual current device RCD820 advanced RCD type A load side mounted rated resid. current 0.03...30A at 50/60Hz adjustable tv 0...10000ms 4-pole In=250A Ue=100-690V accessory for: 3VA2 | Lista Papel 2020 SI | 0 | 0
3VA9231-0QE10 |  | 3VA9231-0QE10 | 1 | UN | 1 | 2 | A | D | EAR99 | N | 85369010 | 1 | 4042949017370 | 113 | G | 18.09 | 18.09 | LP19 | LP19 | rear connection stud flat short 1 unit accessory for: 3VA5 250 | - | 0 | 0
3VA9231-0QE20 |  | 3VA9231-0QE20 | 1 | UN | 1 | 2 | A | D | EAR99 | N | 85369010 | 1 | 4042949017363 | 209 | G | 24.1 | 24.1 | LP19 | LP19 | rear connection stud flat long 1 unit accessory for: 3VA5 250 | - | 0 | 0
3VA9231-0QF10 |  | 3VA9231-0QF10 | 1 | UN | 1 | 2 | A | D | N | N | 85369010 | 1 | 4042949017417 | 137 | G | 18.09 | 18.09 | LP19 | LP19 | rear connection stud round short 1 unit accessory for: 3VA5 250 | - | 0 | 0
3VA9231-0QF20 |  | 3VA9231-0QF20 | 1 | UN | 1 | 2 | A | D | N | N | 85369010 | 1 | 4042949017400 | 227 | G | 24.1 | 24.1 | LP19 | LP19 | rear connection stud round long 1 unit accessory for: 3VA5 250 | - | 0 | 0
3VA9233-0JA11 |  | 3VA9233-0JA11 | 1 | UN | 1 | 2 | A | D | EAR99 | N | 85369010 | 1 | 4042949016724 | 166 | G | 23.7 | 23.7 | LP19 | LP19 | box terminal 3 units accessory for: 3VA5 250 | - | 0 | 0
3VA9233-0JA12 |  | 3VA9233-0JA12 | 1 | UN | 1 | 2 | A | D | EAR99 | N | 85369010 | 1 | 4042949016670 | 198 | G | 23.78 | 23.78 | LP19 | LP19 | box terminal 3 units accessory for: 3VA5 250 | - | 0 | 0
3VA9233-0JB11 |  | 3VA9233-0JB11 | 1 | UN | 1 | 2 | A | D | EAR99 | N | 85369010 | 1 | 4042949432449 | 112 | G | 21.88 | 21.88 | LP19 | LP19 | Wire connector 3 units Accessory for: 3VA52 250 |  | 0 | 0
3VA9233-0JB12 |  | 3VA9233-0JB12 | 1 | UN | 1 | 30 | D | D | EAR99 | N | 85389099 | 1 | 4042949016397 | 131 | G | 31.28 | 31.28 | LP19 | LP19 | wire connector 3 units accessory for: 3VA5 250 | - | 0 | 0
3VA9233-0JC13 |  | 3VA9233-0JC13 | 1 | UN | 1 | 30 | D | D | EAR99 | N | 85389099 | 1 | 4042949016533 | 511 | G | 81.37 | 81.37 | LP19 | LP19 | wire connector large with control wire voltage tap-off 3 units accessory for: 3VA5 250 | - | 0 | 0
3VA9233-0JC18 |  | 3VA9233-0JC18 | 1 | UN | 1 | 2 | A | D | EAR99 | N | 85389099 | 1 | 4042949005001 | 515 | G | 110.6 | 110.6 | LP19 | LP19 | Wire Connector with control wire tap; for 2 cables; 3 pcs.; incl. Terminal Cover Extended with probe holes for voltage test; accessory for: 3VA5 250 |  | 0 | 0
3VA9233-0JC22 |  | 3VA9233-0JC22 | 1 | UN | 1 | 30 | D | D | EAR99 | N | 85389099 | 1 | 4042949016625 | 555 | G | 88.48 | 88.48 | LP19 | LP19 | wire connector 2 cables with control wire voltage tap-off 3 units accessory for: 3VA5 250 | - | 0 | 0
3VA9233-0JC28 |  | 3VA9233-0JC28 | 1 | UN | 1 | 2 | A | D | EAR99 | N | 85389099 | 1 | 4042949008675 | 561 | G | 110.6 | 110.6 | LP19 | LP19 | Wire Connector with control wire tap; for 2 cables; 3 pcs.; incl. Terminal Cover Extended with probe holes for voltage test; accessory for: 3VA5 250 |  | 0 | 0
3VA9233-0JD11 |  | 3VA9233-0JD11 | 1 | UN | 1 | 2 | A | D | EAR99 | N | 85369010 | 1 | 4042949432500 | 229 | G | 120.08 | 120.08 | LP19 | LP19 | WIRE CONNECTOR;CU 3 PCS. ACCESSORY FOR: 3VA52 250 |  | 0 | 0
3VA9233-0JD12 |  | 3VA9233-0JD12 | 1 | UN | 1 | 2 | A | D | EAR99 | N | 85389099 | 1 | 4042949008682 | 319 | G | 120.08 | 120.08 | LP19 | LP19 | wire connector CU 3 units accessory for: 3VA5 250 | - | 0 | 0
3VA9233-0JF60 |  | 3VA9233-0JF60 | 1 | UN | 1 | 2 | A | D | EAR99 | N | 85389099 | 1 | 4042949016779 | 463 | G | 103.49 | 103.49 | LP19 | LP19 | distribution wire connector 6 cables 3 units accessory for: 3VA5 250 | - | 0 | 0
3VA9233-0JF68 |  | 3VA9233-0JF68 | 1 | UN | 1 | 2 | A | D | EAR99 | N | 85389099 | 1 | 4042949008385 | 470 | G | 132.72 | 132.72 | LP19 | LP19 | Wire Connector for 6 cables; 3 pcs.; incl. Terminal Cover Extended with probe holes for voltage test; accessory for: 3VA5 250 |  | 0 | 0
3VA9233-0JG11 |  | 3VA9233-0JG11 | 1 | UN | 1 | 2 | A | D | EAR99 | N | 85369010 | 1 | 4042949432463 | 117 | G | 25.12 | 25.12 | LP19 | LP19 | Wire connector w. control wire voltage tap-off 3 units Accessory for: 3VA52 250 |  | 0 | 0
3VA9233-0JG12 |  | 3VA9233-0JG12 | 1 | UN | 1 | 30 | D | D | EAR99 | N | 85389099 | 1 | 4042949016458 | 136 | G | 35.87 | 35.87 | LP19 | LP19 | wire connector with control wire voltage tap-off 3 units accessory for: 3VA5 250 | - | 0 | 0
3VA9233-0JH11 |  | 3VA9233-0JH11 | 1 | UN | 1 | 2 | A | D | EAR99 | N | 85369010 | 1 | 4042948840788 | 203 | G | 46.61 | 46.61 | LP19 | LP19 | box terminal w. control wire voltage tap-off 3 units accessory for: 3VA5 250 | - | 0 | 0
3VA9233-0JH12 |  | 3VA9233-0JH12 | 1 | UN | 1 | 2 | A | D | EAR99 | N | 85369010 | 1 | 4042949019954 | 236 | G | 46.69 | 46.69 | LP19 | LP19 | box terminal w. control wire voltage tap-off 3 units accessory for: 3VA5 250 | - | 0 | 0
3VA9233-0JJ13 |  | 3VA9233-0JJ13 | 1 | UN | 1 | 30 | D | D | EAR99 | N | 85389099 | 1 | 4042949016502 | 505 | G | 71.26 | 71.26 | LP19 | LP19 | wire connector large 3 units accessory for: 3VA5 250 | - | 0 | 0
3VA9233-0JJ22 |  | 3VA9233-0JJ22 | 1 | UN | 1 | 30 | D | D | EAR99 | N | 85389099 | 1 | 4042949016601 | 551 | G | 81.37 | 81.37 | LP19 | LP19 | wire connector 2 cables 3 units accessory for: 3VA5 250 | - | 0 | 0
3VA9233-0JK11 |  | 3VA9233-0JK11 | 1 | UN | 1 | 2 | A | D | EAR99 | N | 85369010 | 1 | 4042949432524 | 230 | G | 138.25 | 138.25 | LP19 | LP19 | WIRE CONNECTOR CU WITH CONTROL WIRE TAP 3 PCS. ACCESSORY FOR: 3VA52 250 |  | 0 | 0
3VA9233-0JK12 |  | 3VA9233-0JK12 | 1 | UN | 1 | 2 | A | D | EAR99 | N | 85369095 | 1 | 4042949010814 | 323 | G | 138.25 | 138.25 | LP19 | LP19 | wire connector CU with control wire voltage tap-off 3 units accessory for: 3VA5 250 | - | 0 | 0
3VA9233-0QA00 |  | 3VA9233-0QA00 | 1 | UN | 1 | 2 | A | D | EAR99 | N | 85369010 | 1 | 4042949013204 | 91 | G | 21.96 | 21.96 | LP19 | LP19 | nut keeper kit 3 units accessory for: 3VA5 250 | - | 0 | 0
3VA9233-0QE00 |  | 3VA9233-0QE00 | 1 | UN | 1 | 2 | A | D | EAR99 | N | 85369010 | 1 | 4042949017349 | 360 | G | 59.96 | 59.96 | LP19 | LP19 | rear connection stud flat 3 units accessory for: 3VA5 250 | - | 0 | 0
3VA9233-0QF00 |  | 3VA9233-0QF00 | 1 | UN | 1 | 2 | A | D | N | N | 85369010 | 1 | 4042949017387 | 436 | G | 59.96 | 59.96 | LP19 | LP19 | rear connection stud round 3 units accessory for: 3VA5 250 | - | 0 | 0
3VA9233-0SB20 |  | 3VA9233-0SB20 | 1 | UN | 1 | 2 | A | D | EAR99 | N | 85389099 | 1 | 4042949017707 | 62 | G | 30.65 | 30.65 | LP19 | LP19 | cover frame 104.6x 112.8mm (WxH) accessory for: circuit breaker 3-pole with TMTU access 3VA5 250 | - | 0 | 0
3VA9233-0SB30 |  | 3VA9233-0SB30 | 1 | UN | 1 | 2 | A | D | EAR99 | N | 85389099 | 1 | 4042949018117 | 59 | G | 30.65 | 30.65 | LP19 | LP19 | cover frame 104.6x 100.8mm (WxH) accessory for: circuit breaker 3-pole with ETU access door feedthrough 3VA6 150/250 | - | 0 | 0
3VA9234-0JA11 |  | 3VA9234-0JA11 | 1 | UN | 1 | 2 | A | D | EAR99 | N | 85369010 | 1 | 4042949016731 | 214 | G | 31.6 | 31.6 | LP19 | LP19 | box terminal 4 units accessory for: 3VA5 250 | - | 0 | 0
3VA9234-0JA12 |  | 3VA9234-0JA12 | 1 | UN | 1 | 2 | A | D | EAR99 | N | 85369010 | 1 | 4042949016717 | 258 | G | 31.68 | 31.68 | LP19 | LP19 | box terminal 4 units accessory for: 3VA5 250 | - | 0 | 0
3VA9234-0JB11 |  | 3VA9234-0JB11 | 1 | UN | 1 | 2 | A | D | EAR99 | N | 85369010 | 1 | 4042949432456 | 140 | G | 29.23 | 29.23 | LP19 | LP19 | Wire connector 4 units Accessory for: 3VA52 250 |  | 0 | 0
3VA9234-0JB12 |  | 3VA9234-0JB12 | 1 | UN | 1 | 2 | A | D | EAR99 | N | 85369010 | 1 | 4042949016410 | 166 | G | 41.71 | 41.71 | LP19 | LP19 | wire connector 4 units accessory for: 3VA5 250 | - | 0 | 0
3VA9234-0JC13 |  | 3VA9234-0JC13 | 1 | UN | 1 | 2 | A | D | EAR99 | N | 85369095 | 1 | 4042949016557 | 666 | G | 109.02 | 109.02 | LP19 | LP19 | wire connector large with control wire voltage tap-off 4 units accessory for: 3VA5 250 | - | 0 | 0
3VA9234-0JC22 |  | 3VA9234-0JC22 | 1 | UN | 1 | 2 | A | D | EAR99 | N | 85369095 | 1 | 4042949016632 | 735 | G | 117.71 | 117.71 | LP19 | LP19 | wire connector 2 cables with control wire voltage tap-off 4 units accessory for: 3VA5 250 | - | 0 | 0
3VA9234-0JD11 |  | 3VA9234-0JD11 | 1 | UN | 1 | 2 | A | D | EAR99 | N | 85369010 | 1 | 4042949432517 | 295 | G | 159.58 | 159.58 | LP19 | LP19 | WIRE CONNECTOR;CU 4 PCS. ACCESSORY FOR: 3VA52 250 |  | 0 | 0
3VA9234-0JD12 |  | 3VA9234-0JD12 | 1 | UN | 1 | 2 | A | D | EAR99 | N | 85369010 | 1 | 4042949008743 | 412 | G | 159.58 | 159.58 | LP19 | LP19 | wire connector CU 4 units accessory for: 3VA5 250 | - | 0 | 0
3VA9234-0JF60 |  | 3VA9234-0JF60 | 1 | UN | 1 | 2 | A | D | EAR99 | N | 85369095 | 1 | 4042949016809 | 607 | G | 139.04 | 139.04 | LP19 | LP19 | distribution wire connector 6 cables 4 units accessory for: 3VA5 250 | - | 0 | 0
3VA9234-0JG11 |  | 3VA9234-0JG11 | 1 | UN | 1 | 2 | A | D | EAR99 | N | 85369010 | 1 | 4042949432470 | 146 | G | 33.5 | 33.5 | LP19 | LP19 | Wire connector w. control wire voltage tap-off 4 units Accessory for: 3VA52 250 |  | 0 | 0
3VA9234-0JG12 |  | 3VA9234-0JG12 | 1 | UN | 1 | 2 | A | D | EAR99 | N | 85369010 | 1 | 4042949016472 | 170 | G | 47.8 | 47.8 | LP19 | LP19 | wire connector with control wire voltage tap-off 4 units accessory for: 3VA5 250 | - | 0 | 0
3VA9234-0JH11 |  | 3VA9234-0JH11 | 1 | UN | 1 | 2 | A | D | EAR99 | N | 85369010 | 1 | 4042948844618 | 264 | G | 62.17 | 62.17 | LP19 | LP19 | box terminal w. control wire voltage tap-off 4 units accessory for: 3VA5 250 | - | 0 | 0
3VA9234-0JH12 |  | 3VA9234-0JH12 | 1 | UN | 1 | 2 | A | D | EAR99 | N | 85369010 | 1 | 4042949019992 | 307 | G | 62.25 | 62.25 | LP19 | LP19 | box terminal w. control wire voltage tap-off 4 units accessory for: 3VA5 250 | - | 0 | 0
3VA9234-0JJ13 |  | 3VA9234-0JJ13 | 1 | UN | 1 | 2 | A | D | EAR99 | N | 85369010 | 1 | 4042949016519 | 665 | G | 94.8 | 94.8 | LP19 | LP19 | wire connector large 4 units accessory for: 3VA5 250 | - | 0 | 0
3VA9234-0JJ22 |  | 3VA9234-0JJ22 | 1 | UN | 1 | 2 | A | D | EAR99 | N | 85369010 | 1 | 4042949016618 | 729 | G | 107.44 | 107.44 | LP19 | LP19 | wire connector 2 cables 4 units accessory for: 3VA5 250 | - | 0 | 0
3VA9234-0JK11 |  | 3VA9234-0JK11 | 1 | UN | 1 | 2 | A | D | EAR99 | N | 85369010 | 1 | 4042949432531 | 296 | G | 184.07 | 184.07 | LP19 | LP19 | WIRE CONNECTOR CU WITH CONTROL WIRE TAP 4 PCS. ACCESSORY FOR: 3VA52 250 |  | 0 | 0
3VA9234-0JK12 |  | 3VA9234-0JK12 | 1 | UN | 1 | 2 | A | D | EAR99 | N | 85369010 | 1 | 4042949010876 | 421 | G | 184.07 | 184.07 | LP19 | LP19 | wire connector CU with control wire voltage tap-off 4 units accessory for: 3VA5 250 | - | 0 | 0
3VA9234-0QA00 |  | 3VA9234-0QA00 | 1 | UN | 1 | 2 | A | D | EAR99 | N | 85369010 | 1 | 4042949013235 | 116 | G | 29.23 | 29.23 | LP19 | LP19 | nut keeper kit 4 units accessory for: 3VA5 250 | - | 0 | 0
3VA9234-0QE00 |  | 3VA9234-0QE00 | 1 | UN | 1 | 2 | A | D | EAR99 | N | 85369010 | 1 | 4042949017356 | 535 | G | 79.79 | 79.79 | LP19 | LP19 | rear connection stud flat 4 units accessory for: 3VA5 250 | - | 0 | 0
3VA9234-0QF00 |  | 3VA9234-0QF00 | 1 | UN | 1 | 2 | A | D | EAR99 | N | 85369010 | 1 | 4042949017394 | 624 | G | 79.79 | 79.79 | LP19 | LP19 | rear connection stud round 4 units accessory for: 3VA5 250 | - | 0 | 0
3VA9237-0LF10 |  | 3VA9237-0LF10 | 1 | UN | 1 | 2 | A | D | EAR99 | N | 85389099 | 1 | 4042949015871 | 60 | G | 68.81 | 68.81 | LP19 | LP19 | adapter cylinder lock accessories compartment accessory for: 3VA5 250 | - | 0 | 0
3VA9237-0SB30 |  | 3VA9237-0SB30 | 1 | UN | 1 | 2 | A | D | EAR99 | N | 85389099 | 1 | 4042949017639 | 44 | G | 29.55 | 29.55 | LP19 | LP19 | cover frame 104.6x 75.8mm (WxH) accessory for: motor operator MO320 250 3VA9277-0HA.0 | - | 0 | 0
3VA9237-0VF10 |  | 3VA9237-0VF10 | 1 | UN | 1 | 2 | A | D | EAR99 | N | 85389099 | 1 | 4042949015826 | 209 | G | 58.78 | 58.78 | LP19 | LP19 | module for Bowden cable sliding bar accessory for: 3VA5 250 | - | 0 | 0
3VA9238-0VF30 |  | 3VA9238-0VF30 | 1 | UN | 1 | 2 | A | D | EAR99 | N | 85389099 | 1 | 4042949016083 | 716 | G | 149.31 | 149.31 | LP19 | LP19 | sliding bar accessory for: 3VA5 250 | - | 0 | 0
3VA9238-0VK20 |  | 3VA9238-0VK20 | 1 | UN | 1 | 2 | A | D | N | N | 85389099 | 1 | 4042949015970 | 1.1 | KG | 18.8 | 18.8 | LP19 | LP19 | rear interlock mounting plate accessory for: 3VA5 250 | - | 0 | 0
3VA9241-0QE10 |  | 3VA9241-0QE10 | 1 | UN | 1 | 2 | A | D | N | N | 85369095 | 1 | 4042949018049 | 114 | G | 18.09 | 18.09 | LP19 | LP19 | rear connection stud flat short 1 unit accessory for: 3VA6 150/250 | - | 0 | 0
3VA9241-0QE20 |  | 3VA9241-0QE20 | 1 | UN | 1 | 2 | A | D | N | N | 85369095 | 1 | 4042949018032 | 206 | G | 24.1 | 24.1 | LP19 | LP19 | rear connection stud flat long 1 unit accessory for: 3VA6 150/250 | - | 0 | 0
3VA9241-0QF10 |  | 3VA9241-0QF10 | 1 | UN | 1 | 2 | A | D | EAR99 | N | 85369095 | 1 | 4042949018063 | 137 | G | 18.09 | 18.09 | LP19 | LP19 | rear connection stud round short 1 unit accessory for: 3VA6 150/250 | - | 0 | 0
3VA9241-0QF20 |  | 3VA9241-0QF20 | 1 | UN | 1 | 2 | A | D | EAR99 | N | 85369095 | 1 | 4042949018056 | 220 | G | 24.1 | 24.1 | LP19 | LP19 | rear connection stud round long 1 unit accessory for: 3VA6 150/250 | - | 0 | 0
3VA9243-0JA12 |  | 3VA9243-0JA12 | 1 | UN | 1 | 2 | A | D | EAR99 | N | 85369095 | 1 | 4042949017448 | 197 | G | 23.7 | 23.7 | LP19 | LP19 | box terminal 3 units accessory for: 3VA6 150/250 | - | 0 | 0
3VA9243-0JB12 |  | 3VA9243-0JB12 | 1 | UN | 1 | 30 | D | D | EAR99 | N | 85389099 | 1 | 4042949017462 | 131 | G | 31.28 | 31.28 | LP19 | LP19 | wire connector 3 units accessory for: 3VA6 150/250 | - | 0 | 0
3VA9243-0JC13 |  | 3VA9243-0JC13 | 1 | UN | 1 | 30 | D | D | EAR99 | N | 85389099 | 1 | 4042949017509 | 513 | G | 81.37 | 81.37 | LP19 | LP19 | wire connector large with control wire voltage tap-off 3 units accessory for: 3VA6 150/250 | - | 0 | 0
3VA9243-0JC18 |  | 3VA9243-0JC18 | 1 | UN | 1 | 2 | A | D | EAR99 | N | 85389099 | 1 | 4042949008262 | 506 | G | 110.6 | 110.6 | LP19 | LP19 | Wire Connector with control wire tap; for 2 cables; 3 pcs.; incl. Terminal Cover Extended with probe holes for voltage test; accessory for: 3VA6 150/250 Plug-in/Draw-out Base 3VA6 150/250 |  | 0 | 0
3VA9243-0JC22 |  | 3VA9243-0JC22 | 1 | UN | 1 | 30 | D | D | EAR99 | N | 85389099 | 1 | 4042949017585 | 565 | G | 91.64 | 91.64 | LP19 | LP19 | wire connector 2 cables with control wire voltage tap-off 3 units accessory for: 3VA6 150/250 | - | 0 | 0
3VA9243-0JC28 |  | 3VA9243-0JC28 | 1 | UN | 1 | 2 | A | D | EAR99 | N | 85389099 | 1 | 4042949010395 | 559 | G | 110.6 | 110.6 | LP19 | LP19 | Wire Connector with control wire tap; for 2 cables; 3 pcs.; incl. Terminal Cover Extended with probe holes for voltage test; accessory for: 3VA6 150/250 Plug-in/Draw-out Base 3VA6 150/250 |  | 0 | 0
3VA9243-0JD12 |  | 3VA9243-0JD12 | 1 | UN | 1 | 2 | A | D | EAR99 | N | 85389099 | 1 | 4042949017912 | 316 | G | 120.08 | 120.08 | LP19 | LP19 | wire connector CU 3 units accessory for: 3VA6 150/250 | - | 0 | 0
3VA9243-0JF60 |  | 3VA9243-0JF60 | 1 | UN | 1 | 2 | A | D | EAR99 | N | 85389099 | 1 | 4042949017523 | 461 | G | 103.49 | 103.49 | LP19 | LP19 | distribution wire connector 6 cables 3 units accessory for: 3VA6 150/250 | - | 0 | 0
3VA9243-0JF68 |  | 3VA9243-0JF68 | 1 | UN | 1 | 2 | A | D | EAR99 | N | 85389099 | 1 | 4042949008736 | 465 | G | 132.72 | 132.72 | LP19 | LP19 | Wire Connector for 6 cables; 3 pcs.; incl. Terminal Cover Extended with probe holes for voltage test; accessory for: 3VA6 150/250 Plug-in/Draw-out Base 3VA6 150/250 |  | 0 | 0
3VA9243-0JG12 |  | 3VA9243-0JG12 | 1 | UN | 1 | 30 | D | D | EAR99 | N | 85389099 | 1 | 4042949017547 | 137 | G | 36.02 | 36.02 | LP19 | LP19 | wire connector with control wire voltage tap-off 3 units accessory for: 3VA6 150/250 | - | 0 | 0
3VA9243-0JH12 |  | 3VA9243-0JH12 | 1 | UN | 1 | 2 | A | D | EAR99 | N | 85369010 | 1 | 4042948842133 | 238 | G | 46.61 | 46.61 | LP19 | LP19 | box terminal w. control wire voltage tap-off 3 units accessory for: 3VA6 150/250 | - | 0 | 0
3VA9243-0JJ13 |  | 3VA9243-0JJ13 | 1 | UN | 1 | 30 | D | D | EAR99 | N | 85389099 | 1 | 4042949017486 | 503 | G | 71.26 | 71.26 | LP19 | LP19 | wire connector large 3 units accessory for: 3VA6 150/250 | - | 0 | 0
3VA9243-0JJ22 |  | 3VA9243-0JJ22 | 1 | UN | 1 | 30 | D | D | EAR99 | N | 85389099 | 1 | 4042949017561 | 558 | G | 81.37 | 81.37 | LP19 | LP19 | wire connector 2 cables 3 units accessory for: 3VA6 150/250 | - | 0 | 0
3VA9243-0JK12 |  | 3VA9243-0JK12 | 1 | UN | 1 | 2 | A | D | EAR99 | N | 85389099 | 1 | 4042949017936 | 319 | G | 139.04 | 139.04 | LP19 | LP19 | wire connector CU with control wire voltage tap-off 3 units accessory for: 3VA6 150/250 | - | 0 | 0
3VA9243-0QA00 |  | 3VA9243-0QA00 | 1 | UN | 1 | 2 | A | D | EAR99 | N | 85369095 | 1 | 4042949006763 | 87 | G | 21.96 | 21.96 | LP19 | LP19 | nut keeper kit 3 units accessory for: 3VA6 150/250 | - | 0 | 0
3VA9243-0QE00 |  | 3VA9243-0QE00 | 1 | UN | 1 | 2 | A | D | N | N | 85369095 | 1 | 4042949017998 | 359 | G | 59.96 | 59.96 | LP19 | LP19 | rear connection stud flat 3 units accessory for: 3VA6 150/250 | - | 0 | 0
3VA9243-0QF00 |  | 3VA9243-0QF00 | 1 | UN | 1 | 2 | A | D | EAR99 | N | 85369095 | 1 | 4042949018018 | 437 | G | 59.96 | 59.96 | LP19 | LP19 | rear connection stud round 3 units accessory for: 3VA6 150/250 | - | 0 | 0
3VA9244-0JA12 |  | 3VA9244-0JA12 | 1 | UN | 1 | 2 | A | D | EAR99 | N | 85369095 | 1 | 4042949017455 | 258 | G | 31.6 | 31.6 | LP19 | LP19 | box terminal 4 units accessory for: 3VA6 150/250 | - | 0 | 0
3VA9244-0JB12 |  | 3VA9244-0JB12 | 1 | UN | 1 | 30 | D | D | EAR99 | N | 85369095 | 1 | 4042949017479 | 164 | G | 41.71 | 41.71 | LP19 | LP19 | wire connector 4 units accessory for: 3VA6 150/250 | - | 0 | 0
3VA9244-0JC13 |  | 3VA9244-0JC13 | 1 | UN | 1 | 30 | D | D | EAR99 | N | 85389099 | 1 | 4042949017516 | 669 | G | 107.44 | 107.44 | LP19 | LP19 | wire connector large with control wire voltage tap-off 4 units accessory for: 3VA6 150/250 | - | 0 | 0
3VA9244-0JC22 |  | 3VA9244-0JC22 | 1 | UN | 1 | 30 | D | D | EAR99 | N | 85389099 | 1 | 4042949017592 | 732 | G | 120.87 | 120.87 | LP19 | LP19 | wire connector 2 cables with control wire voltage tap-off 4 units accessory for: 3VA6 150/250 | - | 0 | 0
3VA9244-0JD12 |  | 3VA9244-0JD12 | 1 | UN | 1 | 2 | A | D | EAR99 | N | 85369095 | 1 | 4042949017929 | 418 | G | 159.58 | 159.58 | LP19 | LP19 | wire connector CU 4 units accessory for: 3VA6 150/250 | - | 0 | 0
3VA9244-0JF60 |  | 3VA9244-0JF60 | 1 | UN | 1 | 2 | A | D | EAR99 | N | 85389099 | 1 | 4042949017530 | 601 | G | 139.04 | 139.04 | LP19 | LP19 | distribution wire connector 6 cables 4 units accessory for: 3VA6 150/250 | - | 0 | 0
3VA9244-0JG12 |  | 3VA9244-0JG12 | 1 | UN | 1 | 30 | D | D | EAR99 | N | 85389099 | 1 | 4042949017554 | 170 | G | 48.03 | 48.03 | LP19 | LP19 | wire connector with control wire voltage tap-off 4 units accessory for: 3VA6 150/250 | - | 0 | 0
3VA9244-0JH12 |  | 3VA9244-0JH12 | 1 | UN | 1 | 2 | A | D | N | N | 85369010 | 1 | 4042948840757 | 380 | G | 62.17 | 62.17 | LP19 | LP19 | box terminal w. control wire voltage tap-off 4 units accessory for: 3VA6 150/250 | - | 0 | 0
3VA9244-0JJ13 |  | 3VA9244-0JJ13 | 1 | UN | 1 | 30 | D | D | EAR99 | N | 85389099 | 1 | 4042949017493 | 659 | G | 94.8 | 94.8 | LP19 | LP19 | wire connector large 4 units accessory for: 3VA6 150/250 | - | 0 | 0
3VA9244-0JJ22 |  | 3VA9244-0JJ22 | 1 | UN | 1 | 30 | D | D | EAR99 | N | 85389099 | 1 | 4042949017578 | 724 | G | 107.44 | 107.44 | LP19 | LP19 | wire connector 2 cables 4 units accessory for: 3VA6 150/250 | - | 0 | 0
3VA9244-0JK12 |  | 3VA9244-0JK12 | 1 | UN | 1 | 2 | A | D | EAR99 | N | 85369095 | 1 | 4042949017943 | 432 | G | 184.07 | 184.07 | LP19 | LP19 | wire connector CU with control wire voltage tap-off 4 units accessory for: 3VA6 150/250 | - | 0 | 0
3VA9244-0QA00 |  | 3VA9244-0QA00 | 1 | UN | 1 | 2 | A | D | EAR99 | N | 85369095 | 1 | 4042949006879 | 111 | G | 29.23 | 29.23 | LP19 | LP19 | nut keeper kit 4 units accessory for: 3VA6 150/250 | - | 0 | 0
3VA9244-0QE00 |  | 3VA9244-0QE00 | 1 | UN | 1 | 2 | A | D | N | N | 85369095 | 1 | 4042949018001 | 537 | G | 79.79 | 79.79 | LP19 | LP19 | rear connection stud flat 4 units accessory for: 3VA6 150/250 | - | 0 | 0
3VA9244-0QF00 |  | 3VA9244-0QF00 | 1 | UN | 1 | 2 | A | D | EAR99 | N | 85369095 | 1 | 4042949018025 | 632 | G | 79.79 | 79.79 | LP19 | LP19 | rear connection stud round 4 units accessory for: 3VA6 150/250 | - | 0 | 0
3VA9248-0VK20 |  | 3VA9248-0VK20 | 1 | UN | 1 | 2 | A | D | N | N | 85389099 | 1 | 4042949015987 | 1.102 | KG | 18.8 | 18.8 | LP19 | LP19 | rear interlock mounting plate accessory for: 3VA6 150/250 | - | 0 | 0
3VA9252-0WA00 |  | 3VA9252-0WA00 | 1 | UN | 1 | 2 | A | D | N | N | 85389099 | 1 | 4042949008941 | 61 | G | 7.6 | 7.4 | LP19 | LP19 | phase barriers 2 units accessory for: 3VA1 250 | Lista Papel 2020 SI | 0 | 0
3VA9253-0JA11 |  | 3VA9253-0JA11 | 1 | UN | 1 | 2 | A | D | EAR99 | N | 85369010 | 1 | 4042949013143 | 162 | G | 19.3 | 18.7 | LP19 | LP19 | box terminal 3 units accessory for: 3VA1 250 | Lista Papel 2020 SI | 0 | 0
3VA9253-0JA12 |  | 3VA9253-0JA12 | 1 | UN | 1 | 2 | A | D | N | N | 85369010 | 1 | 4042949007951 | 196 | G | 19.3 | 18.8 | LP19 | LP19 | box terminal 3 units accessory for: 3VA1 250 | Lista Papel 2020 SI | 0 | 0
3VA9253-0JB12 |  | 3VA9253-0JB12 | 1 | UN | 1 | 2 | A | D | EAR99 | N | 85369010 | 1 | 4042949008170 | 122 | G | 25.4 | 24.7 | LP19 | LP19 | wire connector 3 units accessory for: 3VA1 250 | Lista Papel 2020 SI | 0 | 0
3VA9253-0JC13 |  | 3VA9253-0JC13 | 1 | UN | 1 | 30 | D | D | EAR99 | N | 85389099 | 1 | 4042949008460 | 0.492 | KG | 67.94 | 67.94 | LP19 | LP19 | wire connector large with control wire voltage tap-off 3 units accessory for: plug-in/draw-out unit 3VA1 250 | - | 0 | 0
3VA9253-0JC22 |  | 3VA9253-0JC22 | 1 | UN | 1 | 30 | D | D | EAR99 | N | 85389099 | 1 | 4042949012801 | 0.549 | KG | 75.6 | 75.6 | LP19 | LP19 | wire connector 2 cables with control wire voltage tap-off 3 units accessory for: plug-in/draw-out unit 3VA1 250 | - | 0 | 0
3VA9253-0JF60 |  | 3VA9253-0JF60 | 1 | UN | 1 | 2 | A | D | EAR99 | N | 85389099 | 1 | 4042949008828 | 0.433 | KG | 86.9 | 86.9 | LP19 | LP19 | distribution wire connector 6 cables 3 units accessory for: plug-in/draw-out unit 3VA1 250 | - | 0 | 0
3VA9253-0JG12 |  | 3VA9253-0JG12 | 1 | UN | 1 | 2 | A | D | EAR99 | N | 85389099 | 1 | 4042949010302 | 127 | G | 29.86 | 29.86 | LP19 | LP19 | wire connector with control wire voltage tap-off 3 units accessory for: 3VA1 250 | - | 0 | 0
3VA9253-0KB03 |  | 3VA9253-0KB03 | 1 | UN | 1 | 2 | A | D | N | N | 85389099 | 1 | 4042949013006 | 29 | G | 14.7 | 14.3 | LP19 | LP19 | terminal cover for plug-in and draw-out socket accessory for: circuit breaker, 3-pole 3VA1 250 | Lista Papel 2020 SI | 0 | 0
3VA9253-0KB04 |  | 3VA9253-0KB04 | 1 | UN | 1 | 2 | A | D | EAR99 | N | 85389099 | 1 | 4042949013020 | 142 | G | 19.3 | 18.8 | LP19 | LP19 | terminal cover long for plug-in and draw-out socket accessory for: circuit breaker, 3-pole 3VA1 250 | Lista Papel 2020 SI | 0 | 0
3VA9253-0KB05 |  | 3VA9253-0KB05 | 1 | UN | 1 | 2 | A | D | EAR99 | N | 85389099 | 1 | 4042949013044 | 297 | G | 31.5 | 30.6 | LP19 | LP19 | terminal cover offset for plug-in and draw-out socket accessory for: circuit breaker, 3-pole 3VA1 250 | Lista Papel 2020 SI | 0 | 0
3VA9253-0QB00 |  | 3VA9253-0QB00 | 1 | UN | 1 | 2 | A | D | N | N | 85389099 | 1 | 4042949006909 | 256 | G | 28.4 | 27.6 | LP19 | LP19 | bus connector extended front 3 units accessory for: 3VA1 250 | Lista Papel 2020 SI | 0 | 0
3VA9253-0QC00 |  | 3VA9253-0QC00 | 1 | UN | 1 | 2 | A | D | N | N | 85369010 | 1 | 4042949007043 | 328 | G | 49.7 | 48.4 | LP19 | LP19 | bus connector offset front 3 units accessory for: 3VA1 250 | Lista Papel 2020 SI | 0 | 0
3VA9253-0QD00 |  | 3VA9253-0QD00 | 1 | UN | 1 | 2 | A | D | EAR99 | N | 85389099 | 1 | 4042949007203 | 0.28 | KG | 28.4 | 27.6 | LP19 | LP19 | bus connector extended edgewise 3 units accessory for: 3VA1 250 | Lista Papel 2020 SI | 0 | 0
3VA9253-0SB10 |  | 3VA9253-0SB10 | 1 | UN | 1 | 2 | A | D | EAR99 | N | 85389099 | 1 | 4042949005209 | 44 | G | 22.3 | 21.7 | LP19 | LP19 | cover frame 104.6x 45.65mm (WxH) accessory for: circuit breaker 3-pole without TMTU access 3VA1 250, for load side mounted residual current module RCD520 250 3-pole 3VA9213-0RL20 RCD820 160 3-pole 3VA9123-0RL30 RCD820 250 3-pole 3VA9223-0RL30 | Lista Papel 2020 SI | 0 | 0
3VA9253-0SB20 |  | 3VA9253-0SB20 | 1 | UN | 1 | 2 | A | D | EAR99 | N | 85389099 | 1 | 4042949005216 | 45 | G | 25.5 | 24.8 | LP19 | LP19 | cover frame 104.6x 84.7mm (WxH) accessory for: circuit breaker 3-pole with TMTU access 3VA1 250 for door feedthrough 3VA9257-0KT00, 3VA9167-0KT00 | Lista Papel 2020 SI | 0 | 0
3VA9254-0JA11 |  | 3VA9254-0JA11 | 1 | UN | 1 | 2 | A | D | EAR99 | N | 85369010 | 1 | 4042949013150 | 206 | G | 25.6 | 24.9 | LP19 | LP19 | box terminal 4 units accessory for: 3VA1 250 | Lista Papel 2020 SI | 0 | 0
3VA9254-0JA12 |  | 3VA9254-0JA12 | 1 | UN | 1 | 2 | A | D | N | N | 85369010 | 1 | 4042949008064 | 258 | G | 25.7 | 25 | LP19 | LP19 | box terminal 4 units accessory for: 3VA1 250 | Lista Papel 2020 SI | 0 | 0
3VA9254-0JB12 |  | 3VA9254-0JB12 | 1 | UN | 1 | 2 | A | D | EAR99 | N | 85369010 | 1 | 4042949008293 | 156 | G | 33.8 | 32.9 | LP19 | LP19 | wire connector 4 units accessory for: 3VA1 250 | Lista Papel 2020 SI | 0 | 0
3VA9254-0JC13 |  | 3VA9254-0JC13 | 1 | UN | 1 | 30 | D | D | EAR99 | N | 85389099 | 1 | 4042949008552 | 0.654 | KG | 91.64 | 91.64 | LP19 | LP19 | wire connector large with control wire voltage tap-off 4 units accessory for: plug-in/draw-out unit 3VA1 250 | - | 0 | 0
3VA9254-0JC22 |  | 3VA9254-0JC22 | 1 | UN | 1 | 30 | D | D | EAR99 | N | 85389099 | 1 | 4042949012818 | 0.722 | KG | 101.12 | 101.12 | LP19 | LP19 | wire connector 2 cables with control wire voltage tap-off 4 units accessory for: plug-in/draw-out unit 3VA1 250 | - | 0 | 0
3VA9254-0JF60 |  | 3VA9254-0JF60 | 1 | UN | 1 | 2 | A | D | EAR99 | N | 85389099 | 1 | 4042949008903 | 0.573 | KG | 115.34 | 115.34 | LP19 | LP19 | distribution wire connector 6 cables 4 units accessory for: plug-in/draw-out unit 3VA1 250 | - | 0 | 0
3VA9254-0JG12 |  | 3VA9254-0JG12 | 1 | UN | 1 | 2 | A | D | EAR99 | N | 85389099 | 1 | 4042949010425 | 162 | G | 39.9 | 39.9 | LP19 | LP19 | wire connector with control wire voltage tap-off 4 units accessory for: 3VA1 250 | - | 0 | 0
3VA9254-0KB03 |  | 3VA9254-0KB03 | 1 | UN | 1 | 2 | A | D | N | N | 85389099 | 1 | 4042949013013 | 35 | G | 19.3 | 18.8 | LP19 | LP19 | terminal cover for plug-in and draw-out socket accessory for: circuit breaker, 4-pole 3VA1 250 | Lista Papel 2020 SI | 0 | 0
3VA9254-0KB04 |  | 3VA9254-0KB04 | 1 | UN | 1 | 2 | A | D | EAR99 | N | 85389099 | 1 | 4042949013037 | 175 | G | 25.4 | 24.7 | LP19 | LP19 | terminal cover long for plug-in and draw-out socket accessory for: circuit breaker, 4-pole 3VA1 250 | Lista Papel 2020 SI | 0 | 0
3VA9254-0KB05 |  | 3VA9254-0KB05 | 1 | UN | 1 | 2 | A | D | EAR99 | N | 85389099 | 1 | 4042949013051 | 382 | G | 42.7 | 41.4 | LP19 | LP19 | terminal cover offset for plug-in and draw-out socket accessory for: circuit breaker, 4-pole 3VA1 250 | Lista Papel 2020 SI | 0 | 0
3VA9254-0QB00 |  | 3VA9254-0QB00 | 1 | UN | 1 | 2 | A | D | N | N | 85389099 | 1 | 4042949006978 | 344 | G | 38 | 36.9 | LP19 | LP19 | bus connector extended front 4 units accessory for: 3VA1 250 | Lista Papel 2020 SI | 0 | 0
3VA9254-0QC00 |  | 3VA9254-0QC00 | 1 | UN | 1 | 2 | A | D | N | N | 85389099 | 1 | 4042949007128 | 444 | G | 66.2 | 64.4 | LP19 | LP19 | bus connector offset front 4 units accessory for: 3VA1 250 | Lista Papel 2020 SI | 0 | 0
3VA9254-0QD00 |  | 3VA9254-0QD00 | 1 | UN | 1 | 2 | A | D | EAR99 | N | 85389099 | 1 | 4042949007241 | 0.395 | KG | 38 | 36.9 | LP19 | LP19 | bus connector extended edgewise 4 units accessory for: 3VA1 250 | Lista Papel 2020 SI | 0 | 0
3VA9254-0SB10 |  | 3VA9254-0SB10 | 1 | UN | 1 | 2 | A | D | EAR99 | N | 85389099 | 1 | 4042949005223 | 48 | G | 27.6 | 26.8 | LP19 | LP19 | cover frame 139.6x 45.65mm (WxH) accessory for: circuit breaker 4-pole without TMTU access 3VA1 250, for load side mounted residual current module RCD520 250 4-pole 3VA9214-0RL20 RCD820 160 4-pole 3VA9124-0RL30 RCD820 250 4-pole 3VA9224-0RL30 RCD820B 160 4-pole 3VA9124-0RL40 RCD820B 250 4-pole 3VA9224-0RL40 | Lista Papel 2020 SI | 0 | 0
3VA9254-0SB20 |  | 3VA9254-0SB20 | 1 | UN | 1 | 2 | A | D | EAR99 | N | 85389099 | 1 | 4042949005230 | 55 | G | 30.7 | 29.9 | LP19 | LP19 | cover frame 139.6x 84.7mm (WxH) accessory for: circuit breaker 4-pole with TMTU access 3VA1 250 | Lista Papel 2020 SI | 0 | 0
3VA9257-0EK11 |  | 3VA9257-0EK11 | 1 | UN | 1 | 2 | A | D | N | N | 85389099 | 1 | 4042949005605 | 220 | G | 45.7 | 44.4 | LP19 | LP19 | front mounted rotary operator standard IEC IP30/40 accessory for: 3VA1 250 | Lista Papel 2020 SI | 0 | 0
3VA9257-0EK13 |  | 3VA9257-0EK13 | 1 | UN | 1 | 2 | A | D | N | N | 85389099 | 1 | 4042949012870 | 226 | G | 87.8 | 85.5 | LP19 | LP19 | front mounted rotary operator standard IEC IP30/40 24V DC lighting kit accessory for: 3VA1 250 | Lista Papel 2020 SI | 0 | 0
3VA9257-0EK15 |  | 3VA9257-0EK15 | 1 | UN | 1 | 2 | A | D | N | N | 85389099 | 1 | 4042949005636 | 220 | G | 52.5 | 51.1 | LP19 | LP19 | front mounted rotary operator emergency-off IEC IP30/40 accessory for: 3VA1 250 | Lista Papel 2020 SI | 0 | 0
3VA9257-0EK17 |  | 3VA9257-0EK17 | 1 | UN | 1 | 2 | A | D | N | N | 85389099 | 1 | 4042949012887 | 226 | G | 93.9 | 91.6 | LP19 | LP19 | front mounted rotary operator emergency-off IEC IP30/40 24V DC lighting kit accessory for: 3VA1 250 | Lista Papel 2020 SI | 0 | 0
3VA9257-0EK21 |  | 3VA9257-0EK21 | 1 | UN | 1 | 2 | A | D | N | N | 85389099 | 1 | 4042949005667 | 278 | G | 77.8 | 75.5 | LP19 | LP19 | front mounted rotary operator standard with door interlock IEC IP30/40 accessory for: 3VA1 250 | Lista Papel 2020 SI | 0 | 0
3VA9257-0EK23 |  | 3VA9257-0EK23 | 1 | UN | 1 | 2 | A | D | N | N | 85389099 | 1 | 4042949012894 | 283 | G | 118.6 | 115.5 | LP19 | LP19 | front mounted rotary operator standard with door interlock IEC IP30/40 24V DC lighting kit accessory for: 3VA1 250 | Lista Papel 2020 SI | 0 | 0
3VA9257-0EK25 |  | 3VA9257-0EK25 | 1 | UN | 1 | 2 | A | D | N | N | 85389099 | 1 | 4042949005698 | 278 | G | 90.1 | 87.8 | LP19 | LP19 | front mounted rotary operator emergency-off with door interlock IEC IP30/40 accessory for: 3VA1 250 | Lista Papel 2020 SI | 0 | 0
3VA9257-0EK27 |  | 3VA9257-0EK27 | 1 | UN | 1 | 2 | A | D | N | N | 85389099 | 1 | 4042949012900 | 283 | G | 130.9 | 127.1 | LP19 | LP19 | front mounted rotary operator emergency-off with door interlock IEC IP30/40 24V DC lighting kit accessory for: 3VA1 250 | Lista Papel 2020 SI | 0 | 0
3VA9257-0FK21 |  | 3VA9257-0FK21 | 1 | UN | 1 | 2 | A | D | N | N | 85389099 | 1 | 4042949005988 | 576 | G | 80.1 | 77.8 | LP19 | LP19 | door mounted rotary operator standard IEC IP65 with door interlock accessory for: 3VA1 250 | Lista Papel 2020 SI | 0 | 0
3VA9257-0FK23 |  | 3VA9257-0FK23 | 1 | UN | 1 | 2 | A | D | N | N | 85389099 | 1 | 4042949012917 | 585 | G | 121.7 | 118.6 | LP19 | LP19 | door mounted rotary operator standard IEC IP65 with door interlock 24V DC lighting kit accessory for: 3VA1 250 | Lista Papel 2020 SI | 0 | 0
3VA9257-0FK25 |  | 3VA9257-0FK25 | 1 | UN | 1 | 2 | A | D | N | N | 85389099 | 1 | 4042949006015 | 571 | G | 92.4 | 90.1 | LP19 | LP19 | door mounted rotary operator emergency-off IEC IP65 with door interlock accessory for: 3VA1 250 | Lista Papel 2020 SI | 0 | 0
3VA9257-0FK27 |  | 3VA9257-0FK27 | 1 | UN | 1 | 2 | A | D | N | N | 85389099 | 1 | 4042949012924 | 0.573 | KG | 134 | 130.1 | LP19 | LP19 | door mounted rotary operator emergency-off IEC IP65 with door interlock 24V DC lighting kit accessory for: 3VA1 250 | Lista Papel 2020 SI | 0 | 0
3VA9257-0FK61 |  | 3VA9257-0FK61 | 1 | UN | 1 | 2 | A | D | N | N | 85389099 | 1 | 4042949015956 | 538 | G | 82.16 | 82.16 | LP19 | LP19 | Door mounted rotary operator standard, rigid without tolerance adapter IEC IP65 with door interlocking accessory for: 3VA1 250 |  | 0 | 0
3VA9257-0GK00 |  | 3VA9257-0GK00 | 1 | UN | 1 | 2 | A | D | N | N | 85389099 | 1 | 4042949005490 | 201 | G | 41.2 | 40 | LP19 | LP19 | rotary operator with shaft stub for 8UC retrofit accessory for: 3VA1 250 | Lista Papel 2020 SI | 0 | 0
3VA9257-0GX01 |  | 3VA9257-0GX01 | 1 | UN | 1 | 2 | A | D | N | N | 85389099 | 1 | 4042949432579 | 11 | G | 9.8 |  | LP19 |  | Aux switch module rot op mech Mounting adapter for Sidewall rot op Accessory for: 3VA1 100/160/250 |  | 0 | 0
3VA9257-0GX10 |  | 3VA9257-0GX10 | 1 | UN | 1 | 2 | A | D | N | N | 85389099 | 1 | 4042948852699 | 141 | G | 38.24 |  | LP19 |  | Aux switch module rot op mech 2 x leading to "ON" Accessory for: 3VA1 100/160/250 |  | 0 | 0
3VA9257-0HA10 |  | 3VA9257-0HA10 | 1 | UN | 1 | 2 | A | D | EAR99 | N | 85013100 | 1 | 4042949002352 | 0.927 | KG | 487.4 | 473.6 | LP19 | LP19 | motor operator 24-60V DC accessory for: 3VA1 250 | Lista Papel 2020 SI | 0 | 0
3VA9257-0HA20 |  | 3VA9257-0HA20 | 1 | UN | 1 | 2 | A | D | EAR99 | N | 85012000 | 1 | 4042949002369 | 942 | G | 487.4 | 473.6 | LP19 | LP19 | motor operator 110-230V AC/110-250V DC accessory for: 3VA1 250 | Lista Papel 2020 SI | 0 | 0
3VA9257-0KB02 |  | 3VA9257-0KB02 | 1 | UN | 1 | 2 | A | D | N | N | 85389099 | 1 | 4042949003274 | 33 | G | 9.1 | 8.9 | LP19 | LP19 | cable cage for plug-in and draw-out unit accessory for: circuit breaker, 3/4-pole 3VA1 250 | Lista Papel 2020 SI | 0 | 0
3VA9257-0KD81 |  | 3VA9257-0KD81 | 1 | UN | 1 | 2 | A | D | EAR99 | N | 85389099 | 1 | 4042949013075 | 7 | G | 32.07 | 32.07 | LP19 | LP19 | autotrip plunger accessory for: draw-out unit 3VA1 250 | - | 0 | 0
3VA9257-0KP81 |  | 3VA9257-0KP81 | 1 | UN | 1 | 2 | A | D | EAR99 | N | 85389099 | 1 | 4042949013068 | 7 | G | 32.07 | 32.07 | LP19 | LP19 | autotrip plunger accessory for: plug-in unit 3VA1 250 | - | 0 | 0
3VA9257-0KT00 |  | 3VA9257-0KT00 | 1 | UN | 1 | 2 | A | D | EAR99 | N | 85389099 | 1 | 4042949003281 | 101 | G | 40.7 | 39.5 | LP19 | LP19 | door feedthrough accessory for: circuit breaker, 3/4-pole 3VA1 250 | Lista Papel 2020 SI | 0 | 0
3VA9257-0LF10 |  | 3VA9257-0LF10 | 1 | UN | 1 | 2 | A | D | EAR99 | N | 85389099 | 1 | 4042949004554 | 55 | G | 55.8 | 54.3 | LP19 | LP19 | adapter cylinder lock accessories compartment accessory for: 3VA1 250 | Lista Papel 2020 SI | 0 | 0
3VA9257-0PK11 |  | 3VA9257-0PK11 | 1 | UN | 1 | 2 | A | D | N | N | 85389099 | 1 | 4042949006572 | 676 | G | 101.6 | 98.6 | LP19 | LP19 | side wall mounted rot. operator standard IEC IP65 accessory for: 3VA1 250 | Lista Papel 2020 SI | 0 | 0
3VA9257-0PK13 |  | 3VA9257-0PK13 | 1 | UN | 1 | 2 | A | D | N | N | 85389099 | 1 | 4042949012931 | 0.692 | KG | 142.5 | 138.6 | LP19 | LP19 | side wall mounted rot. operator standard IEC IP65 24V DC lighting kit accessory for: 3VA1 250 | Lista Papel 2020 SI | 0 | 0
3VA9257-0PK15 |  | 3VA9257-0PK15 | 1 | UN | 1 | 2 | A | D | N | N | 85389099 | 1 | 4042949006602 | 0.683 | KG | 117 | 114 | LP19 | LP19 | side wall mounted rot. operator emergency-off IEC IP65 accessory for: 3VA1 250 | Lista Papel 2020 SI | 0 | 0
3VA9257-0PK17 |  | 3VA9257-0PK17 | 1 | UN | 1 | 2 | A | D | N | N | 85389099 | 1 | 4042949012948 | 688 | G | 159.4 | 154.8 | LP19 | LP19 | side wall mounted rot. operator emergency-off IEC IP65 24V DC lighting kit accessory for: 3VA1 250 | Lista Papel 2020 SI | 0 | 0
3VA9257-0PK51 |  | 3VA9257-0PK51 | 1 | UN | 1 | 2 | A | D | N | N | 85389099 | 1 | 4042949006633 | 1.321 | KG | 151.7 | 147.1 | LP19 | LP19 | side wall mounted rot. operator standard IEC IP65 with mounting bracket accessory for: 3VA1 250 | Lista Papel 2020 SI | 0 | 0
3VA9257-0PK53 |  | 3VA9257-0PK53 | 1 | UN | 1 | 2 | A | D | N | N | 85389099 | 1 | 4042949012955 | 1.825 | KG | 194 | 188.7 | LP19 | LP19 | side wall mounted rot. operator standard IEC IP65 with mounting bracket 24V DC lighting kit accessory for: 3VA1 250 | Lista Papel 2020 SI | 0 | 0
3VA9257-0PK55 |  | 3VA9257-0PK55 | 1 | UN | 1 | 2 | A | D | N | N | 85389099 | 1 | 4042949006657 | 1.317 | KG | 174 | 169.4 | LP19 | LP19 | side wall mounted rot. operator emergency-off IEC IP65 with mounting bracket accessory for: 3VA1 250 | Lista Papel 2020 SI | 0 | 0
3VA9257-0PK57 |  | 3VA9257-0PK57 | 1 | UN | 1 | 2 | A | D | N | N | 85389099 | 1 | 4042949012962 | 1.83 | KG | 216.4 | 210.2 | LP19 | LP19 | side wall mounted rot. operator emergency-stop IEC IP65 with mounting bracket 24V DC lighting kit accessory for: 3VA1 250 | Lista Papel 2020 SI | 0 | 0
3VA9257-0SB30 |  | 3VA9257-0SB30 | 1 | UN | 1 | 2 | A | D | EAR99 | N | 85389099 | 1 | 4042949005247 | 45 | G | 25.44 | 25.44 | LP19 | LP19 | cover frame 104.6x 75.8mm (WxH), accessory for: motor operator MO320 250 3VA9257-0HA.0 and MO320 250 3VA9267-0HA.0 | - | 0 | 0
3VA9257-0VF10 |  | 3VA9257-0VF10 | 1 | UN | 1 | 2 | A | D | EAR99 | N | 85389099 | 1 | 4042949004455 | 203 | G | 47.7 | 46.4 | LP19 | LP19 | module for Bowden cable sliding bar accessory for: 3VA1 250 | Lista Papel 2020 SI | 0 | 0
3VA9258-0VF30 |  | 3VA9258-0VF30 | 1 | UN | 1 | 2 | A | D | EAR99 | N | 85389099 | 1 | 4042949012979 | 0.865 | KG | 121.7 | 118.6 | LP19 | LP19 | sliding bar accessory for: 3VA1 250 | Lista Papel 2020 SI | 0 | 0
3VA9258-0VK20 |  | 3VA9258-0VK20 | 1 | UN | 1 | 2 | A | D | N | N | 85389099 | 1 | 4042949004707 | 1.106 | KG | 15.2 | 14.7 | LP19 | LP19 | rear interlock mounting plate accessory for: 3VA1 250 | Lista Papel 2020 SI | 0 | 0
3VA9262-0WA00 |  | 3VA9262-0WA00 | 1 | UN | 1 | 2 | A | D | N | N | 85389099 | 1 | 4042949008965 | 64 | G | 7.6 | 7.4 | LP19 | LP19 | phase barriers 2 units accessory for: 3VA2 100/160/250 | Lista Papel 2020 SI | 0 | 0
3VA9263-0JA12 |  | 3VA9263-0JA12 | 1 | UN | 1 | 2 | A | D | N | N | 85369010 | 1 | 4042949007982 | 192 | G | 19.3 | 18.7 | LP19 | LP19 | box terminal 3 units accessory for: 3VA2 250 | Lista Papel 2020 SI | 0 | 0
3VA9263-0JB12 |  | 3VA9263-0JB12 | 1 | UN | 1 | 30 | D | D | EAR99 | N | 85369010 | 1 | 4042949008200 | 123 | G | 25.4 | 24.7 | LP19 | LP19 | wire connector 3 units accessory for: 3VA2 100/160/250 | Lista Papel 2020 SI | 0 | 0
3VA9263-0JC13 |  | 3VA9263-0JC13 | 1 | UN | 1 | 30 | D | D | EAR99 | N | 85389099 | 1 | 4042949008477 | 0.494 | KG | 67.94 | 67.94 | LP19 | LP19 | wire connector large with control wire voltage tap-off 3 units accessory for: plug-in/draw-out unit 3VA2 100/160/250 | - | 0 | 0
3VA9263-0JC22 |  | 3VA9263-0JC22 | 1 | UN | 1 | 30 | D | D | EAR99 | N | 85389099 | 1 | 4042949012849 | 0.545 | KG | 75.6 | 75.6 | LP19 | LP19 | wire connector 2 cables with control wire voltage tap-off 3 units accessory for: plug-in/draw-out unit 3VA2 100/160/250 | - | 0 | 0
3VA9263-0JF60 |  | 3VA9263-0JF60 | 1 | UN | 1 | 2 | A | D | EAR99 | N | 85389099 | 1 | 4042949008842 | 0.449 | KG | 86.9 | 86.9 | LP19 | LP19 | distribution wire connector 6 cables 3 units accessory for: plug-in/draw-out unit 3VA2 100/160/250 | - | 0 | 0
3VA9263-0JG12 |  | 3VA9263-0JG12 | 1 | UN | 1 | 30 | D | D | EAR99 | N | 85389099 | 1 | 4042949010333 | 129 | G | 29.94 | 29.94 | LP19 | LP19 | wire connector with control wire voltage tap-off 3 units accessory for: 3VA2 100/160/250 | - | 0 | 0
3VA9263-0QB00 |  | 3VA9263-0QB00 | 1 | UN | 1 | 2 | A | D | N | N | 85389099 | 1 | 4042949006923 | 257 | G | 28.4 | 27.6 | LP19 | LP19 | bus connector extended front 3 units accessory for: 3VA2 100/160/250 | Lista Papel 2020 SI | 0 | 0
3VA9263-0QC00 |  | 3VA9263-0QC00 | 1 | UN | 1 | 2 | A | D | N | N | 85389099 | 1 | 4042949007067 | 330 | G | 49.7 | 48.4 | LP19 | LP19 | bus connector offset front 3 units accessory for: 3VA2100/160/250 | Lista Papel 2020 SI | 0 | 0
3VA9263-0QD00 |  | 3VA9263-0QD00 | 1 | UN | 1 | 2 | A | D | N | N | 85389099 | 1 | 4042949007227 | 284 | G | 28.4 | 27.6 | LP19 | LP19 | bus connector extended edgewise 3 units accessory for: 3VA2 100/160/250 | Lista Papel 2020 SI | 0 | 0
3VA9264-0JA12 |  | 3VA9264-0JA12 | 1 | UN | 1 | 2 | A | D | N | N | 85369010 | 1 | 4042949008095 | 253 | G | 25.6 | 24.9 | LP19 | LP19 | box terminal 4 units accessory for: 3VA2 250 | Lista Papel 2020 SI | 0 | 0
3VA9264-0JB12 |  | 3VA9264-0JB12 | 1 | UN | 1 | 30 | D | D | EAR99 | N | 85369010 | 1 | 4042949008323 | 160 | G | 33.8 | 32.9 | LP19 | LP19 | wire connector 4 units accessory for: 3VA2 100/160/250 | Lista Papel 2020 SI | 0 | 0
3VA9264-0JC13 |  | 3VA9264-0JC13 | 1 | UN | 1 | 30 | D | D | EAR99 | N | 85389099 | 1 | 4042949008569 | 0.647 | KG | 91.64 | 91.64 | LP19 | LP19 | wire connector large with control wire voltage tap-off 4 units accessory for: plug-in/draw-out unit 3VA2 100/160/250 | - | 0 | 0
3VA9264-0JC22 |  | 3VA9264-0JC22 | 1 | UN | 1 | 30 | D | D | EAR99 | N | 85389099 | 1 | 4042949012856 | 715 | G | 101.12 | 101.12 | LP19 | LP19 | wire connector 2 cables with control wire voltage tap-off 4 units accessory for: plug-in/draw-out unit 3VA2 100/160/250 | - | 0 | 0
3VA9264-0JF60 |  | 3VA9264-0JF60 | 1 | UN | 1 | 2 | A | D | EAR99 | N | 85389099 | 1 | 4042949008927 | 0.589 | KG | 115.34 | 115.34 | LP19 | LP19 | distribution wire connector 6 cables 4 units accessory for: plug-in/draw-out unit 3VA2 100/160/250 | - | 0 | 0
3VA9264-0JG12 |  | 3VA9264-0JG12 | 1 | UN | 1 | 30 | D | D | EAR99 | N | 85389099 | 1 | 4042949010456 | 162 | G | 39.97 | 39.97 | LP19 | LP19 | wire connector with control wire voltage tap-off 4 units accessory for: 3VA2 100/160/250 | - | 0 | 0
3VA9264-0QB00 |  | 3VA9264-0QB00 | 1 | UN | 1 | 2 | A | D | N | N | 85389099 | 1 | 4042949006992 | 342 | G | 38 | 36.8 | LP19 | LP19 | bus connector extended front 4 units accessory for: 3VA2 100/160/250 | Lista Papel 2020 SI | 0 | 0
3VA9264-0QC00 |  | 3VA9264-0QC00 | 1 | UN | 1 | 2 | A | D | N | N | 85389099 | 1 | 4042949007142 | 448 | G | 66.3 | 64.4 | LP19 | LP19 | bus connector offset front 4 units accessory for: 3VA2 100/160/250 | Lista Papel 2020 SI | 0 | 0
3VA9264-0QD00 |  | 3VA9264-0QD00 | 1 | UN | 1 | 2 | A | D | N | N | 85389099 | 1 | 4042949007265 | 402 | G | 37.9 | 36.8 | LP19 | LP19 | bus connector extended edgewise 4 units accessory for: 3VA2 100/160/250 | Lista Papel 2020 SI | 0 | 0
3VA9267-0EK11 |  | 3VA9267-0EK11 | 1 | UN | 1 | 2 | A | D | N | N | 85389099 | 1 | 4042949005513 | 305 | G | 45.7 | 44.4 | LP19 | LP19 | front mounted rotary operator standard IEC IP30/40 accessory for: 3VA2 100/160/250 | Lista Papel 2020 SI | 0 | 0
3VA9267-0EK13 |  | 3VA9267-0EK13 | 1 | UN | 1 | 2 | A | D | N | N | 85365080 | 1 | 4042949011668 | 307 | G | 87.8 | 85.5 | LP19 | LP19 | front mounted rotary operator standard IEC IP30/40 24V DC lighting kit accessory for: 3VA2 100/160/250 | Lista Papel 2020 SI | 0 | 0
3VA9267-0EK15 |  | 3VA9267-0EK15 | 1 | UN | 1 | 2 | A | D | N | N | 85389099 | 1 | 4042949005537 | 306 | G | 52.5 | 51.1 | LP19 | LP19 | front mounted rotary operator emergency-off IEC IP30/40 accessory for: 3VA2 100/160/250 | Lista Papel 2020 SI | 0 | 0
3VA9267-0EK17 |  | 3VA9267-0EK17 | 1 | UN | 1 | 2 | A | D | N | N | 85365080 | 1 | 4042949011682 | 315 | G | 93.9 | 91.6 | LP19 | LP19 | front mounted rotary operator emergency-off IEC IP30/40 24V DC lighting kit accessory for: 3VA2 100/160/250 | Lista Papel 2020 SI | 0 | 0
3VA9267-0EK21 |  | 3VA9267-0EK21 | 1 | UN | 1 | 2 | A | D | N | N | 85389099 | 1 | 4042949005551 | 362 | G | 77.8 | 75.5 | LP19 | LP19 | front mounted rotary operator standard with door interlock IEC IP30/40 accessory for: 3VA2 100/160/250 | Lista Papel 2020 SI | 0 | 0
3VA9267-0EK23 |  | 3VA9267-0EK23 | 1 | UN | 1 | 2 | A | D | N | N | 85365080 | 1 | 4042949011705 | 377 | G | 118.6 | 115.5 | LP19 | LP19 | front mounted rotary operator standard with door interlock IEC IP30/40 24V DC lighting kit accessory for: 3VA2 100/160/250 | Lista Papel 2020 SI | 0 | 0
3VA9267-0EK25 |  | 3VA9267-0EK25 | 1 | UN | 1 | 2 | A | D | N | N | 85389099 | 1 | 4042949005575 | 361 | G | 90.1 | 87.8 | LP19 | LP19 | front mounted rotary operator emergency-off with door interlock IEC IP30/40 accessory for: 3VA2 100/160/250 | Lista Papel 2020 SI | 0 | 0
3VA9267-0EK27 |  | 3VA9267-0EK27 | 1 | UN | 1 | 2 | A | D | N | N | 85365080 | 1 | 4042949011729 | 367 | G | 130.9 | 127.1 | LP19 | LP19 | front mounted rotary operator emergency-off with door interlock IEC IP30/40 24V DC lighting kit accessory for: 3VA2 100/160/250 | Lista Papel 2020 SI | 0 | 0
3VA9267-0FK21 |  | 3VA9267-0FK21 | 1 | UN | 1 | 2 | A | D | N | N | 85389099 | 1 | 4042949005933 | 637 | G | 80.1 | 77.8 | LP19 | LP19 | door mounted rotary operator standard IEC IP65 with door interlock accessory for: 3VA2 100/160/250 | Lista Papel 2020 SI | 0 | 0
3VA9267-0FK23 |  | 3VA9267-0FK23 | 1 | UN | 1 | 2 | A | D | N | N | 85365080 | 1 | 4042949011743 | 649 | G | 121.7 | 118.6 | LP19 | LP19 | door mounted rotary operator standard IEC IP65 with door interlock 24V DC lighting kit accessory for: 3VA2 100/160/250 | Lista Papel 2020 SI | 0 | 0
3VA9267-0FK25 |  | 3VA9267-0FK25 | 1 | UN | 1 | 2 | A | D | N | N | 85389099 | 1 | 4042949005957 | 639 | G | 92.4 | 90.1 | LP19 | LP19 | door mounted rotary operator emergency-off IEC IP65 with door interlock accessory for: 3VA2 100/160/250 | Lista Papel 2020 SI | 0 | 0
3VA9267-0FK27 |  | 3VA9267-0FK27 | 1 | UN | 1 | 2 | A | D | N | N | 85365080 | 1 | 4042949011767 | 641 | G | 134 | 130.1 | LP19 | LP19 | door mounted rotary operator emergency-off IEC IP65 with door interlock 24V DC lighting kit accessory for: 3VA2 100/160/250 | Lista Papel 2020 SI | 0 | 0
3VA9267-0FK61 |  | 3VA9267-0FK61 | 1 | UN | 1 | 2 | A | D | N | N | 85389099 | 1 | 4042948847336 | 603 | G | 82.16 | 82.16 | LP19 | LP19 | Door mounted rotary operator standard, rigid without tolerance adapter IEC IP65 with door interlocking accessory for: 3VA2 100/160/250 |  | 0 | 0
3VA9267-0GK00 |  | 3VA9267-0GK00 | 1 | UN | 1 | 2 | A | D | N | N | 85389099 | 1 | 4042949005445 | 264 | G | 41.2 | 40 | LP19 | LP19 | rotary operator with shaft stub for 8UC retrofit accessory for: 3VA2 100/160/250 | Lista Papel 2020 SI | 0 | 0
3VA9267-0HA10 |  | 3VA9267-0HA10 | 1 | UN | 1 | 2 | A | D | EAR99 | N | 85012000 | 1 | 4042949002376 | 942 | G | 487.4 | 473.6 | LP19 | LP19 | motor operator 24-60V DC accessory for: 3VA2 100/160/250 | Lista Papel 2020 SI | 0 | 0
3VA9267-0HA20 |  | 3VA9267-0HA20 | 1 | UN | 1 | 2 | A | D | EAR99 | N | 85012000 | 1 | 4042949002383 | 949 | G | 487.4 | 473.6 | LP19 | LP19 | motor operator 110-230V AC/110-250V DC accessory for: 3VA2 100/160/250 | Lista Papel 2020 SI | 0 | 0
3VA9267-0HA21 |  | 3VA9267-0HA21 | 1 | UN | 1 | 2 | A | D | EAR99 | N | 85013100 | 1 | 4042948854631 | 958 | G | 517.45 | 517.45 | LP19 | LP19 | motor operator 110 V AC optimized for long cables accessory for: 3VA2 100/160/250 | - | 0 | 7
3VA9267-0HA22 |  | 3VA9267-0HA22 | 1 | UN | 1 | 2 | A | D | EAR99 | N | 85013100 | 1 | 4042948854563 | 957 | G | 517.45 | 517.45 | LP19 | LP19 | motor operator 230 V AC optimized for long cables accessory for: 3VA2 100/160/250 | - | 0 | 7
3VA9267-0HC10 |  | 3VA9267-0HC10 | 1 | UN | 1 | 2 | A | D | EAR99 | N | 85012000 | 1 | 4042949002475 | 2.114 | KG | 1098.1 | 1098.1 | LP19 | LP19 | SEO motor operator 24-60V AC/DC accessory for: 3VA2 100/160/250 | - | 0 | 0
3VA9267-0HC15 |  | 3VA9267-0HC15 | 1 | UN | 1 | 2 | A | D | EAR99 | N | 85013100 | 1 | 4042949019510 | 2.128 | KG | 1256.1 | 1256.1 | LP19 | LP19 | synchronizable motor operator 24V DC incl. COM accessory for: 3VA2 100/160/250 | - | 0 | 0
3VA9267-0HC20 |  | 3VA9267-0HC20 | 1 | UN | 1 | 2 | A | D | EAR99 | N | 85012000 | 1 | 4042949002482 | 2.166 | KG | 1098.1 | 1098.1 | LP19 | LP19 | SEO motor operator 42â€“60 V AC/DC accessory for: 3VA2 100/160/250 | - | 0 | 0
3VA9267-0HC30 |  | 3VA9267-0HC30 | 1 | UN | 1 | 2 | A | D | EAR99 | N | 85012000 | 1 | 4042949019442 | 2.139 | KG | 1098.1 | 1098.1 | LP19 | LP19 | synchronizable motor operator 110-230V AC/110-250V DC accessory for: 3VA2 100/160/250 | - | 0 | 0
3VA9267-0HC35 |  | 3VA9267-0HC35 | 1 | UN | 1 | 2 | A | D | EAR99 | N | 85012000 | 1 | 4042949019589 | 2.189 | KG | 1256.1 | 1256.1 | LP19 | LP19 | synchronizable motor operator 110-230V AC/110-250V DC incl. COM accessory for: 3VA2 100/160/250 | - | 0 | 0
3VA9267-0KD81 |  | 3VA9267-0KD81 | 1 | UN | 1 | 2 | A | D | N | N | 85389099 | 1 | 4042949012726 | 4 | G | 32.07 | 32.07 | LP19 | LP19 | autotrip plunger accessory for: draw-out unit 3VA2 100/160/250 3VA6 150/250 | - | 0 | 0
3VA9267-0KP81 |  | 3VA9267-0KP81 | 1 | UN | 1 | 2 | A | D | N | N | 85389099 | 1 | 4042949012696 | 5 | G | 32.07 | 32.07 | LP19 | LP19 | autotrip plunger accessory for: plug-in unit 3VA2 100/160/250 3VA6 150/250 | - | 0 | 0
3VA9267-0PK11 |  | 3VA9267-0PK11 | 1 | UN | 1 | 2 | A | D | N | N | 85389099 | 1 | 4042949006503 | 755 | G | 101.6 | 98.6 | LP19 | LP19 | side wall mounted rot. operator standard IEC IP65 accessory for: 3VA2 100/160/250 | Lista Papel 2020 SI | 0 | 0
3VA9267-0PK13 |  | 3VA9267-0PK13 | 1 | UN | 1 | 2 | A | D | N | N | 85365080 | 1 | 4042949011781 | 755 | G | 143.2 | 139.4 | LP19 | LP19 | side wall mounted rot. operator standard IEC IP65 24V DC lighting kit accessory for: 3VA2 100/160/250 | Lista Papel 2020 SI | 0 | 0
3VA9267-0PK15 |  | 3VA9267-0PK15 | 1 | UN | 1 | 2 | A | D | N | N | 85389099 | 1 | 4042949006527 | 744 | G | 117 | 114 | LP19 | LP19 | side wall mounted rot. operator emergency-off IEC IP65 accessory for: 3VA2 100/160/250 | Lista Papel 2020 SI | 0 | 0
3VA9267-0PK17 |  | 3VA9267-0PK17 | 1 | UN | 1 | 2 | A | D | N | N | 85365080 | 1 | 4042949011804 | 723 | G | 159.4 | 154.8 | LP19 | LP19 | side wall mounted rot. operator emergency-off IEC IP65 24V DC lighting kit accessory for: 3VA2 100/160/250 | Lista Papel 2020 SI | 0 | 0
3VA9267-0PK51 |  | 3VA9267-0PK51 | 1 | UN | 1 | 2 | A | D | N | N | 85389099 | 1 | 4042949006541 | 1.9 | KG | 151.7 | 147.1 | LP19 | LP19 | side wall mounted rot. operator standard IEC IP65 with mounting bracket accessory for: 3VA2 100/160/250 | Lista Papel 2020 SI | 0 | 0
3VA9267-0PK53 |  | 3VA9267-0PK53 | 1 | UN | 1 | 2 | A | D | N | N | 85365080 | 1 | 4042949011828 | 1.884 | KG | 194 | 188.7 | LP19 | LP19 | side wall mounted rot. operator standard IEC IP65 with mounting bracket 24V DC lighting kit accessory for: 3VA2 100/160/250 | Lista Papel 2020 SI | 0 | 0
3VA9267-0PK55 |  | 3VA9267-0PK55 | 1 | UN | 1 | 2 | A | D | N | N | 85389099 | 1 | 4042949006558 | 1.9 | KG | 174 | 169.4 | LP19 | LP19 | side wall mounted rot. operator emergency-off IEC IP65 with mounting bracket accessory for: 3VA2 100/160/250 | Lista Papel 2020 SI | 0 | 0
3VA9267-0PK57 |  | 3VA9267-0PK57 | 1 | UN | 1 | 2 | A | D | N | N | 85365080 | 1 | 4042949011842 | 1.846 | KG | 216.4 | 210.2 | LP19 | LP19 | side wall mounted rot. operator emergency-stop IEC IP65 with mounting bracket 24V DC lighting kit accessory for: 3VA2 100/160/250 | Lista Papel 2020 SI | 0 | 0
3VA9268-0VK20 |  | 3VA9268-0VK20 | 1 | UN | 1 | 2 | A | D | N | N | 85389099 | 1 | 4042949004714 | 1.105 | KG | 15.3 | 14.9 | LP19 | LP19 | rear interlock mounting plate accessory for: 3VA2 100/160/250 | Lista Papel 2020 SI | 0 | 0
3VA9270-0WC00 |  | 3VA9270-0WC00 | 1 | UN | 1 | 2 | A | D | EAR99 | N | 85369010 | 10 | 4042949017295 | 16 | G | 7.38 | 7.38 | LP19 | LP19 | control wire tap for nut keeper kit 10 accessory for: 3VA6 150/250 fixed-mounted 3VA6 150/250 plug-in/draw-out 3VA5 250 fixed-mounted | - | 0 | 0
3VA9271-0WD30 |  | 3VA9271-0WD30 | 1 | UN | 1 | 2 | A | D | EAR99 | N | 85389099 | 1 | 4042949009306 | 33 | G | 18.09 | 18.09 | LP19 | LP19 | terminal cover 3-pole 1 unit accessory for: 3VA6 150/250 3VA5 250 plug-in/draw-out socket 3VA6 150/250 | - | 0 | 0
3VA9271-0WD31 |  | 3VA9271-0WD31 | 1 | UN | 1 | 2 | A | D | EAR99 | N | 85389099 | 1 | 4042949016281 | 32 | G | 27.26 | 27.26 | LP19 | LP19 | Terminal Cover 3 pole; 1 pc. with probe holes for voltage testing accessory for: 3VA6 150/250 3VA5 250 Plug-in/Draw-out Base 3VA6 150/250 |  | 0 | 0
3VA9271-0WD40 |  | 3VA9271-0WD40 | 1 | UN | 1 | 2 | A | D | EAR99 | N | 85389099 | 1 | 4042949009412 | 38 | G | 23.78 | 23.78 | LP19 | LP19 | terminal cover 4-pole 1 unit accessory for: 3VA6 150/250 3VA5 250 plug-in/draw-out socket 3VA6 150/250 | - | 0 | 0
3VA9271-0WF30 |  | 3VA9271-0WF30 | 1 | UN | 1 | 2 | A | D | EAR99 | N | 85389099 | 1 | 4042949009559 | 177 | G | 23.78 | 23.78 | LP19 | LP19 | terminal cover extended 3-pole 1 unit accessory for: 3VA6 150/250 3VA5 250 plug-in/draw-out socket 3VA6 150/250 | - | 0 | 0
3VA9271-0WF31 |  | 3VA9271-0WF31 | 1 | UN | 1 | 2 | A | D | EAR99 | N | 85389099 | 1 | 4042949010258 | 159 | G | 35.79 | 35.79 | LP19 | LP19 | Terminal Cover Extended 3 pole; 1 pc. with probe holes for voltage testing accessory for: 3VA6 150/250 3VA5 250 Plug-in/Draw-out Base 3VA6 150/250 |  | 0 | 0
3VA9271-0WF40 |  | 3VA9271-0WF40 | 1 | UN | 1 | 2 | A | D | EAR99 | N | 85389099 | 1 | 4042949009665 | 199 | G | 31.28 | 31.28 | LP19 | LP19 | terminal cover extended 4-pole 1 unit accessory for: 3VA6 150/250 3VA5 250 plug-in/draw-out socket 3VA6 150/250 | - | 0 | 0
3VA9271-0WJ30 |  | 3VA9271-0WJ30 | 1 | UN | 1 | 2 | A | D | EAR99 | N | 85472000 | 1 | 4042949009948 | 41 | G | 14.93 | 14.93 | LP19 | LP19 | insulating plate extended 3-pole 1 unit accessory for: 3VA6 150/250 3VA5 250 | - | 0 | 0
3VA9271-0WJ40 |  | 3VA9271-0WJ40 | 1 | UN | 1 | 2 | A | D | EAR99 | N | 85472000 | 1 | 4042949010050 | 51 | G | 19.99 | 19.99 | LP19 | LP19 | insulating plate extended 4-pole 1 unit accessory for: 3VA6 150/250 3VA5 250 | - | 0 | 0
3VA9272-0WA00 |  | 3VA9272-0WA00 | 1 | UN | 1 | 2 | A | D | EAR99 | N | 85389099 | 1 | 4042949017141 | 63 | G | 9.4 | 9.4 | LP19 | LP19 | phase barriers 2 units accessory for: 3VA6 150/250 3VA5 250 | - | 0 | 0
3VA9273-0QB00 |  | 3VA9273-0QB00 | 1 | UN | 1 | 2 | A | D | EAR99 | N | 85389099 | 1 | 4042949016205 | 244 | G | 35 | 35 | LP19 | LP19 | bus connector extended front 3 units accessory for: 3VA6 150/250 3VA5 250 | - | 0 | 0
3VA9274-0QB00 |  | 3VA9274-0QB00 | 1 | UN | 1 | 2 | A | D | EAR99 | N | 85389099 | 1 | 4042949016236 | 317 | G | 46.61 | 46.61 | LP19 | LP19 | bus connector extended front 4 units accessory for: 3VA6 150/250 3VA5 250 | - | 0 | 0
3VA9277-0CB10 |  | 3VA9277-0CB10 | 1 | UN | 1 | 2 | A | D | EAR99 | N | 85389099 | 1 | 4042949011750 | 684 | G | 164.32 | 164.32 | LP19 | LP19 | Operating Unit w/ Bowdencable Max-Flex Operator Switching mechanism only accessory for: 3VA5 250 3VA6 250 |  | 0 | 0
3VA9277-0CK12 |  | 3VA9277-0CK12 | 1 | UN | 1 | 2 | A | D | EAR99 | N | 85389099 | 1 | 4042949011651 | 1.676 | KG | 533.25 | 533.25 | LP19 | LP19 | Operating Unit w/ Bowdencable Max-Flex Operator Compete Kit consisting of: handle plastic NEMA 1, 12, 3R black=OFF, red=ON Bowdencable length 36" (0,9 m) Switching mechanism accessory for: 3VA5 250 3VA6 250 |  | 0 | 0
3VA9277-0CK72 |  | 3VA9277-0CK72 | 1 | UN | 1 | 2 | A | D | EAR99 | N | 85389099 | 1 | 4042949011675 | 2.39 | KG | 573.54 | 573.54 | LP19 | LP19 | Operating Unit w/ Bowdencable Max-Flex Operator Compete Kit consisting of: handle steel epoxy coated NEMA 1, 12, 3R black=OFF, red=ON Bowdencable length 36" (0,9 m) Switching mechanism accessory for: 3VA5 250 3VA6 250 |  | 0 | 0
3VA9277-0EK11 |  | 3VA9277-0EK11 | 1 | UN | 1 | 2 | A | D | N | N | 85389099 | 1 | 4042949014485 | 304 | G | 56.25 | 56.25 | LP19 | LP19 | front mounted rotary operator standard IEC IP30/40 accessory for: 3VA6 150/250 3VA5 250 | - | 0 | 0
3VA9277-0EK13 |  | 3VA9277-0EK13 | 1 | UN | 1 | 2 | A | D | N | N | 85389099 | 1 | 4042949014805 | 310 | G | 106.65 | 106.65 | LP19 | LP19 | front mounted rotary operator standard IEC IP30/40 24V DC lighting kit accessory for: 3VA6 150/250 3VA5 250 | - | 0 | 0
3VA9277-0EK15 |  | 3VA9277-0EK15 | 1 | UN | 1 | 2 | A | D | N | N | 85389099 | 1 | 4042949014508 | 304 | G | 64.7 | 64.7 | LP19 | LP19 | front mounted rotary operator emergency-off IEC IP30/40 accessory for: 3VA6 150/250 3VA5 250 | - | 0 | 0
3VA9277-0EK17 |  | 3VA9277-0EK17 | 1 | UN | 1 | 2 | A | D | N | N | 85389099 | 1 | 4042949014812 | 311 | G | 116.13 | 116.13 | LP19 | LP19 | front mounted rotary operator emergency-off IEC IP30/40 24V DC lighting kit accessory for: 3VA6 150/250 3VA5 250 | - | 0 | 0
3VA9277-0EK21 |  | 3VA9277-0EK21 | 1 | UN | 1 | 2 | A | D | N | N | 85389099 | 1 | 4042949014522 | 362 | G | 95.59 | 95.59 | LP19 | LP19 | front mounted rotary operator standard with door interlock IEC IP30/40 accessory for: 3VA6 150/250 3VA5 250 | - | 0 | 0
3VA9277-0EK23 |  | 3VA9277-0EK23 | 1 | UN | 1 | 2 | A | D | N | N | 85389099 | 1 | 4042949014829 | 368 | G | 146.15 | 146.15 | LP19 | LP19 | front mounted rotary operator standard with door interlock IEC IP30/40 24V DC lighting kit accessory for: 3VA6 150/250 3VA5 250 | - | 0 | 0
3VA9277-0EK25 |  | 3VA9277-0EK25 | 1 | UN | 1 | 2 | A | D | N | N | 85389099 | 1 | 4042949014546 | 363 | G | 110.6 | 110.6 | LP19 | LP19 | front mounted rotary operator emergency-off with door interlock IEC IP30/40 accessory for: 3VA6 150/250 3VA5 250 | - | 0 | 0
3VA9277-0EK27 |  | 3VA9277-0EK27 | 1 | UN | 1 | 2 | A | D | N | N | 85389099 | 1 | 4042949014836 | 369 | G | 161.16 | 161.16 | LP19 | LP19 | front mounted rotary operator emergency-off with door interlock IEC IP30/40 24V DC lighting kit accessory for: 3VA6 150/250 3VA5 250 | - | 0 | 0
3VA9277-0EK31 |  | 3VA9277-0EK31 | 1 | UN | 1 | 2 | A | D | N | N | 85389099 | 1 | 4042949005858 | 354 | G | 102.7 | 102.7 | LP19 | LP19 | front mounted rotary operator standard IP30 NEMA type 1,.. with door interlock and door open position accessory for: 3VA6 150/250 3VA5 250 | - | 0 | 0
3VA9277-0EK33 |  | 3VA9277-0EK33 | 1 | UN | 1 | 2 | A | D | N | N | 85389099 | 1 | 4042949015215 | 361 | G | 158 | 158 | LP19 | LP19 | front mounted rotary operator standard IP30 NEMA type 1,.. with door interlock 24V DC lighting kit and door open position accessory for: 3VA6 150/250 3VA5 250 | - | 0 | 0
3VA9277-0EK35 |  | 3VA9277-0EK35 | 1 | UN | 1 | 2 | A | D | N | N | 85389099 | 1 | 4042949005872 | 355 | G | 118.5 | 118.5 | LP19 | LP19 | front mounted rotary operator emergency-off IP30 NEMA type 1,.. with door interlock and door open position accessory for: 3VA6 150/250 3VA5 250 | - | 0 | 0
3VA9277-0EK37 |  | 3VA9277-0EK37 | 1 | UN | 1 | 2 | A | D | N | N | 85389099 | 1 | 4042949015239 | 362 | G | 173.01 | 173.01 | LP19 | LP19 | front mounted rotary operator emergency-off IP30 NEMA type 1,.. with door interlock 24V DC lighting kit and door open position accessory for: 3VA6 150/250 3VA5 250 | - | 0 | 0
3VA9277-0FK21 |  | 3VA9277-0FK21 | 1 | UN | 1 | 2 | A | D | N | N | 85389099 | 1 | 4042949014607 | 641 | G | 98.75 | 98.75 | LP19 | LP19 | door mounted rotary operator standard IEC IP65 with door interlock accessory for: 3VA6 150/250 3VA5 250 | - | 0 | 0
3VA9277-0FK23 |  | 3VA9277-0FK23 | 1 | UN | 1 | 2 | A | D | N | N | 85389099 | 1 | 4042949014843 | 652 | G | 149.31 | 149.31 | LP19 | LP19 | door mounted rotary operator standard IEC IP65 with door interlock 24V DC lighting kit accessory for: 3VA6 150/250 3VA5 250 | - | 0 | 0
3VA9277-0FK25 |  | 3VA9277-0FK25 | 1 | UN | 1 | 2 | A | D | N | N | 85389099 | 1 | 4042949014621 | 647 | G | 113.76 | 113.76 | LP19 | LP19 | door mounted rotary operator emergency-off IEC IP65 with door interlock accessory for: 3VA6 150/250 3VA5 250 | - | 0 | 0
3VA9277-0FK27 |  | 3VA9277-0FK27 | 1 | UN | 1 | 2 | A | D | N | N | 85389099 | 1 | 4042949014850 | 652 | G | 165.11 | 165.11 | LP19 | LP19 | door mounted rotary operator emergency-off IEC IP65 with door interlock 24V DC lighting kit accessory for: 3VA6 150/250 3VA5 250 | - | 0 | 0
3VA9277-0FK31 |  | 3VA9277-0FK31 | 1 | UN | 1 | 2 | A | D | N | N | 85389099 | 1 | 4042949006152 | 641 | G | 105.86 | 105.86 | LP19 | LP19 | door mounted rotary operator standard NEMA type 1, 3R, 12, 4/4X with door interlock and door open position accessory for: 3VA6 150/250 3VA5 250 | - | 0 | 0
3VA9277-0FK33 |  | 3VA9277-0FK33 | 1 | UN | 1 | 2 | A | D | N | N | 85389099 | 1 | 4042949015314 | 653 | G | 162.74 | 162.74 | LP19 | LP19 | door mounted rotary operator standard NEMA type 1, 3R, 12, 4/4X with door interlock 24V DC lighting kit and door position accessory for: 3VA6 150/250 3VA5 250 | - | 0 | 0
3VA9277-0FK35 |  | 3VA9277-0FK35 | 1 | UN | 1 | 2 | A | D | N | N | 85389099 | 1 | 4042949006176 | 642 | G | 121.66 | 121.66 | LP19 | LP19 | door mounted rotary operator emergency-off NEMA type 1, 3R, 12 4/4X with door interlock and door open position accessory for: 3VA6 150/250 3VA5 250 | - | 0 | 0
3VA9277-0FK37 |  | 3VA9277-0FK37 | 1 | UN | 1 | 2 | A | D | N | N | 85389099 | 1 | 4042949015338 | 654 | G | 175.38 | 175.38 | LP19 | LP19 | door mounted rotary operator emergency-off NEMA type 1, 3R, 12 4/4X with door interlock 24V DC lighting kit and door open position accessory for: 3VA6 150/250 3VA5 250 | - | 0 | 0
3VA9277-0FK41 |  | 3VA9277-0FK41 | 1 | UN | 1 | 2 | A | D | N | N | 85389099 | 1 | 4042949006114 | 646 | G | 127.19 | 127.19 | LP19 | LP19 | door mounted rotary operator standard NEMA type 4, 4X with door interlock and door open position accessory for: 3VA6 150/250 3VA5 250 | - | 0 | 0
3VA9277-0FK43 |  | 3VA9277-0FK43 | 1 | UN | 1 | 2 | A | D | N | N | 85389099 | 1 | 4042949015277 | 653 | G | 193.55 | 193.55 | LP19 | LP19 | door mounted rotary operator standard NEMA type 4, 4X with door interlock 24V DC lighting kit and door open position accessory for: 3VA6 150/250 3VA5 250 | - | 0 | 0
3VA9277-0FK45 |  | 3VA9277-0FK45 | 1 | UN | 1 | 2 | A | D | N | N | 85389099 | 1 | 4042949006138 | 640 | G | 146.15 | 146.15 | LP19 | LP19 | door mounted rotary operator emergency-off NEMA type 4, 4X with door interlock and door open position accessory for: 3VA6 150/250 3VA5 250 | - | 0 | 0
3VA9277-0FK47 |  | 3VA9277-0FK47 | 1 | UN | 1 | 2 | A | D | N | N | 85389099 | 1 | 4042949015291 | 653 | G | 212.51 | 212.51 | LP19 | LP19 | door mounted rotary operator emergency-off NEMA type 4, 4X with door interlock 24V DC lighting kit and door open position accessory for: 3VA6 150/250 3VA5 250 | - | 0 | 0
3VA9277-0GK00 |  | 3VA9277-0GK00 | 1 | UN | 1 | 2 | A | D | N | N | 85389099 | 1 | 4042949014447 | 267 | G | 50.64 | 50.64 | LP19 | LP19 | rotary operator with shaft stub for 8UC retrofit accessory for: 3VA6 150/250 3VA5 250 | - | 0 | 0
3VA9277-0HA10 |  | 3VA9277-0HA10 | 1 | UN | 1 | 2 | A | D | EAR99 | N | 85013100 | 1 | 4042949015499 | 953 | G | 599.61 | 599.61 | LP19 | LP19 | motor operator 24-60V DC accessory for: 3VA6 150/250 3VA5 250 | - | 0 | 0
3VA9277-0HA20 |  | 3VA9277-0HA20 | 1 | UN | 1 | 2 | A | D | EAR99 | N | 85012000 | 1 | 4042949015505 | 958 | G | 599.61 | 599.61 | LP19 | LP19 | motor operator 110-230V AC/110-250V DC accessory for: 3VA6 150/250 3VA5 250 | - | 0 | 0
3VA9277-0PK11 |  | 3VA9277-0PK11 | 1 | UN | 1 | 2 | A | D | N | N | 85389099 | 1 | 4042949014706 | 755 | G | 123.24 | 123.24 | LP19 | LP19 | side wall mounted rot. operator standard IEC IP65 accessory for: 3VA6 150/250 3VA5 250 | - | 0 | 0
3VA9277-0PK13 |  | 3VA9277-0PK13 | 1 | UN | 1 | 2 | A | D | N | N | 85389099 | 1 | 4042949014867 | 752 | G | 176.17 | 176.17 | LP19 | LP19 | side wall mounted rot. operator standard IEC IP65 24V DC lighting kit accessory for: 3VA6 150/250 3VA5 250 | - | 0 | 0
3VA9277-0PK15 |  | 3VA9277-0PK15 | 1 | UN | 1 | 2 | A | D | N | N | 85389099 | 1 | 4042949014720 | 753 | G | 144.57 | 144.57 | LP19 | LP19 | side wall mounted rot. operator emergency-off IEC IP65 accessory for: 3VA6 150/250 3VA5 250 | - | 0 | 0
3VA9277-0PK17 |  | 3VA9277-0PK17 | 1 | UN | 1 | 2 | A | D | N | N | 85389099 | 1 | 4042949014874 | 756 | G | 194.34 | 194.34 | LP19 | LP19 | side wall mounted rot. operator emergency-off IEC IP65 24V DC lighting kit accessory for: 3VA6 150/250 3VA5 250 | - | 0 | 0
3VA9277-0PK51 |  | 3VA9277-0PK51 | 1 | UN | 1 | 2 | A | D | N | N | 85389099 | 1 | 4042949014744 | 1.879 | KG | 188.02 | 188.02 | LP19 | LP19 | side wall mounted rot. operator standard IEC IP65 with mounting bracket accessory for: 3VA6 150/250 3VA5 250 | - | 0 | 0
3VA9277-0PK53 |  | 3VA9277-0PK53 | 1 | UN | 1 | 2 | A | D | N | N | 85389099 | 1 | 4042949014881 | 1.886 | KG | 237.79 | 237.79 | LP19 | LP19 | side wall mounted rot. operator standard IEC IP65 with mounting bracket 24V DC lighting kit accessory for: 3VA6 150/250 3VA5 250 | - | 0 | 0
3VA9277-0PK55 |  | 3VA9277-0PK55 | 1 | UN | 1 | 2 | A | D | N | N | 85389099 | 1 | 4042949014751 | 1.877 | KG | 215.67 | 215.67 | LP19 | LP19 | side wall mounted rot. operator emergency-off IEC IP65 with mounting bracket accessory for: 3VA6 150/250 3VA5 250 | - | 0 | 0
3VA9277-0PK57 |  | 3VA9277-0PK57 | 1 | UN | 1 | 2 | A | D | N | N | 85389099 | 1 | 4042949014898 | 1.901 | KG | 267.02 | 267.02 | LP19 | LP19 | side wall mounted rot. operator emergency-stop IEC IP65 with mounting bracket 24V DC lighting kit accessory for: 3VA6 150/250 3VA5 250 | - | 0 | 0
3VA9277-0VF40 |  | 3VA9277-0VF40 | 1 | UN | 1 | 2 | A | D | EAR99I | N | 85389099 | 1 | 4042948842553 | 2.218 | KG | 673.08 | 673.08 | LP19 | LP19 | door interlock for side wall mount. rot. operators for the UL market accessory for: 3VA5 250 3VA6 150/250 | - | 0 | 0
3VA9278-0CB10 |  | 3VA9278-0CB10 | 1 | UN | 1 | 2 | A | D | N | N | 85389099 | 1 | 4042949018902 | 970 | G | 164.32 | 164.32 | LP19 | LP19 | operating unit w. Bowden cable Max Flex operator switching mechanism single accessory for: 3VA5 250 3VA6 150/250 | - | 0 | 0
3VA9278-0CC10 |  | 3VA9278-0CC10 | 1 | UN | 1 | 2 | A | D | N | N | 85389099 | 1 | 4042949018933 | 370 | G | 144.57 | 144.57 | LP19 | LP19 | operating unit w. Bowden cable Max Flex operator Bowden cable single length 0.9 m (36'') accessory for: 3VA5/6 125/150/250 | - | 0 | 0
3VA9278-0CC20 |  | 3VA9278-0CC20 | 1 | UN | 1 | 2 | A | D | N | N | 85389099 | 1 | 4042949018940 | 400 | G | 166.69 | 166.69 | LP19 | LP19 | operating unit w. Bowden cable Max Flex operator Bowden cable single length 1.2 m (48'') accessory for: 3VA5/6 125/150/250 | - | 0 | 0
3VA9278-0CC30 |  | 3VA9278-0CC30 | 1 | UN | 1 | 2 | A | D | EAR99 | N | 85389099 | 1 | 4042949018957 | 489 | G | 188.02 | 188.02 | LP19 | LP19 | operating unit w. Bowden cable Max Flex operator Bowden cable single length 1.5 m (60'') accessory for: 3VA5/6 125/150/250 | - | 0 | 0
3VA9278-0CC40 |  | 3VA9278-0CC40 | 1 | UN | 1 | 2 | A | D | N | N | 85389099 | 1 | 4042949018964 | 523 | G | 208.56 | 208.56 | LP19 | LP19 | operating unit w. Bowden cable Max Flex operator Bowden cable single length 1.8 m (72'') accessory for: 3VA5/6 125/150/250 | - | 0 | 0
3VA9278-0CC50 |  | 3VA9278-0CC50 | 1 | UN | 1 | 2 | A | D | N | N | 85389099 | 1 | 4042949018971 | 558 | G | 229.89 | 229.89 | LP19 | LP19 | operating unit w. Bowden cable Max Flex operator Bowden cable single length 2.1 m (84'') accessory for: 3VA5/6 125/150/250 | - | 0 | 0
3VA9278-0CC60 |  | 3VA9278-0CC60 | 1 | UN | 1 | 2 | A | D | N | N | 85389099 | 1 | 4042949018988 | 592 | G | 251.22 | 251.22 | LP19 | LP19 | operating unit w. Bowden cable Max Flex operator Bowden cable single length 2.4 m (96'') accessory for: 3VA5/6 125/150/250 | - | 0 | 0
3VA9278-0CC70 |  | 3VA9278-0CC70 | 1 | UN | 1 | 2 | A | D | N | N | 85389099 | 1 | 4042949018995 | 0.654 | KG | 293.88 | 293.88 | LP19 | LP19 | operating unit w. Bowden cable Max Flex operator Bowden cable single length 3.0 m (120'') accessory for: 3VA5/6 125/150/250 | - | 0 | 0
3VA9278-0CC80 |  | 3VA9278-0CC80 | 1 | UN | 1 | 2 | A | D | N | N | 85389099 | 1 | 4042949019008 | 766 | G | 337.33 | 337.33 | LP19 | LP19 | operating unit w. Bowden cable Max Flex operator Bowden cable single length 3.6 m (144'') accessory for: 3VA5/6 125/150/250 | - | 0 | 0
3VA9278-0CK12 |  | 3VA9278-0CK12 | 1 | UN | 1 | 2 | A | D | N | N | 85389099 | 1 | 4042949019145 | 2.498 | KG | 565.64 | 565.64 | LP19 | LP19 | operating unit w. Bowden cable Max Flex operator complete kit comprising: handle steel, epoxy sheathed NEMA 1/3R/12; Bowden cable length 0.9m (36"); switching mechanism accessory for: 3VA5 250 3VA6 150/250 | - | 0 | 0
3VA9278-0DK72 |  | 3VA9278-0DK72 | 1 | UN | 1 | 29 | D | D | EAR99 | N | 85389099 | 1 | 4042949008194 | 2.361 | KG | 242.53 | 242.53 | LP19 | LP19 | Operating Unit with Rod Variable Depth Flange Mounted operator kit, consisting of: handle steel epoxy coated NEMA 1, 12, 3R black=OFF, red=ON Switching mechanism Mounting depth 8'' to 16'' Accessory for: 3VA5 250 3VA6 250 |  | 0 | 0
3VA9278-0DK82 |  | 3VA9278-0DK82 | 1 | UN | 1 | 29 | D | D | EAR99 | N | 85389099 | 1 | 4042949018810 | 2.417 | KG | 317.58 | 317.58 | LP19 | LP19 | operating unit with rod complete kit comprising: handle steel, chromium-plated NEMA 4, 4X black=OFF, red=ON for depths 200 to 400mm switching mechanism accessory for: 3VA5/6 150/250 | - | 0 | 0
3VA9278-0DK84 |  | 3VA9278-0DK84 | 1 | UN | 1 | 2 | A | D | EAR99 | N | 85389099 | 1 | 4042949017219 | 2.365 | KG | 317.58 | 317.58 | LP19 | LP19 | Operating Unit with Rod Variable Depth Flange Mounted operator kit, consisting of: handle steel chrome plated NEMA 4/4X black=OFF, black=ON Switching mechanism Mounting depth 8'' to 16'' Accessory for: 3VA5 250 3VA6 250 |  | 0 | 0
3VA9280-0WB00 |  | 3VA9280-0WB00 | 1 | UN | 1 | 2 | A | D | EAR99 | N | 85369010 | 10 | 4042949009023 | 15 | G | 6.55 | 6.55 | LP19 | LP19 | control wire tap for box terminal 10 units accessory for: 3VA1/2 100/160/250 | - | 0 | 0
3VA9280-0WC00 |  | 3VA9280-0WC00 | 1 | UN | 1 | 2 | A | D | EAR99 | N | 85369010 | 10 | 4042949009085 | 15 | G | 6.15 | 6.15 | LP19 | LP19 | control wire tap for nut keeper kit 10 accessory for: 3VA1/2 100/160/250 | - | 0 | 0
3VA9287-0GA80 |  | 3VA9287-0GA80 | 1 | UN | 1 | 2 | A | D | N | N | 85389099 | 1 | 4042949005476 | 19 | G | 15.56 | 15.56 | LP19 | LP19 | retaining bracket accessory for: 3VA1 100/160/250 | - | 0 | 0
3VA9287-0GC01 |  | 3VA9287-0GC01 | 1 | UN | 1 | 2 | A | D | N | N | 85389099 | 1 | 4042949006480 | 49 | G | 52.14 | 52.14 | LP19 | LP19 | supplementary handle for door mounted rotary operator standard accessory for: 3VA1 100/160 | - | 0 | 0
3VA9287-0GC05 |  | 3VA9287-0GC05 | 1 | UN | 1 | 2 | A | D | N | N | 85389099 | 1 | 4042949006497 | 49 | G | 59.88 | 59.88 | LP19 | LP19 | supplementary handle for door mounted rotary operator emergency-stop accessory for: 3VA1 100/160 | - | 0 | 0
3VA9303-0JF60 |  | 3VA9303-0JF60 | 1 | UN | 1 | 2 | A | D | EAR99 | N | 85389099 | 1 | 4042949008798 | 0.628 | KG | 83.9 | 81.6 | LP19 | LP19 | distribution wire connector 6 cables 3 units accessory for: 3VA1 400/630 3VA2 400/630 | Lista Papel 2020 SI | 0 | 0
3VA9303-0SB40 |  | 3VA9303-0SB40 | 1 | UN | 1 | 2 | A | D | EAR99 | N | 85389099 | 1 | 4042949005254 | 43 | G | 28.05 | 28.05 | LP19 | LP19 | cover frame 137.6x 45.65mm (WxH) accessory for: load side mounted residual current module RCD520 400 3-pole 3VA9313-0RL20 RCD520 630 3-pole 3VA9413-0RL20 RCD820 400 3-pole 3VA9323-0RL30 RCD820 630 3-pole 3VA9423-0RL30 | - | 0 | 0
3VA9304-0JF60 |  | 3VA9304-0JF60 | 1 | UN | 1 | 2 | A | D | EAR99 | N | 85389099 | 1 | 4042949008873 | 0.833 | KG | 112.4 | 109.3 | LP19 | LP19 | distribution wire connector 6 cables 4 units accessory for: 3VA1 400/630 3VA2 400/630 | Lista Papel 2020 SI | 0 | 0
3VA9304-0SB40 |  | 3VA9304-0SB40 | 1 | UN | 1 | 2 | A | D | EAR99 | N | 85389099 | 1 | 4042949005261 | 27 | G | 34.92 | 34.92 | LP19 | LP19 | cover frame 183.6x 45.65mm (WxH) accessory for: load side mounted residual current module RCD520 400 4-pole 3VA9314-0RL20 RCD520 630 4-pole 3VA9414-0RL20 RCD820 400 4-pole 3VA9324-0RL30 RCD820 630 4-pole 3VA9424-0RL30 RCD820B 400 4-pole 3VA9324-0RL40 RCD820B 630 4-pole 3VA9424-0RL40 | - | 0 | 0
3VA9307-0NA10 |  | 3VA9307-0NA10 | 1 | UN | 1 | 2 | A | D | N | N | 85043129 | 1 | 4042949004233 | 941 | G | 367.3 | 357.3 | LP19 | LP19 | external current transformer for N conductor accessory for: 3VA2 In=400/500/630A | Lista Papel 2020 SI | 0 | 0
3VA9323-0KD00 |  | 3VA9323-0KD00 | 1 | UN | 1 | 2 | A | D | N | N | 85389099 | 1 | 4042949003373 | 6.14 | KG | 793.1 | 770 | LP19 | LP19 | draw-out unit complete kit accessory for: circuit breaker, 3-pole 3VA1 400/630 3VA2 400/630 | Lista Papel 2020 SI | 0 | 0
3VA9323-0KD10 |  | 3VA9323-0KD10 | 1 | UN | 1 | 2 | A | D | N | N | 85389099 | 1 | 4042949003380 | 1.76 | KG | 264.9 | 257.2 | LP19 | LP19 | draw-out unit conversion kit for MCCB accessory for: circuit breaker, 3-pole 3VA1 400/630 3VA2 400/630 | Lista Papel 2020 SI | 0 | 0
3VA9323-0KP00 |  | 3VA9323-0KP00 | 1 | UN | 1 | 2 | A | D | N | N | 85389099 | 1 | 4042949003397 | 3.803 | KG | 514.4 | 499.7 | LP19 | LP19 | plug-in unit complete kit accessory for: circuit breaker, 3-pole 3VA1 400/630 3VA2 400/630 | Lista Papel 2020 SI | 0 | 0
3VA9323-0KP10 |  | 3VA9323-0KP10 | 1 | UN | 1 | 2 | A | D | N | N | 85389099 | 1 | 4042949003403 | 0.9 | KG | 219.5 | 213.3 | LP19 | LP19 | plug-in unit conversion kit for MCCB accessory for: circuit breaker, 3-pole 3VA1 400/630 3VA2 400/630 | Lista Papel 2020 SI | 0 | 0
3VA9323-0RL30 |  | 3VA9323-0RL30 | 1 | UN | 1 | 2 | A | D | N | N | 85363090 | 1 | 4042949002130 | 2.813 | KG | 1070.3 | 1039.5 | LP19 | LP19 | residual current device RCD820 advanced RCD type A load side mounted rated resid. current 0.03...30A at 50/60Hz adjustable tv 0...10000ms 3-pole In=400A Ue=100-690V accessory for: 3VA2 | Lista Papel 2020 SI | 0 | 0
3VA9324-0KD00 |  | 3VA9324-0KD00 | 1 | UN | 1 | 2 | A | D | N | N | 85389099 | 1 | 4042949003410 | 7.47 | KG | 1047.2 | 1016.4 | LP19 | LP19 | draw-out unit complete kit accessory for: circuit breaker, 4-pole 3VA1 400/630 3VA2 400/630 | Lista Papel 2020 SI | 0 | 0
3VA9324-0KD10 |  | 3VA9324-0KD10 | 1 | UN | 1 | 2 | A | D | N | N | 85389099 | 1 | 4042949003427 | 2.01 | KG | 351.1 | 341.1 | LP19 | LP19 | draw-out unit conversion kit for MCCB accessory for: circuit breaker, 4-pole 3VA1 400/630 3VA2 400/630 | Lista Papel 2020 SI | 0 | 0
3VA9324-0KP00 |  | 3VA9324-0KP00 | 1 | UN | 1 | 2 | A | D | N | N | 85389099 | 1 | 4042949003434 | 5.004 | KG | 685.3 | 666.1 | LP19 | LP19 | plug-in unit complete kit accessory for: circuit breaker, 4-pole 3VA1 400/630 3VA2 400/630 | Lista Papel 2020 SI | 0 | 0
3VA9324-0KP10 |  | 3VA9324-0KP10 | 1 | UN | 1 | 2 | A | D | N | N | 85389099 | 1 | 4042949003441 | 1.1 | KG | 294.1 | 285.7 | LP19 | LP19 | plug-in unit conversion kit for MCCB accessory for: circuit breaker, 4-pole 3VA1 400/630 3VA2 400/630 | Lista Papel 2020 SI | 0 | 0
3VA9324-0RL30 |  | 3VA9324-0RL30 | 1 | UN | 1 | 2 | A | D | N | N | 85363090 | 1 | 4042949002147 | 3.571 | KG | 1162.7 | 1131.9 | LP19 | LP19 | residual current device RCD820 advanced RCD type A load side mounted rated resid. current 0.03...30A at 50/60Hz adjustable tv 0...10000ms 4-pole In=400A Ue=100-690V accessory for: 3VA2 | Lista Papel 2020 SI | 0 | 0
3VA9328-0SS10 |  | 3VA9328-0SS10 | 1 | UN | 1 | 2 | A | D | N | N | 73181575 | 1 | 4042949004981 | 60 | G | 22.04 | 22.04 | LP19 | LP19 | mounting screw kit comprises 4 screws and nuts, metric thread accessory for: circuit breaker, 3/4-pole 3VA1 400/630, 3VA2 400/630 3VA5 400/600, 3VA6 400/600 and for plug-in units 3VA1/2 400/630, 3- and 4-pole; draw-out units 3VA1/2 400/630, 3- and 4-pole; | - | 0 | 0
3VA9333-0SB20 |  | 3VA9333-0SB20 | 1 | UN | 1 | 2 | A | D | EAR99 | N | 85389099 | 1 | 4042949019190 | 56 | G | 39.74 | 39.74 | LP19 | LP19 | cover frame 137.6x 109.3mm (WxH) accessory for: circuit breaker 3-pole with TMTU access 3VA5 400/600 door feedthrough 3VA6 600 | - | 0 | 0
3VA9343-0KB01 |  | 3VA9343-0KB01 | 1 | UN | 1 | 2 | A | D | EAR99 | N | 85389099 | 1 | 4042949015598 | 88 | G | 72.6 | 72.6 | LP19 | LP19 | terminal cover plug-in and draw-out technology accessory for: circuit breaker, 3-pole 3VA6 400/600 | - | 0 | 0
3VA9343-0KD00 |  | 3VA9343-0KD00 | 1 | UN | 1 | 2 | A | D | EAR99 | N | 85389099 | 1 | 4042949003656 | 6.095 | KG | 971.7 | 971.7 | LP19 | LP19 | draw-out unit complete kit accessory for: circuit breaker, 3-pole 3VA6 400 | - | 0 | 0
3VA9343-0KD10 |  | 3VA9343-0KD10 | 1 | UN | 1 | 2 | A | D | EAR99 | N | 85389099 | 1 | 4042949003663 | 1.786 | KG | 326.27 | 326.27 | LP19 | LP19 | draw-out unit conversion kit for MCCB accessory for: circuit breaker 3-pole 3VA6 400/600 | - | 0 | 0
3VA9343-0KP00 |  | 3VA9343-0KP00 | 1 | UN | 1 | 2 | A | D | EAR99 | N | 85389099 | 1 | 4042949003670 | 3.78 | KG | 632.79 | 632.79 | LP19 | LP19 | plug-in unit complete kit accessory for: circuit breaker, 3-pole 3VA6 400 | - | 0 | 0
3VA9343-0KP10 |  | 3VA9343-0KP10 | 1 | UN | 1 | 2 | A | D | EAR99 | N | 85389099 | 1 | 4042949003687 | 870 | G | 271.76 | 271.76 | LP19 | LP19 | plug-in unit conversion kit for MCCB accessory for: circuit breaker, 3-pole 3VA6 400/600 | - | 0 | 0
3VA9343-0SB20 |  | 3VA9343-0SB20 | 1 | UN | 1 | 2 | A | D | EAR99 | N | 85389099 | 1 | 4042949019206 | 55 | G | 39.58 | 39.58 | LP19 | LP19 | COVER FRAME FOR DOOR CUT-OUT 137,6 X 122,3 MM (W X H) ACCESSORY FOR: CIRCUIT BREAKER 3 POLE WITH ACCESS TO ETU 3VA5/6 400/600 | - | 0 | 0
3VA9344-0KB01 |  | 3VA9344-0KB01 | 1 | UN | 1 | 50 | X | D | EAR99 | N | 85389099 | 1 | 4042949015604 | 108 | G | 94.8 | 94.8 | LP19 | LP19 | terminal cover plug-in and draw-out technology accessory for: circuit breaker, 4-pole 3VA6 400/600 | - | 0 | 0
3VA9344-0KD00 |  | 3VA9344-0KD00 | 1 | UN | 1 | 50 | X | D | EAR99 | N | 85389099 | 1 | 4042949003694 | 7.403 | KG | 1295.6 | 1295.6 | LP19 | LP19 | draw-out unit complete kit accessory for: circuit breaker, 4-pole 3VA6 400 | - | 0 | 0
3VA9344-0KD10 |  | 3VA9344-0KD10 | 1 | UN | 1 | 50 | X | D | EAR99 | N | 85389099 | 1 | 4042949003700 | 2.036 | KG | 432.13 | 432.13 | LP19 | LP19 | draw-out unit conversion kit for MCCB accessory for: circuit breaker 4-pole 3VA6 400/600 | - | 0 | 0
3VA9344-0KP00 |  | 3VA9344-0KP00 | 1 | UN | 1 | 2 | A | D | EAR99 | N | 85389099 | 1 | 4042949003717 | 4.965 | KG | 845.3 | 845.3 | LP19 | LP19 | plug-in unit complete kit accessory for: circuit breaker, 4-pole 3VA6 400 | - | 0 | 0
3VA9344-0KP10 |  | 3VA9344-0KP10 | 1 | UN | 1 | 50 | X | D | EAR99 | N | 85389099 | 1 | 4042949003724 | 1.1 | KG | 362.61 | 362.61 | LP19 | LP19 | plug-in unit conversion kit for MCCB accessory for: circuit breaker, 4-pole 3VA6 400/600 | - | 0 | 0
3VA9344-0SB20 |  | 3VA9344-0SB20 | 1 | UN | 1 | 2 | A | D | EAR99 | N | 85389099 | 1 | 4042949019213 | 64 | G | 47.48 | 47.48 | LP19 | LP19 | COVER FRAME FOR DOOR CUT-OUT 183,6 X 122,3 MM (W X H) ACCESSORY FOR: CIRCUIT BREAKER 4 POLE WITH ACCESS TO TMTU/ETU 3VA5/6 400/600 | - | 0 | 0
3VA9347-0KT00 |  | 3VA9347-0KT00 | 1 | UN | 1 | 50 | X | D | EAR99 | N | 85389099 | 1 | 4042949015666 | 139 | G | 54.59 | 54.59 | LP19 | LP19 | door feedthrough accessory for: circuit breaker, 3/4-pole 3VA6 400/600 | - | 0 | 0
3VA9347-0LF10 |  | 3VA9347-0LF10 | 1 | UN | 1 | 2 | A | D | EAR99 | N | 85389099 | 1 | 4042949016069 | 71 | G | 68.81 | 68.81 | LP19 | LP19 | ADAPTER CYLINDER LOCK ACCESSORY POCKET ACCESSORY FOR: 3VA5/6 400/600 | - | 0 | 0
3VA9347-0VF10 |  | 3VA9347-0VF10 | 1 | UN | 1 | 2 | A | D | EAR99 | N | 85389099 | 1 | 4042949015833 | 234 | G | 83.74 | 83.74 | LP19 | LP19 | BOWDENCABLE INTERLOCK MODULE TOGGLE LEVER ACCESSORY FOR: 3VA5/6 400/600 | - | 0 | 0
3VA9348-0VF30 |  | 3VA9348-0VF30 | 1 | UN | 1 | 2 | A | D | EAR99 | N | 85389099 | 1 | 4042949016090 | 1.375 | KG | 169.85 | 169.85 | LP19 | LP19 | SLIDING BAR INTERLOCK ACCESSORY FOR: 3VA5/6 400/600 | - | 0 | 0
3VA9353-0KB01 |  | 3VA9353-0KB01 | 1 | UN | 1 | 2 | A | D | EAR99 | N | 85389099 | 1 | 4042949003533 | 84 | G | 60.51 | 60.51 | LP19 | LP19 | terminal cover plug-in and draw-out technology accessory for: circuit breaker, 3-pole 3VA1 400/630 3VA2 400/630 | - | 0 | 0
3VA9353-0KB03 |  | 3VA9353-0KB03 | 1 | UN | 1 | 2 | A | D | EAR99 | N | 85389099 | 1 | 4042949012573 | 42 | G | 22.7 | 22.1 | LP19 | LP19 | terminal cover for plug-in and draw-out socket accessory for: circuit breaker, 3-pole 3VA1 400/630 3VA2 400/630 | Lista Papel 2020 SI | 0 | 0
3VA9353-0KB04 |  | 3VA9353-0KB04 | 1 | UN | 1 | 2 | A | D | N | N | 85389099 | 1 | 4042949012610 | 220 | G | 27.6 | 26.9 | LP19 | LP19 | terminal cover long for plug-in and draw-out socket accessory for: circuit breaker, 3-pole 3VA1 400/630 3VA2 400/630 | Lista Papel 2020 SI | 0 | 0
3VA9353-0KB05 |  | 3VA9353-0KB05 | 1 | UN | 1 | 2 | A | D | N | N | 85389099 | 1 | 4042949012658 | 580 | G | 63.1 | 61.3 | LP19 | LP19 | terminal cover offset for plug-in and draw-out socket accessory for: circuit breaker, 3-pole 3VA1 400/630 3VA2 400/630 | Lista Papel 2020 SI | 0 | 0
3VA9353-0SB20 |  | 3VA9353-0SB20 | 1 | UN | 1 | 2 | A | D | EAR99 | N | 85389099 | 1 | 4042949005278 | 52 | G | 33.18 | 33.18 | LP19 | LP19 | cover frame 137.6x 109.3mm (WxH) accessory for: circuit breaker 3-pole with TMTU access 3VA1 400/630 and for door feedthrough 3VA9357-0KT00 3VA9367-0KT00 | - | 0 | 0
3VA9354-0KB01 |  | 3VA9354-0KB01 | 1 | UN | 1 | 2 | A | D | EAR99 | N | 85389099 | 1 | 4042949003588 | 104 | G | 78.92 | 78.92 | LP19 | LP19 | terminal cover plug-in and draw-out technology accessory for: circuit breaker, 4-pole 3VA1 400/630 3VA2 400/630 | - | 0 | 0
3VA9354-0KB03 |  | 3VA9354-0KB03 | 1 | UN | 1 | 2 | A | D | EAR99 | N | 85389099 | 1 | 4042949012580 | 0.05 | KG | 29.7 | 28.9 | LP19 | LP19 | terminal cover for plug-in and draw-out socket accessory for: circuit breaker, 4-pole 3VA1 400/630 3VA2 400/630 | Lista Papel 2020 SI | 0 | 0
3VA9354-0KB04 |  | 3VA9354-0KB04 | 1 | UN | 1 | 2 | A | D | N | N | 85389099 | 1 | 4042949012627 | 268 | G | 36.6 | 35.6 | LP19 | LP19 | terminal cover long for plug-in and draw-out socket accessory for: circuit breaker, 4-pole 3VA1 400/630 3VA2 400/630 | Lista Papel 2020 SI | 0 | 0
3VA9354-0KB05 |  | 3VA9354-0KB05 | 1 | UN | 1 | 2 | A | D | N | N | 85389099 | 1 | 4042949012665 | 738 | G | 85.5 | 83.2 | LP19 | LP19 | terminal cover offset for plug-in and draw-out socket accessory for: circuit breaker, 4-pole 3VA1 400/630 3VA2 400/630 | Lista Papel 2020 SI | 0 | 0
3VA9363-0SB20 |  | 3VA9363-0SB20 | 1 | UN | 1 | 2 | A | D | EAR99 | N | 85389099 | 1 | 4042949005292 | 55 | G | 33.5 | 32.6 | LP19 | LP19 | cover frame 137.6x 122.3mm (WxH) accessory for: circuit breaker 3-pole with ETU access 3VA1 400/630 3VA2 400/630 | Lista Papel 2020 SI | 0 | 0
3VA9364-0SB20 |  | 3VA9364-0SB20 | 1 | UN | 1 | 2 | A | D | EAR99 | N | 85389099 | 1 | 4042949005308 | 65 | G | 40.3 | 39.2 | LP19 | LP19 | cover frame 183.6x 122.3mm (WxH) accessory for: circuit breaker 4-pole with ETU access 3VA1 400/630 3VA2 400/630 | Lista Papel 2020 SI | 0 | 0
3VA9367-0KB02 |  | 3VA9367-0KB02 | 1 | UN | 1 | 2 | A | D | N | N | 85389099 | 1 | 4042949003731 | 47 | G | 10 | 9.7 | LP19 | LP19 | cable cage for plug-in and draw-out unit accessory for: circuit breaker, 3/4-pole 3VA1 400/630 3VA2 400/630 | Lista Papel 2020 SI | 0 | 0
3VA9367-0KT00 |  | 3VA9367-0KT00 | 1 | UN | 1 | 2 | A | D | EAR99 | N | 85389099 | 1 | 4042949003748 | 137 | G | 44.4 | 43.1 | LP19 | LP19 | door feedthrough accessory for: circuit breaker, 3/4-pole 3VA1 400/630 3VA2 400/630 | Lista Papel 2020 SI | 0 | 0
3VA9367-0LF10 |  | 3VA9367-0LF10 | 1 | UN | 1 | 2 | A | D | N | N | 85389099 | 1 | 4042949012436 | 78 | G | 55.8 | 54.3 | LP19 | LP19 | adapter cylinder lock accessories compartment accessory for: 3VA1 400/630 3VA2 400/630 | Lista Papel 2020 SI | 0 | 0
3VA9367-0VF10 |  | 3VA9367-0VF10 | 1 | UN | 1 | 2 | A | D | EAR99 | N | 85389099 | 1 | 4042949004479 | 0.227 | KG | 68.1 | 66.1 | LP19 | LP19 | module for Bowden cable sliding bar accessory for: 3VA1 400/630 3VA2 400/630 | Lista Papel 2020 SI | 0 | 0
3VA9368-0SS00 |  | 3VA9368-0SS00 | 1 | UN | 1 | 2 | A | D | N | N | 73181575 | 1 | 4042949004998 | 77 | G | 26.39 | 26.39 | LP19 | LP19 | MOUNTING SCREW KIT CONSISTS OF 4 SCREWS AND NUTS, INCH THREAD (SAE) ACCESSORY FOR: CIRCUIT BREAKER, 2, 3, 4 POLE 3VA5/6 400/600 AND FOR PLUG-IN UNITS 3VA6 400/600, 3- AND 4-POLE; DRAW-OUT UNITS 3VA6 400/600, 3- AND 4-POLE; | - | 0 | 0
3VA9368-0VF30 |  | 3VA9368-0VF30 | 1 | UN | 1 | 2 | A | D | EAR99 | N | 85389099 | 1 | 4042949012450 | 1.36 | KG | 137.8 | 134 | LP19 | LP19 | sliding bar accessory for: 3VA1 400/630 3VA2 400/630 | Lista Papel 2020 SI | 0 | 0
3VA9373-0JB13 |  | 3VA9373-0JB13 | 1 | UN | 1 | 2 | A | D | EAR99 | N | 85369095 | 1 | 4042949016380 | 396 | G | 98.75 | 98.75 | LP19 | LP19 | WIRE CONNECTOR; 3 PCS. ACCESSORY FOR: 3VA5/6 400/600 | - | 0 | 0
3VA9373-0JD13 |  | 3VA9373-0JD13 | 1 | UN | 1 | 30 | D | D | EAR99 | N | 85369010 | 1 | 4042949008668 | 917 | G | 377.62 | 377.62 | LP19 | LP19 | WIRE CONNECTOR;CU 3 PCS. ACCESSORY FOR: 3VA5/6 400/600 | - | 0 | 0
3VA9373-0JF60 |  | 3VA9373-0JF60 | 1 | UN | 1 | 2 | A | D | N | N | 85389099 | 1 | 4042949016762 | 662 | G | 103.49 | 103.49 | LP19 | LP19 | distribution wire connector 6 cables 3 units accessory for: plug-in/draw-out unit 3VA6 400/600 | - | 0 | 0
3VA9373-0JF68 |  | 3VA9373-0JF68 | 1 | UN | 1 | 2 | A | D | EAR99 | N | 85389099 | 1 | 4042949010517 | 658 | G | 137.46 | 137.46 | LP19 | LP19 | Wire Connector for 6 cables; 3 pcs.; incl. Terminal Cover Extended with probe holes for voltage test; accessory for: 3VA5/6 400/600 Plug-in/Draw-out Base 3VA5/6 400/600 |  | 0 | 0
3VA9373-0JG13 |  | 3VA9373-0JG13 | 1 | UN | 1 | 2 | A | D | EAR99 | N | 85389099 | 1 | 4042949016441 | 401 | G | 113.76 | 113.76 | LP19 | LP19 | WIRE CONNECTOR WITH CONTROL WIRE TAP 3 PCS. ACCESSORY FOR: 3VA5/6 400/600 | - | 0 | 0
3VA9373-0JK13 |  | 3VA9373-0JK13 | 1 | UN | 1 | 30 | D | D | EAR99 | N | 85369095 | 1 | 4042949010791 | 930 | G | 436.08 | 436.08 | LP19 | LP19 | WIRE CONNECTOR CU WITH CONTROL WIRE TAP 3 PCS. ACCESSORY FOR: 3VA5/6 400/600 | - | 0 | 0
3VA9373-0SB10 |  | 3VA9373-0SB10 | 1 | UN | 1 | 2 | A | D | EAR99 | N | 85389099 | 1 | 4042949019220 | 48 | G | 34.21 | 34.21 | LP19 | LP19 | cover frame 137.6x 70.7mm (WxH) accessory for: circuit breaker 3-pole without TMTU/ETU access 3VA5 400/600 3VA6 400/600 | - | 0 | 0
3VA9374-0JB13 |  | 3VA9374-0JB13 | 1 | UN | 1 | 2 | A | D | EAR99 | N | 85369095 | 1 | 4042949016403 | 514 | G | 130.35 | 130.35 | LP19 | LP19 | WIRE CONNECTOR; 4 PCS. ACCESSORY FOR: 3VA5/6 400/600 | - | 0 | 0
3VA9374-0JD13 |  | 3VA9374-0JD13 | 1 | UN | 1 | 30 | D | D | EAR99 | N | 85369010 | 1 | 4042949008729 | 1.214 | KG | 501.65 | 501.65 | LP19 | LP19 | WIRE CONNECTOR;CU 4 PCS. ACCESSORY FOR: 3VA5/6 400/600 | - | 0 | 0
3VA9374-0JF60 |  | 3VA9374-0JF60 | 1 | UN | 1 | 2 | A | D | N | N | 85389099 | 1 | 4042949016793 | 843 | G | 139.04 | 139.04 | LP19 | LP19 | distribution wire connector 6 cables 4 units accessory for: plug-in/draw-out unit 3VA6 400/600 | - | 0 | 0
3VA9374-0JG13 |  | 3VA9374-0JG13 | 1 | UN | 1 | 2 | A | D | EAR99 | N | 85389099 | 1 | 4042949016465 | 524 | G | 150.1 | 150.1 | LP19 | LP19 | WIRE CONNECTOR WITH CONTROL WIRE TAP 4 PCS. ACCESSORY FOR: 3VA5/6 400/600 | - | 0 | 0
3VA9374-0JK13 |  | 3VA9374-0JK13 | 1 | UN | 1 | 30 | D | D | N | N | 85369095 | 1 | 4042949010852 | 1.215 | KG | 579.86 | 579.86 | LP19 | LP19 | WIRE CONNECTOR CU WITH CONTROL WIRE TAP 4 PCS. ACCESSORY FOR: 3VA5/6 400/600 | - | 0 | 0
3VA9374-0SB10 |  | 3VA9374-0SB10 | 1 | UN | 1 | 2 | A | D | EAR99 | N | 85389099 | 1 | 4042949019237 | 64 | G | 41.87 | 41.87 | LP19 | LP19 | cover frame 183.6x 70.7mm (WxH) accessory for: circuit breaker 4-pole without TMTU/ETU access 3VA5 400/600 3VA6 400/600 | - | 0 | 0
3VA9377-0NA10 |  | 3VA9377-0NA10 | 1 | UN | 1 | 2 | A | D | N | N | 85043129 | 1 | 4042949004257 | 571 | G | 715.74 | 715.74 | LP19 | LP19 | external current transformer for N conductor accessory for: 3VA6 In=400/600A | - | 0 | 0
3VA9377-0SB30 |  | 3VA9377-0SB30 | 1 | UN | 1 | 2 | A | D | EAR99 | N | 85389099 | 1 | 4042949017769 | 59 | G | 36.42 | 36.42 | LP19 | LP19 | cover frame 137.6x 92.8mm (WxH) accessory for: SEO motor operator SEO520 630 3VA9437-0HC.0 SEO520 630 3VA9447-0HC.0 and motor operator MO320 630 3VA9437-0HA.0 MO320 630 3VA9447-0HA.0 | - | 0 | 0
3VA9377-0TB10 |  | 3VA9377-0TB10 | 1 | UN | 1 | 2 | A | D | EAR99 | N | 85389091 | 1 | 4042949015758 | 127 | G | 341.28 | 341.28 | LP19 | LP19 | communication module COM060 accessory for: 3VA6 400/600 | - | 0 | 0
3VA9377-0TB50 |  | 3VA9377-0TB50 | 1 | UN | 1 | 2 | A | D | EAR99 | N | 85044082 | 1 | 4042949015765 | 83 | G | 94.8 | 94.8 | LP19 | LP19 | 24 V module accessory for: 3VA6 400/600 | - | 0 | 0
3VA9378-0LB10 |  | 3VA9378-0LB10 | 1 | UN | 1 | 2 | A | D | EAR99 | N | 85389099 | 1 | 4042949016021 | 72 | G | 56.25 | 56.25 | LP19 | LP19 | padlock device for handle accessory for: 3VA6 150/250/400/600 3VA5 250 | - | 0 | 0
3VA9383-0JB13 |  | 3VA9383-0JB13 | 1 | UN | 1 | 2 | A | D | EAR99 | N | 85369010 | 1 | 4042949008187 | 388 | G | 80.1 | 77.8 | LP19 | LP19 | wire connector 3 units accessory for: 3VA1 400/630 3VA2 400/630 | Lista Papel 2020 SI | 0 | 0
3VA9383-0JF60 |  | 3VA9383-0JF60 | 1 | UN | 1 | 2 | A | D | EAR99 | N | 85389099 | 1 | 4042949008835 | 0.62 | KG | 86.11 | 86.11 | LP19 | LP19 | distribution wire connector 6 cables 3 units accessory for: plug-in/draw-out unit 3VA1 400/630 3VA2 400/630 | - | 0 | 0
3VA9383-0JG13 |  | 3VA9383-0JG13 | 1 | UN | 1 | 2 | A | D | EAR99 | N | 85389099 | 1 | 4042949010319 | 396 | G | 94.8 | 94.8 | LP19 | LP19 | wire connector with control wire voltage tap-off 3 units accessory for: 3VA1 400/630 3VA2 400/630 | - | 0 | 0
3VA9383-0SB10 |  | 3VA9383-0SB10 | 1 | UN | 1 | 2 | A | D | EAR99 | N | 85389099 | 1 | 4042949005315 | 49 | G | 29.2 | 28.3 | LP19 | LP19 | cover frame 137.6x 70.7mm (WxH) accessory for: circuit breaker 3-pole without TMTU/ETU access 3VA1/2 400/630 front mounted rotary operator 3VA9467-0EK.. | Lista Papel 2020 SI | 0 | 0
3VA9384-0JB13 |  | 3VA9384-0JB13 | 1 | UN | 1 | 2 | A | D | EAR99 | N | 85369010 | 1 | 4042949008309 | 0.503 | KG | 106.3 | 103.2 | LP19 | LP19 | wire connector 4 units accessory for: 3VA1 400/630 3VA2 400/630 | Lista Papel 2020 SI | 0 | 0
3VA9384-0JF60 |  | 3VA9384-0JF60 | 1 | UN | 1 | 2 | A | D | EAR99 | N | 85389099 | 1 | 4042949008910 | 0.815 | KG | 115.34 | 115.34 | LP19 | LP19 | distribution wire connector 6 cables 4 units accessory for: plug-in/draw-out unit 3VA1 400/630 3VA2 400/630 | - | 0 | 0
3VA9384-0JG13 |  | 3VA9384-0JG13 | 1 | UN | 1 | 2 | A | D | EAR99 | N | 85389099 | 1 | 4042949010432 | 0.51 | KG | 125.61 | 125.61 | LP19 | LP19 | wire connector with control wire voltage tap-off 4 units accessory for: 3VA1 400/630 3VA2 400/630 | - | 0 | 0
3VA9384-0SB10 |  | 3VA9384-0SB10 | 1 | UN | 1 | 2 | A | D | EAR99 | N | 85389099 | 1 | 4042949005322 | 56 | G | 36 | 35 | LP19 | LP19 | cover frame 183.6x 70.7mm (WxH) accessory for: circuit breaker 4-pole without TMTU/ETU access 3VA1 400/630 3VA2 400/630 | Lista Papel 2020 SI | 0 | 0
3VA9387-0SB30 |  | 3VA9387-0SB30 | 1 | UN | 1 | 2 | A | D | EAR99 | N | 85389099 | 1 | 4042949005339 | 49 | G | 31.84 | 31.84 | LP19 | LP19 | cover frame 137.6x 92.8mm (WxH) accessory for: for motor operator SEO520 630 3VA9457-0HC.0 SEO520 630 9467-0HC.0 motor operator MO320 630 3VA9457-0HA.0 MO320 630 9467-0HA.0 | - | 0 | 0
3VA9387-0TB10 |  | 3VA9387-0TB10 | 1 | UN | 1 | 2 | A | D | EAR99 | N | 85389091 | 1 | 4042949004325 | 134 | G | 277.2 | 269.5 | LP19 | LP19 | communication module COM060 accessory for: 3VA2 400/630/1000 | Lista Papel 2020 SI | 0 | 0
3VA9387-0TB50 |  | 3VA9387-0TB50 | 1 | UN | 1 | 2 | A | D | EAR99 | N | 85044082 | 1 | 4042949004349 | 0.084 | KG | 77 | 75 | LP19 | LP19 | 24 V module accessory for: 3VA2 400/630/1000 | Lista Papel 2020 SI | 0 | 0
3VA9387-0TB60 |  | 3VA9387-0TB60 | 1 | UN | 1 | 2 | A | D | N | N | 85389099 | 5 | 4042949013099 | 12 | G | 55.06 | 55.06 | LP19 | LP19 | SLC adapter COM060, 24 V module accessory for: 3VA2 400/630 3VA6 400/600 | - | 0 | 0
3VA9388-0LB10 |  | 3VA9388-0LB10 | 1 | UN | 1 | 2 | A | D | EAR99 | N | 85389099 | 1 | 4042949004769 | 68 | G | 45.7 | 44.4 | LP19 | LP19 | padlock device for handle accessory for: 3VA1 400/630 3VA2 100/160/250/400/630 | Lista Papel 2020 SI | 0 | 0
3VA9401-0QE10 |  | 3VA9401-0QE10 | 1 | UN | 1 | 2 | A | D | N | N | 85369010 | 1 | 4042949007470 | 215 | G | 25.1 | 24.4 | LP19 | LP19 | rear connection stud flat short 1 unit accessory for: 3VA1 400/630 3VA2 400/630 | Lista Papel 2020 SI | 0 | 0
3VA9401-0QE20 |  | 3VA9401-0QE20 | 1 | UN | 1 | 2 | A | D | N | N | 85369010 | 1 | 4042949007562 | 366 | G | 33.6 | 32.6 | LP19 | LP19 | rear connection stud flat long 1 unit accessory for: 3VA1 400/630 3VA2 400/630 | Lista Papel 2020 SI | 0 | 0
3VA9401-0QF10 |  | 3VA9401-0QF10 | 1 | UN | 1 | 2 | A | D | EAR99 | N | 85369010 | 1 | 4042949007777 | 258 | G | 25.1 | 24.4 | LP19 | LP19 | rear connection stud round short 1 unit accessory for: 3VA1 400/630 3VA2 400/630 | Lista Papel 2020 SI | 0 | 0
3VA9401-0QF20 |  | 3VA9401-0QF20 | 1 | UN | 1 | 2 | A | D | EAR99 | N | 85369010 | 1 | 4042949007838 | 0.397 | KG | 33.6 | 32.6 | LP19 | LP19 | rear connection stud round long 1 unit accessory for: 3VA1 400/630 3VA2 400/630 | Lista Papel 2020 SI | 0 | 0
3VA9401-0WG30 |  | 3VA9401-0WG30 | 1 | UN | 1 | 2 | A | D | EAR99 | N | 85389099 | 1 | 4042949009696 | 565 | G | 63.1 | 61.3 | LP19 | LP19 | terminal cover offset 3-pole 1 unit accessory for: 3VA1 400/630 3VA2 400/630 | Lista Papel 2020 SI | 0 | 0
3VA9401-0WG40 |  | 3VA9401-0WG40 | 1 | UN | 1 | 2 | A | D | EAR99 | N | 85389099 | 1 | 4042949009764 | 0.737 | KG | 85.5 | 83.2 | LP19 | LP19 | terminal cover offset 4-pole 1 unit accessory for: 3VA1 400/630 3VA2 400/630 | Lista Papel 2020 SI | 0 | 0
3VA9403-0JC23 |  | 3VA9403-0JC23 | 1 | UN | 1 | 30 | D | D | EAR99 | N | 85389099 | 1 | 4042949008576 | 1.026 | KG | 149.31 | 149.31 | LP19 | LP19 | wire connector 2 cables with control wire voltage tap-off 3 units accessory for: 3VA1 400/630 3VA2 400/630 | - | 0 | 0
3VA9403-0JJ23 |  | 3VA9403-0JJ23 | 1 | UN | 1 | 30 | D | D | EAR99 | N | 85389099 | 1 | 4042949010708 | 1.028 | KG | 127.1 | 123.2 | LP19 | LP19 | wire connector 2 cables 3 units accessory for: 3VA1 400/630 3VA2 400/630 | Lista Papel 2020 SI | 0 | 0
3VA9403-0QA00 |  | 3VA9403-0QA00 | 1 | UN | 1 | 2 | A | D | N | N | 85369010 | 1 | 4042949006701 | 177 | G | 38.5 | 37.4 | LP19 | LP19 | nut keeper kit 3 units accessory for: 3VA1 400/630 3VA2 400/630 | Lista Papel 2020 SI | 0 | 0
3VA9403-0QE00 |  | 3VA9403-0QE00 | 1 | UN | 1 | 2 | A | D | N | N | 85369010 | 1 | 4042949007296 | 721 | G | 83.9 | 81.6 | LP19 | LP19 | rear connection stud flat 3 units accessory for: 3VA1 400/630 3VA2 400/630 | Lista Papel 2020 SI | 0 | 0
3VA9403-0QF00 |  | 3VA9403-0QF00 | 1 | UN | 1 | 2 | A | D | EAR99 | N | 85369010 | 1 | 4042949007654 | 0.855 | KG | 83.9 | 81.6 | LP19 | LP19 | rear connection stud round 3 units accessory for: 3VA1 400/630 3VA2 400/630 | Lista Papel 2020 SI | 0 | 0
3VA9403-0QG00 |  | 3VA9403-0QG00 | 1 | UN | 1 | 2 | A | D | N | N | 85389099 | 1 | 4042949012498 | 0.574 | KG | 43.5 | 42.3 | LP19 | LP19 | nut keeper kit right-angled 3 units accessory for: 3VA1 400/630 3VA2 400/630 | Lista Papel 2020 SI | 0 | 0
3VA9404-0JC23 |  | 3VA9404-0JC23 | 1 | UN | 1 | 30 | D | D | EAR99 | N | 85389099 | 1 | 4042949008606 | 1.343 | KG | 199.87 | 199.87 | LP19 | LP19 | wire connector 2 cables with control wire voltage tap-off 4 units accessory for: 3VA1 400/630 3VA2 400/630 | - | 0 | 0
3VA9404-0JJ23 |  | 3VA9404-0JJ23 | 1 | UN | 1 | 30 | D | D | EAR99 | N | 85389099 | 1 | 4042949010739 | 1.342 | KG | 170.2 | 165.6 | LP19 | LP19 | wire connector 2 cables 4 units accessory for: 3VA1 400/630 3VA2 400/630 | Lista Papel 2020 SI | 0 | 0
3VA9404-0QA00 |  | 3VA9404-0QA00 | 1 | UN | 1 | 2 | A | D | N | N | 85369010 | 1 | 4042949006817 | 230 | G | 51.4 | 49.9 | LP19 | LP19 | nut keeper kit 4 units accessory for: 3VA1 400/630 3VA2 400/630 | Lista Papel 2020 SI | 0 | 0
3VA9404-0QE00 |  | 3VA9404-0QE00 | 1 | UN | 1 | 2 | A | D | N | N | 85369010 | 1 | 4042949007388 | 1.039 | KG | 112.4 | 109.3 | LP19 | LP19 | rear connection stud flat 4 units accessory for: 3VA1 400/630 3VA2 400/630 | Lista Papel 2020 SI | 0 | 0
3VA9404-0QF00 |  | 3VA9404-0QF00 | 1 | UN | 1 | 2 | A | D | EAR99 | N | 85369010 | 1 | 4042949007715 | 1.203 | KG | 112.4 | 109.3 | LP19 | LP19 | rear connection stud round 4 units accessory for: 3VA1 400/630 3VA2 400/630 | Lista Papel 2020 SI | 0 | 0
3VA9404-0QG00 |  | 3VA9404-0QG00 | 1 | UN | 1 | 2 | A | D | N | N | 85389099 | 1 | 4042949012511 | 0.754 | KG | 58 | 56.4 | LP19 | LP19 | nut keeper kit right-angled 4 units accessory for: 3VA1 400/630 3VA2 400/630 | Lista Papel 2020 SI | 0 | 0
3VA9423-0RL30 |  | 3VA9423-0RL30 | 1 | UN | 1 | 2 | A | D | N | N | 85363090 | 1 | 4042949002185 | 2.808 | KG | 1070.3 | 1039.5 | LP19 | LP19 | residual current device RCD820 advanced RCD type A load side mounted rated resid. current 0.03...30A at 50/60Hz adjustable tv 0...10000ms 3-pole In=630A Ue=100-690V accessory for: 3VA2 | Lista Papel 2020 SI | 0 | 0
3VA9424-0RL30 |  | 3VA9424-0RL30 | 1 | UN | 1 | 2 | A | D | N | N | 85363090 | 1 | 4042949002192 | 3.577 | KG | 1162.7 | 1131.9 | LP19 | LP19 | residual current device RCD820 advanced RCD type A load side mounted rated resid. current 0.03...30A at 50/60Hz adjustable tv 0...10000ms 4-pole In=630A Ue=100-690V accessory for: 3VA2 | Lista Papel 2020 SI | 0 | 0
3VA9443-0KD00 |  | 3VA9443-0KD00 | 1 | UN | 1 | 2 | A | D | N | N | 85389099 | 1 | 4042949019817 | 9.33 | KG | 1066.5 | 1066.5 | LP19 | LP19 | draw-out unit complete kit accessory for: circuit breaker, 3-pole 3VA6 600 | - | 0 | 0
3VA9443-0KP00 |  | 3VA9443-0KP00 | 1 | UN | 1 | 2 | A | D | N | N | 85389099 | 1 | 4042949019824 | 7.424 | KG | 729.17 | 729.17 | LP19 | LP19 | plug-in unit complete kit accessory for: circuit breaker, 3-pole 3VA6 600 - - - - - - - - - - - - - - - | - | 0 | 0
3VA9444-0KD00 |  | 3VA9444-0KD00 | 1 | UN | 1 | 50 | X | D | N | N | 85389099 | 1 | 4042949019831 | 12.288 | KG | 1422 | 1422 | LP19 | LP19 | draw-out unit complete kit accessory for: circuit breaker, 4-pole 3VA6 600 - - - - - - - - - - - - - - - | - | 0 | 0
3VA9444-0KP00 |  | 3VA9444-0KP00 | 1 | UN | 1 | 50 | X | D | N | N | 85389099 | 1 | 4042949019848 | 9.7 | KG | 971.7 | 971.7 | LP19 | LP19 | plug-in unit complete kit accessory for: circuit breaker, 4-pole 3VA6 600 - - - - - - - - - - - - - - - | - | 0 | 0
3VA9447-0EK11 |  | 3VA9447-0EK11 | 1 | UN | 1 | 2 | A | D | N | N | 85389099 | 1 | 4042949014492 | 366 | G | 74.97 | 74.97 | LP19 | LP19 | FRONT MOUNTED ROTARY OPERATOR STANDARD IEC IP30/40 ACCESSORY FOR: 3VA5/6 400/600 | - | 0 | 0
3VA9447-0EK13 |  | 3VA9447-0EK13 | 1 | UN | 1 | 2 | A | D | N | N | 85389099 | 1 | 4042949015017 | 372 | G | 124.82 | 124.82 | LP19 | LP19 | FRONT MOUNTED ROTARY OPERATOR STANDARD IEC IP30/40 ILLUMINATION KIT 24 V DC ACCESSORY FOR: 3VA5/6 400/600 | - | 0 | 0
3VA9447-0EK15 |  | 3VA9447-0EK15 | 1 | UN | 1 | 2 | A | D | N | N | 85389099 | 1 | 4042949014515 | 366 | G | 86.11 | 86.11 | LP19 | LP19 | FRONT MOUNTED ROTARY OPERATOR EMERGENCY-OFF IEC IP30/40 ACCESSORY FOR: 3VA5/6 400/600 | - | 0 | 0
3VA9447-0EK17 |  | 3VA9447-0EK17 | 1 | UN | 1 | 2 | A | D | N | N | 85389099 | 1 | 4042949015031 | 371 | G | 139.04 | 139.04 | LP19 | LP19 | FRONT MOUNTED ROTARY OPERATOR EMERGENCY-OFF IEC IP30/40 ILLUMINATION KIT 24 V DC ACCESSORY FOR: 3VA5/6 400/600 | - | 0 | 0
3VA9447-0EK21 |  | 3VA9447-0EK21 | 1 | UN | 1 | 2 | A | D | N | N | 85389099 | 1 | 4042949014539 | 503 | G | 127.98 | 127.98 | LP19 | LP19 | FRONT MOUNTED ROTARY OPERATOR STANDARD WITH DOOR INTERLOCKING IEC IP30/40 ACCESSORY FOR: 3VA5/6 400/600 | - | 0 | 0
3VA9447-0EK23 |  | 3VA9447-0EK23 | 1 | UN | 1 | 2 | A | D | N | N | 85389099 | 1 | 4042949015055 | 504 | G | 177.75 | 177.75 | LP19 | LP19 | FRONT MOUNTED ROTARY OPERATOR STANDARD WITH DOOR INTERLOCKING IEC IP30/40 ILLUMINATION KIT 24 V DC ACCESSORY FOR: 3VA5/6 400/600 | - | 0 | 0
3VA9447-0EK25 |  | 3VA9447-0EK25 | 1 | UN | 1 | 2 | A | D | N | N | 85389099 | 1 | 4042949014553 | 506 | G | 146.15 | 146.15 | LP19 | LP19 | FRONT MOUNTED ROTARY OPERATOR EMERGENCY-OFF WITH DOOR INTERLOCKING IEC IP30/40 ACCESSORY FOR: 3VA5/6 400/600 | - | 0 | 0
3VA9447-0EK27 |  | 3VA9447-0EK27 | 1 | UN | 1 | 2 | A | D | N | N | 85389099 | 1 | 4042949015079 | 512 | G | 197.5 | 197.5 | LP19 | LP19 | FRONT MOUNTED ROTARY OPERATOR EMERGENCY-OFF WITH DOOR INTERLOCKING IEC IP30/40 ILLUMINATION KIT 24 V DC ACCESSORY FOR: 3VA5/6 400/600 | - | 0 | 0
3VA9447-0EK31 |  | 3VA9447-0EK31 | 1 | UN | 1 | 2 | A | D | N | N | 85389099 | 1 | 4042949005865 | 507 | G | 138.25 | 138.25 | LP19 | LP19 | FRONT MOUNTED ROTARY OPERATOR STANDARD IP30 WITH DOOR INTERLOCKING AND DOOR-OPEN POSITION ACCESSORY FOR 3VA5/6 400/600 | - | 0 | 0
3VA9447-0EK33 |  | 3VA9447-0EK33 | 1 | UN | 1 | 2 | A | D | N | N | 85389099 | 1 | 4042949015222 | 499 | G | 191.97 | 191.97 | LP19 | LP19 | FRONT MOUNTED ROTARY OPERATOR STANDARD IP30 WITH DOOR INTERLOCKING ILLUMINATION KIT 24 V DC AND DOOR-OPEN POSITION ACCESSORY FOR 3VA5/6 400/600 | - | 0 | 0
3VA9447-0EK35 |  | 3VA9447-0EK35 | 1 | UN | 1 | 2 | A | D | N | N | 85389099 | 1 | 4042949005889 | 492 | G | 158 | 158 | LP19 | LP19 | FRONT MOUNTED ROTARY OPERATOR EMERGENCY-OFF IP30 WITH DOOR INTERLOCKING AND DOOR-OPEN POSITION ACCESSORY FOR 3VA5/6 400/600 | - | 0 | 0
3VA9447-0EK37 |  | 3VA9447-0EK37 | 1 | UN | 1 | 2 | A | D | N | N | 85389099 | 1 | 4042949015246 | 498 | G | 212.51 | 212.51 | LP19 | LP19 | FRONT MOUNTED ROTARY OPERATOR EMERGENCY-OFF IP30 WITH DOOR INTERLOCKING ILLUMINATION KIT 24 V DC AND DOOR-OPEN POSITION ACCESSORY FOR 3VA5/6 400/600 | - | 0 | 0
3VA9447-0FK21 |  | 3VA9447-0FK21 | 1 | UN | 1 | 2 | A | D | N | N | 85389099 | 1 | 4042949014614 | 718 | G | 143.78 | 143.78 | LP19 | LP19 | DOOR MOUNTED ROTARY OPERATOR STANDARD IEC IP65 WITH DOOR INTERLOCKING ACCESSORY FOR: 3VA5/6 400/600 | - | 0 | 0
3VA9447-0FK23 |  | 3VA9447-0FK23 | 1 | UN | 1 | 2 | A | D | N | N | 85389099 | 1 | 4042949015093 | 721 | G | 194.34 | 194.34 | LP19 | LP19 | DOOR MOUNTED ROTARY OPERATOR STANDARD IEC IP65 WITH DOOR INTERLOCKING ILLUMINATION KIT 24 V DC ACCESSORY FOR: 3VA5/6 400/600 | - | 0 | 0
3VA9447-0FK25 |  | 3VA9447-0FK25 | 1 | UN | 1 | 2 | A | D | N | N | 85389099 | 1 | 4042949014638 | 720 | G | 165.9 | 165.9 | LP19 | LP19 | DOOR MOUNTED ROTARY OPERATOR EMERGENCY-OFF IEC IP65 WITH DOOR INTERLOCKING ACCESSORY FOR: 3VA5/6 400/600 | - | 0 | 0
3VA9447-0FK27 |  | 3VA9447-0FK27 | 1 | UN | 1 | 2 | A | D | N | N | 85389099 | 1 | 4042949015116 | 724 | G | 216.46 | 216.46 | LP19 | LP19 | DOOR MOUNTED ROTARY OPERATOR EMERGENCY-OFF IEC IP65 WITH DOOR INTERLOCKING ILLUMINATION KIT 24 V DC ACCESSORY FOR: 3VA5/6 400/600 | - | 0 | 0
3VA9447-0FK31 |  | 3VA9447-0FK31 | 1 | UN | 1 | 2 | A | D | N | N | 85389099 | 1 | 4042949006169 | 712 | G | 153.26 | 153.26 | LP19 | LP19 | DOOR MOUNTED ROTARY OPERATOR STANDARD NEMA TYPE 1, 3R, 12, 4/4X WITH DOOR INTERLOCKING AND DOOR-OPEN POSITION ACCESSORY FOR 3VA5/6 400/600 | - | 0 | 0
3VA9447-0FK33 |  | 3VA9447-0FK33 | 1 | UN | 1 | 2 | A | D | N | N | 85389099 | 1 | 4042949015321 | 0.723 | KG | 209.35 | 209.35 | LP19 | LP19 | Door mounted rotary operator standard NEMA Type 1, 3R, 12, 4/4X with door interlocking illumination kits 24 V DC and door-open position accessory for 3VA5/6 400/600 | - | 0 | 0
3VA9447-0FK35 |  | 3VA9447-0FK35 | 1 | UN | 1 | 2 | A | D | N | N | 85389099 | 1 | 4042949006183 | 718 | G | 176.96 | 176.96 | LP19 | LP19 | Door mounted rotary operator EMERGENCY-OFF NEMA type 1, 3R, 12, 4/4X with door interlocking and door-open position accessory for 3VA5/6 400/600 | - | 0 | 0
3VA9447-0FK37 |  | 3VA9447-0FK37 | 1 | UN | 1 | 2 | A | D | N | N | 85389099 | 1 | 4042949015345 | 726 | G | 233.05 | 233.05 | LP19 | LP19 | Door mounted rotary operator EMERGENCY-OFF NEMA type 1, 3R, 12, 4/4X with door interlocking Illumination kit 24 V DC and door-open position accessory for 3VA5/6 400/600 | - | 0 | 0
3VA9447-0FK41 |  | 3VA9447-0FK41 | 1 | UN | 1 | 2 | A | D | N | N | 85389099 | 1 | 4042949006121 | 716 | G | 184.86 | 184.86 | LP19 | LP19 | DOOR MOUNTED ROTARY OPERATOR STANDARD NEMA TYPE 4, 4X WITH DOOR INTERLOCKING AND DOOR-OPEN POSITION ACCESSORY FOR 3VA5/6 400/600 | - | 0 | 0
3VA9447-0FK43 |  | 3VA9447-0FK43 | 1 | UN | 1 | 2 | A | D | N | N | 85389099 | 1 | 4042949015284 | 726 | G | 251.22 | 251.22 | LP19 | LP19 | DOOR MOUNTED ROTARY OPERATOR STANDARD NEMA TYPE 4, 4X WITH DOOR INTERLOCKING ILLUMINATION KIT 24 V DC AND DOOR-OPEN POSITION ACCESSORY FOR 3VA5/6 400/600 | - | 0 | 0
3VA9447-0FK45 |  | 3VA9447-0FK45 | 1 | UN | 1 | 2 | A | D | N | N | 85389099 | 1 | 4042949006145 | 718 | G | 213.3 | 213.3 | LP19 | LP19 | DOOR MOUNTED ROTARY OPERATOR EMERGENCY-OFF NEMA TYPE 4, 4X WITH DOOR INTERLOCKING AND DOOR-OPEN POSITION ACCESSORY FOR 3VA5/6 400/600 | - | 0 | 0
3VA9447-0FK47 |  | 3VA9447-0FK47 | 1 | UN | 1 | 2 | A | D | N | N | 85389099 | 1 | 4042949015307 | 725 | G | 279.66 | 279.66 | LP19 | LP19 | DOOR MOUNTED ROTARY OPERATOR EMERGENCY-OFF NEMA TYPE 4, 4X WITH DOOR INTERLOCKING ILLUMINATION KIT 24 V DC AND DOOR-OPEN POSITION ACCESSORY FOR 3VA5/6 400/600 | - | 0 | 0
3VA9447-0GK00 |  | 3VA9447-0GK00 | 1 | UN | 1 | 2 | A | D | N | N | 85389099 | 1 | 4042949014454 | 322 | G | 67.47 | 67.47 | LP19 | LP19 | ROTARY OPERATOR WITH SHAFT STUB WITHOUT HANDLE FOR RETROFIT 8UC ACCESSORY FOR: 3VA5/6 400/600 | - | 0 | 0
3VA9447-0HA10 |  | 3VA9447-0HA10 | 1 | UN | 1 | 2 | A | D | N | N | 85013100 | 1 | 4042949015512 | 1.527 | KG | 749.71 | 749.71 | LP19 | LP19 | motor operator 24-60V DC accessory for: 3VA5/6 400/600 | - | 0 | 0
3VA9447-0HA20 |  | 3VA9447-0HA20 | 1 | UN | 1 | 2 | A | D | N | N | 85012000 | 1 | 4042949015529 | 1.508 | KG | 749.71 | 749.71 | LP19 | LP19 | motor operator 110-230V AC/110-250V DC accessory for: 3VA5/6 400/600 | - | 0 | 0
3VA9448-0CB10 |  | 3VA9448-0CB10 | 1 | UN | 1 | 2 | A | D | N | N | 85389099 | 1 | 4042949018919 | 1.174 | KG | 181.7 | 181.7 | LP19 | LP19 | BREAKER OPERATOR MECHANISM FOR MAX-FLEX ACCESSORY FOR: 3VA5/6 400/600 | - | 0 | 0
3VA9448-0CK12 |  | 3VA9448-0CK12 | 1 | UN | 1 | 2 | A | D | N | N | 85389099 | 1 | 4042949019152 | 2.911 | KG | 601.19 | 601.19 | LP19 | LP19 | MAX-FLEX KIT HANDLE, CABLE, BREAKER OPERATOR ACCESSORY FOR: 3VA5/6 400/600 | - | 0 | 0
3VA9448-0VK20 |  | 3VA9448-0VK20 | 1 | UN | 1 | 2 | A | D | N | N | 85389099 | 1 | 4042949015994 | 1.054 | KG | 18.8 | 18.8 | LP19 | LP19 | REAR INTERLOCK MOUNTING PLATE ACCESSORY FOR: 3VA5/6 400/600 | - | 0 | 0
3VA9457-0KD81 |  | 3VA9457-0KD81 | 1 | UN | 1 | 2 | A | D | N | N | 85389099 | 1 | 4042949012733 | 5 | G | 32.07 | 32.07 | LP19 | LP19 | autotrip plunger accessory for: draw-out unit 3VA1 400/630, 3VA2 400/630, 3VA6 400/600 | - | 0 | 0
3VA9457-0KP81 |  | 3VA9457-0KP81 | 1 | UN | 1 | 2 | A | D | N | N | 85389099 | 1 | 4042949012702 | 7 | G | 32.07 | 32.07 | LP19 | LP19 | autotrip plunger accessory for: plug-in unit 3VA1 400/630 3VA2 400/630, 3VA6 400/600 | - | 0 | 0
3VA9467-0EK11 |  | 3VA9467-0EK11 | 1 | UN | 1 | 2 | A | D | N | N | 85389099 | 1 | 4042949005520 | 365 | G | 60.9 | 59.2 | LP19 | LP19 | front mounted rotary operator standard IEC IP30/40 accessory for: 3VA1 400/630 3VA2 400/630 | Lista Papel 2020 SI | 0 | 0
3VA9467-0EK13 |  | 3VA9467-0EK13 | 1 | UN | 1 | 2 | A | D | N | N | 85389099 | 1 | 4042949012269 | 0.373 | KG | 101.6 | 98.6 | LP19 | LP19 | front mounted rotary operator standard IEC IP30/40 24V DC lighting kit accessory for: 3VA1 400/630 3VA2 400/630 | Lista Papel 2020 SI | 0 | 0
3VA9467-0EK15 |  | 3VA9467-0EK15 | 1 | UN | 1 | 2 | A | D | N | N | 85389099 | 1 | 4042949005544 | 364 | G | 70.1 | 68.1 | LP19 | LP19 | front mounted rotary operator emergency-off IEC IP30/40 accessory for: 3VA1 400/630 3VA2 400/630 | Lista Papel 2020 SI | 0 | 0
3VA9467-0EK17 |  | 3VA9467-0EK17 | 1 | UN | 1 | 2 | A | D | N | N | 85389099 | 1 | 4042949012283 | 373 | G | 112.4 | 109.3 | LP19 | LP19 | front mounted rotary operator emergency-off IEC IP30/40 24V DC lighting kit accessory for: 3VA1 400/630 3VA2 400/630 | Lista Papel 2020 SI | 0 | 0
3VA9467-0EK21 |  | 3VA9467-0EK21 | 1 | UN | 1 | 2 | A | D | N | N | 85389099 | 1 | 4042949005568 | 427 | G | 103.2 | 100.1 | LP19 | LP19 | front mounted rotary operator standard with door interlock IEC IP30/40 accessory for: 3VA1 400/630 3VA2 400/630 | Lista Papel 2020 SI | 0 | 0
3VA9467-0EK23 |  | 3VA9467-0EK23 | 1 | UN | 1 | 2 | A | D | N | N | 85389099 | 1 | 4042949012306 | 423 | G | 144.8 | 140.9 | LP19 | LP19 | front mounted rotary operator standard with door interlock IEC IP30/40 24V DC lighting kit accessory for: 3VA1 400/630 3VA2 400/630 | Lista Papel 2020 SI | 0 | 0
3VA9467-0EK25 |  | 3VA9467-0EK25 | 1 | UN | 1 | 2 | A | D | N | N | 85389099 | 1 | 4042949005582 | 428 | G | 118.6 | 115.5 | LP19 | LP19 | front mounted rotary operator emergency-off with door interlock IEC IP30/40 accessory for: 3VA1 400/630 3VA2 400/630 | Lista Papel 2020 SI | 0 | 0
3VA9467-0EK27 |  | 3VA9467-0EK27 | 1 | UN | 1 | 2 | A | D | N | N | 85389099 | 1 | 4042949012320 | 424 | G | 160.9 | 156.3 | LP19 | LP19 | front mounted rotary operator emergency-off with door interlock IEC IP30/40 24V DC lighting kit accessory for: 3VA1 400/630 3VA2 400/630 | Lista Papel 2020 SI | 0 | 0
3VA9467-0FK21 |  | 3VA9467-0FK21 | 1 | UN | 1 | 2 | A | D | N | N | 85389099 | 1 | 4042949005940 | 713 | G | 116.3 | 113.2 | LP19 | LP19 | door mounted rotary operator standard IEC IP65 with door interlock accessory for: 3VA1 400/630 3VA2 400/630 | Lista Papel 2020 SI | 0 | 0
3VA9467-0FK23 |  | 3VA9467-0FK23 | 1 | UN | 1 | 2 | A | D | N | N | 85389099 | 1 | 4042949012344 | 0.71 | KG | 159.4 | 154.8 | LP19 | LP19 | door mounted rotary operator standard IEC IP65 with door interlock 24V DC lighting kit accessory for: 3VA1 400/630 3VA2 400/630 | Lista Papel 2020 SI | 0 | 0
3VA9467-0FK25 |  | 3VA9467-0FK25 | 1 | UN | 1 | 2 | A | D | N | N | 85389099 | 1 | 4042949005964 | 710 | G | 134.8 | 130.9 | LP19 | LP19 | door mounted rotary operator emergency-off IEC IP65 with door interlock accessory for: 3VA1 400/630 3VA2 400/630 | Lista Papel 2020 SI | 0 | 0
3VA9467-0FK27 |  | 3VA9467-0FK27 | 1 | UN | 1 | 2 | A | D | N | N | 85389099 | 1 | 4042949012368 | 0.706 | KG | 174.8 | 170.2 | LP19 | LP19 | door mounted rotary operator emergency-off IEC IP65 with door interlock 24V DC lighting kit accessory for: 3VA1 400/630 3VA2 400/630 | Lista Papel 2020 SI | 0 | 0
3VA9467-0FK61 |  | 3VA9467-0FK61 | 1 | UN | 1 | 2 | A | D | N | N | 85389099 | 1 | 4042948847329 | 676 | G | 119.29 | 119.29 | LP19 | LP19 | Door mounted rotary operator standard, rigid without tolerance adapter IEC IP65 with door interlocking accessory for: 3VA1 400/630 3VA2 400/630 |  | 0 | 0
3VA9467-0GK00 |  | 3VA9467-0GK00 | 1 | UN | 1 | 2 | A | D | N | N | 85389099 | 1 | 4042949005452 | 317 | G | 54.8 | 53.3 | LP19 | LP19 | rotary operator with shaft stub for 8UC retrofit accessory for: 3VA1 400/630 3VA2 400/630 | Lista Papel 2020 SI | 0 | 0
3VA9467-0GX01 |  | 3VA9467-0GX01 | 1 | UN | 1 | 2 | A | D | N | N | 85389099 | 1 | 4042949432586 | 20 | G | 12.17 |  | LP19 |  | Aux switch module rot op mech Mounting adapter for Sidewall rot op Accessory for: 3VA1 400/630 3VA2 100/160/250/400/630 |  | 0 | 0
3VA9467-0GX10 |  | 3VA9467-0GX10 | 1 | UN | 1 | 2 | A | D | N | N | 85389099 | 1 | 4042948865798 | 201 | G | 42.27 |  | LP19 |  | Aux switch module rot op mech 2 x leading to "ON" Accessory for: 3VA1 400/630 3VA2 100/160/250/400/630 |  | 0 | 0
3VA9467-0GX20 |  | 3VA9467-0GX20 | 1 | UN | 1 | 2 | A | D | N | N | 85389099 | 1 | 4042948865781 | 201 | G | 69.13 |  | LP19 |  | Aux switch module rot op mech 2 x leading to "ON" and 1 x leading to "OFF" Accessory for: 3VA1 400/630 3VA2 100/160/250/400/630 |  | 0 | 0
3VA9467-0HA10 |  | 3VA9467-0HA10 | 1 | UN | 1 | 2 | A | D | N | N | 85013100 | 1 | 4042949002413 | 1.524 | KG | 609.1 | 592.1 | LP19 | LP19 | motor operator 24-60V DC accessory for: 3VA1 400/630 3VA2 400/630 | Lista Papel 2020 SI | 0 | 0
3VA9467-0HA20 |  | 3VA9467-0HA20 | 1 | UN | 1 | 2 | A | D | N | N | 85012000 | 1 | 4042949002420 | 1.518 | KG | 609.1 | 592.1 | LP19 | LP19 | motor operator 110-230V AC/110-250V DC accessory for: 3VA1 400/630 3VA2 400/630 | Lista Papel 2020 SI | 0 | 0
3VA9467-0HA21 |  | 3VA9467-0HA21 | 1 | UN | 1 | 2 | A | D | EAR99 | N | 85013100 | 1 | 4042948859087 | 1.586 | KG | 647.01 | 647.01 | LP19 | LP19 | motor operator 110 V AC optimized for long cables accessory for: 3VA1 400/630 3VA2 400/630 | - | 0 | 7
3VA9467-0HA22 |  | 3VA9467-0HA22 | 1 | UN | 1 | 2 | A | D | EAR99 | N | 85013100 | 1 | 4042948854556 | 1.587 | KG | 647.01 | 647.01 | LP19 | LP19 | motor operator 230 V AC optimized for long cables accessory for: 3VA1 400/630 3VA2 400/630 | - | 0 | 7
3VA9467-0PK11 |  | 3VA9467-0PK11 | 1 | UN | 1 | 2 | A | D | N | N | 85389099 | 1 | 4042949006510 | 836 | G | 203.3 | 197.9 | LP19 | LP19 | side wall mounted rot. operator standard IEC IP65 accessory for: 3VA1 400/630 3VA2 400/630 | Lista Papel 2020 SI | 0 | 0
3VA9467-0PK13 |  | 3VA9467-0PK13 | 1 | UN | 1 | 2 | A | D | N | N | 85389099 | 1 | 4042949012382 | 0.826 | KG | 244.1 | 237.2 | LP19 | LP19 | side wall mounted rot. operator standard IEC IP65 24V DC lighting kit accessory for: 3VA1 400/630 3VA2 400/630 | Lista Papel 2020 SI | 0 | 0
3VA9467-0PK15 |  | 3VA9467-0PK15 | 1 | UN | 1 | 2 | A | D | N | N | 85389099 | 1 | 4042949006534 | 0.834 | KG | 234.9 | 227.9 | LP19 | LP19 | side wall mounted rot. operator emergency-off IEC IP65 accessory for: 3VA1 400/630 3VA2 400/630 | Lista Papel 2020 SI | 0 | 0
3VA9467-0PK17 |  | 3VA9467-0PK17 | 1 | UN | 1 | 2 | A | D | N | N | 85389099 | 1 | 4042949012405 | 0.843 | KG | 274.9 | 267.2 | LP19 | LP19 | side wall mounted rot. operator emergency-off IEC IP65 24V DC lighting kit accessory for: 3VA1 400/630 3VA2 400/630 | Lista Papel 2020 SI | 0 | 0
3VA9468-0VK20 |  | 3VA9468-0VK20 | 1 | UN | 1 | 2 | A | D | N | N | 85389099 | 1 | 4042949004738 | 1.029 | KG | 15.3 | 14.9 | LP19 | LP19 | rear interlock mounting plate accessory for: 3VA1 400/630 3VA2 400/630 | Lista Papel 2020 SI | 0 | 0
3VA9470-0WC00 |  | 3VA9470-0WC00 | 1 | UN | 1 | 2 | A | D | EAR99 | N | 85369010 | 10 | 4042949017301 | 23 | G | 7.38 | 7.38 | LP19 | LP19 | CONTROL WIRE TAP FOR BUSBAR ACCESSORY FOR: 3VA5/6 400/600 | - | 0 | 0
3VA9471-0QE10 |  | 3VA9471-0QE10 | 1 | UN | 1 | 2 | A | D | N | N | 85369095 | 1 | 4042949007531 | 223 | G | 31.05 | 31.05 | LP19 | LP19 | REAR CONNECTION STUD FLAT SHORT 1 PCS. ACCESSORY FOR: 3VA5/6 400/600 | - | 0 | 0
3VA9471-0QE20 |  | 3VA9471-0QE20 | 1 | UN | 1 | 2 | A | D | N | N | 85369095 | 1 | 4042949007623 | 373 | G | 41.4 | 41.4 | LP19 | LP19 | REAR CONNECTION STUD FLAT LONG 1 PCS. ACCESSORY FOR: 3VA5/6 400/600 | - | 0 | 0
3VA9471-0QF10 |  | 3VA9471-0QF10 | 1 | UN | 1 | 2 | A | D | EAR99 | N | 85369095 | 1 | 4042949007807 | 285 | G | 31.05 | 31.05 | LP19 | LP19 | REAR CONNECTING STUD ROUND SHORT 1 PCS. ACCESSORY FOR: 3VA5/6 400/600 | - | 0 | 0
3VA9471-0QF20 |  | 3VA9471-0QF20 | 1 | UN | 1 | 2 | A | D | EAR99 | N | 85369095 | 1 | 4042949007869 | 431 | G | 41.4 | 41.4 | LP19 | LP19 | REAR CONNECTING STUD ROUND LONG 1 PCS. ACCESSORY FOR: 3VA5/6 400/600 | - | 0 | 0
3VA9471-0WD30 |  | 3VA9471-0WD30 | 1 | UN | 1 | 2 | A | D | EAR99 | N | 85389099 | 1 | 4042949017257 | 46 | G | 27.97 | 27.97 | LP19 | LP19 | TERMINAL COVER 3 POLE 1PCS. ACCESSORY FOR: 3VA5/6 400/600 PLUG-IN/DRAW-OUT SOCKET 3VA5/6 400/600 | - | 0 | 0
3VA9471-0WD31 |  | 3VA9471-0WD31 | 1 | UN | 1 | 2 | A | D | EAR99 | N | 85389099 | 1 | 4042949009511 | 44 | G | 41.95 | 41.95 | LP19 | LP19 | Terminal Cover 3 pole; 1 pc. with probe holes for voltage testing accessory for: 3VA5/6 400/600 Plug-in/Draw-out Base 3VA5/6 400/600 - |  | 0 | 0
3VA9471-0WD40 |  | 3VA9471-0WD40 | 1 | UN | 1 | 2 | A | D | EAR99 | N | 85389099 | 1 | 4042949017264 | 57 | G | 36.5 | 36.5 | LP19 | LP19 | terminal cover 4-pole 1 unit accessory for: 3VA6 400/600 PI+draw-out technology 3VA6 400/600 | - | 0 | 0
3VA9471-0WF30 |  | 3VA9471-0WF30 | 1 | UN | 1 | 2 | A | D | EAR99 | N | 85389099 | 1 | 4042949017196 | 252 | G | 34.13 | 34.13 | LP19 | LP19 | TERMINAL COVER EXTENDED 3 POLE 1 PCS. ACCESSORY FOR: 3VA5/6 400/600 PLUG-IN/DRAW-OUT SOCKET 3VA6 400/600 | - | 0 | 0
3VA9471-0WF31 |  | 3VA9471-0WF31 | 1 | UN | 1 | 2 | A | D | EAR99 | N | 85389099 | 1 | 4042949016311 | 247 | G | 51.19 | 51.19 | LP19 | LP19 | Terminal Cover Extended 3 pole; 1 pc. with probe holes for voltage testing accessory for: 3VA5/6 400/600 Plug-in/Draw-out Base 3VA5/6 400/600 - |  | 0 | 0
3VA9471-0WF40 |  | 3VA9471-0WF40 | 1 | UN | 1 | 2 | A | D | EAR99 | N | 85389099 | 1 | 4042949017202 | 311 | G | 45.03 | 45.03 | LP19 | LP19 | TERMINAL COVER EXTENDED 4 POLE 1 PCS. ACCESSORY FOR: 3VA5/6 400/600 PLUG-IN/DRAW-OUT SOCKET 3VA6 400/600 | - | 0 | 0
3VA9471-0WG30 |  | 3VA9471-0WG30 | 1 | UN | 1 | 2 | A | D | EAR99 | N | 85389099 | 1 | 4042949017226 | 580 | G | 77.66 | 77.66 | LP19 | LP19 | TERMINAL COVER OFFSET 3 POLE 1 PCS. ACCESSORY FOR: 3VA5/6 400/600 PLUG-IN/DRAW-OUT SOCKET 3VA6 400/600 | - | 0 | 0
3VA9471-0WG40 |  | 3VA9471-0WG40 | 1 | UN | 1 | 2 | A | D | EAR99 | N | 85389099 | 1 | 4042949018100 | 742 | G | 104.28 | 104.28 | LP19 | LP19 | TERMINAL COVER OFFSET 4 POLE 1 PCS. ACCESSORY FOR: 3VA5/6 400/600 PLUG-IN/DRAW-OUT SOCKET 3VA6 400/600 | - | 0 | 0
3VA9471-0WJ30 |  | 3VA9471-0WJ30 | 1 | UN | 1 | 2 | A | D | EAR99 | N | 85472000 | 1 | 4042949017172 | 51 | G | 19.36 | 19.36 | LP19 | LP19 | REAR INSULATING PLATE EXTENDED 3 POLE 1 PCS. ACCESSORY FOR: 3VA5/6 400/600 | - | 0 | 0
3VA9471-0WJ40 |  | 3VA9471-0WJ40 | 1 | UN | 1 | 2 | A | D | EAR99 | N | 85472000 | 1 | 4042949017189 | 62 | G | 26.23 | 26.23 | LP19 | LP19 | REAR INSULATING PLATE EXTENDED 4 POLE 1 PCS. ACCESSORY FOR: 3VA5/6 400/600 | - | 0 | 0
3VA9471-0WK30 |  | 3VA9471-0WK30 | 1 | UN | 1 | 2 | A | D | EAR99 | N | 85472000 | 1 | 4042949017158 | 0.073 | KG | 24.25 | 24.25 | LP19 | LP19 | REAR INSULATINGPLATE OFFSET 3 POLE 1 PCS. ACCESSORY FOR: 3VA5/6 400/600 | - | 0 | 0
3VA9471-0WK40 |  | 3VA9471-0WK40 | 1 | UN | 1 | 2 | A | D | EAR99 | N | 85472000 | 1 | 4042949017165 | 97 | G | 32.86 | 32.86 | LP19 | LP19 | REAR INSULATINGPLATE OFFSET 4 POLE 1 PCS. ACCESSORY FOR: 3VA5/6 400/600 | - | 0 | 0
3VA9472-0WA00 |  | 3VA9472-0WA00 | 1 | UN | 1 | 2 | A | D | N | N | 85389099 | 1 | 4042949017134 | 90 | G | 12.8 | 12.8 | LP19 | LP19 | PHASE BARRIERS 2 PCS. ACCESSORY FOR: 3VA5/6 400/600 | - | 0 | 0
3VA9473-0JA13 |  | 3VA9473-0JA13 | 1 | UN | 1 | 2 | A | D | EAR99 | N | 85369095 | 1 | 4042949016656 | 433 | G | 104.28 | 104.28 | LP19 | LP19 | BOX TERMINAL 3 PCS. ACCESSORY FOR: 3VA5/6 400/600 | - | 0 | 0
3VA9473-0JC23 |  | 3VA9473-0JC23 | 1 | UN | 1 | 30 | D | D | EAR99 | N | 85389099 | 1 | 4042949019176 | 1.048 | KG | 179.33 | 179.33 | LP19 | LP19 | wire connector 2 cables with control wire voltage tap-off 3 units accessory for: 3VA5/6 400/600 | - | 0 | 0
3VA9473-0JC28 |  | 3VA9473-0JC28 | 1 | UN | 1 | 2 | A | D | EAR99 | N | 85389099 | 1 | 4042949007937 | 1.054 | KG | 220.41 | 220.41 | LP19 | LP19 | Wire Connector with control wire tap; for 2 cables; 3 pcs.; incl. Terminal Cover Extended with probe holes for voltage test; accessory for: 3VA5/6 400/600 Plug-in/Draw-out Base 3VA5/6 400/600 |  | 0 | 0
3VA9473-0JE23 |  | 3VA9473-0JE23 | 1 | UN | 1 | 2 | A | D | EAR99 | N | 85389099 | 1 | 4042949008750 | 2.405 | KG | 600.4 | 600.4 | LP19 | LP19 | wire connector CU 2 cables 3 units accessory for: 3VA5/6 400/600 | - | 0 | 0
3VA9473-0JH13 |  | 3VA9473-0JH13 | 1 | UN | 1 | 2 | A | D | EAR99 | N | 85369010 | 1 | 4042949019930 | 496 | G | 127.19 | 127.19 | LP19 | LP19 | BOX TERMINAL WITH CONTROL WIRE TAP 3 PCS. ACCESSORY FOR: 3VA5/6 400/600 | - | 0 | 0
3VA9473-0JJ23 |  | 3VA9473-0JJ23 | 1 | UN | 1 | 30 | D | D | EAR99 | N | 85369010 | 1 | 4042949010722 | 1.054 | KG | 155.63 | 155.63 | LP19 | LP19 | wire connector 2 cables 3 units accessory for: 3VA5/6 400/600 | - | 0 | 0
3VA9473-0JL23 |  | 3VA9473-0JL23 | 1 | UN | 1 | 2 | A | D | EAR99 | N | 85389099 | 1 | 4042949010883 | 2.446 | KG | 691.25 | 691.25 | LP19 | LP19 | wire connector CU 2 cables with control wire voltage tap-off 3 units accessory for: 3VA5/6 400/600 | - | 0 | 0
3VA9473-0QA00 |  | 3VA9473-0QA00 | 1 | UN | 1 | 2 | A | D | EAR99 | N | 85369095 | 1 | 4042949006770 | 164 | G | 47.48 | 47.48 | LP19 | LP19 | nut keeper kit 3 units accessory for: 3VA5/6 400/600 | - | 0 | 0
3VA9473-0QB00 |  | 3VA9473-0QB00 | 1 | UN | 1 | 2 | A | D | N | N | 85389099 | 1 | 4042949016199 | 749 | G | 67.94 | 67.94 | LP19 | LP19 | FRONT BUS CONNECTORS 3 PCS. ACCESSORY FOR: 3VA5/6 400/600 | - | 0 | 0
3VA9473-0QC00 |  | 3VA9473-0QC00 | 1 | UN | 1 | 2 | A | D | N | N | 85389099 | 1 | 4042949016267 | 1.145 | KG | 96.38 | 96.38 | LP19 | LP19 | FRONT BUS CONNECTORS OFFSET 3 PCS ACCESSORY FOR: 3VA5/6 400/600 | - | 0 | 0
3VA9473-0QE00 |  | 3VA9473-0QE00 | 1 | UN | 1 | 2 | A | D | N | N | 85369095 | 1 | 4042949007357 | 729 | G | 103.49 | 103.49 | LP19 | LP19 | REAR CONNECTION STUDS FLAT 3 PCS. ACCESSORY FOR: 3VA5/6 400/600 | - | 0 | 0
3VA9473-0QF00 |  | 3VA9473-0QF00 | 1 | UN | 1 | 2 | A | D | EAR99 | N | 85369095 | 1 | 4042949007685 | 912 | G | 103.49 | 103.49 | LP19 | LP19 | REAR CONNECTING STUDS ROUND 3 PCS. ACCESSORY FOR: 3VA5/6 400/600 | - | 0 | 0
3VA9474-0JA13 |  | 3VA9474-0JA13 | 1 | UN | 1 | 2 | A | D | N | N | 85369095 | 1 | 4042949016694 | 571 | G | 139.83 | 139.83 | LP19 | LP19 | BOX TERMINAL 4 PCS. ACCESSORY FOR: 3VA5/6 400/600 | - | 0 | 0
3VA9474-0JC23 |  | 3VA9474-0JC23 | 1 | UN | 1 | 30 | D | D | EAR99 | N | 85389099 | 1 | 4042949019183 | 1.364 | KG | 240.95 | 240.95 | LP19 | LP19 | wire connector 2 cables with control wire voltage tap-off 4 units accessory for: 3VA5/6 400/600 | - | 0 | 0
3VA9474-0JE23 |  | 3VA9474-0JE23 | 1 | UN | 1 | 2 | A | D | EAR99 | N | 85389099 | 1 | 4042949008767 | 3.228 | KG | 805.8 | 805.8 | LP19 | LP19 | wire connector CU 2 cables 4 units accessory for: 3VA5/6 400/600 | - | 0 | 0
3VA9474-0JH13 |  | 3VA9474-0JH13 | 1 | UN | 1 | 2 | A | D | N | N | 85369010 | 1 | 4042949019978 | 794 | G | 169.85 | 169.85 | LP19 | LP19 | BOX TERMINAL WITH CONTROL WIRE TAP 4 PCS. ACCESSORY FOR: 3VA5/6 400/600 | - | 0 | 0
3VA9474-0JJ23 |  | 3VA9474-0JJ23 | 1 | UN | 1 | 30 | D | D | EAR99 | N | 85389099 | 1 | 4042949010753 | 1.369 | KG | 209.35 | 209.35 | LP19 | LP19 | wire connector 2 cables 4 units accessory for: 3VA5/6 400/600 | - | 0 | 0
3VA9474-0JL23 |  | 3VA9474-0JL23 | 1 | UN | 1 | 2 | A | D | EAR99 | N | 85389099 | 1 | 4042949010890 | 3.207 | KG | 924.3 | 924.3 | LP19 | LP19 | wire connector CU 2 cables with control wire voltage tap-off 4 units accessory for: 3VA5/6 400/600 | - | 0 | 0
3VA9474-0QA00 |  | 3VA9474-0QA00 | 1 | UN | 1 | 2 | A | D | EAR99 | N | 85369095 | 1 | 4042949006886 | 212 | G | 63.2 | 63.2 | LP19 | LP19 | nut keeper kit 4 units accessory for: 3VA5/6 400/600 | - | 0 | 0
3VA9474-0QB00 |  | 3VA9474-0QB00 | 1 | UN | 1 | 2 | A | D | N | N | 85389099 | 1 | 4042949016229 | 974 | G | 91.64 | 91.64 | LP19 | LP19 | FRONT BUS CONNECTORS 4 PCS. ACCESSORY FOR: 3VA5/6 400/600 | - | 0 | 0
3VA9474-0QC00 |  | 3VA9474-0QC00 | 1 | UN | 1 | 2 | A | D | N | N | 85389099 | 1 | 4042949016298 | 1.487 | KG | 127.98 | 127.98 | LP19 | LP19 | FRONT BUS CONNECTORS OFFSET 4 PCS ACCESSORY FOR: 3VA5/6 400/600 | - | 0 | 0
3VA9474-0QE00 |  | 3VA9474-0QE00 | 1 | UN | 1 | 2 | A | D | N | N | 85369095 | 1 | 4042949007449 | 1.047 | KG | 139.04 | 139.04 | LP19 | LP19 | REAR CONNECTION STUDS FLAT 4 PCS. ACCESSORY FOR: 3VA5/6 400/600 | - | 0 | 0
3VA9474-0QF00 |  | 3VA9474-0QF00 | 1 | UN | 1 | 2 | A | D | EAR99 | N | 85369095 | 1 | 4042949007746 | 1.283 | KG | 139.04 | 139.04 | LP19 | LP19 | REAR CONNECTING STUDS ROUND 4 PCS. ACCESSORY FOR: 3VA5/6 400/600 | - | 0 | 0
3VA9477-0CB10 |  | 3VA9477-0CB10 | 1 | UN | 1 | 2 | A | D | EAR99 | N | 85389099 | 1 | 4042949011774 | 1.1 | KG | 181.7 | 181.7 | LP19 | LP19 | Operating Unit w/ Bowdencable Max-Flex Operator Switching mechanism only accessory for: 3VA5 400, 3VA5 600 3VA6 400, 3VA6 600 |  | 0 | 0
3VA9477-0CK12 |  | 3VA9477-0CK12 | 1 | UN | 1 | 2 | A | D | EAR99 | N | 85389099 | 1 | 4042949011699 | 1.696 | KG | 569.59 | 569.59 | LP19 | LP19 | Operating Unit w/ Bowdencable Max-Flex Operator Compete Kit consisting of: handle plastic NEMA 1, 12, 3R black=OFF, red=ON Bowdencable length 36" (0,9 m) Switching mechanism accessory for: 3VA5 400, 3VA5 600 3VA6 400, 3VA6 600 |  | 0 | 0
3VA9477-0CK72 |  | 3VA9477-0CK72 | 1 | UN | 1 | 2 | A | D | EAR99 | N | 85389099 | 1 | 4042949011712 | 2.742 | KG | 610.67 | 610.67 | LP19 | LP19 | Operating Unit w/ Bowdencable Max-Flex Operator Compete Kit consisting of: handle steel epoxy coated NEMA 1, 12, 3R black=OFF, red=ON Bowdencable length 36" (0,9 m) Switching mechanism accessory for: 3VA5 400, 3VA5 600 3VA6 400, 3VA6 600 |  | 0 | 0
3VA9477-0GA80 |  | 3VA9477-0GA80 | 1 | UN | 1 | 2 | A | D | N | N | 85389099 | 1 | 4042949014430 | 41 | G | 31.28 | 31.28 | LP19 | LP19 | RETAINING BRACKET ACCESSORY FOR 3VA5 250/400/600 and 3VA6 150/250/400/600 | - | 0 | 0
3VA9477-0GC01 |  | 3VA9477-0GC01 | 1 | UN | 1 | 2 | A | D | N | N | 85389099 | 1 | 4042949014669 | 57 | G | 70.31 | 70.31 | LP19 | LP19 | supplementary handle for door mounted rotary operator standard accessory for: 3VA6 150/250 | - | 0 | 0
3VA9477-0GC05 |  | 3VA9477-0GC05 | 1 | UN | 1 | 2 | A | D | N | N | 85389099 | 1 | 4042949014676 | 58 | G | 80.58 | 80.58 | LP19 | LP19 | supplementary handle for door mounted rotary operator emergency-stop accessory for: 3VA6 150/250 | - | 0 | 0
3VA9477-0GC11 |  | 3VA9477-0GC11 | 1 | UN | 1 | 2 | A | D | N | N | 85389099 | 1 | 4042949015192 | 61 | G | 72.76 | 72.76 | LP19 | LP19 | SUPPLEMENTARY HANDLE FOR DOOR MOUNTED ROTARY OPERATOR STANDARD ACCESSORY FOR 3VA5/6 400/600 | - | 0 | 0
3VA9477-0GC15 |  | 3VA9477-0GC15 | 1 | UN | 1 | 2 | A | D | N | N | 85389099 | 1 | 4042949015208 | 60 | G | 83.74 | 83.74 | LP19 | LP19 | SUPPLEMENTARY HANDLE FOR DOOR MOUNTED ROTARY OPERATOR EMERGENCY-STOP ACCESSORY FOR 3VA5/6 400/600 | - | 0 | 0
3VA9478-0CX10 |  | 3VA9478-0CX10 | 1 | UN | 1 | 2 | A | D | N | N | 85389099 | 1 | 4042949018889 | 62 | G | 133.51 | 133.51 | LP19 | LP19 | Operating Unit w/ Bowdencable Max-Flex Operator Leading changover switch 1 change over contact accessory for: 3VA5 125, 3VA5 250, 3VA6 250 3VA5 400, 3VA6 600 3VA6 400, 3VA5 600 | - | 0 | 0
3VA9478-0CX20 |  | 3VA9478-0CX20 | 1 | UN | 1 | 2 | A | D | N | N | 85389099 | 1 | 4042949018896 | 111 | G | 265.44 | 265.44 | LP19 | LP19 | Operating Unit w/ Bowdencable Max-Flex Operator Leading changover switch 2 change over contacts accessory for: 3VA5 125, 3VA5 250, 3VA6 250 3VA5 400, 3VA6 600 3VA6 400, 3VA5 600 | - | 0 | 0
3VA9478-0DK72 |  | 3VA9478-0DK72 | 1 | UN | 1 | 29 | D | D | EAR99 | N | 85389099 | 1 | 4042949010326 | 2.546 | KG | 277.29 | 277.29 | LP19 | LP19 | Operating Unit with Rod Variable Depth Flange Mounted operator kit, consisting of: handle steel epoxy coated NEMA 1, 12, 3R black=OFF, red=ON Switching mechanism Mounting depth 8'' to 16'' Accessory for: 3VA5 400, 3VA5 600 3VA6 400, 3VA6 600 |  | 0 | 0
3VA9478-0DK82 |  | 3VA9478-0DK82 | 1 | UN | 1 | 29 | D | D | EAR99 | N | 85389099 | 1 | 4042949008316 | 2.5 | KG | 364.98 | 364.98 | LP19 | LP19 | Operating Unit with Rod Variable Depth Flange Mounted operator kit, consisting of: handle steel chrome plated NEMA 4/4X black=OFF, red=ON Switching mechanism Mounting depth 8'' to 16'' Accessory for: 3VA5 400, 3VA5 600 3VA6 400, 3VA6 600 |  | 0 | 0
3VA9478-0DK84 |  | 3VA9478-0DK84 | 1 | UN | 1 | 2 | A | D | EAR99 | N | 85389099 | 1 | 4042949018087 | 2.561 | KG | 364.98 | 364.98 | LP19 | LP19 | Operating Unit with Rod Variable Depth Flange Mounted operator kit, consisting of: handle steel chrome plated NEMA 4/4X black=OFF, black=ON Switching mechanism Mounting depth 8'' to 16'' Accessory for: 3VA5 400, 3VA5 600 3VA6 400, 3VA6 600 |  | 0 | 0
3VA9480-0WB00 |  | 3VA9480-0WB00 | 1 | UN | 1 | 2 | A | D | EAR99 | N | 85369010 | 10 | 4042949009030 | 21 | G | 6.38 | 6.38 | LP19 | LP19 | control wire tap for box terminal 10 units accessory for: 3VA1 400/630 3VA2 400630 | - | 0 | 0
3VA9480-0WC00 |  | 3VA9480-0WC00 | 1 | UN | 1 | 2 | A | D | EAR99 | N | 85369010 | 10 | 4042949009092 | 21 | G | 5.97 | 5.97 | LP19 | LP19 | control wire tap for nut keeper kit 10 accessory for: 3VA1 400/630 3VA2 400/630 | - | 0 | 0
3VA9481-0WD30 |  | 3VA9481-0WD30 | 1 | UN | 1 | 2 | A | D | EAR99 | N | 85389099 | 1 | 4042949009207 | 42 | G | 22.7 | 22.1 | LP19 | LP19 | terminal cover 3-pole 1 unit accessory for: 3VA1 400/630 3VA2 400/630 | Lista Papel 2020 SI | 0 | 0
3VA9481-0WD40 |  | 3VA9481-0WD40 | 1 | UN | 1 | 2 | A | D | EAR99 | N | 85389099 | 1 | 4042949009337 | 49 | G | 29.7 | 28.9 | LP19 | LP19 | terminal cover 4-pole 1 unit accessory for: 3VA1 400/630 3VA2 400/630 | Lista Papel 2020 SI | 0 | 0
3VA9481-0WF30 |  | 3VA9481-0WF30 | 1 | UN | 1 | 2 | A | D | EAR99 | N | 85389099 | 1 | 4042949009450 | 217 | G | 27.6 | 26.9 | LP19 | LP19 | terminal cover extended 3-pole 1 unit accessory for: 3VA1 400/630 3VA2 400/630 | Lista Papel 2020 SI | 0 | 0
3VA9481-0WF40 |  | 3VA9481-0WF40 | 1 | UN | 1 | 2 | A | D | EAR99 | N | 85389099 | 1 | 4042949009580 | 270 | G | 36.6 | 35.6 | LP19 | LP19 | terminal cover extended 4-pole 1 unit accessory for: 3VA1 400/630 3VA2 400/630 | Lista Papel 2020 SI | 0 | 0
3VA9481-0WJ30 |  | 3VA9481-0WJ30 | 1 | UN | 1 | 2 | A | D | EAR99 | N | 85472000 | 1 | 4042949009863 | 50 | G | 15.9 | 15.4 | LP19 | LP19 | insulating plate extended 3-pole 1 unit accessory for: 3VA1 400/630 3VA2 400/630 | Lista Papel 2020 SI | 0 | 0
3VA9481-0WJ40 |  | 3VA9481-0WJ40 | 1 | UN | 1 | 2 | A | D | EAR99 | N | 85472000 | 1 | 4042949009979 | 59 | G | 21.3 | 20.7 | LP19 | LP19 | insulating plate extended 4-pole 1 unit accessory for: 3VA1 400/630 3VA2 400/630 | Lista Papel 2020 SI | 0 | 0
3VA9481-0WK30 |  | 3VA9481-0WK30 | 1 | UN | 1 | 2 | A | D | EAR99 | N | 85472000 | 1 | 4042949010081 | 118 | G | 19.6 | 19.1 | LP19 | LP19 | insulating plate offset 3-pole 1 unit accessory for: 3VA1 400/630 3VA2 400/630 | Lista Papel 2020 SI | 0 | 0
3VA9481-0WK40 |  | 3VA9481-0WK40 | 1 | UN | 1 | 2 | A | D | EAR99 | N | 85472000 | 1 | 4042949010197 | 143 | G | 26.7 | 25.9 | LP19 | LP19 | insulating plate offset 4-pole 1 unit accessory for: 3VA1 400/630 3VA2 400/630 | Lista Papel 2020 SI | 0 | 0
3VA9482-0WA00 |  | 3VA9482-0WA00 | 1 | UN | 1 | 2 | A | D | N | N | 85389099 | 1 | 4042949008958 | 89 | G | 10.3 | 10 | LP19 | LP19 | phase barriers 2 units accessory for: 3VA1 400/630 3VA2 400/630 | Lista Papel 2020 SI | 0 | 0
3VA9483-0JA13 |  | 3VA9483-0JA13 | 1 | UN | 1 | 2 | A | D | EAR99 | N | 85369010 | 1 | 4042949007968 | 433 | G | 85.5 | 83.2 | LP19 | LP19 | box terminal 3 units accessory for: 3VA1 400/630 3VA2 400/630 | Lista Papel 2020 SI | 0 | 0
3VA9483-0JC23 |  | 3VA9483-0JC23 | 1 | UN | 1 | 30 | D | D | EAR99 | N | 85389099 | 1 | 4042949008590 | 1.039 | KG | 149.31 | 149.31 | LP19 | LP19 | wire connector 2 cables with control wire voltage tap-off 3 units accessory for: plug-in/draw-out unit 3VA1 400/630 3VA2 400/630 | - | 0 | 0
3VA9483-0QB00 |  | 3VA9483-0QB00 | 1 | UN | 1 | 2 | A | D | N | N | 85389099 | 1 | 4042949006916 | 780 | G | 55.3 | 53.7 | LP19 | LP19 | bus connector extended front 3 units accessory for: 3VA1 400/630 3VA2 400/630 | Lista Papel 2020 SI | 0 | 0
3VA9483-0QC00 |  | 3VA9483-0QC00 | 1 | UN | 1 | 2 | A | D | N | N | 85389099 | 1 | 4042949007050 | 1.031 | KG | 77.8 | 75.7 | LP19 | LP19 | bus connector offset front 3 units accessory for: 3VA1 400/630 3VA2 400/630 | Lista Papel 2020 SI | 0 | 0
3VA9483-0QD00 |  | 3VA9483-0QD00 | 1 | UN | 1 | 2 | A | D | N | N | 85389099 | 1 | 4042949007210 | 0.869 | KG | 85.5 | 83.2 | LP19 | LP19 | bus connector extended edgewise 3 units accessory for: 3VA1 400/630 3VA2 400/630 | Lista Papel 2020 SI | 0 | 0
3VA9484-0JA13 |  | 3VA9484-0JA13 | 1 | UN | 1 | 2 | A | D | EAR99 | N | 85369010 | 1 | 4042949008071 | 568 | G | 113.2 | 110.1 | LP19 | LP19 | box terminal 4 units accessory for: 3VA1 400/630 3VA2 400/630 | Lista Papel 2020 SI | 0 | 0
3VA9484-0JC23 |  | 3VA9484-0JC23 | 1 | UN | 1 | 30 | D | D | EAR99 | N | 85389099 | 1 | 4042949008620 | 1.35 | KG | 199.87 | 199.87 | LP19 | LP19 | wire connector 2 cables with control wire voltage tap-off 4 units accessory for: plug-in/draw-out unit 3VA1 400/630 3VA2 400/630 | - | 0 | 0
3VA9484-0QB00 |  | 3VA9484-0QB00 | 1 | UN | 1 | 2 | A | D | N | N | 85389099 | 1 | 4042949006985 | 1.023 | KG | 73.6 | 71.5 | LP19 | LP19 | bus connector extended front 4 units accessory for: 3VA1 400/630 3VA2 400/630 | Lista Papel 2020 SI | 0 | 0
3VA9484-0QC00 |  | 3VA9484-0QC00 | 1 | UN | 1 | 2 | A | D | N | N | 85389099 | 1 | 4042949007135 | 1.387 | KG | 103.2 | 100.1 | LP19 | LP19 | bus connector offset front 4 units accessory for: 3VA1 400/630 3VA2 400/630 | Lista Papel 2020 SI | 0 | 0
3VA9484-0QD00 |  | 3VA9484-0QD00 | 1 | UN | 1 | 2 | A | D | EAR99 | N | 85389099 | 1 | 4042949007258 | 1.19 | KG | 113.2 | 110.1 | LP19 | LP19 | bus connector extended edgewise 4 units accessory for: 3VA1 400/630 3VA2 400/630 | Lista Papel 2020 SI | 0 | 0
3VA9487-0GA80 |  | 3VA9487-0GA80 | 1 | UN | 1 | 2 | A | D | N | N | 85389099 | 1 | 4042949005438 | 40 | G | 26.07 | 26.07 | LP19 | LP19 | retaining bracket accessory for: 3VA1 400/630 3VA2 100/160/250/400/630 | - | 0 | 0
3VA9487-0GB10 |  | 3VA9487-0GB10 | 1 | UN | 1 | 2 | A | D | N | N | 85389099 | 1 | 4042949005421 | 115 | G | 15.2 | 14.7 | LP19 | LP19 | variable depth adapter for draw-out version 8x 8mm accessory for: 3VA1/2 up to 630 A | Lista Papel 2020 SI | 0 | 0
3VA9487-0GC01 |  | 3VA9487-0GC01 | 1 | UN | 1 | 2 | A | D | N | N | 85389099 | 1 | 4042949006466 | 57 | G | 58.62 | 58.62 | LP19 | LP19 | supplementary handle for door mounted rotary operator standard accessory for: 3VA2 250 | - | 0 | 0
3VA9487-0GC05 |  | 3VA9487-0GC05 | 1 | UN | 1 | 2 | A | D | N | N | 85389099 | 1 | 4042949006473 | 56 | G | 67.39 | 67.39 | LP19 | LP19 | supplementary handle for door mounted rotary operator emergency-stop accessory for: 3VA2 250 | - | 0 | 0
3VA9487-0GC11 |  | 3VA9487-0GC11 | 1 | UN | 1 | 2 | A | D | N | N | 85389099 | 1 | 4042949013754 | 60 | G | 60.67 | 60.67 | LP19 | LP19 | supplementary handle for door mounted rotary operator standard accessory for: 3VA1 400/630 3VA2 400/630 | - | 0 | 0
3VA9487-0GC15 |  | 3VA9487-0GC15 | 1 | UN | 1 | 2 | A | D | N | N | 85389099 | 1 | 4042949013761 | 56 | G | 69.68 | 69.68 | LP19 | LP19 | supplementary handle for door mounted rotary operator emergency-stop accessory for: 3VA1 400/630 3VA2 400/630 | - | 0 | 0
3VA9487-0SC10 |  | 3VA9487-0SC10 | 1 | UN | 1 | 2 | A | D | EAR99 | N | 85389099 | 1 | 4042949012863 | 16 | G | 22.28 | 22.28 | LP19 | LP19 | handle extension accessory for: 3VA1 400/630 3VA2 400/630 3VA5 400/600 3VA6 400/600 | - | 0 | 0
3VA9503-0JB23 |  | 3VA9503-0JB23 | 1 | UN | 1 | 2 | A | D | EAR99 | N | 85369010 | 1 | 4042949018346 | 1.233 | KG | 126.3 | 122.4 | LP19 | LP19 | WIRE CONNECTOR 2 CABLES 3 PCS. ACCESSORY FOR: 3VA15/25 1000 | Lista Papel 2020 SI | 0 | 0
3VA9503-0JB32 |  | 3VA9503-0JB32 | 1 | UN | 1 | 2 | A | D | EAR99 | N | 85369010 | 1 | 4042949018384 | 1.156 | KG | 169.85 | 169.85 | LP19 | LP19 | WIRE CONNECTOR 3 CABLES 3 PCS. ACCESSORY FOR: 3VA15/25 1000 | - | 0 | 0
3VA9503-0JG23 |  | 3VA9503-0JG23 | 1 | UN | 1 | 2 | A | D | EAR99 | N | 85369010 | 1 | 4042949018360 | 1.202 | KG | 148.52 | 148.52 | LP19 | LP19 | WIRE CONNECTOR 2 CABLES WITH CONTROL WIRE TAP 3 PCS. ACCESSORY FOR: 3VA15/25 1000 | - | 0 | 0
3VA9503-0JG32 |  | 3VA9503-0JG32 | 1 | UN | 1 | 2 | A | D | EAR99 | N | 85369010 | 1 | 4042949018407 | 1.13 | KG | 195.13 | 195.13 | LP19 | LP19 | WIRE CONNECTOR 3 CABLES WITH CONTROL WIRE TAP 3 PCS. ACCESSORY FOR: 3VA15/25 1000 | - | 0 | 0
3VA9503-0SB10 |  | 3VA9503-0SB10 | 1 | UN | 1 | 2 | A | D | EAR99 | N | 85389099 | 1 | 4042949018636 | 67 | G | 45.35 | 45.35 | LP19 | LP19 | COVER FRAME FOR DOOR CUT-OUT 200,3 X 150,8 MM (W X H) ACCESSORY FOR: CIRCUIT BREAKER 3 POLE WITHOUT ACCESS TO TMTU/ETU 3VA15/25 1000 | - | 0 | 0
3VA9503-0SB20 |  | 3VA9503-0SB20 | 1 | UN | 1 | 2 | A | D | EAR99 | N | 85389099 | 1 | 4042949018643 | 74 | G | 49.22 | 49.22 | LP19 | LP19 | COVER FRAME FOR DOOR CUT-OUT 200,3 X 193,8 MM (W X H) ACCESSORY FOR: CIRCUIT BREAKER 3 POLE WITH ACCESS TO TMTU/ETU 3VA15/25 1000 | - | 0 | 0
3VA9503-0SB50 |  | 3VA9503-0SB50 | 1 | UN | 1 | 2 | A | D | EAR99 | N | 85389099 | 1 | 4042949019862 | 71 | G | 49.22 | 49.22 | LP19 | LP19 | COVER FRAME FOR DOOR CUT-OUT 200,3 x 200,8 mm (W X H) ACCESSORY FOR: FRONT MOUNTED ROTARY OPERATOR WITH DOOR INTERLOCK 3VA15/25 1000 | - | 0 | 0
3VA9504-0JB23 |  | 3VA9504-0JB23 | 1 | UN | 1 | 2 | A | D | EAR99 | N | 85369010 | 1 | 4042949018353 | 1.489 | KG | 167.9 | 163.2 | LP19 | LP19 | WIRE CONNECTOR 2 CABLES 4 PCS. ACCESSORY FOR: 3VA15/25 1000 | Lista Papel 2020 SI | 0 | 0
3VA9504-0JB32 |  | 3VA9504-0JB32 | 1 | UN | 1 | 2 | A | D | EAR99 | N | 85369010 | 1 | 4042949018391 | 1.411 | KG | 225.15 | 225.15 | LP19 | LP19 | WIRE CONNECTOR 3 CABLES 4 PCS. ACCESSORY FOR: 3VA15/25 1000 | - | 0 | 0
3VA9504-0JG23 |  | 3VA9504-0JG23 | 1 | UN | 1 | 2 | A | D | EAR99 | N | 85369010 | 1 | 4042949018377 | 1.492 | KG | 198.29 | 198.29 | LP19 | LP19 | WIRE CONNECTOR 2 CABLES WITH CONTROL WIRE TAP 4 PCS. ACCESSORY FOR: 3VA15/25 1000 | - | 0 | 0
3VA9504-0JG32 |  | 3VA9504-0JG32 | 1 | UN | 1 | 2 | A | D | EAR99 | N | 85369010 | 1 | 4042949018414 | 1.398 | KG | 259.12 | 259.12 | LP19 | LP19 | WIRE CONNECTOR 3 CABLES WITH CONTROL WIRE TAP 4 PCS. ACCESSORY FOR: 3VA15/25 1000 | - | 0 | 0
3VA9504-0SB10 |  | 3VA9504-0SB10 | 1 | UN | 1 | 2 | A | D | EAR99 | N | 85389099 | 1 | 4042949018650 | 77 | G | 55.77 | 55.77 | LP19 | LP19 | COVER FRAME FOR DOOR CUT-OUT 270,3 X 193,8 MM (W X H) ACCESSORY FOR: CIRCUIT BREAKER 4 POLE WITHOUT ACCESS TO TMTU/ETU 3VA15/25 1000 | - | 0 | 0
3VA9504-0SB20 |  | 3VA9504-0SB20 | 1 | UN | 1 | 2 | A | D | EAR99 | N | 85389099 | 1 | 4042949018667 | 83 | G | 59.57 | 59.57 | LP19 | LP19 | COVER FRAME FOR DOOR CUT-OUT 270,3 X 150,8 MM (W X H) ACCESSORY FOR: CIRCUIT BREAKER 4 POLE WITH ACCESS TO TMTU/ETU 3VA15/25 1000 | - | 0 | 0
3VA9517-0SS10 |  | 3VA9517-0SS10 | 1 | UN | 1 | 2 | A | D | EAR99 | N | 73181552 | 1 | 4042949018629 | 118 | G | 28.6 | 28.6 | LP19 | LP19 | MOUNTING SCREW KIT CONSISTS OF 4 SCREWS AND NUTS, METRIC THREAD ACCESSORY FOR: CIRCUIT BREAKER, 3 AND 4 POLE 3VA15/25 1000 AND FOR 'DRAW-OUT UNITS 3VA1/2 1000 | - | 0 | 0
3VA9578-0CC10 |  | 3VA9578-0CC10 | 1 | UN | 1 | 2 | A | D | N | N | 85389099 | 1 | 4042949019015 | 380 | G | 163.53 | 163.53 | LP19 | LP19 | Operating Unit w/ Bowdencable Max-Flex Operator Bowdencable only length 36'' (0,9 m) accessory for: 3VA5 400, 3VA6 600 3VA6 400, 3VA5 600 | - | 0 | 0
3VA9578-0CC20 |  | 3VA9578-0CC20 | 1 | UN | 1 | 2 | A | D | N | N | 85389099 | 1 | 4042949019022 | 409 | G | 184.07 | 184.07 | LP19 | LP19 | Operating Unit w/ Bowdencable Max-Flex Operator Bowdencable only length 48'' (1,2 m) accessory for: 3VA5 400, 3VA6 600 3VA6 400, 3VA5 600 | - | 0 | 0
3VA9578-0CC30 |  | 3VA9578-0CC30 | 1 | UN | 1 | 2 | A | D | N | N | 85389099 | 1 | 4042949019039 | 494 | G | 205.4 | 205.4 | LP19 | LP19 | Operating Unit w/ Bowdencable Max-Flex Operator Bowdencable only length 60'' (1,5 m) accessory for: 3VA5 400, 3VA6 600 3VA6 400, 3VA5 600 | - | 0 | 0
3VA9578-0CC40 |  | 3VA9578-0CC40 | 1 | UN | 1 | 2 | A | D | N | N | 85389099 | 1 | 4042949019046 | 517 | G | 225.94 | 225.94 | LP19 | LP19 | Operating Unit w/ Bowdencable Max-Flex Operator Bowdencable only length 72'' (1,8 m) accessory for: 3VA5 400, 3VA6 600 3VA6 400, 3VA5 600 | - | 0 | 0
3VA9578-0CC50 |  | 3VA9578-0CC50 | 1 | UN | 1 | 2 | A | D | N | N | 85389099 | 1 | 4042949019053 | 552 | G | 248.06 | 248.06 | LP19 | LP19 | Operating Unit w/ Bowdencable Max-Flex Operator Bowdencable only length 84'' (2,1 m) accessory for: 3VA5 400, 3VA6 600 3VA6 400, 3VA5 600 | - | 0 | 0
3VA9578-0CC60 |  | 3VA9578-0CC60 | 1 | UN | 1 | 2 | A | D | N | N | 85389099 | 1 | 4042949019060 | 0.605 | KG | 270.18 | 270.18 | LP19 | LP19 | Operating Unit w/ Bowdencable Max-Flex Operator Bowdencable only length 96'' (2,4 m) accessory for: 3VA5 400, 3VA6 600 3VA6 400, 3VA5 600 | - | 0 | 0
3VA9578-0CC70 |  | 3VA9578-0CC70 | 1 | UN | 1 | 2 | A | D | N | N | 85389099 | 1 | 4042949019077 | 695 | G | 312.84 | 312.84 | LP19 | LP19 | Operating Unit w/ Bowdencable Max-Flex Operator Bowdencable only length 120'' (3,0 m) accessory for: 3VA5 400, 3VA6 600 3VA6 400, 3VA5 600 | - | 0 | 0
3VA9578-0CC80 |  | 3VA9578-0CC80 | 1 | UN | 1 | 2 | A | D | N | N | 85389099 | 1 | 4042949019084 | 779 | G | 355.5 | 355.5 | LP19 | LP19 | Operating Unit w/ Bowdencable Max-Flex Operator Bowdencable only length 144'' (3,6 m) accessory for: 3VA5 400, 3VA6 600 3VA6 400, 3VA5 600 | - | 0 | 0
3VA9587-0LF10 |  | 3VA9587-0LF10 | 1 | UN | 1 | 2 | A | D | EAR99 | N | 85389099 | 1 | 4042949004578 | 157 | G | 106.65 | 106.65 | LP19 | LP19 | ADAPTER CYLINDER LOCK ACCESSORY POCKET ACCESSORY FOR: 3VA15/25 1000 | - | 0 | 0
3VA9587-0VF10 |  | 3VA9587-0VF10 | 1 | UN | 1 | 2 | A | D | EAR99 | N | 85389099 | 1 | 4042949019336 | 1.356 | KG | 150.89 | 150.89 | LP19 | LP19 | BOWDENCABLE INTERLOCK MODULE TOGGLE LEVER ACCESSORY FOR: 3VA15/25 1000 | - | 0 | 0
3VA9588-0LB10 |  | 3VA9588-0LB10 | 1 | UN | 1 | 2 | A | D | EAR99 | N | 85389099 | 1 | 4042949019350 | 728 | G | 80.58 | 80.58 | LP19 | LP19 | Handle blocking device ACCESSORY FOR: 3VA15/25 1000 | - | 0 | 0
3VA9588-0VM10 |  | 3VA9588-0VM10 | 1 | UN | 1 | 2 | A | D | N | N | 85389099 | 1 | 4042949018285 | 8.179 | KG | 357.08 | 357.08 | LP19 | LP19 | REAR INTERLOCK WALKING BEAM ACCESSORY FOR: 3VA15/25 1000 | - | 0 | 0
3VA9601-0WD30 |  | 3VA9601-0WD30 | 1 | UN | 1 | 2 | A | D | EAR99 | N | 85389099 | 1 | 4042949018544 | 693 | G | 53.56 | 53.56 | LP19 | LP19 | TERMINAL COVER SHORT 3POLE 1PCS. ACCESSORY FOR: 3VA15/25 1000 | - | 0 | 0
3VA9601-0WD40 |  | 3VA9601-0WD40 | 1 | UN | 1 | 2 | A | D | EAR99 | N | 85389099 | 1 | 4042949018551 | 826 | G | 71.42 | 71.42 | LP19 | LP19 | TERMINAL COVER SHORT 4POLE 1PCS. ACCESSORY FOR: 3VA15/25 1000 | - | 0 | 0
3VA9601-0WE30 |  | 3VA9601-0WE30 | 1 | UN | 1 | 2 | A | D | EAR99 | N | 85369010 | 1 | 4042949018520 | 1.099 | KG | 62.49 |  | LP19 |  | TERMINAL COVER INTERMEDIATE 3POLE 1PCS. ACCESSORY FOR: 3VA15/25 1000 | - | 0 | 0
3VA9601-0WE40 |  | 3VA9601-0WE40 | 1 | UN | 1 | 2 | A | D | EAR99 | N | 85369010 | 1 | 4042949018537 | 1.275 | KG | 82.95 |  | LP19 |  | TERMINAL COVER INTERMEDIATE 4POLE 1PCS. ACCESSORY FOR: 3VA15/25 1000 | - | 0 | 0
3VA9602-0WA00 |  | 3VA9602-0WA00 | 1 | UN | 1 | 2 | A | D | EAR99 | N | 85389099 | 1 | 4042949018568 | 107 | G | 17.3 | 16.9 | LP19 | LP19 | PHASE BARRIERS 2 PCS. ACCESSORY FOR: 3VA15/25 1000 | Lista Papel 2020 SI | 0 | 0
3VA9603-0QA00 |  | 3VA9603-0QA00 | 1 | UN | 1 | 2 | A | D | EAR99 | N | 85389099 | 1 | 4042949018322 | 1.114 | KG | 62.49 | 62.49 | LP19 | LP19 | BUSBAR SHIELD KIT 3PCS METRIC NUTPLATE, BUS SHIELD, INSULATOR) ACCESSORY FOR: 3VA15/25 1000 | - | 0 | 0
3VA9603-0QB00 |  | 3VA9603-0QB00 | 1 | UN | 1 | 2 | A | D | EAR99 | N | 85389099 | 1 | 4042949018469 | 2.878 | KG | 104 | 100.9 | LP19 | LP19 | FRONT BUS CONNECTORS 3 PCS. ACCESSORY FOR: 3VA15/25 1000 | Lista Papel 2020 SI | 0 | 0
3VA9604-0JC43 |  | 3VA9604-0JC43 | 1 | UN | 1 | 2 | A | D | EAR99 | N | 85369010 | 1 | 4042949018452 | 2.983 | KG | 315.21 | 315.21 | LP19 | LP19 | WIRE CONNECTOR 4 CABLES WITH CONTROL WIRE TAP 4 PCS. ACCESSORY FOR: 3VA15/25 1000 | - | 0 | 0
3VA9604-0JJ43 |  | 3VA9604-0JJ43 | 1 | UN | 1 | 2 | A | D | EAR99 | N | 85369010 | 1 | 4042949018438 | 2.969 | KG | 274.13 | 274.13 | LP19 | LP19 | WIRE CONNECTOR 4 CABLES 4 PCS. ACCESSORY FOR: 3VA15/25 1000 | - | 0 | 0
3VA9604-0QA00 |  | 3VA9604-0QA00 | 1 | UN | 1 | 2 | A | D | EAR99 | N | 85389099 | 1 | 4042949018339 | 1.383 | KG | 82.95 | 82.95 | LP19 | LP19 | BUSBAR SHIELD KIT 3PCS METRIC NUTPLATE, BUS SHIELD, INSULATOR) ACCESSORY FOR: 3VA15/25 1000 | - | 0 | 0
3VA9604-0QB00 |  | 3VA9604-0QB00 | 1 | UN | 1 | 2 | A | D | EAR99 | N | 85389099 | 1 | 4042949018476 | 3.772 | KG | 139.4 | 135.5 | LP19 | LP19 | FRONT BUS CONNECTORS 4 PCS. ACCESSORY FOR: 3VA15/25 1000 | Lista Papel 2020 SI | 0 | 0
3VA9677-0NA10 |  | 3VA9677-0NA10 | 1 | UN | 1 | 2 | A | D | N | N | 85043129 | 1 | 4042949019404 | 841 | G | 1398.3 | 1398.3 | LP19 | LP19 | external current transformer for N conductor accessory for: 3VA6 In=600/1000 A 3VA2 In=630/1000 A | - | 0 | 0
3VA9680-0LF20 |  | 3VA9680-0LF20 | 1 | UN | 1 | 2 | A | D | N | N | 85389099 | 1 | 4042949019916 | 19 | G | 57.28 | 57.28 | LP19 | LP19 | adapter cylinder lock accessory for: rotary operator for 3VA2 1000 | - | 0 | 0
3VA9687-0EK11 |  | 3VA9687-0EK11 | 1 | UN | 1 | 2 | A | D | N | N | 85389099 | 1 | 4042949018179 | 2.419 | KG | 130.1 | 126.3 | LP19 | LP19 | FRONT MOUNTED ROTARY OPERATOR STANDARD IEC IP30/40 ACCESSORY FOR 3VA15/25 1000 | Lista Papel 2020 SI | 0 | 0
3VA9687-0EK15 |  | 3VA9687-0EK15 | 1 | UN | 1 | 2 | A | D | N | N | 85389099 | 1 | 4042949018186 | 2.48 | KG | 147.8 | 144 | LP19 | LP19 | FRONT MOUNTED ROTARY OPERATOR EMERGENCY-OFF IEC IP30/40 ACCESSORY FOR 3VA15/25 1000 | Lista Papel 2020 SI | 0 | 0
3VA9687-0EK21 |  | 3VA9687-0EK21 | 1 | UN | 1 | 2 | A | D | N | N | 85389099 | 1 | 4042949018193 | 2.673 | KG | 176.96 | 176.96 | LP19 | LP19 | FRONT MOUNTED ROTARY OPERATOR STANDARD WITH DOOR INTERLOCKING IEC IP30/40 ACCESSORY FOR 3VA15/25 1000 | - | 0 | 0
3VA9687-0EK25 |  | 3VA9687-0EK25 | 1 | UN | 1 | 2 | A | D | N | N | 85389099 | 1 | 4042949018209 | 2.668 | KG | 204.61 | 204.61 | LP19 | LP19 | FRONT MOUNTED ROTARY OPERATOR EMERGENCY-OFF WITH DOOR INTERLOCKING IEC IP30/40 ACCESSORY FOR 3VA15/25 1000 | - | 0 | 0
3VA9687-0FK21 |  | 3VA9687-0FK21 | 1 | UN | 1 | 2 | A | D | N | N | 85389099 | 1 | 4042949018216 | 3.861 | KG | 190.2 | 184.8 | LP19 | LP19 | DOOR MOUNTED ROTARY OPERATOR STANDARD IEC IP65 WITH DOOR INTERLOCKING ACCESSORY FOR 3VA15/25 1000 | Lista Papel 2020 SI | 0 | 0
3VA9687-0FK25 |  | 3VA9687-0FK25 | 1 | UN | 1 | 2 | A | D | N | N | 85389099 | 1 | 4042949018223 | 3.869 | KG | 218.7 | 212.5 | LP19 | LP19 | DOOR MOUNTED ROTARY OPERATOR EMERGENCY-OFF IEC IP65 WITH DOOR INTERLOCKING ACCESSORY FOR 3VA15/25 1000 | Lista Papel 2020 SI | 0 | 0
3VA9687-0FK61 |  | 3VA9687-0FK61 | 1 | UN | 1 | 2 | A | D | N | N | 85389099 | 1 | 4042949004684 | 3.679 | KG | 195.13 | 195.13 | LP19 | LP19 | Door mounted rotary operator standard, rigid without tolerance adapter IEC IP65 with door interlocking accessory for: 3VA15/25 1000 |  | 0 | 0
3VA9687-0GK00 |  | 3VA9687-0GK00 | 1 | UN | 1 | 2 | A | D | N | N | 85389099 | 1 | 4042949018162 | 2.47 | KG | 142.99 | 142.99 | LP19 | LP19 | ROTARY OPERATOR WITH SHAFT STUB WITHOUT HANDLE FOR RETROFIT 8UC ACCESSORY FOR 3VA15/25 1000 | - | 0 | 0
3VA9907-0NB10 |  | 3VA9907-0NB10 | 1 | UN | 1 | 2 | A | D | EAR99 | N | 85444290 | 1 | 4042949012009 | 94 | G | 32.2 | 31.3 | LP19 | LP19 | connecting cable for N-CT-3VA accessory for: external current transformer | Lista Papel 2020 SI | 0 | 0
3VA9908-0BB10 |  | 3VA9908-0BB10 | 1 | UN | 1 | 2 | A | D | EAR99 | N | 85364190 | 1 | 4042949001317 | 0.081 | KG | 90.1 | 87.8 | LP19 | LP19 | UNDERVOLTAGE RELEASE 12 V DC ACCESSORY FOR 3VA1 and 3VA20 up to 3VA25 | Lista Papel 2020 SI | 0 | 0
3VA9908-0BB11 |  | 3VA9908-0BB11 | 1 | UN | 1 | 2 | A | D | EAR99 | N | 85364190 | 1 | 4042949001324 | 82 | G | 90.1 | 87.8 | LP19 | LP19 | UNDERVOLTAGE RELEASE 24 V DC ACCESSORY FOR 3VA1 and 3VA20 up to 3VA25 | Lista Papel 2020 SI | 0 | 0
3VA9908-0BB12 |  | 3VA9908-0BB12 | 1 | UN | 1 | 2 | A | D | EAR99 | N | 85364190 | 1 | 4042949001331 | 83 | G | 90.1 | 87.8 | LP19 | LP19 | UNDERVOLTAGE RELEASE 48 V DC ACCESSORY FOR 3VA1 and 3VA20 up to 3VA25 | Lista Papel 2020 SI | 0 | 0
3VA9908-0BB13 |  | 3VA9908-0BB13 | 1 | UN | 1 | 2 | A | D | EAR99 | N | 85364190 | 1 | 4042949001348 | 81 | G | 90.1 | 87.8 | LP19 | LP19 | UNDERVOLTAGE RELEASE 60 V DC ACCESSORY FOR 3VA1 and 3VA20 up to 3VA25 | Lista Papel 2020 SI | 0 | 0
3VA9908-0BB14 |  | 3VA9908-0BB14 | 1 | UN | 1 | 2 | A | D | EAR99 | N | 85364900 | 1 | 4042949001355 | 80 | G | 90.1 | 87.8 | LP19 | LP19 | UNDERVOLTAGE RELEASE 125-127 V DC ACCESSORY FOR 3VA1 and 3VA20 up to 3VA25 | Lista Papel 2020 SI | 0 | 0
3VA9908-0BB15 |  | 3VA9908-0BB15 | 1 | UN | 1 | 2 | A | D | EAR99 | N | 85364900 | 1 | 4042949001362 | 0.083 | KG | 90.1 | 87.8 | LP19 | LP19 | UNDERVOLTAGE RELEASE 220-230 V DC ACCESSORY FOR 3VA1 and 3VA20 up to 3VA25 | Lista Papel 2020 SI | 0 | 0
3VA9908-0BB16 |  | 3VA9908-0BB16 | 1 | UN | 1 | 2 | A | D | EAR99 | N | 85364900 | 1 | 4042949001379 | 0.081 | KG | 90.1 | 87.8 | LP19 | LP19 | UNDERVOLTAGE RELEASE 250 V DC ACCESSORY FOR 3VA1 and 3VA20 up to 3VA25 | Lista Papel 2020 SI | 0 | 0
3VA9908-0BB20 |  | 3VA9908-0BB20 | 1 | UN | 1 | 2 | A | D | EAR99 | N | 85364190 | 1 | 4042949000969 | 83 | G | 90.1 | 87.8 | LP19 | LP19 | UNDERVOLTAGE RELEASE 24 V AC 50/60HZ ACCESSORY FOR 3VA1 and 3VA20 up to 3VA25 | Lista Papel 2020 SI | 0 | 0
3VA9908-0BB21 |  | 3VA9908-0BB21 | 1 | UN | 1 | 2 | A | D | EAR99 | N | 85364190 | 1 | 4042949000976 | 85 | G | 90.1 | 87.8 | LP19 | LP19 | UNDERVOLTAGE RELEASE 48 V AC 50/60HZ ACCESSORY FOR 3VA1 and 3VA20 up to 3VA25 | Lista Papel 2020 SI | 0 | 0
3VA9908-0BB22 |  | 3VA9908-0BB22 | 1 | UN | 1 | 2 | A | D | EAR99 | N | 85364190 | 1 | 4042949000983 | 83 | G | 90.1 | 87.8 | LP19 | LP19 | UNDERVOLTAGE RELEASE 60 V AC 50/60HZ ACCESSORY FOR 3VA1 and 3VA20 up to 3VA25 | Lista Papel 2020 SI | 0 | 0
3VA9908-0BB23 |  | 3VA9908-0BB23 | 1 | UN | 1 | 2 | A | D | EAR99 | N | 85364900 | 1 | 4042949000990 | 84 | G | 90.1 | 87.8 | LP19 | LP19 | UNDERVOLTAGE RELEASE 110 V AC 50/60HZ ACCESSORY FOR 3VA1 and 3VA20 up to 3VA25 | Lista Papel 2020 SI | 0 | 0
3VA9908-0BB24 |  | 3VA9908-0BB24 | 1 | UN | 1 | 2 | A | D | EAR99 | N | 85364900 | 1 | 4042949001003 | 82 | G | 90.1 | 87.8 | LP19 | LP19 | UNDERVOLTAGE RELEASE 120-127 V AC 50/60 HZ ACCESSORY FOR 3VA1 and 3VA20 up to 3VA25 | Lista Papel 2020 SI | 0 | 0
3VA9908-0BB25 |  | 3VA9908-0BB25 | 1 | UN | 1 | 2 | A | D | EAR99 | N | 85364900 | 1 | 4042949001010 | 81 | G | 90.1 | 87.8 | LP19 | LP19 | UNDERVOLTAGE RELEASE 208-230 V AC 50/60 HZ ACCESSORY FOR 3VA1 and 3VA20 up to 3VA25 | Lista Papel 2020 SI | 0 | 0
3VA9908-0BB26 |  | 3VA9908-0BB26 | 1 | UN | 1 | 2 | A | D | EAR99 | N | 85364900 | 1 | 4042949001027 | 81 | G | 90.1 | 87.8 | LP19 | LP19 | UNDERVOLTAGE RELEASE 380-400 V AC 50/60 HZ ACCESSORY FOR 3VA1 and 3VA20 up to 3VA25 | Lista Papel 2020 SI | 0 | 0
3VA9908-0BB27 |  | 3VA9908-0BB27 | 1 | UN | 1 | 2 | A | D | EAR99 | N | 85364900 | 1 | 4042949001034 | 81 | G | 90.1 | 87.8 | LP19 | LP19 | UNDERVOLTAGE RELEASE 440-480 V AC 50/60 HZ ACCESSORY FOR 3VA1 and 3VA20 up to 3VA25 | Lista Papel 2020 SI | 0 | 0
3VA9908-0BD11 |  | 3VA9908-0BD11 | 1 | UN | 1 | 2 | A | D | EAR99 | N | 85364190 | 1 | 4042949001584 | 0.091 | KG | 158.6 | 154 | LP19 | LP19 | UNIVERSAL RELEASE 12 V DC ACCESSORY FOR 3VA1 and 3VA20 up to 3VA25 | Lista Papel 2020 SI | 0 | 0
3VA9908-0BD12 |  | 3VA9908-0BD12 | 1 | UN | 1 | 2 | A | D | EAR99 | N | 85364190 | 1 | 4042949001591 | 90 | G | 158.6 | 154 | LP19 | LP19 | UNIVERSAL RELEASE 24 V DC ACCESSORY FOR 3VA1 and 3VA20 up to 3VA25 | Lista Papel 2020 SI | 0 | 0
3VA9908-0BD13 |  | 3VA9908-0BD13 | 1 | UN | 1 | 2 | A | D | EAR99 | N | 85364190 | 1 | 4042949001607 | 0.091 | KG | 158.6 | 154 | LP19 | LP19 | UNIVERSAL RELEASE 48 V DC ACCESSORY FOR 3VA1 and 3VA20 up to 3VA25 | Lista Papel 2020 SI | 0 | 0
3VA9970-0LF20 |  | 3VA9970-0LF20 | 1 | UN | 1 | 2 | A | D | N | N | 85389099 | 1 | 4042949015895 | 0.029 | KG | 68.81 | 68.81 | LP19 | LP19 | adapter cylinder lock accessory for: rotary operator | - | 0 | 0
3VA9970-0LF40 |  | 3VA9970-0LF40 | 1 | UN | 1 | 2 | A | D | EAR99 | N | 85389099 | 1 | 4042949015918 | 25 | G | 68.81 | 68.81 | LP19 | LP19 | adapter cylinder lock accessory for: draw-out unit | - | 0 | 0
3VA9977-0CH12 |  | 3VA9977-0CH12 | 1 | UN | 1 | 2 | A | D | EAR99 | N | 85389099 | 1 | 4042949011798 | 785 | G | 224.36 | 224.36 | LP19 | LP19 | Operating Unit w/ Bowdencable Max-Flex Operator handle only Handle steel, plastic NEMA 1, 12, 3R black=OFF, red=ON |  | 0 | 0
3VA9977-0CH72 |  | 3VA9977-0CH72 | 1 | UN | 1 | 2 | A | D | EAR99 | N | 85389099 | 1 | 4042949011811 | 1.507 | KG | 264.65 | 264.65 | LP19 | LP19 | Operating Unit w/ Bowdencable Max-Flex Operator handle only Handle steel, epoxy coated NEMA 1, 12, 3R black=OFF, red=ON |  | 0 | 0
3VA9977-0CH74 |  | 3VA9977-0CH74 | 1 | UN | 1 | 2 | A | D | EAR99 | N | 85389099 | 1 | 4042949011835 | 1.513 | KG | 264.65 | 264.65 | LP19 | LP19 | Operating Unit w/ Bowdencable Max-Flex Operator handle only Handle steel, epoxy coated NEMA 1, 12, 3R black=OFF, black=ON |  | 0 | 0
3VA9977-0CH82 |  | 3VA9977-0CH82 | 1 | UN | 1 | 2 | A | D | EAR99 | N | 85389099 | 1 | 4042949005063 | 1.527 | KG | 351.55 | 351.55 | LP19 | LP19 | Operating Unit w/ Bowdencable Max-Flex Operator handle only Handle steel, chrome plated NEMA 4/4X black=OFF, red=ON |  | 0 | 0
3VA9977-0CH84 |  | 3VA9977-0CH84 | 1 | UN | 1 | 2 | A | D | EAR99 | N | 85389099 | 1 | 4042949005070 | 1.523 | KG | 351.55 | 351.55 | LP19 | LP19 | Operating Unit w/ Bowdencable Max-Flex Operator handle only Handle steel, chrome plated NEMA 4/4X black=OFF, black=ON |  | 0 | 0
3VA9977-0KB00 |  | 3VA9977-0KB00 | 1 | UN | 1 | 2 | A | D | EAR99 | N | 85365080 | 1 | 4042949015611 | 70 | G | 52.54 | 52.54 | LP19 | LP19 | position signaling switch accessory for: plug-in and draw-out unit | - | 0 | 0
3VA9977-0KC00 |  | 3VA9977-0KC00 | 1 | UN | 1 | 2 | A | D | EAR99 | N | 85389099 | 1 | 4042949015628 | 105 | G | 247.27 | 247.27 | LP19 | LP19 | communication link accessory for: all 3VA draw-out units | - | 0 | 0
3VA9977-0KD80 |  | 3VA9977-0KD80 | 1 | UN | 1 | 2 | A | D | EAR99 | N | 85369095 | 1 | 4042949015635 | 123 | G | 27.41 | 27.41 | LP19 | LP19 | auxiliary circuit connector accessory for: all 3VA draw-out units | - | 0 | 0
3VA9977-0KP80 |  | 3VA9977-0KP80 | 1 | UN | 1 | 2 | A | D | EAR99 | N | 85369095 | 1 | 4042949015642 | 113 | G | 27.41 | 27.41 | LP19 | LP19 | auxiliary circuit connector accessory for: all 3VA plug-in units | - | 0 | 0
3VA9977-0MA10 |  | 3VA9977-0MA10 | 1 | UN | 1 | 2 | A | D | EAR99 | N | 83016000 | 1 | 4042949015697 | 0.228 | KG | 312.84 | 312.84 | LP19 | LP19 | Activation & Trip Box TD300 incl. connecting cable 3VA-TD300 accessory for: 3VA6 | - | 0 | 0
3VA9977-0MB10 |  | 3VA9977-0MB10 | 1 | UN | 1 | 2 | A | D | EAR99 | N | 90303330 | 1 | 4042949015703 | 1.009 | KG | 2741.3 | 2741.3 | LP19 | LP19 | TD500 test device incl. 2 connecting cables PC-TD500, 3VA-TD500 external power supply accessory for: 3VA6 | - | 0 | 0
3VA9977-0MY10 |  | 3VA9977-0MY10 | 1 | UN | 1 | 2 | A | D | EAR99 | N | 85444290 | 1 | 4042949015710 | 207 | G | 203.03 | 203.03 | LP19 | LP19 | connecting cable accessory for: TD500-3VA | - | 0 | 0
3VA9977-0TA10 |  | 3VA9977-0TA10 | 1 | UN | 1 | 2 | A | D | EAR99 | N | 85389091 | 1 | 4042949015727 | 196 | G | 1113.9 | 1113.9 | LP19 | LP19 | breaker data server COM800 accessory for: 3VA6 | - | 0 | 0
3VA9977-0TA20 |  | 3VA9977-0TA20 | 1 | UN | 1 | 2 | A | D | N | N | 85389091 | 1 | 4042949015789 | 195 | G | 576.7 | 576.7 | LP19 | LP19 | breaker data server COM100 accessory for: 3VA6 | - | 0 | 0
3VA9977-0TD10 |  | 3VA9977-0TD10 | 1 | UN | 1 | 2 | A | D | EAR99 | N | 85285291 | 1 | 4042949015772 | 287 | G | 707.84 | 707.84 | LP19 | LP19 | DSP800 display accessory for: 1 to 8 3VA breakers | - | 0 | 0
3VA9977-0UA10 |  | 3VA9977-0UA10 | 1 | UN | 1 | 2 | A | D | EAR99 | N | 85389099 | 1 | 4042949015680 | 259 | G | 407.64 | 407.64 | LP19 | LP19 | external function box EFB300 incl. connecting cable 1.5m 3VA-EFB300 accessory for: 3VA6 | - | 0 | 0
3VA9977-0UF10 |  | 3VA9977-0UF10 | 1 | UN | 1 | 2 | A | D | EAR99 | N | 85389091 | 1 | 4042949019640 | 256 | G | 304.94 | 304.94 | LP19 | LP19 | Maintenance Mode Box MMB300 incl. connecting cable 1.5 m 3VA - MMB300 accessory for: 3VA6 | - | 0 | 0
3VA9978-0AA11 |  | 3VA9978-0AA11 | 1 | UN | 1 | 2 | A | D | EAR99 | N | 85389091 | 1 | 4042949014027 | 33 | G | 35.55 | 35.55 | LP19 | LP19 | auxiliary switch changeover contacts type HP (14mm) accessory for: 3VA4/5/6 | - | 0 | 0
3VA9978-0AA12 |  | 3VA9978-0AA12 | 1 | UN | 1 | 2 | A | D | EAR99 | N | 85389091 | 1 | 4042949014058 | 23 | G | 23.7 | 23.7 | LP19 | LP19 | auxiliary switch changeover contacts type HQ (7mm) accessory for: 3VA4/5/6 | - | 0 | 0
3VA9978-0AA13 |  | 3VA9978-0AA13 | 1 | UN | 1 | 2 | A | D | EAR99 | N | 85389091 | 1 | 4042949014065 | 23 | G | 35.55 | 35.55 | LP19 | LP19 | auxiliary switch changeover contacts type HQ (7mm) electronic-comp. accessory for: 3VA4/5/6 | - | 0 | 0
3VA9978-0AA21 |  | 3VA9978-0AA21 | 1 | UN | 1 | 2 | A | D | EAR99 | N | 85389091 | 1 | 4042949014034 | 36 | G | 48.82 | 48.82 | LP19 | LP19 | leading changeover switch changeover contacts type HP (14mm) accessory for: 3VA4/5/6 | - | 0 | 0
3VA9978-0AA22 |  | 3VA9978-0AA22 | 1 | UN | 1 | 2 | A | D | EAR99 | N | 85389091 | 1 | 4042949014072 | 27 | G | 32.63 | 32.63 | LP19 | LP19 | leading changeover switch changeover contacts type HQ (7mm) accessory for: 3VA4/5/6 | - | 0 | 0
3VA9978-0AA23 |  | 3VA9978-0AA23 | 1 | UN | 1 | 2 | A | D | EAR99 | N | 85389091 | 1 | 4042949014089 | 27 | G | 48.82 | 48.82 | LP19 | LP19 | leading changeover switch changeover contacts type HQ (7mm) electronic-comp. accessory for: 3VA4/5/6 | - | 0 | 0
3VA9978-0AB11 |  | 3VA9978-0AB11 | 1 | UN | 1 | 2 | A | D | EAR99 | N | 85389091 | 1 | 4042949014041 | 35 | G | 35.55 | 35.55 | LP19 | LP19 | trip alarm switch changeover contacts type HP (14mm) accessory for: 3VA4/5/6 | - | 0 | 0
3VA9978-0AB12 |  | 3VA9978-0AB12 | 1 | UN | 1 | 2 | A | D | EAR99 | N | 85389091 | 1 | 4042949014096 | 26 | G | 23.7 | 23.7 | LP19 | LP19 | trip alarm switch changeover contacts type HQ (7mm) accessory for: 3VA4/5/6 | - | 0 | 0
3VA9978-0AB13 |  | 3VA9978-0AB13 | 1 | UN | 1 | 2 | A | D | EAR99 | N | 85389091 | 1 | 4042949014102 | 26 | G | 35.55 | 35.55 | LP19 | LP19 | trip alarm switch changeover contacts type HQ (7mm) electronic-comp. accessory for: 3VA4/5/6 | - | 0 | 0
3VA9978-0AB22 |  | 3VA9978-0AB22 | 1 | UN | 1 | 2 | A | D | EAR99 | N | 85389091 | 1 | 4042949014119 | 23 | G | 35.55 | 35.55 | LP19 | LP19 | electrical alarm switch changeover contacts type HQ (7mm) accessory for: 3VA6 | - | 0 | 0
3VA9978-0AB23 |  | 3VA9978-0AB23 | 1 | UN | 1 | 2 | A | D | EAR99 | N | 85389091 | 1 | 4042949014126 | 23 | G | 53.48 | 53.48 | LP19 | LP19 | electrical alarm switch changeover contacts type HQ (7mm) electronic-comp. accessory for: 3VA6 | - | 0 | 0
3VA9978-0BA20 |  | 3VA9978-0BA20 | 1 | UN | 1 | 2 | A | D | EAR99 | N | 85364190 | 1 | 4042949014195 | 87 | G | 85.32 | 85.32 | LP19 | LP19 | SHUNT TRIP FLEXIBLE 24 V AC 50/60 HZ ACCESSORY FOR 3VA4 and 3VA51 up to 3VA54 and 3VA61 up to 3VA64 | - | 0 | 0
3VA9978-0BA21 |  | 3VA9978-0BA21 | 1 | UN | 1 | 2 | A | D | EAR99 | N | 85364190 | 1 | 4042949014201 | 87 | G | 85.32 | 85.32 | LP19 | LP19 | SHUNT TRIP FLEXIBLE 48-60 V AC 50/60 HZ ACCESSORY FOR 3VA4 and 3VA51 up to 3VA54 and 3VA61 up to 3VA64 | - | 0 | 0
3VA9978-0BA22 |  | 3VA9978-0BA22 | 1 | UN | 1 | 2 | A | D | EAR99 | N | 85364900 | 1 | 4042949014218 | 83 | G | 85.32 | 85.32 | LP19 | LP19 | SHUNT TRIP FLEXIBLE 110-127 V AC 50/60 HZ ACCESSORY FOR 3VA4 and 3VA51 up to 3VA54 and 3VA61 up to 3VA64 | - | 0 | 0
3VA9978-0BA23 |  | 3VA9978-0BA23 | 1 | UN | 1 | 2 | A | D | EAR99 | N | 85364900 | 1 | 4042949014225 | 86 | G | 85.32 | 85.32 | LP19 | LP19 | SHUNT TRIP FLEXIBLE 208-277 V AC 50/60 HZ ACCESSORY FOR 3VA4 and 3VA51 up to 3VA54 and 3VA61 up to 3VA64 | - | 0 | 0
3VA9978-0BA24 |  | 3VA9978-0BA24 | 1 | UN | 1 | 2 | A | D | EAR99 | N | 85364900 | 1 | 4042949014232 | 85 | G | 85.32 | 85.32 | LP19 | LP19 | SHUNT TRIP FLEXIBLE 380-500 V AC 50/60 HZ ACCESSORY FOR 3VA4 and 3VA51 up to 3VA54 and 3VA61 up to 3VA64 | - | 0 | 0
3VA9978-0BA25 |  | 3VA9978-0BA25 | 1 | UN | 1 | 2 | A | D | EAR99 | N | 85364900 | 1 | 4042949014249 | 85 | G | 85.32 | 85.32 | LP19 | LP19 | SHUNT TRIP FLEXIBLE 600 V AC 50/60 HZ ACCESSORY FOR 3VA4 and 3VA51 up to 3VA54 and 3VA61 up to 3VA64 | - | 0 | 0
3VA9978-0BB10 |  | 3VA9978-0BB10 | 1 | UN | 1 | 2 | A | D | EAR99 | N | 85364190 | 1 | 4042949011279 | 109 | G | 110.6 | 110.6 | LP19 | LP19 | undervoltage release 12V DC accessory for: 3VA4/5/6 | - | 0 | 0
3VA9978-0BB11 |  | 3VA9978-0BB11 | 1 | UN | 1 | 2 | A | D | EAR99 | N | 85364190 | 1 | 4042949011286 | 105 | G | 110.6 | 110.6 | LP19 | LP19 | undervoltage release 24V DC accessory for: 3VA4/5/6 | - | 0 | 0
3VA9978-0BB12 |  | 3VA9978-0BB12 | 1 | UN | 1 | 2 | A | D | EAR99 | N | 85364190 | 1 | 4042949011293 | 108 | G | 110.6 | 110.6 | LP19 | LP19 | undervoltage release 48V DC accessory for: 3VA4/5/6 | - | 0 | 0
3VA9978-0BB14 |  | 3VA9978-0BB14 | 1 | UN | 1 | 2 | A | D | EAR99 | N | 85364900 | 1 | 4042949011309 | 107 | G | 110.6 | 110.6 | LP19 | LP19 | undervoltage release 125-127V DC accessory for: 3VA4/5/6 | - | 0 | 0
3VA9978-0BB16 |  | 3VA9978-0BB16 | 1 | UN | 1 | 2 | A | D | EAR99 | N | 85364900 | 1 | 4042949011316 | 107 | G | 110.6 | 110.6 | LP19 | LP19 | undervoltage release 250V DC accessory for: 3VA4/5/6 | - | 0 | 0
3VA9978-0BB20 |  | 3VA9978-0BB20 | 1 | UN | 1 | 2 | A | D | EAR99 | N | 85364190 | 1 | 4042949011187 | 110 | G | 110.6 | 110.6 | LP19 | LP19 | undervoltage release 24V AC 50/60Hz accessory for: 3VA4/5/6 | - | 0 | 0
3VA9978-0BB24 |  | 3VA9978-0BB24 | 1 | UN | 1 | 2 | A | D | EAR99 | N | 85364900 | 1 | 4042949011194 | 107 | G | 110.6 | 110.6 | LP19 | LP19 | undervoltage release 120-127V AC 50/60Hz accessory for: 3VA4/5/6 | - | 0 | 0
3VA9978-0BB25 |  | 3VA9978-0BB25 | 1 | UN | 1 | 2 | A | D | EAR99 | N | 85364900 | 1 | 4042949011200 | 109 | G | 110.6 | 110.6 | LP19 | LP19 | undervoltage release 208-230V AC 50/60Hz accessory for: 3VA4/5/6 | - | 0 | 0
3VA9978-0BB27 |  | 3VA9978-0BB27 | 1 | UN | 1 | 2 | A | D | EAR99 | N | 85364900 | 1 | 4042949011217 | 108 | G | 110.6 | 110.6 | LP19 | LP19 | undervoltage release 440-480V AC 50/60Hz accessory for: 3VA4/5/6 | - | 0 | 0
3VA9978-0BD11 |  | 3VA9978-0BD11 | 1 | UN | 1 | 2 | A | D | EAR99 | N | 85364190 | 1 | 4042949014300 | 139 | G | 193.55 | 193.55 | LP19 | LP19 | universal release 12V DC accessory for: 3VA4/5/6 | - | 0 | 0
3VA9978-0BD12 |  | 3VA9978-0BD12 | 1 | UN | 1 | 2 | A | D | EAR99 | N | 85364190 | 1 | 4042949014317 | 141 | G | 193.55 | 193.55 | LP19 | LP19 | universal release 24V DC accessory for: 3VA4/5/6 | - | 0 | 0
3VA9978-0BD13 |  | 3VA9978-0BD13 | 1 | UN | 1 | 2 | A | D | EAR99 | N | 85364190 | 1 | 4042949014324 | 140 | G | 193.55 | 193.55 | LP19 | LP19 | universal release 48V DC accessory for: 3VA4/5/6 | - | 0 | 0
3VA9978-0BF22 |  | 3VA9978-0BF22 | 1 | UN | 1 | 2 | A | D | N | N | 85365080 | 1 | 4042949014270 | 138 | G | 174.59 | 174.59 | LP19 | LP19 | time-delay device fixed delay 230V AC accessory for: 3VA undervoltage release | - | 0 | 0
3VA9978-0BF23 |  | 3VA9978-0BF23 | 1 | UN | 1 | 2 | A | D | N | N | 85365019 | 1 | 4042949014287 | 114 | G | 174.59 | 174.59 | LP19 | LP19 | time-delay device fixed delay 24V DC accessory for: 3VA undervoltage release | - | 0 | 0
3VA9978-0BL10 |  | 3VA9978-0BL10 | 1 | UN | 1 | 2 | A | D | EAR99 | N | 85364190 | 1 | 4042949014140 | 83 | G | 85.32 | 85.32 | LP19 | LP19 | shunt trip left 12V DC accessory for: 3VA4/5/6 | - | 0 | 0
3VA9978-0BL20 |  | 3VA9978-0BL20 | 1 | UN | 1 | 2 | A | D | EAR99 | N | 85364900 | 1 | 4042949014133 | 87 | G | 85.32 | 85.32 | LP19 | LP19 | shunt trip left 380-600V AC 50/60Hz accessory for: 3VA4/5/6 | - | 0 | 0
3VA9978-0BL30 |  | 3VA9978-0BL30 | 1 | UN | 1 | 2 | A | D | EAR99 | N | 85364190 | 1 | 4042949014157 | 87 | G | 85.32 | 85.32 | LP19 | LP19 | shunt trip left 24V AC 50/60Hz/24-30V DC accessory for: 3VA4/5/6 | - | 0 | 0
3VA9978-0BL31 |  | 3VA9978-0BL31 | 1 | UN | 1 | 2 | A | D | EAR99 | N | 85364190 | 1 | 4042949014164 | 87 | G | 85.32 | 85.32 | LP19 | LP19 | shunt trip left 48-60V AC 50/60Hz/DC accessory for: 3VA4/5/6 | - | 0 | 0
3VA9978-0BL32 |  | 3VA9978-0BL32 | 1 | UN | 1 | 2 | A | D | EAR99 | N | 85364900 | 1 | 4042949014171 | 83 | G | 85.32 | 85.32 | LP19 | LP19 | shunt trip left 110-127V AC 50/60Hz/DC accessory for: 3VA4/5/6 | - | 0 | 0
3VA9978-0BL33 |  | 3VA9978-0BL33 | 1 | UN | 1 | 2 | A | D | EAR99 | N | 85364900 | 1 | 4042949014188 | 84 | G | 85.32 | 85.32 | LP19 | LP19 | shunt trip left 208-277V AC 50/60Hz 220-250V DC accessory for: 3VA4/5/6 | - | 0 | 0
3VA9978-0CH72 |  | 3VA9978-0CH72 | 1 | UN | 1 | 2 | A | D | N | N | 85389099 | 1 | 4042949019114 | 1.566 | KG | 264.65 | 264.65 | LP19 | LP19 | operating unit w. Bowden cable Max Flex operator handle single steel, epoxy sheathed NEMA 1/3R/12; black=OFF, red=ON | - | 0 | 0
3VA9978-0CH74 |  | 3VA9978-0CH74 | 1 | UN | 1 | 2 | A | D | N | N | 85389099 | 1 | 4042949019121 | 1.557 | KG | 256.75 | 256.75 | LP19 | LP19 | operating unit w. Bowden cable Max Flex operator handle single steel, epoxy sheathed NEMA 1/3R/12; black=OFF, black=ON | - | 0 | 0
3VA9978-0CH82 |  | 3VA9978-0CH82 | 1 | UN | 1 | 2 | A | D | N | N | 85389099 | 1 | 4042949019138 | 1.58 | KG | 351.55 | 351.55 | LP19 | LP19 | operating unit w. Bowden cable Max Flex operator handle single steel, chromium-plated NEMA 4, 4X black=OFF, red=ON | - | 0 | 0
3VA9980-0LF20 |  | 3VA9980-0LF20 | 1 | UN | 1 | 2 | A | D | N | N | 85389099 | 1 | 4042949004585 | 29 | G | 57.28 | 57.28 | LP19 | LP19 | adapter cylinder lock accessory for: rotary operator | - | 0 | 0
3VA9980-0LF30 |  | 3VA9980-0LF30 | 1 | UN | 1 | 2 | A | D | EAR99 | N | 85389099 | 1 | 4042949004592 | 15 | G | 57.28 | 57.28 | LP19 | LP19 | adapter cylinder lock accessory for: SEO motor operator | - | 0 | 0
3VA9980-0LF40 |  | 3VA9980-0LF40 | 1 | UN | 1 | 2 | A | D | EAR99 | N | 85389099 | 1 | 4042949004608 | 23 | G | 57.28 | 57.28 | LP19 | LP19 | adapter cylinder lock accessory for: draw-out unit | - | 0 | 0
3VA9980-0VC10 |  | 3VA9980-0VC10 | 1 | UN | 1 | 2 | A | D | EAR99 | N | 83016000 | 1 | 4042949004400 | 47 | G | 35.6 | 34.6 | LP19 | LP19 | Bowden cable (0.6m/23.622") accessory for: Bowden cable sliding bar rotary operator interlock | Lista Papel 2020 SI | 0 | 0
3VA9980-0VC20 |  | 3VA9980-0VC20 | 1 | UN | 1 | 2 | A | D | EAR99 | N | 83016000 | 1 | 4042949004417 | 51 | G | 55.8 | 54.3 | LP19 | LP19 | Bowden cable (1.0m/39.370") accessory for: Bowden cable sliding bar rotary operator interlock | Lista Papel 2020 SI | 0 | 0
3VA9980-0VC30 |  | 3VA9980-0VC30 | 1 | UN | 1 | 2 | A | D | EAR99 | N | 83016000 | 1 | 4042949004424 | 70 | G | 76.2 | 74.1 | LP19 | LP19 | Bowden cable (1.5m/59.055") accessory for: Bowden cable sliding bar rotary operator interlock | Lista Papel 2020 SI | 0 | 0
3VA9980-0VL10 |  | 3VA9980-0VL10 | 1 | UN | 1 | 2 | A | D | EAR99 | N | 83014090 | 1 | 4042949004493 | 27 | G | 20.3 | 19.7 | LP19 | LP19 | cylinder lock lock number 1 | Lista Papel 2020 SI | 0 | 0
3VA9980-0VL30 |  | 3VA9980-0VL30 | 1 | UN | 1 | 2 | A | D | EAR99 | N | 83014090 | 1 | 4042949004516 | 27 | G | 20.3 | 19.7 | LP19 | LP19 | cylinder lock lock number 3 | Lista Papel 2020 SI | 0 | 0
3VA9980-0VL40 |  | 3VA9980-0VL40 | 1 | UN | 1 | 2 | A | D | EAR99 | N | 83014090 | 1 | 4042949004523 | 0.027 | KG | 20.3 | 19.7 | LP19 | LP19 | cylinder lock lock number 4 | Lista Papel 2020 SI | 0 | 0
3VA9987-0GL30 |  | 3VA9987-0GL30 | 1 | UN | 1 | 2 | A | D | N | N | 85389099 | 1 | 4042949005414 | 143 | G | 15.2 | 14.7 | LP19 | LP19 | DIN rail extension for N/PE terminal | Lista Papel 2020 SI | 0 | 0
3VA9987-0HX10 |  | 3VA9987-0HX10 | 1 | UN | 1 | 2 | A | D | N | N | 85389099 | 1 | 4042949002321 | 51 | G | 124.82 | 124.82 | LP19 | LP19 | operating cycles counter accessory for: SEO520 | - | 0 | 0
3VA9987-0KB00 |  | 3VA9987-0KB00 | 1 | UN | 1 | 2 | A | D | EAR99 | N | 85365080 | 1 | 4042949003878 | 28 | G | 42.7 | 41.4 | LP19 | LP19 | position signaling switch accessory for: plug-in and draw-out unit | Lista Papel 2020 SI | 0 | 0
3VA9987-0KC00 |  | 3VA9987-0KC00 | 1 | UN | 1 | 2 | A | D | EAR99 | N | 85389099 | 1 | 4042949003885 | 100 | G | 201 | 195.6 | LP19 | LP19 | communication link accessory for: draw-out unit | Lista Papel 2020 SI | 0 | 0
3VA9987-0KC10 |  | 3VA9987-0KC10 | 1 | UN | 1 | 2 | A | D | EAR99 | N | 85444290 | 1 | 4042949003892 | 10 | G | 38.6 | 37.5 | LP19 | LP19 | connecting cable accessory for: communication link draw-out unit | Lista Papel 2020 SI | 0 | 0
3VA9987-0KD80 |  | 3VA9987-0KD80 | 1 | UN | 1 | 2 | A | D | EAR99 | N | 85369095 | 1 | 4042949003908 | 72 | G | 22.75 | 22.75 | LP19 | LP19 | auxiliary circuit connector accessory for: all 3VA draw-out units | - | 0 | 0
3VA9987-0KD81 |  | 3VA9987-0KD81 | 1 | UN | 1 | 2 | A | D | EAR99 | N | 85389099 | 1 | 4042949003915 | 579 | G | 48.7 | 47.4 | LP19 | LP19 | crank handle for draw-out unit accessory for: draw-out unit | Lista Papel 2020 SI | 0 | 0
3VA9987-0KP80 |  | 3VA9987-0KP80 | 1 | UN | 1 | 2 | A | D | EAR99 | N | 85369095 | 1 | 4042949003922 | 72 | G | 22.75 | 22.75 | LP19 | LP19 | auxiliary circuit connector accessory for: all 3VA plug-in units | - | 0 | 0
3VA9987-0MA10 |  | 3VA9987-0MA10 | 1 | UN | 1 | 2 | A | D | EAR99 | N | 83016000 | 1 | 4042949004189 | 0.228 | KG | 253.3 | 246.4 | LP19 | LP19 | Activation & Trip Box TD300 incl. connecting cable 3VA-TD300 accessory for: 3VA2 | Lista Papel 2020 SI | 0 | 0
3VA9987-0MB10 |  | 3VA9987-0MB10 | 1 | UN | 1 | 2 | A | D | EAR99 | N | 90303330 | 1 | 4042949004196 | 1.013 | KG | 2217.6 | 2156 | LP19 | LP19 | TD500 test device incl. 2 connecting cables PC-TD500, 3VA-TD500 external power supply accessory for: 3VA2 | Lista Papel 2020 SI | 0 | 0
3VA9987-0MX10 |  | 3VA9987-0MX10 | 1 | UN | 1 | 2 | A | D | EAR99 | N | 85044082 | 1 | 4042949004202 | 218 | G | 92.4 | 90.1 | LP19 | LP19 | external power supply 110-240V AC accessory for: TD500 | Lista Papel 2020 SI | 0 | 0
3VA9987-0MY10 |  | 3VA9987-0MY10 | 1 | UN | 1 | 2 | A | D | EAR99 | N | 85444290 | 1 | 4042949004219 | 207 | G | 165.6 | 160.9 | LP19 | LP19 | connecting cable accessory for: TD500-3VA | Lista Papel 2020 SI | 0 | 0
3VA9987-0SC10 |  | 3VA9987-0SC10 | 1 | UN | 1 | 2 | A | D | EAR99 | N | 85389099 | 1 | 4042949018612 | 150 | G | 31.28 | 31.28 | LP19 | LP19 | TOGGLE HANDLE EXTENTION FS1000 ACCESSORY FOR: 3VA15/25 1000 | - | 0 | 0
3VA9987-0TA10 |  | 3VA9987-0TA10 | 1 | UN | 1 | 2 | A | D | EAR99 | N | 85389091 | 1 | 4042949004271 | 203 | G | 908.6 | 885.5 | LP19 | LP19 | breaker data server COM800 accessory for: 3VA | Lista Papel 2020 SI | 0 | 0
3VA9987-0TA20 |  | 3VA9987-0TA20 | 1 | UN | 1 | 2 | A | D | N | N | 85389091 | 1 | 4042949012207 | 201 | G | 467.4 | 454.3 | LP19 | LP19 | breaker data server COM100 accessory for: 3VA | Lista Papel 2020 SI | 0 | 0
3VA9987-0TC10 |  | 3VA9987-0TC10 | 1 | UN | 1 | 2 | A | D | EAR99 | N | 85444290 | 1 | 4042949004356 | 27 | G | 18.5 | 17.9 | LP19 | LP19 | 3VA-line connecting cable 0.4m accessory for: COM800, COM060 | Lista Papel 2020 SI | 0 | 0
3VA9987-0TC20 |  | 3VA9987-0TC20 | 1 | UN | 1 | 2 | A | D | EAR99 | N | 85444290 | 1 | 4042949004363 | 46 | G | 21.3 | 20.6 | LP19 | LP19 | 3VA-line connecting cable 1.0m accessory for: COM800, COM060 | Lista Papel 2020 SI | 0 | 0
3VA9987-0TC30 |  | 3VA9987-0TC30 | 1 | UN | 1 | 2 | A | D | EAR99 | N | 85444290 | 1 | 4042949004370 | 83 | G | 27.6 | 26.9 | LP19 | LP19 | 3VA-line connecting cable 2.0m accessory for: COM800, COM060 | Lista Papel 2020 SI | 0 | 0
3VA9987-0TC40 |  | 3VA9987-0TC40 | 1 | UN | 1 | 2 | A | D | EAR99 | N | 85444290 | 1 | 4042949004387 | 154 | G | 37 | 35.9 | LP19 | LP19 | 3VA-line connecting cable 4.0m accessory for: COM800, COM060 | Lista Papel 2020 SI | 0 | 0
3VA9987-0TD10 |  | 3VA9987-0TD10 | 1 | UN | 1 | 2 | A | D | EAR99 | N | 85285291 | 1 | 4042949012160 | 279 | G | 576.7 | 560.6 | LP19 | LP19 | DSP800 display accessory for: 1 to 8 3VA breakers | Lista Papel 2020 SI | 0 | 0
3VA9987-0TE10 |  | 3VA9987-0TE10 | 1 | UN | 1 | 2 | A | D | EAR99 | N | 85444290 | 5 | 4042949004288 | 4 | G | 11.2 | 10.9 | LP19 | LP19 | bus connection 3VA-line accessory for: COM800, COM060 | Lista Papel 2020 SI | 0 | 0
3VA9987-0TF10 |  | 3VA9987-0TF10 | 1 | UN | 1 | 2 | A | D | N | N | 85444290 | 1 | 4042949012238 | 46 | G | 21.3 | 20.6 | LP19 | LP19 | extension cable COM060 0.8 m accessory for: 3VA-line | Lista Papel 2020 SI | 0 | 0
3VA9987-0TF20 |  | 3VA9987-0TF20 | 1 | UN | 1 | 2 | A | D | N | N | 85444290 | 1 | 4042949012221 | 32 | G | 18.5 | 17.9 | LP19 | LP19 | extension cable COM060 0.4 m accessory for: 3VA-line | Lista Papel 2020 SI | 0 | 0
3VA9987-0TG10 |  | 3VA9987-0TG10 | 1 | UN | 1 | 2 | A | D | EAR99 | N | 85369010 | 1 | 4042949012214 | 66 | G | 32.2 | 31.3 | LP19 | LP19 | T connector accessory for: 3VA | Lista Papel 2020 SI | 0 | 0
3VA9987-0TG11 |  | 3VA9987-0TG11 | 1 | UN | 1 | 2 | A | D | EAR99 | N | 85389099 | 1 | 4042949013990 | 24 | G | 33.42 | 33.42 | LP19 | LP19 | DIN rail adapter for T connector accessory for: 3VA | - | 0 | 0
3VA9987-0UA10 |  | 3VA9987-0UA10 | 1 | UN | 1 | 2 | A | D | EAR99 | N | 85389091 | 1 | 4042949004158 | 258 | G | 331.9 | 322.6 | LP19 | LP19 | external function box EFB300 incl. connecting cable 1.5m 3VA-EFB300 accessory for: 3VA2 | Lista Papel 2020 SI | 0 | 0
3VA9987-0UB10 |  | 3VA9987-0UB10 | 1 | UN | 1 | 2 | A | D | EAR99 | N | 85444290 | 1 | 4042949004165 | 50 | G | 27.6 | 26.9 | LP19 | LP19 | connecting cable 1.5m accessory for: EFB300-3VA | Lista Papel 2020 SI | 0 | 0
3VA9987-0UB20 |  | 3VA9987-0UB20 | 1 | UN | 1 | 2 | A | D | EAR99 | N | 85444290 | 1 | 4042949004172 | 100 | G | 41.4 | 40.3 | LP19 | LP19 | connecting cable 3.0m accessory for: EFB300-3VA | Lista Papel 2020 SI | 0 | 0
3VA9987-0UB30 |  | 3VA9987-0UB30 | 1 | UN | 1 | 2 | A | D | N | N | 85444290 | 1 | 4042949012771 | 79 | G | 40.3 | 39.2 | LP19 | LP19 | connecting cable 3.0m accessory for: EFB300-3VA with RCD | Lista Papel 2020 SI | 0 | 0
3VA9987-0UC10 |  | 3VA9987-0UC10 | 1 | UN | 1 | 2 | A | D | EAR99 | N | 85389099 | 1 | 4042949004394 | 32 | G | 38.7 | 37.7 | LP19 | LP19 | voltage tap accessory for: ETU 8-series | Lista Papel 2020 SI | 0 | 0
3VA9988-0AA11 |  | 3VA9988-0AA11 | 1 | UN | 1 | 2 | A | D | N | N | 85389091 | 1 | 4042949000006 | 32 | G | 28.9 | 28 | LP19 | LP19 | AUXILIARY SWITCH CHANGEOVER CONTACTS TYPE HP (14MM) ACCESSORY FOR 3VA1 and 3VA20 up to 3VA25 | Lista Papel 2020 SI | 0 | 0
3VA9988-0AA12 |  | 3VA9988-0AA12 | 1 | UN | 1 | 2 | A | D | N | N | 85389091 | 1 | 4042949000037 | 27 | G | 19.3 | 18.7 | LP19 | LP19 | AUXILIARY SWITCH CHANGEOVER CONTACTS TYPE HQ (7MM) ACCESSORY FOR 3VA1 and 3VA20 up to 3VA25 | Lista Papel 2020 SI | 0 | 0
3VA9988-0AA13 |  | 3VA9988-0AA13 | 1 | UN | 1 | 2 | A | D | N | N | 85389091 | 1 | 4042949000044 | 27 | G | 28.9 | 28 | LP19 | LP19 | AUXILIARY SWITCH CHANGEOVER CONTACTS TYPE HQ (7MM) ELECTRONIC ACCESSORY FOR 3VA1 and 3VA20 up to 3VA25 | Lista Papel 2020 SI | 0 | 0
3VA9988-0AA21 |  | 3VA9988-0AA21 | 1 | UN | 1 | 2 | A | D | N | N | 85389091 | 1 | 4042949000013 | 33 | G | 39.7 | 38.5 | LP19 | LP19 | LEADING CHANGEOVER SWITCH CHANGEOVER CONTACTS TYPE HP (14MM) ACCESSORY FOR 3VA1 and 3VA20 up to 3VA25 | Lista Papel 2020 SI | 0 | 0
3VA9988-0AA22 |  | 3VA9988-0AA22 | 1 | UN | 1 | 2 | A | D | N | N | 85389091 | 1 | 4042949000051 | 27 | G | 26.5 | 25.7 | LP19 | LP19 | LEADING CHANGEOVER SWITCH CHANGEOVER CONTACTS TYPE HQ (7MM) ACCESSORY FOR 3VA1 and 3VA20 up to 3VA25 | Lista Papel 2020 SI | 0 | 0
3VA9988-0AA23 |  | 3VA9988-0AA23 | 1 | UN | 1 | 2 | A | D | N | N | 85389091 | 1 | 4042949000068 | 30 | G | 39.7 | 38.5 | LP19 | LP19 | LEADING CHANGEOVER SWITCH CHANGEOVER CONTACTS TYPE HQ (7MM) ELECTRONIC ACCESSORY FOR 3VA1 and 3VA20 up to 3VA25 | Lista Papel 2020 SI | 0 | 0
3VA9988-0AB11 |  | 3VA9988-0AB11 | 1 | UN | 1 | 2 | A | D | N | N | 85389091 | 1 | 4042949000020 | 36 | G | 28.9 | 28 | LP19 | LP19 | TRIP ALARM SWITCH CHANGEOVER CONTACTS TYPE HP (14MM) ACCESSORY FOR 3VA1 and 3VA20 up to 3VA25 | Lista Papel 2020 SI | 0 | 0
3VA9988-0AB12 |  | 3VA9988-0AB12 | 1 | UN | 1 | 2 | A | D | N | N | 85389091 | 1 | 4042949000075 | 27 | G | 19.3 | 18.7 | LP19 | LP19 | TRIP ALARM SWITCH CHANGEOVER CONTACTS TYPE HQ (7MM) ACCESSORY FOR 3VA1 and 3VA20 up to 3VA25 | Lista Papel 2020 SI | 0 | 0
3VA9988-0AB13 |  | 3VA9988-0AB13 | 1 | UN | 1 | 2 | A | D | N | N | 85389091 | 1 | 4042949000082 | 27 | G | 28.9 | 28 | LP19 | LP19 | TRIP ALARM SWITCH CHANGEOVER CONTACTS TYPE HQ (7MM) ELECTRONIC ACCESSORY FOR 3VA1 and 3VA20 up to 3VA25 | Lista Papel 2020 SI | 0 | 0
3VA9988-0AB22 |  | 3VA9988-0AB22 | 1 | UN | 1 | 2 | A | D | N | N | 85389091 | 1 | 4042949000099 | 23 | G | 28.9 | 28 | LP19 | LP19 | electrical alarm switch changeover contacts type HQ (7mm) accessory for: 3VA1/2 breaker | Lista Papel 2020 SI | 0 | 0
3VA9988-0AB23 |  | 3VA9988-0AB23 | 1 | UN | 1 | 2 | A | D | N | N | 85389091 | 1 | 4042949000105 | 22 | G | 43.5 | 42.3 | LP19 | LP19 | electrical alarm switch changeover contacts type HQ (7mm) electronic-comp. accessory for: 3VA1/2 breaker | Lista Papel 2020 SI | 0 | 0
3VA9988-0AB32 |  | 3VA9988-0AB32 | 1 | UN | 1 | 2 | A | D | N | N | 85389091 | 1 | 4042949000112 | 29 | G | 29 | 28.1 | LP19 | LP19 | short circuit alarm switch changeover contacts type HQ (7mm) accessory for: 3VA1 160 | Lista Papel 2020 SI | 0 | 0
3VA9988-0AB33 |  | 3VA9988-0AB33 | 1 | UN | 1 | 2 | A | D | N | N | 85389091 | 1 | 4042949000129 | 24 | G | 43.5 | 42.3 | LP19 | LP19 | short circuit alarm switch changeover contacts type HQ (7mm) electronic-comp. accessory for: 3VA1 160 | Lista Papel 2020 SI | 0 | 0
3VA9988-0AB34 |  | 3VA9988-0AB34 | 1 | UN | 1 | 2 | A | D | N | N | 85389091 | 1 | 4042949000136 | 29 | G | 29 | 28.1 | LP19 | LP19 | short circuit alarm switch changeover contacts type HQ (7mm) accessory for: 3VA1 250/400/630 | Lista Papel 2020 SI | 0 | 0
3VA9988-0AB35 |  | 3VA9988-0AB35 | 1 | UN | 1 | 2 | A | D | N | N | 85389091 | 1 | 4042949000143 | 29 | G | 43.5 | 42.3 | LP19 | LP19 | short circuit alarm switch changeover contacts type HQ (7mm) electronic-comp. accessory for: 3VA1 250/400/630 | Lista Papel 2020 SI | 0 | 0
3VA9988-0BA20 |  | 3VA9988-0BA20 | 1 | UN | 1 | 2 | A | D | EAR99 | N | 85364190 | 1 | 4042949011545 | 0.084 | KG | 69 | 67.1 | LP19 | LP19 | SHUNT TRIP FLEXIBLE 24 V AC 50/60 HZ ACCESSORY FOR 3VA10 up to 3VA14 and 3VA20 up to 3VA24 | Lista Papel 2020 SI | 0 | 0
3VA9988-0BA21 |  | 3VA9988-0BA21 | 1 | UN | 1 | 2 | A | D | EAR99 | N | 85364190 | 1 | 4042949011552 | 86 | G | 69 | 67.1 | LP19 | LP19 | SHUNT TRIP FLEXIBLE 48-60 V AC 50/60 HZ ACCESSORY FOR 3VA10 up to 3VA14 and 3VA20 up to 3VA24 | Lista Papel 2020 SI | 0 | 0
3VA9988-0BA22 |  | 3VA9988-0BA22 | 1 | UN | 1 | 2 | A | D | EAR99 | N | 85364900 | 1 | 4042949011569 | 84 | G | 69 | 67.1 | LP19 | LP19 | SHUNT TRIP FLEXIBLE 110-127 V AC 50/60 HZ ACCESSORY FOR 3VA10 up to 3VA14 and 3VA20 up to 3VA24 | Lista Papel 2020 SI | 0 | 0
3VA9988-0BA23 |  | 3VA9988-0BA23 | 1 | UN | 1 | 2 | A | D | EAR99 | N | 85364900 | 1 | 4042949011576 | 84 | G | 69 | 67.1 | LP19 | LP19 | SHUNT TRIP FLEXIBLE 208-277 V AC 50/60 HZ ACCESSORY FOR 3VA10 up to 3VA14 and 3VA20 up to 3VA24 | Lista Papel 2020 SI | 0 | 0
3VA9988-0BA24 |  | 3VA9988-0BA24 | 1 | UN | 1 | 2 | A | D | EAR99 | N | 85364900 | 1 | 4042949011583 | 85 | G | 69 | 67.1 | LP19 | LP19 | SHUNT TRIP FLEXIBLE 380-500 V AC 50/60 HZ ACCESSORY FOR 3VA10 up to 3VA14 and 3VA20 up to 3VA24 | Lista Papel 2020 SI | 0 | 0
3VA9988-0BA25 |  | 3VA9988-0BA25 | 1 | UN | 1 | 2 | A | D | EAR99 | N | 85364900 | 1 | 4042949011590 | 0.086 | KG | 69 | 67.1 | LP19 | LP19 | SHUNT TRIP FLEXIBLE 600 V AC 50/60 HZ ACCESSORY FOR 3VA10 up to 3VA14 and 3VA20 up to 3VA24 | Lista Papel 2020 SI | 0 | 0
3VA9988-0BF21 |  | 3VA9988-0BF21 | 1 | UN | 1 | 2 | A | D | N | N | 85365080 | 1 | 4042949011613 | 138 | G | 145.36 | 145.36 | LP19 | LP19 | time-delay device fixed delay 110V AC accessory for: 3VA undervoltage release | - | 0 | 0
3VA9988-0BF22 |  | 3VA9988-0BF22 | 1 | UN | 1 | 2 | A | D | N | N | 85365080 | 1 | 4042949011637 | 0.134 | KG | 145.36 | 145.36 | LP19 | LP19 | time-delay device fixed delay 230V AC accessory for: 3VA undervoltage release | - | 0 | 0
3VA9988-0BF23 |  | 3VA9988-0BF23 | 1 | UN | 1 | 2 | A | D | N | N | 85365019 | 1 | 4042949011644 | 112 | G | 145.36 | 145.36 | LP19 | LP19 | time-delay device fixed delay 24V DC accessory for: 3VA undervoltage release | - | 0 | 0
3VA9988-0BL10 |  | 3VA9988-0BL10 | 1 | UN | 1 | 2 | A | D | EAR99 | N | 85364190 | 1 | 4042949013839 | 0.086 | KG | 69 | 67.1 | LP19 | LP19 | SHUNT TRIP LEFT 12 V DC ACCESSORY FOR 3VA1 and 3VA20 up to 3VA25 | Lista Papel 2020 SI | 0 | 0
3VA9988-0BL20 |  | 3VA9988-0BL20 | 1 | UN | 1 | 2 | A | D | EAR99 | N | 85364900 | 1 | 4042949011392 | 84 | G | 69 | 67.1 | LP19 | LP19 | SHUNT TRIP LEFT 380-600 V AC 50/60 HZ ACCESSORY FOR 3VA1 and 3VA20 up to 3VA25 | Lista Papel 2020 SI | 0 | 0
3VA9988-0BL30 |  | 3VA9988-0BL30 | 1 | UN | 1 | 2 | A | D | EAR99 | N | 85364110 | 1 | 4042949011446 | 85 | G | 69 | 67.1 | LP19 | LP19 | SHUNT TRIP LEFT 24 V AC 50/60 HZ / 24-30 V DC ACCESSORY FOR 3VA1 and 3VA20 up to 3VA25 | Lista Papel 2020 SI | 0 | 0
3VA9988-0BL31 |  | 3VA9988-0BL31 | 1 | UN | 1 | 2 | A | D | EAR99 | N | 85364110 | 1 | 4042949011453 | 0.085 | KG | 69 | 67.1 | LP19 | LP19 | SHUNT TRIP LEFT 48-60 V AC 50/60 HZ / DC ACCESSORY FOR 3VA1 and 3VA20 up to 3VA25 | Lista Papel 2020 SI | 0 | 0
3VA9988-0BL32 |  | 3VA9988-0BL32 | 1 | UN | 1 | 2 | A | D | EAR99 | N | 85364900 | 1 | 4042949011460 | 84 | G | 69 | 67.1 | LP19 | LP19 | SHUNT TRIP LEFT 110-127 V AC 50/60 HZ / DC ACCESSORY FOR 3VA1 and 3VA20 up to 3VA25 | Lista Papel 2020 SI | 0 | 0
3VA9988-0BL33 |  | 3VA9988-0BL33 | 1 | UN | 1 | 2 | A | D | N | N | 85364900 | 1 | 4042949011477 | 82 | G | 69 | 67.1 | LP19 | LP19 | SHUNT TRIP LEFT 208-277 V AC 50/60 HZ 220-250 V DC ACCESSORY FOR 3VA1 and 3VA20 up to 3VA25 | Lista Papel 2020 SI | 0 | 0
3VA9988-0BM10 |  | 3VA9988-0BM10 | 1 | UN | 1 | 2 | A | D | EAR99 | N | 85364190 | 1 | 4042949012177 | 86 | G | 105.07 | 105.07 | LP19 | LP19 | SHUNT TRIP LEFT FOR ELECTRICAL INTERLOCKING 24 V DC ACCESSORY FOR 3VA1 and 3VA20 up to 3VA25 | - | 0 | 0
3VA9988-0BR10 |  | 3VA9988-0BR10 | 1 | UN | 1 | 2 | A | D | EAR99 | N | 85389099 | 1 | 4042949019879 | 121 | G | 88.48 | 88.48 | LP19 | LP19 | residual current release (RCR) accessory for: side mounted residual current device RCD310 or RCD510 | - | 0 | 0
3VL1102-1KM30-0AA0 |  | 3VL1102-1KM30-0AA0 | 1 | UN | 1 | 5 | B | D | EAR99 | N | 85362010 | 1 | 4011209730779 | 1.9 | KG | 422.4 | 422.4 | LP20 | LP20 | circuit breaker VL150X UL type CG (cat no. NCX3B020) non-interchangeable frame, with circuit breaker approval acc. to UL 489 standard breaking capacity 3-pole, NEMA rating 35kA/480V (molded case circuit breaker) Electronic Trip Unit TM, LI function TA=40Â°C In=<20A rated current II=300A short-circuit protection IR=20A Electronic Trip Unit for line protection without connection accessories without auxiliary release without auxiliary/alarm switch | - | 0 | 0
3VL1102-2KM30-0AA0 |  | 3VL1102-2KM30-0AA0 | 1 | UN | 1 | 5 | B | D | EAR99 | N | 85362010 | 1 | 4011209730823 | 2 | KG | 492.8 | 492.8 | LP20 | LP20 | circuit breaker VL150X UL, type CG (cat no. NCX3B020) non-interchangeable frame, with circuit breaker approval acc. to UL 489 high breaking capacity 3-pole, NEMA rating 65kA/480V (molded case circuit breaker) Electronic Trip Unit TM, LI function TA=40Â°C In=<20A rated current II=300A short-circuit protection IR=20A Electronic Trip Unit for line protection without connection accessories without auxiliary release without auxiliary/alarm switch | - | 0 | 0
3VL1103-1KM30-0AA0 |  | 3VL1103-1KM30-0AA0 | 1 | UN | 1 | 5 | B | D | EAR99 | N | 85362010 | 1 | 4011209730984 | 2 | KG | 422.4 | 422.4 | LP20 | LP20 | circuit breaker VL150X UL, type CG (cat no. NCX3B030) non-interchangeable frame, with circuit breaker approval acc. to UL 489 standard breaking capacity 3-pole, NEMA rating 35kA/480V (molded case circuit breaker) Electronic Trip Unit TM, LI function TA=40Â°C In=<30A rated current II=300A short-circuit protection IR=30A Electronic Trip Unit for line protection without connection accessories without auxiliary release without auxiliary/alarm switch | - | 0 | 0
3VL1103-2KM30-0AA0 |  | 3VL1103-2KM30-0AA0 | 1 | UN | 1 | 5 | B | D | EAR99 | N | 85362010 | 1 | 4011209730991 | 2 | KG | 492.8 | 492.8 | LP20 | LP20 | circuit breaker VL150X UL, type CG (cat no. NCX3B030) non-interchangeable frame, with circuit breaker approval acc. to UL 489 high breaking capacity 3-pole, NEMA rating 65kA/480V (molded case circuit breaker) Electronic Trip Unit TM, LI function TA=40Â°C In=<30A rated current II=300A short-circuit protection IR=30A Electronic Trip Unit for line protection without connection accessories without auxiliary release without auxiliary/alarm switch | - | 0 | 0
3VL1104-1KM30-0AA0 |  | 3VL1104-1KM30-0AA0 | 1 | UN | 1 | 5 | B | D | EAR99 | N | 85362010 | 1 | 4011209731035 | 2 | KG | 422.4 | 422.4 | LP20 | LP20 | circuit breaker VL150X UL, type CG (cat no. NCX3B040) non-interchangeable frame, with circuit breaker approval acc. to UL 489 standard breaking capacity 3-pole, NEMA rating 35kA/480V (molded case circuit breaker) Electronic Trip Unit TM, LI function TA=40Â°C In=<40A rated current II=600A short-circuit protection IR=40A Electronic Trip Unit for line protection without connection accessories without auxiliary release without auxiliary/alarm switch | - | 0 | 0
3VL1104-2KM30-0AA0 |  | 3VL1104-2KM30-0AA0 | 1 | UN | 1 | 5 | B | D | EAR99 | N | 85362010 | 1 | 4011209731042 | 2 | KG | 492.8 | 492.8 | LP20 | LP20 | circuit breaker VL150X UL, type CG (cat no. NCX3B040) non-interchangeable frame, with circuit breaker approval acc. to UL 489 high breaking capacity 3-pole, NEMA rating 65kA/480V (molded case circuit breaker) Electronic Trip Unit TM, LI function TA=40Â°C In=<40A rated current II=600A short-circuit protection IR=40A Electronic Trip Unit for line protection without connection accessories without auxiliary release without auxiliary/alarm switch | - | 0 | 0
3VL1105-1KM30-0AA0 |  | 3VL1105-1KM30-0AA0 | 1 | UN | 1 | 5 | B | D | EAR99 | N | 85362010 | 1 | 4011209731059 | 2 | KG | 422.4 | 422.4 | LP20 | LP20 | circuit breaker VL150X UL, type CG (cat no. NCX3B050) non-interchangeable frame, with circuit breaker approval acc. to UL 489 standard breaking capacity 3-pole, NEMA rating 35kA/480V (molded case circuit breaker) Electronic Trip Unit TM, LI function TA=40Â°C In=<50A rated current II=600A short-circuit protection Ir=50A Electronic Trip Unit for line protection without connection accessories without auxiliary release without auxiliary/alarm switch | - | 0 | 0
3VL1105-2KM30-0AA0 |  | 3VL1105-2KM30-0AA0 | 1 | UN | 1 | 5 | B | D | EAR99 | N | 85362010 | 1 | 4011209731066 | 2 | KG | 492.8 | 492.8 | LP20 | LP20 | circuit breaker VL150X UL, type CG (cat no. NCX3B050) non-interchangeable frame, with circuit breaker approval acc. to UL 489 high breaking capacity 3-pole, NEMA rating 65kA/480V (molded case circuit breaker) Electronic Trip Unit TM, LI function TA=40Â°C In=<50A rated current II=600A short-circuit protection Ir=50A Electronic Trip Unit for line protection without connection accessories without auxiliary release without auxiliary/alarm switch | - | 0 | 0
3VL1106-1KM30-0AA0 |  | 3VL1106-1KM30-0AA0 | 1 | UN | 1 | 5 | B | D | EAR99 | N | 85362010 | 1 | 4011209731073 | 2 | KG | 422.4 | 422.4 | LP20 | LP20 | circuit breaker VL150X UL, type CG (cat no. NCX3B060) non-interchangeable frame, with circuit breaker approval acc. to UL 489 standard breaking capacity 3-pole, NEMA rating 35kA/480V (molded case circuit breaker) Electronic Trip Unit TM, LI function TA=40Â°C In=<60A rated current II=600A short-circuit protection Ir=60A Electronic Trip Unit for line protection without connection accessories without auxiliary release without auxiliary/alarm switch | - | 0 | 0
3VL1106-2KM30-0AA0 |  | 3VL1106-2KM30-0AA0 | 1 | UN | 1 | 5 | B | D | EAR99 | N | 85362010 | 1 | 4011209731080 | 2 | KG | 492.8 | 492.8 | LP20 | LP20 | circuit breaker VL150X UL, type CG (cat no. NCX3B060) non-interchangeable frame, with circuit breaker approval acc. to UL 489 high breaking capacity 3-pole, NEMA rating 65kA/480V (molded case circuit breaker) Electronic Trip Unit TM, LI function TA=40Â°C In=<60A rated current II=600A short-circuit protection Ir=60A Electronic Trip Unit for line protection without connection accessories without auxiliary release without auxiliary/alarm switch | - | 0 | 0
3VL1107-1KM30-0AA0 |  | 3VL1107-1KM30-0AA0 | 1 | UN | 1 | 5 | B | D | EAR99 | N | 85362010 | 1 | 4011209731097 | 2 | KG | 449.9 | 449.9 | LP20 | LP20 | circuit breaker VL150X UL, type CG (cat no. NCX3B070) non-interchangeable frame, with circuit breaker approval acc. to UL 489 standard breaking capacity 3-pole, NEMA rating 35kA/480V (molded case circuit breaker) Electronic Trip Unit TM, LI function TA=40Â°C In=<70A rated current II=1000A short-circuit protection Ir=70A Electronic Trip Unit for line protection without connection accessories without auxiliary release without auxiliary/alarm switch | - | 0 | 0
3VL1107-1KM30-0AB1 |  | 3VL1107-1KM30-0AB1 | 1 | UN | 1 | 5 | B | D | EAR99 | N | 85362010 | 1 |  | 2 | KG | 538.23 | 538.23 | LP20 | LP20 | circuit breaker VL150X UL, type CG (cat no. NCX3B070) non-interchangeable frame, with circuit breaker approval acc. to UL 489 standard breaking capacity 3-pole, NEMA rating 35kA/480V (molded case circuit breaker) Electronic Trip Unit TM, LI function TA=40Â°C In=<70A rated current II=1000A short-circuit protection Ir=70A Electronic Trip Unit for line protection without connection accessories without auxiliary release Auxiliary switch mounting kit 2 AUX (1 NO + 1 NC) | - | 0 | 0
3VL1107-2KM30-0AA0 |  | 3VL1107-2KM30-0AA0 | 1 | UN | 1 | 5 | B | D | EAR99 | N | 85362010 | 1 | 4011209731103 | 2 | KG | 515.9 | 515.9 | LP20 | LP20 | circuit breaker VL150X UL, type CG (cat no. NCX3B070) non-interchangeable frame, with circuit breaker approval acc. to UL 489 high breaking capacity 3-pole, NEMA rating 65kA/480V (molded case circuit breaker) Electronic Trip Unit TM, LI function TA=40Â°C In=<70A rated current II=1000A short-circuit protection Ir=70A Electronic Trip Unit for line protection without connection accessories without auxiliary release without auxiliary/alarm switch | - | 0 | 0
3VL1108-1KM30-0AA0 |  | 3VL1108-1KM30-0AA0 | 1 | UN | 1 | 5 | B | D | EAR99 | N | 85362010 | 1 | 4011209731110 | 2 | KG | 449.9 | 449.9 | LP20 | LP20 | circuit breaker VL150X UL, type CG (cat no. NCX3B080) non-interchangeable frame, with circuit breaker approval acc. to UL 489 standard breaking capacity 3-pole, NEMA rating 35kA/480V (molded case circuit breaker) Electronic Trip Unit TM, LI function TA=40Â°C In=<80A rated current II=1000A short-circuit protection Ir=80A Electronic Trip Unit for line protection without connection accessories without auxiliary release without auxiliary/alarm switch | - | 0 | 0
3VL1108-1KM30-0AB1 |  | 3VL1108-1KM30-0AB1 | 1 | UN | 1 | 5 | B | D | EAR99 | N | 85362010 | 1 |  | 2 | KG | 538.23 | 538.23 | LP20 | LP20 | circuit breaker VL150X UL, type CG (cat no. NCX3B080) non-interchangeable frame, with circuit breaker approval acc. to UL 489 standard breaking capacity 3-pole, NEMA rating 35kA/480V (molded case circuit breaker) Electronic Trip Unit TM, LI function TA=40Â°C In=<80A rated current II=1000A short-circuit protection Ir=80A Electronic Trip Unit for line protection without connection accessories without auxiliary release Auxiliary switch mounting kit 2 AUX (1 NO + 1 NC) | - | 0 | 0
3VL1108-2KM30-0AA0 |  | 3VL1108-2KM30-0AA0 | 1 | UN | 1 | 5 | B | D | EAR99 | N | 85362010 | 1 | 4011209731127 | 2 | KG | 503.8 | 503.8 | LP20 | LP20 | circuit breaker VL150X UL, type CG (cat no. NCX3B080) non-interchangeable frame, with circuit breaker approval acc. to UL 489 high breaking capacity 3-pole, NEMA rating 65kA/480V (molded case circuit breaker) Electronic Trip Unit TM, LI function TA=40Â°C In=<80A rated current II=1000A short-circuit protection Ir=80A Electronic Trip Unit for line protection without connection accessories without auxiliary release without auxiliary/alarm switch | - | 0 | 0
3VL1110-1KE30-0AA0 |  | 3VL1110-1KE30-0AA0 | 1 | UN | 1 | 5 | B | D | EAR99 | N | 85362010 | 1 | 4011209712874 | 2 | KG | 426.8 | 426.8 | LP20 | LP20 | circuit breaker VL150X UL, type CG (cat no. HCS3S100) non-interchangeable frame, with circuit breaker approval acc. to UL 489 standard breaking capacity 3-pole, NEMA rating 35kA/480V (molded case switch) trip unit, magnetic TA=40Â°C In=<100A rated current II=1800A short-circuit protection without connection accessories without auxiliary release without auxiliary/alarm switch | - | 0 | 0
3VL1110-1KM30-0AA0 |  | 3VL1110-1KM30-0AA0 | 1 | UN | 1 | 5 | B | D | EAR99 | N | 85362010 | 1 | 4011209731158 | 2 | KG | 523.6 | 523.6 | LP20 | LP20 | circuit breaker VL150X UL, type CG (cat no. NCX3B100) non-interchangeable frame, with circuit breaker approval acc. to UL 489 standard breaking capacity 3-pole, NEMA rating 35kA/480V (molded case circuit breaker) Electronic Trip Unit TM, LI function TA=40Â°C In=<100A rated current II=1000A short-circuit protection Ir=100A Electronic Trip Unit for line protection without connection accessories without auxiliary release without auxiliary/alarm switch | - | 0 | 0
3VL1110-2KE30-0AA0 |  | 3VL1110-2KE30-0AA0 | 1 | UN | 1 | 5 | B | D | EAR99 | N | 85362010 | 1 | 4011209713024 | 2 | KG | 500.5 | 500.5 | LP20 | LP20 | circuit breaker VL150X UL, type CG (cat no. HCS3S100) non-interchangeable frame, with circuit breaker approval acc. to UL 489 high breaking capacity 3-pole, NEMA rating 65kA/480V (molded case switch) trip unit, magnetic TA=40Â°C In=<100A rated current II=1800A short-circuit protection without connection accessories without auxiliary release without auxiliary/alarm switch | - | 0 | 0
3VL1110-2KE30-0AB1 |  | 3VL1110-2KE30-0AB1 | 1 | UN | 1 | 5 | B | D | EAR99 | N | 85362010 | 1 |  | 2 | KG | 588.83 | 588.83 | LP20 | LP20 | circuit breaker VL150X UL, type CG (cat no. HCS3S100) non-interchangeable frame, with circuit breaker approval acc. to UL 489 high breaking capacity 3-pole, NEMA rating 65kA/480V (molded case switch) trip unit, magnetic TA=40Â°C In=<100A rated current II=1800A short-circuit protection without connection accessories without auxiliary release Auxiliary switch mounting kit 2 AUX (1 NO + 1 NC) | - | 0 | 0
3VL1110-2KM30-0AA0 |  | 3VL1110-2KM30-0AA0 | 1 | UN | 1 | 5 | B | D | EAR99 | N | 85362010 | 1 | 4011209731165 | 2 | KG | 607.2 | 607.2 | LP20 | LP20 | circuit breaker VL150X UL, type CG (cat no. NCX3B100) non-interchangeable frame, with circuit breaker approval acc. to UL 489 high breaking capacity 3-pole, NEMA rating 65kA/480V (molded case circuit breaker) Electronic Trip Unit TM, LI function TA=40Â°C In=<100A rated current II=1000A short-circuit protection Ir=100A Electronic Trip Unit for line protection without connection accessories without auxiliary release without auxiliary/alarm switch | - | 0 | 0
3VL1110-2KM30-0AB1 |  | 3VL1110-2KM30-0AB1 | 1 | UN | 1 | 5 | B | D | EAR99 | N | 85362010 | 1 |  | 2 | KG | 695.53 | 695.53 | LP20 | LP20 | circuit breaker VL150X UL, type CG (cat no. NCX3B100) non-interchangeable frame, with circuit breaker approval acc. to UL 489 high breaking capacity 3-pole, NEMA rating 65kA/480V (molded case circuit breaker) Electronic Trip Unit TM, LI function TA=40Â°C In=<100A rated current II=1000A short-circuit protection Ir=100A Electronic Trip Unit for line protection without connection accessories without auxiliary release Auxiliary switch mounting kit 2 AUX (1 NO + 1 NC) | - | 0 | 0
3VL1112-1KM30-0AA0 |  | 3VL1112-1KM30-0AA0 | 1 | UN | 1 | 5 | B | D | EAR99 | N | 85362010 | 1 | 4011209731172 | 2 | KG | 870.1 | 870.1 | LP20 | LP20 | circuit breaker VL150X UL, type CG (cat no. NCX3B125) non-interchangeable frame, with circuit breaker approval acc. to UL 489 standard breaking capacity 3-pole, NEMA rating 35kA/480V (molded case circuit breaker) Electronic Trip Unit TM, LI function TA=40Â°C In=<125A rated current II=1000A short-circuit protection Ir=125A Electronic Trip Unit for line protection without connection accessories without auxiliary release without auxiliary/alarm switch | - | 0 | 0
3VL1112-2KM30-0AA0 |  | 3VL1112-2KM30-0AA0 | 1 | UN | 1 | 5 | B | D | EAR99 | N | 85362010 | 1 | 4011209731189 | 2 | KG | 1005.4 | 1005.4 | LP20 | LP20 | circuit breaker VL150X UL, type CG (cat no. NCX3B125) non-interchangeable frame, with circuit breaker approval acc. to UL 489 high breaking capacity 3-pole, NEMA rating 65kA/480V (molded case circuit breaker) Electronic Trip Unit TM, LI function TA=40Â°C In=<125A rated current II=1000A short-circuit protection Ir=125A Electronic Trip Unit for line protection without connection accessories without auxiliary release without auxiliary/alarm switch | - | 0 | 0
3VL1112-2KM30-0AB1 |  | 3VL1112-2KM30-0AB1 | 1 | UN | 1 | 5 | B | D | EAR99 | N | 85362010 | 1 |  | 2 | KG | 1093.73 | 1093.73 | LP20 | LP20 | circuit breaker VL150X UL, type CG (cat no. NCX3B125) non-interchangeable frame, with circuit breaker approval acc. to UL 489 high breaking capacity 3-pole, NEMA rating 65kA/480V (molded case circuit breaker) Electronic Trip Unit TM, LI function TA=40Â°C In=<125A rated current II=1000A short-circuit protection Ir=125A Electronic Trip Unit for line protection without connection accessories without auxiliary release Auxiliary switch mounting kit 2 AUX (1 NO + 1 NC) | - | 0 | 0
3VL1115-1KE30-0AA0 |  | 3VL1115-1KE30-0AA0 | 1 | UN | 1 | 5 | B | D | EAR99 | N | 85362010 | 1 | 4011209712881 | 2 | KG | 795.3 | 795.3 | LP20 | LP20 | circuit breaker VL150X UL, type CG (cat no. HCS3S150) non-interchangeable frame, with circuit breaker approval acc. to UL 489 standard breaking capacity 3-pole, NEMA rating 35kA/480V (molded case switch) trip unit, magnetic TA=40Â°C In=<150A rated current II=1800A short-circuit protection without connection accessories without auxiliary release without auxiliary/alarm switch | - | 0 | 0
3VL1115-1KM30-0AA0 |  | 3VL1115-1KM30-0AA0 | 1 | UN | 1 | 5 | B | D | EAR99 | N | 85362010 | 1 | 4011209731196 | 2 | KG | 1047.2 | 1047.2 | LP20 | LP20 | circuit breaker VL150X UL, type CG (cat no. NCX3B150) non-interchangeable frame, with circuit breaker approval acc. to UL 489 standard breaking capacity 3-pole, NEMA rating 35kA/480V (molded case circuit breaker) Electronic Trip Unit TM, LI function TA=40Â°C In=<150A rated current II=1500A short-circuit protection Ir=150A Electronic Trip Unit for line protection without connection accessories without auxiliary release without auxiliary/alarm switch | - | 0 | 0
3VL1115-2KE30-0AA0 |  | 3VL1115-2KE30-0AA0 | 1 | UN | 1 | 5 | B | D | EAR99 | N | 85362010 | 1 | 4011209713031 | 2 | KG | 915.2 | 915.2 | LP20 | LP20 | circuit breaker VL150X UL, type CG (cat no. HCS3S150) non-interchangeable frame, with circuit breaker approval acc. to UL 489 high breaking capacity 3-pole, NEMA rating 65kA/480V (molded case switch) trip unit, magnetic TA=40Â°C In=<150A rated current II=1800A short-circuit protection without connection accessories without auxiliary release without auxiliary/alarm switch | - | 0 | 0
3VL1115-2KM30-0AA0 |  | 3VL1115-2KM30-0AA0 | 1 | UN | 1 | 5 | B | D | EAR99 | N | 85362010 | 1 | 4011209731202 | 2 | KG | 1210 | 1210 | LP20 | LP20 | circuit breaker VL150X UL, type CG (cat no. NCX3B150) non-interchangeable frame, with circuit breaker approval acc. to UL 489 high breaking capacity 3-pole, NEMA rating 65kA/480V (molded case circuit breaker) Electronic Trip Unit TM, LI function TA=40Â°C In=<150A rated current II=1500A short-circuit protection Ir=150A Electronic Trip Unit for line protection without connection accessories without auxiliary release without auxiliary/alarm switch | - | 0 | 0
3VL1125-1KM30-0AA0 |  | 3VL1125-1KM30-0AA0 | 1 | UN | 1 | 5 | B | D | EAR99 | N | 85362010 | 1 | 4011209730960 | 2 | KG | 422.4 | 422.4 | LP20 | LP20 | circuit breaker VL150X UL, type CG (cat no. NCX3B025) non-interchangeable frame, with circuit breaker approval acc. to UL 489 standard breaking capacity 3-pole, NEMA rating 35kA/480V (molded case circuit breaker) Electronic Trip Unit TM, LI function TA=40Â°C In=<25A rated current II=300A short-circuit protection IR=25A Electronic Trip Unit for line protection without connection accessories without auxiliary release without auxiliary/alarm switch | - | 0 | 0
3VL1125-2KM30-0AA0 |  | 3VL1125-2KM30-0AA0 | 1 | UN | 1 | 5 | B | D | EAR99 | N | 85362010 | 1 | 4011209730977 | 2 | KG | 492.8 | 492.8 | LP20 | LP20 | circuit breaker VL150X UL, type CG (cat no. NCX3B025) non-interchangeable frame, with circuit breaker approval acc. to UL 489 high breaking capacity 3-pole, NEMA rating 65kA/480V (molded case circuit breaker) Electronic Trip Unit TM, LI function TA=40Â°C In=<25A rated current II=300A short-circuit protection IR=25A Electronic Trip Unit for line protection without connection accessories without auxiliary release without auxiliary/alarm switch | - | 0 | 0
3VL1135-1KM30-0AA0 |  | 3VL1135-1KM30-0AA0 | 1 | UN | 1 | 5 | B | D | EAR99 | N | 85362010 | 1 | 4011209731011 | 2 | KG | 422.4 | 422.4 | LP20 | LP20 | circuit breaker VL150X UL, type CG (cat no. NCX3B035) non-interchangeable frame, with circuit breaker approval acc. to UL 489 standard breaking capacity 3-pole, NEMA rating 35kA/480V (molded case circuit breaker) Electronic Trip Unit TM, LI function TA=40Â°C In=<35A rated current II=600A short-circuit protection IR=35A Electronic Trip Unit for line protection without connection accessories without auxiliary release without auxiliary/alarm switch | - | 0 | 0
3VL1135-2KM30-0AA0 |  | 3VL1135-2KM30-0AA0 | 1 | UN | 1 | 5 | B | D | EAR99 | N | 85362010 | 1 | 4011209731028 | 2 | KG | 492.8 | 492.8 | LP20 | LP20 | circuit breaker VL150X UL, type CG (cat no. NCX3B035) non-interchangeable frame, with circuit breaker approval acc. to UL 489 high breaking capacity 3-pole, NEMA rating 65kA/480V (molded case circuit breaker) Electronic Trip Unit TM, LI function TA=40Â°C In=<35A rated current II=300A short-circuit protection IR=35A Electronic Trip Unit for line protection without connection accessories without auxiliary release without auxiliary/alarm switch | - | 0 | 0
3VL1191-1KM30-0AA0 |  | 3VL1191-1KM30-0AA0 | 1 | UN | 1 | 5 | B | D | EAR99 | N | 85362010 | 1 | 4011209731134 | 2 | KG | 490.6 | 490.6 | LP20 | LP20 | circuit breaker VL150X UL, type CG (cat no. NCX3B090) non-interchangeable frame, with circuit breaker approval acc. to UL 489 standard breaking capacity 3-pole, NEMA rating 35kA/480V (molded case circuit breaker) Electronic Trip Unit TM, LI function TA=40Â°C In=<90A rated current II=1000A short-circuit protection Ir=90A Electronic Trip Unit for line protection without connection accessories without auxiliary release without auxiliary/alarm switch | - | 0 | 0
3VL1191-2KM30-0AA0 |  | 3VL1191-2KM30-0AA0 | 1 | UN | 1 | 5 | B | D | EAR99 | N | 85362010 | 1 | 4011209731141 | 2 | KG | 561 | 561 | LP20 | LP20 | circuit breaker VL150X UL, type CG (cat no. NCX3B090) non-interchangeable frame, with circuit breaker approval acc. to UL 489 high breaking capacity 3-pole, NEMA rating 65kA/480V (molded case circuit breaker) Electronic Trip Unit TM, LI function TA=40Â°C In=<90A rated current II=1000A short-circuit protection Ir=90A Electronic Trip Unit for line protection without connection accessories without auxiliary release without auxiliary/alarm switch | - | 0 | 0
3VL1702-1DA33-0AA0 |  | 3VL1702-1DA33-0AA0 | 1 | UN | 1 | 5 | B | D | EAR99 | N | 85362090 | 1 | 4011209468863 | 1.971 | KG | 389.4 | 356.2 | LP20 | LP20 | circuit breaker VL160X N standard breaking capacity Icu=55kA, 415V AC 3-pole, line protection Electronic Trip Unit TM, LI In=20A, rated current II=300A, short-circuit prot. without auxiliary release without auxiliary/alarm switch | - | 0 | 0
3VL1702-1DA33-0AA0-Z | U01 | 3VL1702-1DA33-0AA0-ZU01 | 1 | UN | 1 | 5 | B | D | EAR99 | N | 85362090 | 1 |  | 1.9 | KG | 437.8 | 437.8 | LP20 | LP20 | circuit breaker VL160X N standard breaking capacity Icu=55kA, 415V AC 3-pole, line protection Electronic Trip Unit TM, LI In=20A, rated current II=300A, short-circuit prot. without auxiliary release without auxiliary/alarm switch with Safety Label for USA | - | 0 | 0
3VL1702-1DA33-0AB1 |  | 3VL1702-1DA33-0AB1 | 1 | UN | 1 | 5 | B | D | EAR99 | N | 85362090 | 1 | 4011209748170 | 1.971 | KG | 465.08 | 465.08 | LP20 | LP20 | circuit breaker VL160X N standard breaking capacity Icu=55kA, 415V AC 3-pole, line protection Electronic Trip Unit TM, LI In=20A, rated current II=300A, short-circuit prot. without auxiliary release Auxiliary switch mounting kit 2 AUX (1 NO + 1 NC) | - | 0 | 0
3VL1702-1DA33-0AD1 |  | 3VL1702-1DA33-0AD1 | 1 | UN | 1 | 5 | B | D | EAR99 | N | 85362090 | 1 | 4011209748187 | 1.971 | KG | 485.65 | 485.65 | LP20 | LP20 | circuit breaker VL160X N standard breaking capacity Icu=55kA, 415V AC 3-pole, line protection Electronic Trip Unit TM, LI In=20A, rated current II=300A, short-circuit prot. without auxiliary release Auxiliary/alarm switch mounting kit 2 AUX (1 NO+1 NC)+1 AS (1 NO) | - | 0 | 0
3VL1702-1DA36-0AA0 |  | 3VL1702-1DA36-0AA0 | 1 | UN | 1 | 5 | B | D | EAR99 | N | 85362090 | 1 | 4011209631878 | 1.971 | KG | 372.9 | 356.2 | LP20 | LP20 | circuit breaker VL160X N standard breaking capacity Icu=55kA, 415V AC 3-pole, line protection Electronic Trip Unit TM, LI In=20A, rated current Ir=20A, overload protection II=300A, short-circuit prot. with screw terminals without auxiliary release without auxiliary/alarm switch | - | 0 | 0
3VL1702-1DA36-0AA0-Z | U01 | 3VL1702-1DA36-0AA0-ZU01 | 1 | UN | 1 | 5 | B | D | EAR99 | N | 85362090 | 1 |  | 1.9 | KG | 421.3 | 421.3 | LP20 | LP20 | circuit breaker VL160X N standard breaking capacity Icu=55kA, 415V AC 3-pole, line protection Electronic Trip Unit TM, LI In=20A, rated current Ir=20A, overload protection II=300A, short-circuit prot. with screw terminals without auxiliary release without auxiliary/alarm switch with Safety Label for USA | - | 0 | 0
3VL1702-1DD33-0AA0 |  | 3VL1702-1DD33-0AA0 | 1 | UN | 1 | 5 | B | D | EAR99 | N | 85362090 | 1 | 4011209468962 | 1.947 | KG | 412.5 | 376.8 | LP20 | LP20 | circuit breaker VL160X N standard breaking capacity Icu=55kA, 415V AC 3-pole, line protection Electronic Trip Unit TM, LI In=20A, rated current Ir=16...20A, overload prot. II=300A, short-circuit prot. without auxiliary release without auxiliary/alarm switch | - | 0 | 0
3VL1702-1DD33-0AA0-Z | U01 | 3VL1702-1DD33-0AA0-ZU01 | 1 | UN | 1 | 5 | B | D | EAR99 | N | 85362090 | 1 |  | 1.9 | KG | 460.9 | 460.9 | LP20 | LP20 | circuit breaker VL160X N standard breaking capacity Icu=55kA, 415V AC 3-pole, line protection Electronic Trip Unit TM, LI In=20A, rated current Ir=16...20A, overload prot. II=300A, short-circuit prot. without auxiliary release without auxiliary/alarm switch with Safety Label for USA | - | 0 | 0
3VL1702-1DD33-0AB1 |  | 3VL1702-1DD33-0AB1 | 1 | UN | 1 | 5 | B | D | EAR99 | N | 85362090 | 1 | 4011209748200 | 1.947 | KG | 488.18 | 488.18 | LP20 | LP20 | circuit breaker VL160X N standard breaking capacity Icu=55kA, 415V AC 3-pole, line protection Electronic Trip Unit TM, LI In=20A, rated current Ir=16...20A, overload prot. II=300A, short-circuit prot. without auxiliary release Auxiliary switch mounting kit 2 AUX (1 NO + 1 NC) | - | 0 | 0
3VL1702-1DD33-0AB1-Z | U01 | 3VL1702-1DD33-0AB1-ZU01 | 1 | UN | 1 | 5 | B | D | EAR99 | N | 85362090 | 1 |  | 1.9 | KG | 536.58 | 536.58 | LP20 | LP20 | circuit breaker VL160X N standard breaking capacity Icu=55kA, 415V AC 3-pole, line protection Electronic Trip Unit TM, LI In=20A, rated current Ir=16...20A, overload prot. II=300A, short-circuit prot. without auxiliary release Auxiliary switch mounting kit 2 AUX (1 NO + 1 NC) with Safety Label for USA | - | 0 | 0
3VL1702-1DD33-0AD1 |  | 3VL1702-1DD33-0AD1 | 1 | UN | 1 | 5 | B | D | EAR99 | N | 85362090 | 1 | 4011209748217 | 1.947 | KG | 508.75 | 508.75 | LP20 | LP20 | circuit breaker VL160X N standard breaking capacity Icu=55kA, 415V AC 3-pole, line protection Electronic Trip Unit TM, LI In=20A, rated current Ir=16...20A, overload prot. II=300A, short-circuit prot. without auxiliary release Auxiliary/alarm switch mounting kit 2 AUX (1 NO+1 NC)+1 AS (1 NO) | - | 0 | 0
3VL1702-1DD33-8CB1-Z | U01 | 3VL1702-1DD33-8CB1-ZU01 | 1 | UN | 1 | 5 | B | D | EAR99 | N | 85362090 | 1 |  | 1.9 | KG | 681.78 | 681.78 | LP20 | LP20 | circuit breaker VL160X N standard breaking capacity Icu=55kA, 415V AC 3-pole, line protection Electronic Trip Unit TM, LI In=20A, rated current Ir=16...20A, overload prot. II=300A, short-circuit prot. Shunt release 24 V AC/DC Auxiliary switch mounting kit 2 AUX (1 NO + 1 NC) with Safety Label for USA | - | 0 | 0
3VL1702-1DD33-8TB1 |  | 3VL1702-1DD33-8TB1 | 1 | UN | 1 | 5 | B | D | EAR99 | N | 85362090 | 1 | 4011209748224 | 1.947 | KG | 633.38 | 633.38 | LP20 | LP20 | circuit breaker VL160X N standard breaking capacity Icu=55kA, 415V AC 3-pole, line protection Electronic Trip Unit TM, LI In=20A, rated current Ir=16...20A, overload prot. II=300A, short-circuit prot. Shunt release 208...277 V AC Auxiliary switch mounting kit 2 AUX (1 NO + 1 NC) | - | 0 | 0
3VL1702-1DD36-0AA0 |  | 3VL1702-1DD36-0AA0 | 1 | UN | 1 | 5 | B | D | EAR99 | N | 85362090 | 1 | 4011209606814 | 1.947 | KG | 390.5 | 376.8 | LP20 | LP20 | circuit breaker VL160X N standard breaking capacity Icu=55kA, 415V AC 3-pole, line protection Electronic Trip Unit TM, LI In=20A, rated current Ir=16...20A, overload prot. II=300A, short-circuit prot. with screw terminals without auxiliary release without auxiliary/alarm switch | - | 0 | 0
3VL1702-1DD36-0AA0-Z | U01 | 3VL1702-1DD36-0AA0-ZU01 | 1 | UN | 1 | 5 | B | D | EAR99 | N | 85362090 | 1 |  | 1.9 | KG | 438.9 | 438.9 | LP20 | LP20 | circuit breaker VL160X N standard breaking capacity Icu=55kA, 415V AC 3-pole, line protection Electronic Trip Unit TM, LI In=20A, rated current Ir=16...20A, overload prot. II=300A, short-circuit prot. with screw terminals without auxiliary release without auxiliary/alarm switch with Safety Label for USA | - | 0 | 0
3VL1702-1DD36-0AB1-Z | U01 | 3VL1702-1DD36-0AB1-ZU01 | 1 | UN | 1 | 5 | B | D | EAR99 | N | 85362090 | 1 |  | 1.9 | KG | 514.58 | 514.58 | LP20 | LP20 | circuit breaker VL160X N standard breaking capacity Icu=55kA, 415V AC 3-pole, line protection Electronic Trip Unit TM, LI In=20A, rated current Ir=16...20A, overload prot. II=300A, short-circuit prot. with screw terminals without auxiliary release Auxiliary switch mounting kit 2 AUX (1 NO + 1 NC) with Safety Label for USA | - | 0 | 0
3VL1702-1EA43-0AA0 |  | 3VL1702-1EA43-0AA0 | 1 | UN | 1 | 5 | B | D | EAR99 | N | 85362090 | 1 | 4011209473560 | 2.894 | KG | 509.3 | 466.3 | LP20 | LP20 | circuit breaker VL160X N standard breaking capacity Icu=55kA, 415V AC 4-pole, line protection Electronic Trip Unit TM, LI In=20A, rated current Ir=20A, overload protection II=300A, short-circuit prot. N protected without auxiliary release without auxiliary/alarm switch | - | 0 | 0
3VL1702-1EA43-0AA0-Z | U01 | 3VL1702-1EA43-0AA0-ZU01 | 1 | UN | 1 | 5 | B | D | EAR99 | N | 85362090 | 1 |  | 2.3 | KG | 557.7 | 557.7 | LP20 | LP20 | circuit breaker VL160X N standard breaking capacity Icu=55kA, 415V AC 4-pole, line protection Electronic Trip Unit TM, LI In=20A, rated current Ir=20A, overload protection II=300A, short-circuit prot. N protected without auxiliary release without auxiliary/alarm switch with Safety Label for USA | - | 0 | 0
3VL1702-1EA43-0AB1 |  | 3VL1702-1EA43-0AB1 | 1 | UN | 1 | 5 | B | D | EAR99 | N | 85362090 | 1 | 4011209750104 | 2.894 | KG | 584.98 | 584.98 | LP20 | LP20 | circuit breaker VL160X N standard breaking capacity Icu=55kA, 415V AC 4-pole, line protection Electronic Trip Unit TM, LI In=20A, rated current Ir=20A, overload protection II=300A, short-circuit prot. N protected without auxiliary release Auxiliary switch mounting kit 2 AUX (1 NO + 1 NC) | - | 0 | 0
3VL1702-1EA46-0AA0 |  | 3VL1702-1EA46-0AA0 | 1 | UN | 1 | 5 | B | D | EAR99 | N | 85362090 | 1 | 4011209607132 | 2.894 | KG | 481.8 | 466.3 | LP20 | LP20 | circuit breaker VL160X N standard breaking capacity Icu=55kA, 415V AC 4-pole, line protection Electronic Trip Unit TM, LI In=20A, rated current Ir=20A, overload protection II=300A, short-circuit prot. N protected with screw terminals without auxiliary release without auxiliary/alarm switch | - | 0 | 0
3VL1702-1EA46-0AA0-Z | U01 | 3VL1702-1EA46-0AA0-ZU01 | 1 | UN | 1 | 5 | B | D | EAR99 | N | 85362090 | 1 |  | 2.3 | KG | 530.2 | 530.2 | LP20 | LP20 | circuit breaker VL160X N standard breaking capacity Icu=55kA, 415V AC 4-pole, line protection Electronic Trip Unit TM, LI In=20A, rated current Ir=20A, overload protection II=300A, short-circuit prot. N protected with screw terminals without auxiliary release without auxiliary/alarm switch with Safety Label for USA | - | 0 | 0
3VL1702-1EH43-0AA0 |  | 3VL1702-1EH43-0AA0 | 1 | UN | 1 | 5 | B | D | EAR99 | N | 85362090 | 1 | 4011209473553 | 2.834 | KG | 486.2 | 444.5 | LP20 | LP20 | circuit breaker VL160X N standard breaking capacity Icu=55kA, 415V AC 4-pole, line protection Electronic Trip Unit TM, LI In=20A, rated current Ir=20A, overload protection II=300A, short-circuit prot. N unprotected without auxiliary release without auxiliary/alarm switch | - | 0 | 0
3VL1702-1EH43-0AA0-Z | U01 | 3VL1702-1EH43-0AA0-ZU01 | 1 | UN | 1 | 5 | B | D | EAR99 | N | 85362090 | 1 |  | 2.3 | KG | 534.6 | 534.6 | LP20 | LP20 | circuit breaker VL160X N standard breaking capacity Icu=55kA, 415V AC 4-pole, line protection Electronic Trip Unit TM, LI In=20A, rated current Ir=20A, overload protection II=300A, short-circuit prot. N unprotected without auxiliary release without auxiliary/alarm switch with Safety Label for USA | - | 0 | 0
3VL1702-1EH43-0AB1 |  | 3VL1702-1EH43-0AB1 | 1 | UN | 1 | 5 | B | D | EAR99 | N | 85362090 | 1 | 4011209750111 | 2.834 | KG | 561.88 | 561.88 | LP20 | LP20 | circuit breaker VL160X N standard breaking capacity Icu=55kA, 415V AC 4-pole, line protection Electronic Trip Unit TM, LI In=20A, rated current Ir=20A, overload protection II=300A, short-circuit prot. N unprotected without auxiliary release Auxiliary switch mounting kit 2 AUX (1 NO + 1 NC) | - | 0 | 0
3VL1702-1EH43-0AB1-Z | A01U01 | 3VL1702-1EH43-0AB1-ZA01U01 | 1 | UN | 1 | 5 | B | D | EAR99 | N | 85362090 | 1 |  | 2.3 | KG | 2106.28 | 2106.28 | LP20 | LP20 | circuit breaker VL160X N standard breaking capacity Icu=55kA, 415V AC 4-pole, line protection Electronic Trip Unit TM, LI In=20A, rated current Ir=20A, overload protection II=300A, short-circuit prot. N unprotected without auxiliary release Auxiliary switch mounting kit 2 AUX (1 NO + 1 NC) With RCD module for VL160X In=160 A, 127...480 V AC Mounted on bottom with Safety Label for USA | - | 0 | 0
3VL1702-1EH46-0AA0 |  | 3VL1702-1EH46-0AA0 | 1 | UN | 1 | 5 | B | D | EAR99 | N | 85362090 | 1 | 4011209641426 | 2.834 | KG | 462 | 444.5 | LP20 | LP20 | circuit breaker VL160X N standard breaking capacity Icu=55kA, 415V AC 4-pole, line protection Electronic Trip Unit TM, LI In=20A, rated current Ir=20A, overload protection II=300A, short-circuit prot. N unprotected with screw terminals without auxiliary release without auxiliary/alarm switch | - | 0 | 0
3VL1702-1EH46-0AA0-Z | U01 | 3VL1702-1EH46-0AA0-ZU01 | 1 | UN | 1 | 5 | B | D | EAR99 | N | 85362090 | 1 |  | 2.3 | KG | 510.4 | 510.4 | LP20 | LP20 | circuit breaker VL160X N standard breaking capacity Icu=55kA, 415V AC 4-pole, line protection Electronic Trip Unit TM, LI In=20A, rated current Ir=20A, overload protection II=300A, short-circuit prot. N unprotected with screw terminals without auxiliary release without auxiliary/alarm switch with Safety Label for USA | - | 0 | 0
3VL1702-2DA33-0AA0 |  | 3VL1702-2DA33-0AA0 | 1 | UN | 1 | 5 | B | D | EAR99 | N | 85362090 | 1 | 4011209473546 | 1.971 | KG | 449.9 | 412.3 | LP20 | LP20 | circuit breaker VL160X H high breaking capacity Icu=70kA, 415V AC 3-pole, line protection Electronic Trip Unit TM, LI In=20A, rated current Ir=20A, overload protection II=300A, short-circuit prot. without auxiliary release without auxiliary/alarm switch | - | 0 | 0
3VL1702-2DA33-0AA0-Z | U01 | 3VL1702-2DA33-0AA0-ZU01 | 1 | UN | 1 | 5 | B | D | EAR99 | N | 85362090 | 1 |  | 1.9 | KG | 498.3 | 498.3 | LP20 | LP20 | circuit breaker VL160X H high breaking capacity Icu=70kA, 415V AC 3-pole, line protection Electronic Trip Unit TM, LI In=20A, rated current Ir=20A, overload protection II=300A, short-circuit prot. without auxiliary release without auxiliary/alarm switch with Safety Label for USA | - | 0 | 0
3VL1702-2DA36-0AA0 |  | 3VL1702-2DA36-0AA0 | 1 | UN | 1 | 5 | B | D | EAR99 | N | 85362090 | 1 | 4011209645363 | 1.971 | KG | 434.5 | 412.3 | LP20 | LP20 | circuit breaker VL160X H high breaking capacity Icu=70kA, 415V AC 3-pole, line protection Electronic Trip Unit TM, LI In=20A, rated current Ir=20A, overload protection II=300A, short-circuit prot. with screw terminals without auxiliary release without auxiliary/alarm switch | - | 0 | 0
3VL1702-2DA36-0AA0-Z | U01 | 3VL1702-2DA36-0AA0-ZU01 | 1 | UN | 1 | 5 | B | D | EAR99 | N | 85362090 | 1 |  | 1.9 | KG | 482.9 | 482.9 | LP20 | LP20 | circuit breaker VL160X H high breaking capacity Icu=70kA, 415V AC 3-pole, line protection Electronic Trip Unit TM, LI In=20A, rated current Ir=20A, overload protection II=300A, short-circuit prot. with screw terminals without auxiliary release without auxiliary/alarm switch with Safety Label for USA | - | 0 | 0
3VL1702-2DD33-0AA0 |  | 3VL1702-2DD33-0AA0 | 1 | UN | 1 | 5 | B | D | EAR99 | N | 85362090 | 1 | 4011209473539 | 1.9 | KG | 470.8 | 430.2 | LP20 | LP20 | circuit breaker VL160X H high breaking capacity Icu=70kA, 415V AC 3-pole, line protection Electronic Trip Unit TM, LI In=20A, rated current Ir=20A, overload protection II=300A, short-circuit prot. without auxiliary release without auxiliary/alarm switch | - | 0 | 0
3VL1702-2DD33-0AA0-Z | U01 | 3VL1702-2DD33-0AA0-ZU01 | 1 | UN | 1 | 5 | B | D | EAR99 | N | 85362090 | 1 |  | 1.9 | KG | 519.2 | 519.2 | LP20 | LP20 | circuit breaker VL160X H high breaking capacity Icu=70kA, 415V AC 3-pole, line protection Electronic Trip Unit TM, LI In=20A, rated current Ir=20A, overload protection II=300A, short-circuit prot. without auxiliary release without auxiliary/alarm switch with Safety Label for USA | - | 0 | 0
3VL1702-2DD33-0AD1 |  | 3VL1702-2DD33-0AD1 | 1 | UN | 1 | 5 | B | D | EAR99 | N | 85362090 | 1 | 4011209750135 | 2.056 | KG | 567.05 | 567.05 | LP20 | LP20 | circuit breaker VL160X H high breaking capacity Icu=70kA, 415V AC 3-pole, line protection Electronic Trip Unit TM, LI In=20A, rated current Ir=20A, overload protection II=300A, short-circuit prot. without auxiliary release Auxiliary/alarm switch mounting kit 2 AUX (1 NO+1 NC)+1 AS (1 NO) | - | 0 | 0
3VL1702-2DD33-0AD1-Z | U01 | 3VL1702-2DD33-0AD1-ZU01 | 1 | UN | 1 | 5 | B | D | EAR99 | N | 85362090 | 1 |  | 1.9 | KG | 615.45 | 615.45 | LP20 | LP20 | circuit breaker VL160X H high breaking capacity Icu=70kA, 415V AC 3-pole, line protection Electronic Trip Unit TM, LI In=20A, rated current Ir=20A, overload protection II=300A, short-circuit prot. without auxiliary release Auxiliary/alarm switch mounting kit 2 AUX (1 NO+1 NC)+1 AS (1 NO) with Safety Label for USA | - | 0 | 0
3VL1702-2DD33-8TD1 |  | 3VL1702-2DD33-8TD1 | 1 | UN | 1 | 5 | B | D | EAR99 | N | 85362090 | 1 | 4011209750159 | 2.03 | KG | 712.25 | 712.25 | LP20 | LP20 | circuit breaker VL160X H high breaking capacity Icu=70kA, 415V AC 3-pole, line protection Electronic Trip Unit TM, LI In=20A, rated current Ir=20A, overload protection II=300A, short-circuit prot. Shunt release 208...277 V AC Auxiliary/alarm switch mounting kit 2 AUX (1 NO+1 NC)+1 AS (1 NO) | - | 0 | 0
3VL1702-2DD36-0AA0 |  | 3VL1702-2DD36-0AA0 | 1 | UN | 1 | 5 | B | D | EAR99 | N | 85362090 | 1 | 4011209606890 | 1.947 | KG | 451 | 430.2 | LP20 | LP20 | circuit breaker VL160X H high breaking capacity Icu=70kA, 415V AC 3-pole, line protection Electronic Trip Unit TM, LI In=20A, rated current Ir=20A, overload protection II=300A, short-circuit prot. with screw terminals without auxiliary release without auxiliary/alarm switch | - | 0 | 0
3VL1702-2DD36-0AA0-Z | U01 | 3VL1702-2DD36-0AA0-ZU01 | 1 | UN | 1 | 5 | B | D | EAR99 | N | 85362090 | 1 |  | 1.9 | KG | 499.4 | 499.4 | LP20 | LP20 | circuit breaker VL160X H high breaking capacity Icu=70kA, 415V AC 3-pole, line protection Electronic Trip Unit TM, LI In=20A, rated current Ir=20A, overload protection II=300A, short-circuit prot. with screw terminals without auxiliary release without auxiliary/alarm switch with Safety Label for USA | - | 0 | 0
3VL1702-2EA43-0AA0 |  | 3VL1702-2EA43-0AA0 | 1 | UN | 1 | 5 | B | D | EAR99 | N | 85362090 | 1 | 4011209473522 | 2.894 | KG | 584.1 | 533.7 | LP20 | LP20 | circuit breaker VL160X H high breaking capacity Icu=70kA, 415V AC 4-pole, line protection Electronic Trip Unit TM, LI In=20A, rated current Ir=20A, overload protection II=300A, short-circuit prot. N protected without auxiliary release without auxiliary/alarm switch | - | 0 | 0
3VL1702-2EA43-0AA0-Z | U01 | 3VL1702-2EA43-0AA0-ZU01 | 1 | UN | 1 | 5 | B | D | EAR99 | N | 85362090 | 1 |  | 2.3 | KG | 632.5 | 632.5 | LP20 | LP20 | circuit breaker VL160X H high breaking capacity Icu=70kA, 415V AC 4-pole, line protection Electronic Trip Unit TM, LI In=20A, rated current Ir=20A, overload protection II=300A, short-circuit prot. N protected without auxiliary release without auxiliary/alarm switch with Safety Label for USA | - | 0 | 0
3VL1702-2EA43-0AB1 |  | 3VL1702-2EA43-0AB1 | 1 | UN | 1 | 5 | B | D | EAR99 | N | 85362090 | 1 | 4011209750142 | 2.894 | KG | 659.78 | 659.78 | LP20 | LP20 | circuit breaker VL160X H high breaking capacity Icu=70kA, 415V AC 4-pole, line protection Electronic Trip Unit TM, LI In=20A, rated current Ir=20A, overload protection II=300A, short-circuit prot. N protected without auxiliary release Auxiliary switch mounting kit 2 AUX (1 NO + 1 NC) | - | 0 | 0
3VL1702-2EA46-0AA0 |  | 3VL1702-2EA46-0AA0 | 1 | UN | 1 | 5 | B | D | EAR99 | N | 85362090 | 1 | 4011209638020 | 2.894 | KG | 558.8 | 533.7 | LP20 | LP20 | circuit breaker VL160X H high breaking capacity Icu=70kA, 415V AC 4-pole, line protection Electronic Trip Unit TM, LI In=20A, rated current Ir=20A, overload protection II=300A, short-circuit prot. N protected with screw terminals without auxiliary release without auxiliary/alarm switch | - | 0 | 0
3VL1702-2EA46-0AA0-Z | U01 | 3VL1702-2EA46-0AA0-ZU01 | 1 | UN | 1 | 5 | B | D | EAR99 | N | 85362090 | 1 |  | 2.3 | KG | 607.2 | 607.2 | LP20 | LP20 | circuit breaker VL160X H high breaking capacity Icu=70kA, 415V AC 4-pole, line protection Electronic Trip Unit TM, LI In=20A, rated current Ir=20A, overload protection II=300A, short-circuit prot. N protected with screw terminals without auxiliary release without auxiliary/alarm switch with Safety Label for USA | - | 0 | 0
3VL1702-2EA46-2JA0 |  | 3VL1702-2EA46-2JA0 | 1 | UN | 1 | 5 | B | D | EAR99 | N | 85362090 | 1 | 4011209750166 | 2.894 | KG | 750.2 | 750.2 | LP20 | LP20 | circuit breaker VL160X H high breaking capacity Icu=70kA, 415V AC 4-pole, line protection Electronic Trip Unit TM, LI In=20A, rated current Ir=20A, overload protection II=300A, short-circuit prot. N protected with screw terminals Undervoltage release 380...415 V AC without auxiliary/alarm switch | - | 0 | 0
3VL1702-2EH43-0AA0 |  | 3VL1702-2EH43-0AA0 | 1 | UN | 1 | 5 | B | D | EAR99 | N | 85362090 | 1 | 4011209473515 | 2.894 | KG | 559.9 | 512.2 | LP20 | LP20 | circuit breaker VL160X H high breaking capacity Icu=70kA, 415V AC 4-pole, line protection Electronic Trip Unit TM, LI In=20A, rated current Ir=20A, overload protection II=300A, short-circuit prot. N unprotected without auxiliary release without auxiliary/alarm switch | - | 0 | 0
3VL1702-2EH43-0AA0-Z | U01 | 3VL1702-2EH43-0AA0-ZU01 | 1 | UN | 1 | 5 | B | D | EAR99 | N | 85362090 | 1 |  | 2.3 | KG | 608.3 | 608.3 | LP20 | LP20 | circuit breaker VL160X H high breaking capacity Icu=70kA, 415V AC 4-pole, line protection Electronic Trip Unit TM, LI In=20A, rated current Ir=20A, overload protection II=300A, short-circuit prot. N unprotected without auxiliary release without auxiliary/alarm switch with Safety Label for USA | - | 0 | 0
3VL1702-2EH43-0AD1 |  | 3VL1702-2EH43-0AD1 | 1 | UN | 1 | 5 | B | D | EAR99 | N | 85362090 | 1 | 4011209750180 | 2.894 | KG | 656.15 | 656.15 | LP20 | LP20 | circuit breaker VL160X H high breaking capacity Icu=70kA, 415V AC 4-pole, line protection Electronic Trip Unit TM, LI In=20A, rated current Ir=20A, overload protection II=300A, short-circuit prot. N unprotected without auxiliary release Auxiliary/alarm switch mounting kit 2 AUX (1 NO+1 NC)+1 AS (1 NO) | - | 0 | 0
3VL1702-2EH46-0AA0 |  | 3VL1702-2EH46-0AA0 | 1 | UN | 1 | 5 | B | D | EAR99 | N | 85362090 | 1 | 4011209639751 | 2.894 | KG | 533.5 | 512.2 | LP20 | LP20 | circuit breaker VL160X H high breaking capacity Icu=70kA, 415V AC 4-pole, line protection Electronic Trip Unit TM, LI In=20A, rated current Ir=20A, overload protection II=300A, short-circuit prot. N unprotected with screw terminals without auxiliary release without auxiliary/alarm switch | - | 0 | 0
3VL1702-2EH46-0AA0-Z | U01 | 3VL1702-2EH46-0AA0-ZU01 | 1 | UN | 1 | 5 | B | D | EAR99 | N | 85362090 | 1 |  | 2.3 | KG | 581.9 | 581.9 | LP20 | LP20 | circuit breaker VL160X H high breaking capacity Icu=70kA, 415V AC 4-pole, line protection Electronic Trip Unit TM, LI In=20A, rated current Ir=20A, overload protection II=300A, short-circuit prot. N unprotected with screw terminals without auxiliary release without auxiliary/alarm switch with Safety Label for USA | - | 0 | 0
3VL1703-1DA33-0AA0 |  | 3VL1703-1DA33-0AA0 | 1 | UN | 1 | 5 | B | D | EAR99 | N | 85362090 | 1 | 4011209473508 | 1.971 | KG | 389.4 | 356.2 | LP20 | LP20 | circuit breaker VL160X N standard breaking capacity Icu=55kA, 415V AC 3-pole, line protection Electronic Trip Unit TM, LI In=32A, rated current Ir=32A, overload protection II=300A, short-circuit prot. without auxiliary release without auxiliary/alarm switch | - | 0 | 0
3VL1703-1DA33-0AA0-Z | U01 | 3VL1703-1DA33-0AA0-ZU01 | 1 | UN | 1 | 5 | B | D | EAR99 | N | 85362090 | 1 |  | 2 | KG | 437.8 | 437.8 | LP20 | LP20 | circuit breaker VL160X N standard breaking capacity Icu=55kA, 415V AC 3-pole, line protection Electronic Trip Unit TM, LI In=32A, rated current Ir=32A, overload protection II=300A, short-circuit prot. without auxiliary release without auxiliary/alarm switch with Safety Label for USA | - | 0 | 0
3VL1703-1DA33-0AB1 |  | 3VL1703-1DA33-0AB1 | 1 | UN | 1 | 5 | B | D | EAR99 | N | 85362090 | 1 | 4011209750197 | 2.038 | KG | 465.08 | 465.08 | LP20 | LP20 | circuit breaker VL160X N standard breaking capacity Icu=55kA, 415V AC 3-pole, line protection Electronic Trip Unit TM, LI In=32A, rated current Ir=32A, overload protection II=300A, short-circuit prot. without auxiliary release Auxiliary switch mounting kit 2 AUX (1 NO + 1 NC) | - | 0 | 0
3VL1703-1DA33-0AB1-Z | A01U01 | 3VL1703-1DA33-0AB1-ZA01U01 | 1 | UN | 1 | 5 | B | D | EAR99 | N | 85362090 | 1 |  | 2 | KG | 1833.48 | 1833.48 | LP20 | LP20 | circuit breaker VL160X N standard breaking capacity Icu=55kA, 415V AC 3-pole, line protection Electronic Trip Unit TM, LI In=32A, rated current Ir=32A, overload protection II=300A, short-circuit prot. without auxiliary release Auxiliary switch mounting kit 2 AUX (1 NO + 1 NC) With RCD module for VL160X In=160 A, 127...480 V AC Mounted on bottom with Safety Label for USA | - | 0 | 0
3VL1703-1DA33-0AD1 |  | 3VL1703-1DA33-0AD1 | 1 | UN | 1 | 5 | B | D | EAR99 | N | 85362090 | 1 | 4011209750203 | 2.195 | KG | 485.65 | 485.65 | LP20 | LP20 | circuit breaker VL160X N standard breaking capacity Icu=55kA, 415V AC 3-pole, line protection Electronic Trip Unit TM, LI In=32A, rated current Ir=32A, overload protection II=300A, short-circuit prot. without auxiliary release Auxiliary/alarm switch mounting kit 2 AUX (1 NO+1 NC)+1 AS (1 NO) | - | 0 | 0
3VL1703-1DA33-2GB1-Z | U01 | 3VL1703-1DA33-2GB1-ZU01 | 1 | UN | 1 | 5 | B | D | EAR99 | N | 85362090 | 1 |  | 2 | KG | 704.88 | 704.88 | LP20 | LP20 | circuit breaker VL160X N standard breaking capacity Icu=55kA, 415V AC 3-pole, line protection Electronic Trip Unit TM, LI In=32A, rated current Ir=32A, overload protection II=300A, short-circuit prot. Undervoltage release 110...127 V AC Auxiliary switch mounting kit 2 AUX (1 NO + 1 NC) with Safety Label for USA | - | 0 | 0
3VL1703-1DA33-8TA0 |  | 3VL1703-1DA33-8TA0 | 1 | UN | 1 | 5 | B | D | EAR99 | N | 85362090 | 1 | 4011209750210 | 2.195 | KG | 534.6 | 534.6 | LP20 | LP20 | circuit breaker VL160X N standard breaking capacity Icu=55kA, 415V AC 3-pole, line protection Electronic Trip Unit TM, LI In=32A, rated current Ir=32A, overload protection II=300A, short-circuit prot. Shunt release 208...277 V AC without auxiliary/alarm switch | - | 0 | 0
3VL1703-1DA36-0AA0 |  | 3VL1703-1DA36-0AA0 | 1 | UN | 1 | 5 | B | D | EAR99 | N | 85362090 | 1 | 4011209608153 | 2.195 | KG | 372.9 | 356.2 | LP20 | LP20 | circuit breaker VL160X N standard breaking capacity Icu=55kA, 415V AC 3-pole, line protection Electronic Trip Unit TM, LI In=32A, rated current Ir=32A, overload protection II=300A, short-circuit prot. with screw terminals without auxiliary release without auxiliary/alarm switch | - | 0 | 0
3VL1703-1DA36-0AA0-Z | U01 | 3VL1703-1DA36-0AA0-ZU01 | 1 | UN | 1 | 5 | B | D | EAR99 | N | 85362090 | 1 |  | 2 | KG | 421.3 | 421.3 | LP20 | LP20 | circuit breaker VL160X N standard breaking capacity Icu=55kA, 415V AC 3-pole, line protection Electronic Trip Unit TM, LI In=32A, rated current Ir=32A, overload protection II=300A, short-circuit prot. with screw terminals without auxiliary release without auxiliary/alarm switch with Safety Label for USA | - | 0 | 0
3VL1703-1DD33-0AA0 |  | 3VL1703-1DD33-0AA0 | 1 | UN | 1 | 5 | B | D | EAR99 | N | 85362090 | 1 | 4011209473492 | 1.989 | KG | 412.5 | 376.8 | LP20 | LP20 | circuit breaker VL160X N standard breaking capacity Icu=55kA, 415V AC 3-pole, line protection Electronic Trip Unit TM, LI In=32A, rated current Ir=25...32A, overload prot. II=300A, short-circuit prot. without auxiliary release without auxiliary/alarm switch | - | 0 | 0
3VL1703-1DD33-0AA0-Z | U01 | 3VL1703-1DD33-0AA0-ZU01 | 1 | UN | 1 | 5 | B | D | EAR99 | N | 85362090 | 1 |  | 2 | KG | 460.9 | 460.9 | LP20 | LP20 | circuit breaker VL160X N standard breaking capacity Icu=55kA, 415V AC 3-pole, line protection Electronic Trip Unit TM, LI In=32A, rated current Ir=25...32A, overload prot. II=300A, short-circuit prot. without auxiliary release without auxiliary/alarm switch with Safety Label for USA | - | 0 | 0
3VL1703-1DD33-0AB1 |  | 3VL1703-1DD33-0AB1 | 1 | UN | 1 | 5 | B | D | EAR99 | N | 85362090 | 1 | 4011209750227 | 1.989 | KG | 488.18 | 488.18 | LP20 | LP20 | circuit breaker VL160X N standard breaking capacity Icu=55kA, 415V AC 3-pole, line protection Electronic Trip Unit TM, LI In=32A, rated current Ir=25...32A, overload prot. II=300A, short-circuit prot. without auxiliary release Auxiliary switch mounting kit 2 AUX (1 NO + 1 NC) | - | 0 | 0
3VL1703-1DD33-0AB1-Z | U01 | 3VL1703-1DD33-0AB1-ZU01 | 1 | UN | 1 | 5 | B | D | EAR99 | N | 85362090 | 1 |  | 2 | KG | 536.58 | 536.58 | LP20 | LP20 | circuit breaker VL160X N standard breaking capacity Icu=55kA, 415V AC 3-pole, line protection Electronic Trip Unit TM, LI In=32A, rated current Ir=25...32A, overload prot. II=300A, short-circuit prot. without auxiliary release Auxiliary switch mounting kit 2 AUX (1 NO + 1 NC) with Safety Label for USA | - | 0 | 0
3VL1703-1DD33-0AD1 |  | 3VL1703-1DD33-0AD1 | 1 | UN | 1 | 5 | B | D | EAR99 | N | 85362090 | 1 | 4011209750234 | 2.107 | KG | 508.75 | 508.75 | LP20 | LP20 | circuit breaker VL160X N standard breaking capacity Icu=55kA, 415V AC 3-pole, line protection Electronic Trip Unit TM, LI In=32A, rated current Ir=25...32A, overload prot. II=300A, short-circuit prot. without auxiliary release Auxiliary/alarm switch mounting kit 2 AUX (1 NO+1 NC)+1 AS (1 NO) | - | 0 | 0
3VL1703-1DD33-2GB1 |  | 3VL1703-1DD33-2GB1 | 1 | UN | 1 | 5 | B | D | EAR99 | N | 85362090 | 1 | 4011209750241 | 2.107 | KG | 679.58 | 679.58 | LP20 | LP20 | circuit breaker VL160X N standard breaking capacity Icu=55kA, 415V AC 3-pole, line protection Electronic Trip Unit TM, LI In=32A, rated current Ir=25...32A, overload prot. II=300A, short-circuit prot. Undervoltage release 110...127 V AC Auxiliary switch mounting kit 2 AUX (1 NO + 1 NC) | - | 0 | 0
3VL1703-1DD33-8RD1 |  | 3VL1703-1DD33-8RD1 | 1 | UN | 1 | 5 | B | D | EAR99 | N | 85362090 | 1 | 4011209750258 | 2.198 | KG | 653.95 | 653.95 | LP20 | LP20 | circuit breaker VL160X N standard breaking capacity Icu=55kA, 415V AC 3-pole, line protection Electronic Trip Unit TM, LI In=32A, rated current Ir=25...32A, overload prot. II=300A, short-circuit prot. Shunt release 110...127 V AC Auxiliary/alarm switch mounting kit 2 AUX (1 NO+1 NC)+1 AS (1 NO) | - | 0 | 0
3VL1703-1DD33-8TB1 |  | 3VL1703-1DD33-8TB1 | 1 | UN | 1 | 5 | B | D | EAR99 | N | 85362090 | 1 | 4011209750265 | 2.198 | KG | 633.38 | 633.38 | LP20 | LP20 | circuit breaker VL160X N standard breaking capacity Icu=55kA, 415V AC 3-pole, line protection Electronic Trip Unit TM, LI In=32A, rated current Ir=25...32A, overload prot. II=300A, short-circuit prot. Shunt release 208...277 V AC Auxiliary switch mounting kit 2 AUX (1 NO + 1 NC) | - | 0 | 0
3VL1703-1DD33-8TD1 |  | 3VL1703-1DD33-8TD1 | 1 | UN | 1 | 5 | B | D | EAR99 | N | 85362090 | 1 | 4011209750272 | 2 | KG | 653.95 | 653.95 | LP20 | LP20 | circuit breaker VL160X N standard breaking capacity Icu=55kA, 415V AC 3-pole, line protection Electronic Trip Unit TM, LI In=32A, rated current Ir=25...32A, overload prot. II=300A, short-circuit prot. Shunt release 208...277 V AC Auxiliary/alarm switch mounting kit 2 AUX (1 NO+1 NC)+1 AS (1 NO) | - | 0 | 0
3VL1703-1DD36-0AA0 |  | 3VL1703-1DD36-0AA0 | 1 | UN | 1 | 5 | B | D | EAR99 | N | 85362090 | 1 | 4011209592315 | 2.198 | KG | 390.5 | 376.8 | LP20 | LP20 | circuit breaker VL160X N standard breaking capacity Icu=55kA, 415V AC 3-pole, line protection Electronic Trip Unit TM, LI In=32A, rated current Ir=25...32A, overload prot. II=300A, short-circuit prot. with screw terminals without auxiliary release without auxiliary/alarm switch | - | 0 | 0
3VL1703-1DD36-0AA0-Z | U01 | 3VL1703-1DD36-0AA0-ZU01 | 1 | UN | 1 | 5 | B | D | EAR99 | N | 85362090 | 1 |  | 2 | KG | 438.9 | 438.9 | LP20 | LP20 | circuit breaker VL160X N standard breaking capacity Icu=55kA, 415V AC 3-pole, line protection Electronic Trip Unit TM, LI In=32A, rated current Ir=25...32A, overload prot. II=300A, short-circuit prot. with screw terminals without auxiliary release without auxiliary/alarm switch with Safety Label for USA | - | 0 | 0
3VL1703-1EA43-0AA0 |  | 3VL1703-1EA43-0AA0 | 1 | UN | 1 | 5 | B | D | EAR99 | N | 85362090 | 1 | 4011209473485 | 2.894 | KG | 509.3 | 460.7 | LP20 | LP20 | circuit breaker VL160X N standard breaking capacity Icu=55kA, 415V AC 4-pole, line protection Electronic Trip Unit TM, LI In=32A, rated current Ir=32A, overload protection II=300A, short-circuit prot. N protected without auxiliary release without auxiliary/alarm switch | - | 0 | 0
3VL1703-1EA43-0AA0-Z | U01 | 3VL1703-1EA43-0AA0-ZU01 | 1 | UN | 1 | 5 | B | D | EAR99 | N | 85362090 | 1 |  | 2.5 | KG | 557.7 | 557.7 | LP20 | LP20 | circuit breaker VL160X N standard breaking capacity Icu=55kA, 415V AC 4-pole, line protection Electronic Trip Unit TM, LI In=32A, rated current Ir=32A, overload protection II=300A, short-circuit prot. N protected without auxiliary release without auxiliary/alarm switch with Safety Label for USA | - | 0 | 0
3VL1703-1EA43-0AB1 |  | 3VL1703-1EA43-0AB1 | 1 | UN | 1 | 5 | B | D | EAR99 | N | 85362090 | 1 | 4011209750289 | 2.894 | KG | 584.98 | 584.98 | LP20 | LP20 | circuit breaker VL160X N standard breaking capacity Icu=55kA, 415V AC 4-pole, line protection Electronic Trip Unit TM, LI In=32A, rated current Ir=32A, overload protection II=300A, short-circuit prot. N protected without auxiliary release Auxiliary switch mounting kit 2 AUX (1 NO + 1 NC) | - | 0 | 0
3VL1703-1EA43-0AD1 |  | 3VL1703-1EA43-0AD1 | 1 | UN | 1 | 5 | B | D | EAR99 | N | 85362090 | 1 | 4011209750296 | 2.894 | KG | 605.55 | 605.55 | LP20 | LP20 | circuit breaker VL160X N standard breaking capacity Icu=55kA, 415V AC 4-pole, line protection Electronic Trip Unit TM, LI In=32A, rated current Ir=32A, overload protection II=300A, short-circuit prot. N protected without auxiliary release Auxiliary/alarm switch mounting kit 2 AUX (1 NO+1 NC)+1 AS (1 NO) | - | 0 | 0
3VL1703-1EA43-8CD1 |  | 3VL1703-1EA43-8CD1 | 1 | UN | 1 | 5 | B | D | EAR99 | N | 85362090 | 1 | 4011209750302 | 2.894 | KG | 750.75 | 750.75 | LP20 | LP20 | circuit breaker VL160X N standard breaking capacity Icu=55kA, 415V AC 4-pole, line protection Electronic Trip Unit TM, LI In=32A, rated current Ir=32A, overload protection II=300A, short-circuit prot. N protected Shunt release 24 V AC/DC Auxiliary/alarm switch mounting kit 2 AUX (1 NO+1 NC)+1 AS (1 NO) | - | 0 | 0
3VL1703-1EA43-8KD1 |  | 3VL1703-1EA43-8KD1 | 1 | UN | 1 | 5 | B | D | EAR99 | N | 85362090 | 1 | 4011209750319 | 2.894 | KG | 750.75 | 750.75 | LP20 | LP20 | circuit breaker VL160X N standard breaking capacity Icu=55kA, 415V AC 4-pole, line protection Electronic Trip Unit TM, LI In=32A, rated current Ir=32A, overload protection II=300A, short-circuit prot. N protected Shunt release 110...127 V DC Auxiliary/alarm switch mounting kit 2 AUX (1 NO+1 NC)+1 AS (1 NO) | - | 0 | 0
3VL1703-1EA43-8TB1 |  | 3VL1703-1EA43-8TB1 | 1 | UN | 1 | 5 | B | D | EAR99 | N | 85362090 | 1 | 4011209750326 | 2.894 | KG | 730.18 | 730.18 | LP20 | LP20 | circuit breaker VL160X N standard breaking capacity Icu=55kA, 415V AC 4-pole, line protection Electronic Trip Unit TM, LI In=32A, rated current Ir=32A, overload protection II=300A, short-circuit prot. N protected Shunt release 208...277 V AC Auxiliary switch mounting kit 2 AUX (1 NO + 1 NC) | - | 0 | 0
3VL1703-1EA46-0AA0 |  | 3VL1703-1EA46-0AA0 | 1 | UN | 1 | 5 | B | D | EAR99 | N | 85362090 | 1 | 4011209606883 | 2.742 | KG | 481.8 | 460.7 | LP20 | LP20 | circuit breaker VL160X N standard breaking capacity Icu=55kA, 415V AC 4-pole, line protection Electronic Trip Unit TM, LI In=32A, rated current Ir=32A, overload protection II=300A, short-circuit prot. N protected with screw terminals without auxiliary release without auxiliary/alarm switch | - | 0 | 0
3VL1703-1EA46-0AA0-Z | U01 | 3VL1703-1EA46-0AA0-ZU01 | 1 | UN | 1 | 5 | B | D | EAR99 | N | 85362090 | 1 |  | 2.5 | KG | 530.2 | 530.2 | LP20 | LP20 | circuit breaker VL160X N standard breaking capacity Icu=55kA, 415V AC 4-pole, line protection Electronic Trip Unit TM, LI In=32A, rated current Ir=32A, overload protection II=300A, short-circuit prot. N protected with screw terminals without auxiliary release without auxiliary/alarm switch with Safety Label for USA | - | 0 | 0
3VL1703-1EH43-0AA0 |  | 3VL1703-1EH43-0AA0 | 1 | UN | 1 | 5 | B | D | EAR99 | N | 85362090 | 1 | 4011209473478 | 2.742 | KG | 486.2 | 444.5 | LP20 | LP20 | circuit breaker VL160X N standard breaking capacity Icu=55kA, 415V AC 4-pole, line protection Electronic Trip Unit TM, LI In=32A, rated current Ir=32A, overload protection II=300A, short-circuit prot. N unprotected without auxiliary release without auxiliary/alarm switch | - | 0 | 0
3VL1703-1EH43-0AA0-Z | U01 | 3VL1703-1EH43-0AA0-ZU01 | 1 | UN | 1 | 5 | B | D | EAR99 | N | 85362090 | 1 |  | 2.5 | KG | 534.6 | 534.6 | LP20 | LP20 | circuit breaker VL160X N standard breaking capacity Icu=55kA, 415V AC 4-pole, line protection Electronic Trip Unit TM, LI In=32A, rated current Ir=32A, overload protection II=300A, short-circuit prot. N unprotected without auxiliary release without auxiliary/alarm switch with Safety Label for USA | - | 0 | 0
3VL1703-1EH43-0AB1 |  | 3VL1703-1EH43-0AB1 | 1 | UN | 1 | 5 | B | D | EAR99 | N | 85362090 | 1 | 4011209750333 | 2.78 | KG | 561.88 | 561.88 | LP20 | LP20 | circuit breaker VL160X N standard breaking capacity Icu=55kA, 415V AC 4-pole, line protection Electronic Trip Unit TM, LI In=32A, rated current Ir=32A, overload protection II=300A, short-circuit prot. N unprotected without auxiliary release Auxiliary switch mounting kit 2 AUX (1 NO + 1 NC) | - | 0 | 0
3VL1703-1EH43-0AB1-Z | A01U01 | 3VL1703-1EH43-0AB1-ZA01U01 | 1 | UN | 1 | 5 | B | D | EAR99 | N | 85362090 | 1 |  | 2.5 | KG | 2106.28 | 2106.28 | LP20 | LP20 | circuit breaker VL160X N standard breaking capacity Icu=55kA, 415V AC 4-pole, line protection Electronic Trip Unit TM, LI In=32A, rated current Ir=32A, overload protection II=300A, short-circuit prot. N unprotected without auxiliary release Auxiliary switch mounting kit 2 AUX (1 NO + 1 NC) With RCD module for VL160X In=160 A, 127...480 V AC Mounted on bottom with Safety Label for USA | - | 0 | 0
3VL1703-1EH43-0AB1-Z | U01 | 3VL1703-1EH43-0AB1-ZU01 | 1 | UN | 1 | 5 | B | D | EAR99 | N | 85362090 | 1 |  | 2.5 | KG | 610.28 | 610.28 | LP20 | LP20 | circuit breaker VL160X N standard breaking capacity Icu=55kA, 415V AC 4-pole, line protection Electronic Trip Unit TM, LI In=32A, rated current Ir=32A, overload protection II=300A, short-circuit prot. N unprotected without auxiliary release Auxiliary switch mounting kit 2 AUX (1 NO + 1 NC) with Safety Label for USA | - | 0 | 0
3VL1703-1EH43-0AD1 |  | 3VL1703-1EH43-0AD1 | 1 | UN | 1 | 5 | B | D | EAR99 | N | 85362090 | 1 | 4011209750340 | 2.834 | KG | 582.45 | 582.45 | LP20 | LP20 | circuit breaker VL160X N standard breaking capacity Icu=55kA, 415V AC 4-pole, line protection Electronic Trip Unit TM, LI In=32A, rated current Ir=32A, overload protection II=300A, short-circuit prot. N unprotected without auxiliary release Auxiliary/alarm switch mounting kit 2 AUX (1 NO+1 NC)+1 AS (1 NO) | - | 0 | 0
3VL1703-1EH43-8TA0 |  | 3VL1703-1EH43-8TA0 | 1 | UN | 1 | 5 | B | D | EAR99 | N | 85362090 | 1 | 4011209750357 | 2.834 | KG | 631.4 | 631.4 | LP20 | LP20 | circuit breaker VL160X N standard breaking capacity Icu=55kA, 415V AC 4-pole, line protection Electronic Trip Unit TM, LI In=32A, rated current Ir=32A, overload protection II=300A, short-circuit prot. N unprotected Shunt release 208...277 V AC without auxiliary/alarm switch | - | 0 | 0
3VL1703-1EH43-8TB1 |  | 3VL1703-1EH43-8TB1 | 1 | UN | 1 | 5 | B | D | EAR99 | N | 85362090 | 1 | 4011209750364 | 2.834 | KG | 707.08 | 707.08 | LP20 | LP20 | circuit breaker VL160X N standard breaking capacity Icu=55kA, 415V AC 4-pole, line protection Electronic Trip Unit TM, LI In=32A, rated current Ir=32A, overload protection II=300A, short-circuit prot. N unprotected Shunt release 208...277 V AC Auxiliary switch mounting kit 2 AUX (1 NO + 1 NC) | - | 0 | 0
3VL1703-1EH46-0AA0 |  | 3VL1703-1EH46-0AA0 | 1 | UN | 1 | 5 | B | D | EAR99 | N | 85362090 | 1 | 4011209608160 | 2.5 | KG | 462 | 444.5 | LP20 | LP20 | circuit breaker VL160X N standard breaking capacity Icu=55kA, 415V AC 4-pole, line protection Electronic Trip Unit TM, LI In=32A, rated current Ir=32A, overload protection II=300A, short-circuit prot. N unprotected with screw terminals without auxiliary release without auxiliary/alarm switch | - | 0 | 0
3VL1703-1EH46-0AA0-Z | U01 | 3VL1703-1EH46-0AA0-ZU01 | 1 | UN | 1 | 5 | B | D | EAR99 | N | 85362090 | 1 |  | 2.5 | KG | 510.4 | 510.4 | LP20 | LP20 | circuit breaker VL160X N standard breaking capacity Icu=55kA, 415V AC 4-pole, line protection Electronic Trip Unit TM, LI In=32A, rated current Ir=32A, overload protection II=300A, short-circuit prot. N unprotected with screw terminals without auxiliary release without auxiliary/alarm switch with Safety Label for USA | - | 0 | 0
3VL1703-2DA33-0AA0 |  | 3VL1703-2DA33-0AA0 | 1 | UN | 1 | 5 | B | D | EAR99 | N | 85362090 | 1 | 4011209473461 | 1.971 | KG | 449.9 | 412.3 | LP20 | LP20 | circuit breaker VL160X H high breaking capacity Icu=70kA, 415V AC 3-pole, line protection Electronic Trip Unit TM, LI In=32A, rated current Ir=32A, overload protection II=300A, short-circuit prot. without auxiliary release without auxiliary/alarm switch | - | 0 | 0
3VL1703-2DA33-0AA0-Z | U01 | 3VL1703-2DA33-0AA0-ZU01 | 1 | UN | 1 | 5 | B | D | EAR99 | N | 85362090 | 1 |  | 2 | KG | 498.3 | 498.3 | LP20 | LP20 | circuit breaker VL160X H high breaking capacity Icu=70kA, 415V AC 3-pole, line protection Electronic Trip Unit TM, LI In=32A, rated current Ir=32A, overload protection II=300A, short-circuit prot. without auxiliary release without auxiliary/alarm switch with Safety Label for USA | - | 0 | 0
3VL1703-2DA36-0AA0 |  | 3VL1703-2DA36-0AA0 | 1 | UN | 1 | 5 | B | D | EAR99 | N | 85362090 | 1 | 4011209606920 | 1.971 | KG | 434.5 | 412.3 | LP20 | LP20 | circuit breaker VL160X H high breaking capacity Icu=70kA, 415V AC 3-pole, line protection Electronic Trip Unit TM, LI In=32A, rated current Ir=32A, overload protection II=300A, short-circuit prot. with screw terminals without auxiliary release without auxiliary/alarm switch | - | 0 | 0
3VL1703-2DA36-0AA0-Z | U01 | 3VL1703-2DA36-0AA0-ZU01 | 1 | UN | 1 | 5 | B | D | EAR99 | N | 85362090 | 1 |  | 2 | KG | 482.9 | 482.9 | LP20 | LP20 | circuit breaker VL160X H high breaking capacity Icu=70kA, 415V AC 3-pole, line protection Electronic Trip Unit TM, LI In=32A, rated current Ir=32A, overload protection II=300A, short-circuit prot. with screw terminals without auxiliary release without auxiliary/alarm switch with Safety Label for USA | - | 0 | 0
3VL1703-2DD33-0AA0 |  | 3VL1703-2DD33-0AA0 | 1 | UN | 1 | 5 | B | D | EAR99 | N | 85362090 | 1 | 4011209473454 | 2.21 | KG | 470.8 | 430.2 | LP20 | LP20 | circuit breaker VL160X H high breaking capacity Icu=70kA, 415V AC 3-pole, line protection Electronic Trip Unit TM, LI In=32A, rated current Ir=32A, overload protection II=300A, short-circuit prot. without auxiliary release without auxiliary/alarm switch | - | 0 | 0
3VL1703-2DD33-0AA0-Z | U01 | 3VL1703-2DD33-0AA0-ZU01 | 1 | UN | 1 | 5 | B | D | EAR99 | N | 85362090 | 1 |  | 2 | KG | 519.2 | 519.2 | LP20 | LP20 | circuit breaker VL160X H high breaking capacity Icu=70kA, 415V AC 3-pole, line protection Electronic Trip Unit TM, LI In=32A, rated current Ir=32A, overload protection II=300A, short-circuit prot. without auxiliary release without auxiliary/alarm switch with Safety Label for USA | - | 0 | 0
3VL1703-2DD33-0AD1 |  | 3VL1703-2DD33-0AD1 | 1 | UN | 1 | 5 | B | D | EAR99 | N | 85362090 | 1 | 4011209750388 | 2.217 | KG | 567.05 | 567.05 | LP20 | LP20 | circuit breaker VL160X H high breaking capacity Icu=70kA, 415V AC 3-pole, line protection Electronic Trip Unit TM, LI In=32A, rated current Ir=32A, overload protection II=300A, short-circuit prot. without auxiliary release Auxiliary/alarm switch mounting kit 2 AUX (1 NO+1 NC)+1 AS (1 NO) | - | 0 | 0
3VL1703-2DD33-0AD1-Z | U01 | 3VL1703-2DD33-0AD1-ZU01 | 1 | UN | 1 | 5 | B | D | EAR99 | N | 85362090 | 1 |  | 2 | KG | 615.45 | 615.45 | LP20 | LP20 | circuit breaker VL160X H high breaking capacity Icu=70kA, 415V AC 3-pole, line protection Electronic Trip Unit TM, LI In=32A, rated current Ir=32A, overload protection II=300A, short-circuit prot. without auxiliary release Auxiliary/alarm switch mounting kit 2 AUX (1 NO+1 NC)+1 AS (1 NO) with Safety Label for USA | - | 0 | 0
3VL1703-2DD33-8TD1 |  | 3VL1703-2DD33-8TD1 | 1 | UN | 1 | 5 | B | D | EAR99 | N | 85362090 | 1 | 4011209750395 | 2.117 | KG | 712.25 | 712.25 | LP20 | LP20 | circuit breaker VL160X H high breaking capacity Icu=70kA, 415V AC 3-pole, line protection Electronic Trip Unit TM, LI In=32A, rated current Ir=32A, overload protection II=300A, short-circuit prot. Shunt release 208...277 V AC Auxiliary/alarm switch mounting kit 2 AUX (1 NO+1 NC)+1 AS (1 NO) | - | 0 | 0
3VL1703-2DD36-0AA0 |  | 3VL1703-2DD36-0AA0 | 1 | UN | 1 | 5 | B | D | EAR99 | N | 85362090 | 1 | 4011209606937 | 2.21 | KG | 451 | 430.2 | LP20 | LP20 | circuit breaker VL160X H high breaking capacity Icu=70kA, 415V AC 3-pole, line protection Electronic Trip Unit TM, LI In=32A, rated current Ir=32A, overload protection II=300A, short-circuit prot. with screw terminals without auxiliary release without auxiliary/alarm switch | - | 0 | 0
3VL1703-2DD36-0AA0-Z | U01 | 3VL1703-2DD36-0AA0-ZU01 | 1 | UN | 1 | 5 | B | D | EAR99 | N | 85362090 | 1 |  | 2 | KG | 499.4 | 499.4 | LP20 | LP20 | circuit breaker VL160X H high breaking capacity Icu=70kA, 415V AC 3-pole, line protection Electronic Trip Unit TM, LI In=32A, rated current Ir=32A, overload protection II=300A, short-circuit prot. with screw terminals without auxiliary release without auxiliary/alarm switch with Safety Label for USA | - | 0 | 0
3VL1703-2EA43-0AA0 |  | 3VL1703-2EA43-0AA0 | 1 | UN | 1 | 5 | B | D | EAR99 | N | 85362090 | 1 | 4011209473447 | 2.21 | KG | 584.1 | 533.7 | LP20 | LP20 | circuit breaker VL160X H high breaking capacity Icu=70kA, 415V AC 4-pole, line protection Electronic Trip Unit TM, LI In=32A, rated current Ir=32A, overload protection II=300A, short-circuit prot. N protected without auxiliary release without auxiliary/alarm switch | - | 0 | 0
3VL1703-2EA43-0AA0-Z | U01 | 3VL1703-2EA43-0AA0-ZU01 | 1 | UN | 1 | 5 | B | D | EAR99 | N | 85362090 | 1 |  | 2.5 | KG | 632.5 | 632.5 | LP20 | LP20 | circuit breaker VL160X H high breaking capacity Icu=70kA, 415V AC 4-pole, line protection Electronic Trip Unit TM, LI In=32A, rated current Ir=32A, overload protection II=300A, short-circuit prot. N protected without auxiliary release without auxiliary/alarm switch with Safety Label for USA | - | 0 | 0
3VL1703-2EA46-0AA0 |  | 3VL1703-2EA46-0AA0 | 1 | UN | 1 | 5 | B | D | EAR99 | N | 85362090 | 1 | 4011209639638 | 2.21 | KG | 558.8 | 533.7 | LP20 | LP20 | circuit breaker VL160X H high breaking capacity Icu=70kA, 415V AC 4-pole, line protection Electronic Trip Unit TM, LI In=32A, rated current Ir=32A, overload protection II=300A, short-circuit prot. N protected with screw terminals without auxiliary release without auxiliary/alarm switch | - | 0 | 0
3VL1703-2EA46-0AA0-Z | U01 | 3VL1703-2EA46-0AA0-ZU01 | 1 | UN | 1 | 5 | B | D | EAR99 | N | 85362090 | 1 |  | 2.5 | KG | 607.2 | 607.2 | LP20 | LP20 | circuit breaker VL160X H high breaking capacity Icu=70kA, 415V AC 4-pole, line protection Electronic Trip Unit TM, LI In=32A, rated current Ir=32A, overload protection II=300A, short-circuit prot. N protected with screw terminals without auxiliary release without auxiliary/alarm switch with Safety Label for USA | - | 0 | 0
3VL1703-2EH43-0AA0 |  | 3VL1703-2EH43-0AA0 | 1 | UN | 1 | 5 | B | D | EAR99 | N | 85362090 | 1 | 4011209473430 | 2.894 | KG | 559.9 | 512.2 | LP20 | LP20 | circuit breaker VL160X H high breaking capacity Icu=70kA, 415V AC 4-pole, line protection Electronic Trip Unit TM, LI In=32A, rated current Ir=32A, overload protection II=300A, short-circuit prot. N unprotected without auxiliary release without auxiliary/alarm switch | - | 0 | 0
3VL1703-2EH43-0AA0-Z | U01 | 3VL1703-2EH43-0AA0-ZU01 | 1 | UN | 1 | 5 | B | D | EAR99 | N | 85362090 | 1 |  | 2.5 | KG | 608.3 | 608.3 | LP20 | LP20 | circuit breaker VL160X H high breaking capacity Icu=70kA, 415V AC 4-pole, line protection Electronic Trip Unit TM, LI In=32A, rated current Ir=32A, overload protection II=300A, short-circuit prot. N unprotected without auxiliary release without auxiliary/alarm switch with Safety Label for USA | - | 0 | 0
3VL1703-2EH43-0AD1 |  | 3VL1703-2EH43-0AD1 | 1 | UN | 1 | 5 | B | D | EAR99 | N | 85362090 | 1 | 4011209750401 | 2.894 | KG | 656.15 | 656.15 | LP20 | LP20 | circuit breaker VL160X H high breaking capacity Icu=70kA, 415V AC 4-pole, line protection Electronic Trip Unit TM, LI In=32A, rated current Ir=32A, overload protection II=300A, short-circuit prot. N unprotected without auxiliary release Auxiliary/alarm switch mounting kit 2 AUX (1 NO+1 NC)+1 AS (1 NO) | - | 0 | 0
3VL1703-2EH46-0AA0 |  | 3VL1703-2EH46-0AA0 | 1 | UN | 1 | 5 | B | D | EAR99 | N | 85362090 | 1 | 4011209639737 | 2.894 | KG | 533.5 | 512.2 | LP20 | LP20 | circuit breaker VL160X H high breaking capacity Icu=70kA, 415V AC 4-pole, line protection Electronic Trip Unit TM, LI In=32A, rated current Ir=32A, overload protection II=300A, short-circuit prot. N unprotected with screw terminals without auxiliary release without auxiliary/alarm switch | - | 0 | 0
3VL1703-2EH46-0AA0-Z | U01 | 3VL1703-2EH46-0AA0-ZU01 | 1 | UN | 1 | 5 | B | D | EAR99 | N | 85362090 | 1 |  | 2.5 | KG | 581.9 | 581.9 | LP20 | LP20 | circuit breaker VL160X H high breaking capacity Icu=70kA, 415V AC 4-pole, line protection Electronic Trip Unit TM, LI In=32A, rated current Ir=32A, overload protection II=300A, short-circuit prot. N unprotected with screw terminals without auxiliary release without auxiliary/alarm switch with Safety Label for USA | - | 0 | 0
3VL1704-1DA33-0AA0 |  | 3VL1704-1DA33-0AA0 | 1 | UN | 1 | 5 | B | D | EAR99 | N | 85362090 | 1 | 4011209473423 | 2.198 | KG | 389.4 | 356.2 | LP20 | LP20 | circuit breaker VL160X N standard breaking capacity Icu=55kA, 415V AC 3-pole, line protection Electronic Trip Unit TM, LI In=40A, rated current Ir=40A, overload protection II=600A, short-circuit prot. without auxiliary release without auxiliary/alarm switch | - | 0 | 0
3VL1704-1DA33-0AA0-Z | U01 | 3VL1704-1DA33-0AA0-ZU01 | 1 | UN | 1 | 5 | B | D | EAR99 | N | 85362090 | 1 |  | 2 | KG | 437.8 | 437.8 | LP20 | LP20 | circuit breaker VL160X N standard breaking capacity Icu=55kA, 415V AC 3-pole, line protection Electronic Trip Unit TM, LI In=40A, rated current Ir=40A, overload protection II=600A, short-circuit prot. without auxiliary release without auxiliary/alarm switch with Safety Label for USA | - | 0 | 0
3VL1704-1DA33-0AB1 |  | 3VL1704-1DA33-0AB1 | 1 | UN | 1 | 5 | B | D | EAR99 | N | 85362090 | 1 | 4011209750418 | 2.068 | KG | 465.08 | 465.08 | LP20 | LP20 | circuit breaker VL160X N standard breaking capacity Icu=55kA, 415V AC 3-pole, line protection Electronic Trip Unit TM, LI In=40A, rated current Ir=40A, overload protection II=600A, short-circuit prot. without auxiliary release Auxiliary switch mounting kit 2 AUX (1 NO + 1 NC) | - | 0 | 0
3VL1704-1DA33-0AD1 |  | 3VL1704-1DA33-0AD1 | 1 | UN | 1 | 5 | B | D | EAR99 | N | 85362090 | 1 | 4011209750425 | 2.198 | KG | 485.65 | 485.65 | LP20 | LP20 | circuit breaker VL160X N standard breaking capacity Icu=55kA, 415V AC 3-pole, line protection Electronic Trip Unit TM, LI In=40A, rated current Ir=40A, overload protection II=600A, short-circuit prot. without auxiliary release Auxiliary/alarm switch mounting kit 2 AUX (1 NO+1 NC)+1 AS (1 NO) | - | 0 | 0
3VL1704-1DA36-0AA0 |  | 3VL1704-1DA36-0AA0 | 1 | UN | 1 | 5 | B | D | EAR99 | N | 85362090 | 1 | 4011209645387 | 2.068 | KG | 372.9 | 356.2 | LP20 | LP20 | circuit breaker VL160X N standard breaking capacity Icu=55kA, 415V AC 3-pole, line protection Electronic Trip Unit TM, LI In=40A, rated current Ir=40A, overload protection II=600A, short-circuit prot. with screw terminals without auxiliary release without auxiliary/alarm switch | - | 0 | 0
3VL1704-1DA36-0AA0-Z | U01 | 3VL1704-1DA36-0AA0-ZU01 | 1 | UN | 1 | 5 | B | D | EAR99 | N | 85362090 | 1 |  | 2 | KG | 421.3 | 421.3 | LP20 | LP20 | circuit breaker VL160X N standard breaking capacity Icu=55kA, 415V AC 3-pole, line protection Electronic Trip Unit TM, LI In=40A, rated current Ir=40A, overload protection II=600A, short-circuit prot. with screw terminals without auxiliary release without auxiliary/alarm switch with Safety Label for USA | - | 0 | 0
3VL1704-1DD33-0AA0 |  | 3VL1704-1DD33-0AA0 | 1 | UN | 1 | 5 | B | D | EAR99 | N | 85362090 | 1 | 4011209473416 | 2.22 | KG | 412.5 | 376.8 | LP20 | LP20 | circuit breaker VL160X N standard breaking capacity Icu=55kA, 415V AC 3-pole, line protection Electronic Trip Unit TM, LI In=40A, rated current Ir=32...40A, overload prot. II=600A, short-circuit prot. without auxiliary release without auxiliary/alarm switch | - | 0 | 0
3VL1704-1DD33-0AA0-Z | U01 | 3VL1704-1DD33-0AA0-ZU01 | 1 | UN | 1 | 5 | B | D | EAR99 | N | 85362090 | 1 |  | 2 | KG | 460.9 | 460.9 | LP20 | LP20 | circuit breaker VL160X N standard breaking capacity Icu=55kA, 415V AC 3-pole, line protection Electronic Trip Unit TM, LI In=40A, rated current Ir=32...40A, overload prot. II=600A, short-circuit prot. without auxiliary release without auxiliary/alarm switch with Safety Label for USA | - | 0 | 0
3VL1704-1DD33-0AB1 |  | 3VL1704-1DD33-0AB1 | 1 | UN | 1 | 5 | B | D | EAR99 | N | 85362090 | 1 | 4011209750449 | 2.115 | KG | 488.18 | 488.18 | LP20 | LP20 | circuit breaker VL160X N standard breaking capacity Icu=55kA, 415V AC 3-pole, line protection Electronic Trip Unit TM, LI In=40A, rated current Ir=32...40A, overload prot. II=600A, short-circuit prot. without auxiliary release Auxiliary switch mounting kit 2 AUX (1 NO + 1 NC) | - | 0 | 0
3VL1704-1DD33-0AD1 |  | 3VL1704-1DD33-0AD1 | 1 | UN | 1 | 5 | B | D | EAR99 | N | 85362090 | 1 | 4011209750456 | 2.056 | KG | 508.75 | 508.75 | LP20 | LP20 | circuit breaker VL160X N standard breaking capacity Icu=55kA, 415V AC 3-pole, line protection Electronic Trip Unit TM, LI In=40A, rated current Ir=32...40A, overload prot. II=600A, short-circuit prot. without auxiliary release Auxiliary/alarm switch mounting kit 2 AUX (1 NO+1 NC)+1 AS (1 NO) | - | 0 | 0
3VL1704-1DD33-2GB1 |  | 3VL1704-1DD33-2GB1 | 1 | UN | 1 | 5 | B | D | EAR99 | N | 85362090 | 1 | 4011209750463 | 2.124 | KG | 679.58 | 679.58 | LP20 | LP20 | circuit breaker VL160X N standard breaking capacity Icu=55kA, 415V AC 3-pole, line protection Electronic Trip Unit TM, LI In=40A, rated current Ir=32...40A, overload prot. II=600A, short-circuit prot. Undervoltage release 110...127 V AC Auxiliary switch mounting kit 2 AUX (1 NO + 1 NC) | - | 0 | 0
3VL1704-1DD33-8TB1 |  | 3VL1704-1DD33-8TB1 | 1 | UN | 1 | 5 | B | D | EAR99 | N | 85362090 | 1 | 4011209750470 | 2.124 | KG | 633.38 | 633.38 | LP20 | LP20 | circuit breaker VL160X N standard breaking capacity Icu=55kA, 415V AC 3-pole, line protection Electronic Trip Unit TM, LI In=40A, rated current Ir=32...40A, overload prot. II=600A, short-circuit prot. Shunt release 208...277 V AC Auxiliary switch mounting kit 2 AUX (1 NO + 1 NC) | - | 0 | 0
3VL1704-1DD36-0AA0 |  | 3VL1704-1DD36-0AA0 | 1 | UN | 1 | 5 | B | D | EAR99 | N | 85362090 | 1 | 4011209606975 | 2.22 | KG | 390.5 | 376.8 | LP20 | LP20 | circuit breaker VL160X N standard breaking capacity Icu=55kA, 415V AC 3-pole, line protection Electronic Trip Unit TM, LI In=40A, rated current Ir=32...40A, overload prot. II=600A, short-circuit prot. with screw terminals without auxiliary release without auxiliary/alarm switch | - | 0 | 0
3VL1704-1DD36-0AA0-Z | U01 | 3VL1704-1DD36-0AA0-ZU01 | 1 | UN | 1 | 5 | B | D | EAR99 | N | 85362090 | 1 |  | 2 | KG | 438.9 | 438.9 | LP20 | LP20 | circuit breaker VL160X N standard breaking capacity Icu=55kA, 415V AC 3-pole, line protection Electronic Trip Unit TM, LI In=40A, rated current Ir=32...40A, overload prot. II=600A, short-circuit prot. with screw terminals without auxiliary release without auxiliary/alarm switch with Safety Label for USA | - | 0 | 0
3VL1704-1DD36-0AB1-Z | U01 | 3VL1704-1DD36-0AB1-ZU01 | 1 | UN | 1 | 5 | B | D | EAR99 | N | 85362090 | 1 |  | 2 | KG | 514.58 | 514.58 | LP20 | LP20 | circuit breaker VL160X N standard breaking capacity Icu=55kA, 415V AC 3-pole, line protection Electronic Trip Unit TM, LI In=40A, rated current Ir=32...40A, overload prot. II=600A, short-circuit prot. with screw terminals without auxiliary release Auxiliary switch mounting kit 2 AUX (1 NO + 1 NC) with Safety Label for USA | - | 0 | 0
3VL1704-1EA43-0AA0 |  | 3VL1704-1EA43-0AA0 | 1 | UN | 1 | 5 | B | D | EAR99 | N | 85362090 | 1 | 4011209473409 | 2.917 | KG | 509.3 | 466.3 | LP20 | LP20 | circuit breaker VL160X N standard breaking capacity Icu=55kA, 415V AC 4-pole, line protection Electronic Trip Unit TM, LI In=40A, rated current Ir=40A, overload protection II=600A, short-circuit prot. N protected without auxiliary release without auxiliary/alarm switch | - | 0 | 0
3VL1704-1EA43-0AA0-Z | U01 | 3VL1704-1EA43-0AA0-ZU01 | 1 | UN | 1 | 5 | B | D | EAR99 | N | 85362090 | 1 |  | 2.5 | KG | 557.7 | 557.7 | LP20 | LP20 | circuit breaker VL160X N standard breaking capacity Icu=55kA, 415V AC 4-pole, line protection Electronic Trip Unit TM, LI In=40A, rated current Ir=40A, overload protection II=600A, short-circuit prot. N protected without auxiliary release without auxiliary/alarm switch with Safety Label for USA | - | 0 | 0
3VL1704-1EA43-0AB1 |  | 3VL1704-1EA43-0AB1 | 1 | UN | 1 | 5 | B | D | EAR99 | N | 85362090 | 1 | 4011209750487 | 2.797 | KG | 584.98 | 584.98 | LP20 | LP20 | circuit breaker VL160X N standard breaking capacity Icu=55kA, 415V AC 4-pole, line protection Electronic Trip Unit TM, LI In=40A, rated current Ir=40A, overload protection II=600A, short-circuit prot. N protected without auxiliary release Auxiliary switch mounting kit 2 AUX (1 NO + 1 NC) | - | 0 | 0
3VL1704-1EA43-0AD1 |  | 3VL1704-1EA43-0AD1 | 1 | UN | 1 | 5 | B | D | EAR99 | N | 85362090 | 1 | 4011209750494 | 2.805 | KG | 605.55 | 605.55 | LP20 | LP20 | circuit breaker VL160X N standard breaking capacity Icu=55kA, 415V AC 4-pole, line protection Electronic Trip Unit TM, LI In=40A, rated current Ir=40A, overload protection II=600A, short-circuit prot. N protected without auxiliary release Auxiliary/alarm switch mounting kit 2 AUX (1 NO+1 NC)+1 AS (1 NO) | - | 0 | 0
3VL1704-1EA43-8TB1 |  | 3VL1704-1EA43-8TB1 | 1 | UN | 1 | 5 | B | D | EAR99 | N | 85362090 | 1 | 4011209750500 | 2.883 | KG | 730.18 | 730.18 | LP20 | LP20 | circuit breaker VL160X N standard breaking capacity Icu=55kA, 415V AC 4-pole, line protection Electronic Trip Unit TM, LI In=40A, rated current Ir=40A, overload protection II=600A, short-circuit prot. N protected Shunt release 208...277 V AC Auxiliary switch mounting kit 2 AUX (1 NO + 1 NC) | - | 0 | 0
3VL1704-1EA46-0AA0 |  | 3VL1704-1EA46-0AA0 | 1 | UN | 1 | 5 | B | D | EAR99 | N | 85362090 | 1 | 4011209641358 | 2.659 | KG | 481.8 | 466.3 | LP20 | LP20 | circuit breaker VL160X N standard breaking capacity Icu=55kA, 415V AC 4-pole, line protection Electronic Trip Unit TM, LI In=40A, rated current Ir=40A, overload protection II=600A, short-circuit prot. N protected with screw terminals without auxiliary release without auxiliary/alarm switch | - | 0 | 0
3VL1704-1EA46-0AA0-Z | U01 | 3VL1704-1EA46-0AA0-ZU01 | 1 | UN | 1 | 5 | B | D | EAR99 | N | 85362090 | 1 |  | 2.5 | KG | 530.2 | 530.2 | LP20 | LP20 | circuit breaker VL160X N standard breaking capacity Icu=55kA, 415V AC 4-pole, line protection Electronic Trip Unit TM, LI In=40A, rated current Ir=40A, overload protection II=600A, short-circuit prot. N protected with screw terminals without auxiliary release without auxiliary/alarm switch with Safety Label for USA | - | 0 | 0
3VL1704-1EH43-0AA0 |  | 3VL1704-1EH43-0AA0 | 1 | UN | 1 | 5 | B | D | EAR99 | N | 85362090 | 1 | 4011209473393 | 2.923 | KG | 486.2 | 444.5 | LP20 | LP20 | circuit breaker VL160X N standard breaking capacity Icu=55kA, 415V AC 4-pole, line protection Electronic Trip Unit TM, LI In=40A, rated current Ir=40A, overload protection II=600A, short-circuit prot. N unprotected without auxiliary release without auxiliary/alarm switch | - | 0 | 0
3VL1704-1EH43-0AA0-Z | U01 | 3VL1704-1EH43-0AA0-ZU01 | 1 | UN | 1 | 5 | B | D | EAR99 | N | 85362090 | 1 |  | 2.5 | KG | 534.6 | 534.6 | LP20 | LP20 | circuit breaker VL160X N standard breaking capacity Icu=55kA, 415V AC 4-pole, line protection Electronic Trip Unit TM, LI In=40A, rated current Ir=40A, overload protection II=600A, short-circuit prot. N unprotected without auxiliary release without auxiliary/alarm switch with Safety Label for USA | - | 0 | 0
3VL1704-1EH43-0AB1 |  | 3VL1704-1EH43-0AB1 | 1 | UN | 1 | 5 | B | D | EAR99 | N | 85362090 | 1 | 4011209750517 | 2.907 | KG | 561.88 | 561.88 | LP20 | LP20 | circuit breaker VL160X N standard breaking capacity Icu=55kA, 415V AC 4-pole, line protection Electronic Trip Unit TM, LI In=40A, rated current Ir=40A, overload protection II=600A, short-circuit prot. N unprotected without auxiliary release Auxiliary switch mounting kit 2 AUX (1 NO + 1 NC) | - | 0 | 0
3VL1704-1EH43-0AD1 |  | 3VL1704-1EH43-0AD1 | 1 | UN | 1 | 5 | B | D | EAR99 | N | 85362090 | 1 | 4011209750524 | 2.5 | KG | 582.45 | 582.45 | LP20 | LP20 | circuit breaker VL160X N standard breaking capacity Icu=55kA, 415V AC 4-pole, line protection Electronic Trip Unit TM, LI In=40A, rated current Ir=40A, overload protection II=600A, short-circuit prot. N unprotected without auxiliary release Auxiliary/alarm switch mounting kit 2 AUX (1 NO+1 NC)+1 AS (1 NO) | - | 0 | 0
3VL1704-1EH43-8KD1 |  | 3VL1704-1EH43-8KD1 | 1 | UN | 1 | 5 | B | D | EAR99 | N | 85362090 | 1 | 4011209750531 | 2.846 | KG | 727.65 | 727.65 | LP20 | LP20 | circuit breaker VL160X N standard breaking capacity Icu=55kA, 415V AC 4-pole, line protection Electronic Trip Unit TM, LI In=40A, rated current Ir=40A, overload protection II=600A, short-circuit prot. N unprotected Shunt release 110...127 V DC Auxiliary/alarm switch mounting kit 2 AUX (1 NO+1 NC)+1 AS (1 NO) | - | 0 | 0
3VL1704-1EH43-8TA0 |  | 3VL1704-1EH43-8TA0 | 1 | UN | 1 | 5 | B | D | EAR99 | N | 85362090 | 1 | 4011209750548 | 2.912 | KG | 631.4 | 631.4 | LP20 | LP20 | circuit breaker VL160X N standard breaking capacity Icu=55kA, 415V AC 4-pole, line protection Electronic Trip Unit TM, LI In=40A, rated current Ir=40A, overload protection II=600A, short-circuit prot. N unprotected Shunt release 208...277 V AC without auxiliary/alarm switch | - | 0 | 0
3VL1704-1EH43-8TB1 |  | 3VL1704-1EH43-8TB1 | 1 | UN | 1 | 5 | B | D | EAR99 | N | 85362090 | 1 | 4011209750555 | 2.874 | KG | 707.08 | 707.08 | LP20 | LP20 | circuit breaker VL160X N standard breaking capacity Icu=55kA, 415V AC 4-pole, line protection Electronic Trip Unit TM, LI In=40A, rated current Ir=40A, overload protection II=600A, short-circuit prot. N unprotected Shunt release 208...277 V AC Auxiliary switch mounting kit 2 AUX (1 NO + 1 NC) | - | 0 | 0
3VL1704-1EH43-8TD1 |  | 3VL1704-1EH43-8TD1 | 1 | UN | 1 | 5 | B | D | EAR99 | N | 85362090 | 1 | 4011209750562 | 2.868 | KG | 727.65 | 727.65 | LP20 | LP20 | circuit breaker VL160X N standard breaking capacity Icu=55kA, 415V AC 4-pole, line protection Electronic Trip Unit TM, LI In=40A, rated current Ir=40A, overload protection II=600A, short-circuit prot. N unprotected Shunt release 208...277 V AC Auxiliary/alarm switch mounting kit 2 AUX (1 NO+1 NC)+1 AS (1 NO) | - | 0 | 0
3VL1704-1EH46-0AA0 |  | 3VL1704-1EH46-0AA0 | 1 | UN | 1 | 5 | B | D | EAR99 | N | 85362090 | 1 | 4011209624818 | 2.65 | KG | 462 | 444.5 | LP20 | LP20 | circuit breaker VL160X N standard breaking capacity Icu=55kA, 415V AC 4-pole, line protection Electronic Trip Unit TM, LI In=40A, rated current Ir=40A, overload protection II=600A, short-circuit prot. N unprotected with screw terminals without auxiliary release without auxiliary/alarm switch | - | 0 | 0
3VL1704-1EH46-0AA0-Z | U01 | 3VL1704-1EH46-0AA0-ZU01 | 1 | UN | 1 | 5 | B | D | EAR99 | N | 85362090 | 1 |  | 2.5 | KG | 510.4 | 510.4 | LP20 | LP20 | circuit breaker VL160X N standard breaking capacity Icu=55kA, 415V AC 4-pole, line protection Electronic Trip Unit TM, LI In=40A, rated current Ir=40A, overload protection II=600A, short-circuit prot. N unprotected with screw terminals without auxiliary release without auxiliary/alarm switch with Safety Label for USA | - | 0 | 0
3VL1704-2DA33-0AA0 |  | 3VL1704-2DA33-0AA0 | 1 | UN | 1 | 5 | B | D | EAR99 | N | 85362090 | 1 | 4011209473386 | 2.18 | KG | 449.9 | 412.3 | LP20 | LP20 | circuit breaker VL160X H high breaking capacity Icu=70kA, 415V AC 3-pole, line protection Electronic Trip Unit TM, LI In=40A, rated current Ir=40A, overload protection II=600A, short-circuit prot. without auxiliary release without auxiliary/alarm switch | - | 0 | 0
3VL1704-2DA33-0AA0-Z | U01 | 3VL1704-2DA33-0AA0-ZU01 | 1 | UN | 1 | 5 | B | D | EAR99 | N | 85362090 | 1 |  | 2 | KG | 498.3 | 498.3 | LP20 | LP20 | circuit breaker VL160X H high breaking capacity Icu=70kA, 415V AC 3-pole, line protection Electronic Trip Unit TM, LI In=40A, rated current Ir=40A, overload protection II=600A, short-circuit prot. without auxiliary release without auxiliary/alarm switch with Safety Label for USA | - | 0 | 0
3VL1704-2DA33-0AB1 |  | 3VL1704-2DA33-0AB1 | 1 | UN | 1 | 5 | B | D | EAR99 | N | 85362090 | 1 | 4011209750579 | 2.18 | KG | 525.58 | 525.58 | LP20 | LP20 | circuit breaker VL160X H high breaking capacity Icu=70kA, 415V AC 3-pole, line protection Electronic Trip Unit TM, LI In=40A, rated current Ir=40A, overload protection II=600A, short-circuit prot. without auxiliary release Auxiliary switch mounting kit 2 AUX (1 NO + 1 NC) | - | 0 | 0
3VL1704-2DA36-0AA0 |  | 3VL1704-2DA36-0AA0 | 1 | UN | 1 | 5 | B | D | EAR99 | N | 85362090 | 1 | 4011209645394 | 1.949 | KG | 434.5 | 412.3 | LP20 | LP20 | circuit breaker VL160X H high breaking capacity Icu=70kA, 415V AC 3-pole, line protection Electronic Trip Unit TM, LI In=40A, rated current Ir=40A, overload protection II=600A, short-circuit prot. with screw terminals without auxiliary release without auxiliary/alarm switch | - | 0 | 0
3VL1704-2DA36-0AA0-Z | U01 | 3VL1704-2DA36-0AA0-ZU01 | 1 | UN | 1 | 5 | B | D | EAR99 | N | 85362090 | 1 |  | 2 | KG | 482.9 | 482.9 | LP20 | LP20 | circuit breaker VL160X H high breaking capacity Icu=70kA, 415V AC 3-pole, line protection Electronic Trip Unit TM, LI In=40A, rated current Ir=40A, overload protection II=600A, short-circuit prot. with screw terminals without auxiliary release without auxiliary/alarm switch with Safety Label for USA | - | 0 | 0
3VL1704-2DD33-0AA0 |  | 3VL1704-2DD33-0AA0 | 1 | UN | 1 | 5 | B | D | EAR99 | N | 85362090 | 1 | 4011209473379 | 2.206 | KG | 470.8 | 430.2 | LP20 | LP20 | circuit breaker VL160X H high breaking capacity Icu=70kA, 415V AC 3-pole, line protection Electronic Trip Unit TM, LI In=40A, rated current Ir=40A, overload protection II=600A, short-circuit prot. without auxiliary release without auxiliary/alarm switch | - | 0 | 0
3VL1704-2DD33-0AA0-Z | U01 | 3VL1704-2DD33-0AA0-ZU01 | 1 | UN | 1 | 5 | B | D | EAR99 | N | 85362090 | 1 |  | 2 | KG | 519.2 | 519.2 | LP20 | LP20 | circuit breaker VL160X H high breaking capacity Icu=70kA, 415V AC 3-pole, line protection Electronic Trip Unit TM, LI In=40A, rated current Ir=40A, overload protection II=600A, short-circuit prot. without auxiliary release without auxiliary/alarm switch with Safety Label for USA | - | 0 | 0
3VL1704-2DD33-0AB1 |  | 3VL1704-2DD33-0AB1 | 1 | UN | 1 | 5 | B | D | EAR99 | N | 85362090 | 1 | 4011209750586 | 2.065 | KG | 546.48 | 546.48 | LP20 | LP20 | circuit breaker VL160X H high breaking capacity Icu=70kA, 415V AC 3-pole, line protection Electronic Trip Unit TM, LI In=40A, rated current Ir=40A, overload protection II=600A, short-circuit prot. without auxiliary release Auxiliary switch mounting kit 2 AUX (1 NO + 1 NC) | - | 0 | 0
3VL1704-2DD33-0AB1-Z | U01 | 3VL1704-2DD33-0AB1-ZU01 | 1 | UN | 1 | 5 | B | D | EAR99 | N | 85362090 | 1 |  | 2 | KG | 594.88 | 594.88 | LP20 | LP20 | circuit breaker VL160X H high breaking capacity Icu=70kA, 415V AC 3-pole, line protection Electronic Trip Unit TM, LI In=40A, rated current Ir=40A, overload protection II=600A, short-circuit prot. without auxiliary release Auxiliary switch mounting kit 2 AUX (1 NO + 1 NC) with Safety Label for USA | - | 0 | 0
3VL1704-2DD33-0AD1 |  | 3VL1704-2DD33-0AD1 | 1 | UN | 1 | 5 | B | D | EAR99 | N | 85362090 | 1 | 4011209750593 | 2.038 | KG | 567.05 | 567.05 | LP20 | LP20 | circuit breaker VL160X H high breaking capacity Icu=70kA, 415V AC 3-pole, line protection Electronic Trip Unit TM, LI In=40A, rated current Ir=40A, overload protection II=600A, short-circuit prot. without auxiliary release Auxiliary/alarm switch mounting kit 2 AUX (1 NO+1 NC)+1 AS (1 NO) | - | 0 | 0
3VL1704-2DD36-0AA0 |  | 3VL1704-2DD36-0AA0 | 1 | UN | 1 | 5 | B | D | EAR99 | N | 85362090 | 1 | 4011209645523 | 2.002 | KG | 451 | 430.2 | LP20 | LP20 | circuit breaker VL160X H high breaking capacity Icu=70kA, 415V AC 3-pole, line protection Electronic Trip Unit TM, LI In=40A, rated current Ir=40A, overload protection II=600A, short-circuit prot. with screw terminals without auxiliary release without auxiliary/alarm switch | - | 0 | 0
3VL1704-2DD36-0AA0-Z | U01 | 3VL1704-2DD36-0AA0-ZU01 | 1 | UN | 1 | 5 | B | D | EAR99 | N | 85362090 | 1 |  | 2 | KG | 499.4 | 499.4 | LP20 | LP20 | circuit breaker VL160X H high breaking capacity Icu=70kA, 415V AC 3-pole, line protection Electronic Trip Unit TM, LI In=40A, rated current Ir=40A, overload protection II=600A, short-circuit prot. with screw terminals without auxiliary release without auxiliary/alarm switch with Safety Label for USA | - | 0 | 0
3VL1704-2EA43-0AA0 |  | 3VL1704-2EA43-0AA0 | 1 | UN | 1 | 5 | B | D | EAR99 | N | 85362090 | 1 | 4011209473362 | 2.912 | KG | 584.1 | 533.7 | LP20 | LP20 | circuit breaker VL160X H high breaking capacity Icu=70kA, 415V AC 4-pole, line protection Electronic Trip Unit TM, LI In=40A, rated current Ir=40A, overload protection II=600A, short-circuit prot. N protected without auxiliary release without auxiliary/alarm switch | - | 0 | 0
3VL1704-2EA43-0AA0-Z | U01 | 3VL1704-2EA43-0AA0-ZU01 | 1 | UN | 1 | 5 | B | D | EAR99 | N | 85362090 | 1 |  | 2.5 | KG | 632.5 | 632.5 | LP20 | LP20 | circuit breaker VL160X H high breaking capacity Icu=70kA, 415V AC 4-pole, line protection Electronic Trip Unit TM, LI In=40A, rated current Ir=40A, overload protection II=600A, short-circuit prot. N protected without auxiliary release without auxiliary/alarm switch with Safety Label for USA | - | 0 | 0
3VL1704-2EA43-0AD1 |  | 3VL1704-2EA43-0AD1 | 1 | UN | 1 | 5 | B | D | EAR99 | N | 85362090 | 1 | 4011209750609 | 2.912 | KG | 680.35 | 680.35 | LP20 | LP20 | circuit breaker VL160X H high breaking capacity Icu=70kA, 415V AC 4-pole, line protection Electronic Trip Unit TM, LI In=40A, rated current Ir=40A, overload protection II=600A, short-circuit prot. N protected without auxiliary release Auxiliary/alarm switch mounting kit 2 AUX (1 NO+1 NC)+1 AS (1 NO) | - | 0 | 0
3VL1704-2EA46-0AA0 |  | 3VL1704-2EA46-0AA0 | 1 | UN | 1 | 5 | B | D | EAR99 | N | 85362090 | 1 | 4011209639621 | 2.669 | KG | 558.8 | 533.7 | LP20 | LP20 | circuit breaker VL160X H high breaking capacity Icu=70kA, 415V AC 4-pole, line protection Electronic Trip Unit TM, LI In=40A, rated current Ir=40A, overload protection II=600A, short-circuit prot. N protected with screw terminals without auxiliary release without auxiliary/alarm switch | - | 0 | 0
3VL1704-2EA46-0AA0-Z | U01 | 3VL1704-2EA46-0AA0-ZU01 | 1 | UN | 1 | 5 | B | D | EAR99 | N | 85362090 | 1 |  | 2.5 | KG | 607.2 | 607.2 | LP20 | LP20 | circuit breaker VL160X H high breaking capacity Icu=70kA, 415V AC 4-pole, line protection Electronic Trip Unit TM, LI In=40A, rated current Ir=40A, overload protection II=600A, short-circuit prot. N protected with screw terminals without auxiliary release without auxiliary/alarm switch with Safety Label for USA | - | 0 | 0
3VL1704-2EH43-0AA0 |  | 3VL1704-2EH43-0AA0 | 1 | UN | 1 | 5 | B | D | EAR99 | N | 85362090 | 1 | 4011209473355 | 2.915 | KG | 559.9 | 512.2 | LP20 | LP20 | circuit breaker VL160X H high breaking capacity Icu=70kA, 415V AC 4-pole, line protection Electronic Trip Unit TM, LI In=40A, rated current Ir=40A, overload protection II=600A, short-circuit prot. N unprotected without auxiliary release without auxiliary/alarm switch | - | 0 | 0
3VL1704-2EH43-0AA0-Z | U01 | 3VL1704-2EH43-0AA0-ZU01 | 1 | UN | 1 | 5 | B | D | EAR99 | N | 85362090 | 1 |  | 2.5 | KG | 608.3 | 608.3 | LP20 | LP20 | circuit breaker VL160X H high breaking capacity Icu=70kA, 415V AC 4-pole, line protection Electronic Trip Unit TM, LI In=40A, rated current Ir=40A, overload protection II=600A, short-circuit prot. N unprotected without auxiliary release without auxiliary/alarm switch with Safety Label for USA | - | 0 | 0
3VL1704-2EH43-8TD1 |  | 3VL1704-2EH43-8TD1 | 1 | UN | 1 | 5 | B | D | EAR99 | N | 85362090 | 1 | 4011209750616 | 2.893 | KG | 801.35 | 801.35 | LP20 | LP20 | circuit breaker VL160X H high breaking capacity Icu=70kA, 415V AC 4-pole, line protection Electronic Trip Unit TM, LI In=40A, rated current Ir=40A, overload protection II=600A, short-circuit prot. N unprotected Shunt release 208...277 V AC Auxiliary/alarm switch mounting kit 2 AUX (1 NO+1 NC)+1 AS (1 NO) | - | 0 | 0
3VL1704-2EH46-0AA0 |  | 3VL1704-2EH46-0AA0 | 1 | UN | 1 | 5 | B | D | EAR99 | N | 85362090 | 1 | 4011209639720 | 2.635 | KG | 533.5 | 512.2 | LP20 | LP20 | circuit breaker VL160X H high breaking capacity Icu=70kA, 415V AC 4-pole, line protection Electronic Trip Unit TM, LI In=40A, rated current Ir=40A, overload protection II=600A, short-circuit prot. N unprotected with screw terminals without auxiliary release without auxiliary/alarm switch | - | 0 | 0