## condições Fev2020
MLFB | Opções | MLFB com opções | Qtd Preço | UN Preço | Qtd Embalagem | Tempo de Entrega | Classe Entrega | UN Classe de Entrega | ECCN | AL | Código Pautal | Qtd Minima | EAN/UPC | Peso Bruto | UN Peso | PVP Fev 20 | PVP Out 19 | GD Fev 20 | GD Out19 | Mat description | Fonte | Price transfer | active marketing | status
1FE1042-6WN10-1BA0 |  | 1FE1042-6WN10-1BA0 | 1 | UN | 1 | 30 | D | D | N | 9I999IR | 85030099 | 1 |  | 4.6 | KG | 2499.51 | 2499.51 | MC05 | MC05 | SIMOTICS M Built-in synchronous motor DC link 600V, 105K, IP00, 6-pole Individual components: rotor stator, 11Nm, In=24A, 14.4kW NN=12500rpm, Nmax=18000rpm KTY84 Temperature sensor WATER-COOLED; Overhead encapsulation with standard protection 2x temp. sensor STANDARD COOLING JACKET W/O ROTOR SLEEVE; FREE LEAD ENDS L=1.5M | - | 0 | 0
1FE1042-6WR10-5WA2 |  | 1FE1042-6WR10-5WA2 | 1 | UN | 1 | 30 | D | D | N | N | 85030099 | 1 |  | 0.6 | KG | 625.16 | 625.16 | MC05 | MC05 | SIMOTICS M Built-in synchronous motor Individual components Rotor 11,5kW; NN=10000rpm; MN=11Nm; VPM not required; water cooling (High Torque/High Speed 1); Encapsulated winding Standard protection without stator without rotor sleeve; Cable length 500mm Cable outlet at larger external diameter of cooling jacket customer-specific motor | - | 0 | 7
1FE1043-6WU10-4NW2-Z | V18 | 1FE1043-6WU10-4NW2-ZV18 | 1 | UN | 1 | 30 | D | D | N | 9I999IR | 85030099 | 1 |  | 5.5 | KG | 3936.28 | 3936.28 | MC05 | MC05 | SIMOTICS M built-in synchronous motor Individual component stator PN=10.1kW, NN=6000rpm MN=16Nm, Nmax=8000rpm Water cooling Encapsulated winding Standard protection (KTY) special coolant only with Z option Bare cable ends L=0.5m Cable outlet at large cooling jacket diameter V18=V17 extended SMR-3-2014 customer-specific motor | - | 0 | 7
1FE1043-6WU10-5WN2-Z | T92 | 1FE1043-6WU10-5WN2-ZT92 | 1 | UN | 1 | 30 | D | D | N | N | 85030099 | 1 |  | 5.5 | KG | 1077.14 | 1077.14 | MC05 | MC05 | SIMOTICS M built-in synchronous motor Individual component rotor PN=10.1kW, NN=6000rpm MN=16Nm, Nmax=8000rpm Water cooling Potted winding Standard protection T92=Spindle shaft equipped with magnets SMR-3-2014 customer-specific motor | - | 0 | 0
1FE1051-4HF11-1BA0 |  | 1FE1051-4HF11-1BA0 | 1 | UN | 1 | 0 | A | D | N | 9I999IR | 85030099 | 1 |  | 5.1 | KG | 3406.17 | 3406.17 | MC05 | MC05 | SIMOTICS M Built-in synchronous motor Individual component stator, rotor DC link 600V, water cooling, IP00 PN=10kW, NN=19000rpm MN=5Nm, Nmax=40000rpm KTY84 Temperature sensor WATER-COOLED, HS2 TYPE Overhead encapsulation with standard protection 2x temp. sensor STANDARD COOLING JACKET; FREE LEAD ENDS L=1.5M | - | 0 | 0
1FE1051-4WN11-1BA0 |  | 1FE1051-4WN11-1BA0 | 1 | UN | 1 | 30 | D | D | N | 9I999IR | 85030099 | 1 |  | 5.2 | KG | 2517.49 | 2517.49 | MC05 | MC05 | SIMOTICS M Built-in synchronous motor DC link 600V, 105K, IP00, 4-pole Individual components: rotor, stator 7Nm, In=13.5A, 7 kW NN=9500rpm, Nmax=30000rpm VPM required KTY84 Temperature sensor WATER-COOLED; Overhead encapsulation with standard protection 2x temp. sensor STANDARD COOLING JACKET; W/O ROTOR SLEEVE; FREE LEAD ENDS L=1.5M | - | 0 | 0
1FE1051-4WN11-4NW0-Z | V62 | 1FE1051-4WN11-4NW0-ZV62 | 1 | UN | 1 | 30 | D | D | N | 9I999IR | 85030099 | 1 |  | 3 | KG | 2516.88 | 2516.88 | MC05 | MC05 | SIMOTICS M Built-in synchronous motor Customer-specific stator DC link 600V, 105K, IP00, 4-pole 7Nm, In=13.5A, 7 kW NN=9500rpm, Nmax=30000rpm VPM required Water-cooled; Overhead encapsulation with standard protection KTY; Standard cooling jacket; Bare cable ends L=1.5m Rigid joint; V62: special coolant | - | 0 | 7
1FE1051-4WN11-5WA0 |  | 1FE1051-4WN11-5WA0 | 1 | UN | 1 | 30 | D | D | N | N | 85030099 | 1 |  | 0.7 | KG | 560.54 | 560.54 | MC05 | MC05 | SIMOTICS M Built-in synchronous motor Individual components: Rotor 6.5kW; NN=9500rpm; MN=6.5Nm; VPM required; water cooling (High Torque/High Speed 1); Encapsulated winding KTY84-130 temperature sensor; without stator without rotor sleeve; Cable length 1,500mm Cable outlet at larger external diameter of cooling jacket customer-specific motor | - | 0 | 7
1FE1051-4WN11-6BA0 |  | 1FE1051-4WN11-6BA0 | 1 | UN | 1 | 30 | D | D | N | 9I999IR | 85030099 | 1 |  | 5.2 | KG | 2473.58 | 2473.58 | MC05 | MC05 | SIMOTICS M Built-in synchronous motor DC link 600V, 105K, IP00, 4-pole Individual components: rotor, stator 7Nm, In=13.5A, 7 kW NN=9500rpm, Nmax=30000rpm VPM required Temperature sensor Pt1000 WATER-COOLED; Overhead encapsulation with standard protection 2x temp. sensor STANDARD COOLING JACKET; W/O ROTOR SLEEVE; FREE LEAD ENDS L=1.5M | - | 0 | 0
1FE1051-4WN11-6BA2 |  | 1FE1051-4WN11-6BA2 | 1 | UN | 1 | 30 | D | D | N | 9I999IR | 85030099 | 1 |  | 5.2 | KG | 2441.17 | 2441.17 | MC05 | MC05 | SIMOTICS M Built-in synchronous motor DC link 600V, 105K, IP00, 4-pole Individual components: rotor, stator 7Nm, In=13.5A, 7 kW NN=9500rpm, Nmax=30000rpm VPM required Temperature sensor Pt1000 WATER-COOLED; Overhead encapsulation with standard protection 2x temp. sensor STANDARD COOLING JACKET; W/O ROTOR SLEEVE; FREE LEAD ENDS L=0.5 M | - | 0 | 0
1FE1051-4WN31-1BA3 |  | 1FE1051-4WN31-1BA3 | 1 | UN | 1 | 30 | D | D | N | 9I999IR | 85030099 | 1 |  | 5.2 | KG | 2584.37 | 2584.37 | MC05 | MC05 | SIMOTICS M Built-in synchronous motor DC link 600V, 105K, IP00, 4-pole Individual components: rotor, stator 7Nm, In=13.5A, 7 kW NN=9500rpm, Nmax=30000rpm VPM required KTY84 Temperature sensor WATER-COOLED; Overhead encapsulation +full protection (2x temp. sensor) STANDARD COOLING JACKET; W/O ROTOR SLEEVE; FREE CABLE ENDS L=0.5 M AT THE SMALL OUTER DIAMETER | - | 0 | 0
1FE1051-6WK10-2BW2 |  | 1FE1051-6WK10-2BW2 | 1 | UN | 1 | 30 | D | D | N | 9I999IR | 85030099 | 1 |  | 4 | KG | 3182.12 | 3182.12 | MC05 | MC05 | SIMOTICS M Built-in synchronous motor Spare part only stator DC link 600V, 105K, IP00 6-pole, 10Nm, In=20A 8.3kW, NN=8000rpm Nmax=15000rpm KTY84 Temperature sensor WATER-COOLED; Overhead encapsulation with standard protection 2x temp. sensor STANDARD COOLING JACKET; FREE LEAD ENDS L=0.5 M | - | 0 | 0
1FE1051-6WN10-1BA2 |  | 1FE1051-6WN10-1BA2 | 1 | UN | 1 | 30 | D | D | N | 9I999IR | 85030099 | 1 |  | 5.2 | KG | 3044.23 | 3044.23 | MC05 | MC05 | SIMOTICS M Built-in synchronous motor DC link 600V, 105K, IP00, 6-pole Individual components: rotor stator, 10Nm, In=14A, 6.3kW NN=6000rpm, Nmax=12000rpm KTY84 Temperature sensor WATER-COOLED; Overhead encapsulation with standard protection 2x temp. sensor STANDARD COOLING JACKET; W/O ROTOR SLEEVE; FREE LEAD ENDS L=0.5 M | - | 0 | 0
1FE1051-6WN10-1BC0 |  | 1FE1051-6WN10-1BC0 | 1 | UN | 1 | 30 | D | D | N | 9I999IR | 85030099 | 1 |  | 5.9 | KG | 3449.31 | 3449.31 | MC05 | MC05 | SIMOTICS M Built-in synchronous motor DC link 600V, 105K, IP00, 6-pole Individual components: rotor stator, 10Nm, In=14A, 6.3kW NN=6000rpm, Nmax=12000rpm KTY84 Temperature sensor WATER-COOLED; Overhead encapsulation with standard protection 2x temp. sensor STANDARD COOLING JACKET; ROTOR SLEEVE IDM=33 MM; FREE LEAD ENDS L=1.5M | - | 0 | 0
1FE1052-4WK31-4BW2 |  | 1FE1052-4WK31-4BW2 | 1 | UN | 1 | 30 | D | D | N | 9I999IR | 85030099 | 1 |  | 7 | KG | 2078.33 | 2078.33 | MC05 | MC05 | SIMOTICS M Built-in synchronous motor Individual component stator PN=17.5kW, NN=12500rpm MN=13Nm, Nmax=30000rpm water cooling Encapsulated winding Full protection (KTY+PTC) standard cooling jacket Bare cable ends, L=0.5m Cable outlet at large cooling jacket diameter VPM required | - | 0 | 0
1FE1052-4WK31-5WA2 |  | 1FE1052-4WK31-5WA2 | 1 | UN | 1 | 30 | D | D | N | N | 85030099 | 1 |  | 1.35 | KG | 605.63 | 605.63 | MC05 | MC05 | SIMOTICS M built-in synchronous motor Individual component rotor PN=17.5kW, NN=12500rpm MN=13Nm, Nmax=30000rpm water cooling Encapsulated winding without rotor sleeve VPM required | - | 0 | 0
1FE1052-6MB00-4NW8-Z | V36W24X63 | 1FE1052-6MB00-4NW8-ZV36W24X63 | 1 | UN | 1 | 30 | D | D | N | 9I999IR | 85030099 | 1 |  | 4 | KG | 2284.41 | 2284.41 | MC05 | MC05 | SIMOTICS M Built-in synchronous motor Individual components Stator 8.7 kW; NN=8300rpm; MN=10Nm; VPM not required; Restricted maximum speed (customer-spec.); Potted winding with standard protection, Pt1000 without rotor; V36: Customer-specific stator version only with Z option (V00-V99); X63: Customer-specific cable routing only with Z option (X00-X99) W24: Customer-specific Special winding Customer-specific motor | - | 0 | 7
1FE1052-6WN10-4BW0 |  | 1FE1052-6WN10-4BW0 | 1 | UN | 1 | 30 | D | D | N | 9I999IR | 85030099 | 1 |  | 6 | KG | 2456.17 | 2456.17 | MC05 | MC05 | SIMOTICS M Built-in synchronous motor Individual components Stator 11.5kW; NN=5500rpm; MN=20Nm; VPM not required; water cooling (High Torque/High Speed 1); Encapsulated winding KTY84-130 temperature sensor; Standard cooling jacket water; without rotor; Cable length 1,500mm Cable outlet at larger external diameter of cooling jacket customer-specific motor | - | 0 | 7
1FE1052-6WN10-5WA0 |  | 1FE1052-6WN10-5WA0 | 1 | UN | 1 | 30 | D | D | N | N | 85030099 | 1 |  | 2.2 | KG | 838.57 | 838.57 | MC05 | MC05 | SIMOTICS M Built-in synchronous motor Individual components Rotor 11,5kW; NN=5500rpm; MN=20Nm; VPM not required; water cooling (High Torque/High Speed 1); Encapsulated winding KTY84-130 temperature sensor; without stator without rotor sleeve; Cable length 1,500mm Cable outlet at larger external diameter of cooling jacket customer-specific motor | - | 0 | 7
1FE1053-4WJ31-4BW2 |  | 1FE1053-4WJ31-4BW2 | 1 | UN | 1 | 30 | D | D | N | 9I999IR | 85030099 | 1 |  | 9.5 | KG | 2355.49 | 2355.49 | MC05 | MC05 | SIMOTICS M Built-in synchronous motor Individual components Stator 23kW; NN=11000rpm; MN=20Nm; VPM required; water cooling (High Torque/High Speed 1); Encapsulated winding full motor protection Add. PTC thermistor triplet KTY84-130/3 PTC180Â°; Standard cooling jacket water; without rotor; Cable length 500mm Cable outlet at larger external diameter of cooling jacket customer-specific motor | - | 0 | 7
1FE1053-4WJ31-5WA2 |  | 1FE1053-4WJ31-5WA2 | 1 | UN | 1 | 30 | D | D | N | N | 85030099 | 1 |  | 2 | KG | 701.79 | 701.79 | MC05 | MC05 | SIMOTICS M Built-in synchronous motor Individual components Rotor 23kW; NN=11000rpm; MN=20Nm; VPM required; water cooling (High Torque/High Speed 1); Encapsulated winding full motor protection Add. PTC thermistor triplet KTY84-130/3 PTC180Â°; without stator without rotor sleeve; Cable length 500mm Cable outlet at larger external diameter of cooling jacket customer-specific motor | - | 0 | 7
1FE1054-6LR00-4LW1 |  | 1FE1054-6LR00-4LW1 | 1 | UN | 1 | 30 | D | D | N | 9I999IR | 85030099 | 1 |  | 11.8 | KG | 2612.18 | 2612.18 | MC05 | MC05 | SIMOTICS M Built-in synchronous motor Individual components Stator 12.6kW; NN=5000rpm; MN=24Nm; VPM not required; air cooling (High Torque/High Speed 1); impregnated winding KTY84-130 temperature sensor; Special coolant air without rotor; Cable length 1,500mm Cable outlet at smaller external diameter of cooling jacket customer-specific motor | - | 0 | 7
1FE1054-6WN10-1BA0 |  | 1FE1054-6WN10-1BA0 | 1 | UN | 1 | 30 | D | D | N | 9I999IR | 85030099 | 1 |  | 14.3 | KG | 3617.79 | 3617.79 | MC05 | MC05 | SIMOTICS M Built-in synchronous motor DC link 600V, 105K, IP00, 6-pole Individual components: rotor stator, 37Nm, In=60A, 23kW NN=6000rpm, Nmax=12000rpm KTY84 Temperature sensor WATER-COOLED; Overhead encapsulation with standard protection 2x temp. sensor STANDARD COOLING JACKET; W/O ROTOR SLEEVE; FREE LEAD ENDS L=1.5M | - | 0 | 0
1FE1054-6WQ30-2BW2 |  | 1FE1054-6WQ30-2BW2 | 1 | UN | 1 | 30 | D | D | N | 9I999IR | 85030099 | 1 |  | 10 | KG | 2890.25 | 2890.25 | MC05 | MC05 | SIMOTICS M Built-in synchronous motor Individual components Stator 19.8kW; NN=4500rpm; MN=42Nm; VPM not required; water cooling (High Torque/High Speed 1); Encapsulated winding full motor protection Add. PTC thermistor triplet KTY84-130/3 PTC180Â°; Standard cooling jacket water; without rotor; Cable length 500mm Cable outlet at larger external diameter of cooling jacket customer-specific motor | - | 0 | 7
1FE1061-6WY10-2BW2 |  | 1FE1061-6WY10-2BW2 | 1 | UN | 1 | 30 | D | D | N | 9I999IR | 85030099 | 1 |  | 4 | KG | 2501.36 | 2501.36 | MC05 | MC05 | SIMOTICS M Built-in synchronous motor Spare part only stator DC link 600V, 105K, IP00, 6-pole 13Nm, In=8A, 4 kW NN=300rpm, Nmax=5000rpm KTY84 Temperature sensor WATER-COOLED; Overhead encapsulation with standard protection 2x temp. sensor STANDARD COOLING JACKET; FREE LEAD ENDS L=0.5 M | - | 0 | 0
1FE1062-6WQ11-4BW0 |  | 1FE1062-6WQ11-4BW0 | 1 | UN | 1 | 30 | D | D | N | 9I999IR | 85030099 | 1 |  | 6.5 | KG | 2544.69 | 2544.69 | MC05 | MC05 | SIMOTICS M Built-in synchronous motor Individual component stator DC link 600V, 105K, IP00, 6-pole 23Nm, In=28.5A, 14kW NN=5800rpm, Nmax=12000rpm VPM required; Water-cooled; Overhead encapsulation with standard protection KTY; Standard cooling jacket; Bare cable ends L=1.5m Rigid joint; Attention: No general delivery release! | - | 0 | 0
1FE1062-6WQ11-5WA0 |  | 1FE1062-6WQ11-5WA0 | 1 | UN | 1 | 30 | D | D | N | N | 85030099 | 1 |  | 2.2 | KG | 840.8 | 840.8 | MC05 | MC05 | SIMOTICS M built-in synchronous motor Individual component rotor DC link 600V, 105K, IP00, 6-pole 23Nm, In=28.5A, 14kW NN=5800rpm, Nmax=12000rpm VPM required; Water-cooled; Overhead encapsulation with standard protection KTY; without rotor sleeve; Bare cable ends L=1.5m Rigid joint; Attention: No general delivery release! | - | 0 | 0
1FE1064-6WN31-1BA0 |  | 1FE1064-6WN31-1BA0 | 1 | UN | 1 | 30 | D | D | N | 9I999IR | 85030099 | 1 |  | 15.8 | KG | 3621.6 | 3621.6 | MC05 | MC05 | SIMOTICS M Built-in synchronous motor DC link 600V, 105K, IP00, 6-pole Individual components: rotor stator, 56Nm, In=56A, 25kW NN=4300rpm, Nmax=12000rpm VPM required KTY84 Temperature sensor WATER-COOLED; Overhead encapsulation +full protection (2x temp. sensor) STANDARD COOLING JACKET; W/O ROTOR SLEEVE; FREE LEAD ENDS L=1.5M | - | 0 | 0
1FE1072-4WL31-1BA2 |  | 1FE1072-4WL31-1BA2 | 1 | UN | 1 | 30 | D | D | N | 9I999IR | 85030099 | 1 |  | 14.7 | KG | 2923.31 | 2923.31 | MC05 | MC05 | SIMOTICS M Built-in synchronous motor DC link 600 V, 105K, IP00, 4-pole Individual components: rotor stator, 28Nm, In=45A, 20 kW, NN=6800rpm, Nmax=24000 rpm, VPM required KTY84 Temperature sensor WATER-COOLED; Overhead encapsulation +full protection (2x temp. sensor) STANDARD COOLING JACKET; W/O ROTOR SLEEVE; FREE LEAD ENDS L=0.5 M | - | 0 | 0
1FE1074-4WT11-1BA2 |  | 1FE1074-4WT11-1BA2 | 1 | UN | 1 | 30 | D | D | N | 9I999IR | 85030099 | 1 |  | 23.9 | KG | 3397.56 | 3397.56 | MC05 | MC05 | SIMOTICS M Built-in synchronous motor DC link 600V, 105K, IP00, 4-pole Individual components: rotor stator, 60Nm, In=53A, 25.8kW NN=4100rpm, Nmax=18000rpm VPM required KTY84 Temperature sensor WATER-COOLED; Overhead encapsulation with standard protection 2x temp. sensor STANDARD COOLING JACKET; W/O ROTOR SLEEVE; FREE LEAD ENDS L=0.5 M | - | 0 | 0
1FE1074-4WT11-2BW2 |  | 1FE1074-4WT11-2BW2 | 1 | UN | 1 | 30 | D | D | N | 9I999IR | 85030099 | 1 |  | 19.5 | KG | 2799.99 | 2799.99 | MC05 | MC05 | SIMOTICS M Built-in synchronous motor Spare part only stator DC link 600V, 105K, IP00, 4-pole 60Nm, In=53A, 25.8kW NN=4100rpm, Nmax=18000rpm VPM required KTY84 Temperature sensor WATER-COOLED; Overhead encapsulation with standard protection 2x temp. sensor STANDARD COOLING JACKET; FREE LEAD ENDS L=0.5 M | - | 0 | 0
1FE1074-4WT11-3WA2 |  | 1FE1074-4WT11-3WA2 | 1 | UN | 1 | 30 | D | D | N | N | 85030099 | 1 |  | 4.4 | KG | 1070.61 | 1070.61 | MC05 | MC05 | SIMOTICS M Built-in synchronous motor Spare part only rotor DC link 600V, 105K, IP00, 4-pole stator, 60Nm, In=53A, 25.8kW NN=4100rpm, Nmax=18000rpm VPM required WATER-COOLED; Overhead encapsulation with standard protection 2x temp. sensor . | - | 0 | 0
1FE1075-4WQ51-1BA3 |  | 1FE1075-4WQ51-1BA3 | 1 | UN | 1 | 30 | D | D | N | 9I999IR | 85030099 | 1 |  | 28.5 | KG | 4536.18 | 4536.18 | MC05 | MC05 | SIMOTICS M Built-in synchronous motor DC link 600V, 105K, IP00, 4-pole Individual components: rotor stator, 75Nm, In=51A, 23.6kW NN=3000rpm, Nmax=14000rpm VPM required; Customer-specific | - | 0 | 0
1FE1078-4WP11-5WA2-Z | R21 | 1FE1078-4WP11-5WA2-ZR21 | 1 | UN | 1 | 30 | D | D | N | N | 85030099 | 1 |  | 1.7 | KG | 483.34 | 483.34 | MC05 | MC05 | SIMOTICS M Built-in synchronous motor Individual components Rotor 10.9 kW; NN=5500rpm; MN=19Nm; VPM required; Water cooling (High Torque/High Speed 1); encapsulated winding KTY84-130 temperature sensor; without stator without rotor sleeve; Cable length 500mm Cable outlet at larger external diameter of cooling jacket R21: Special overall length Customer-specific motor | - | 0 | 7
1FE1082-4MR11-1BN2-Z | T29 | 1FE1082-4MR11-1BN2-ZT29 | 1 | UN | 1 | 30 | D | D | N | 9I999IR | 85030099 | 1 |  | 16.1 | KG | 3957.43 | 3957.43 | MC05 | MC05 | SIMOTICS M Built-in synchronous motor DC link 600V, 105K, IP00, 4-pole Individual components: rotor stator, 42 Nm, In=24A, 8.8kW NN=2000rpm, Nmax=11000rpm VPM required; Restricted max. speed (customer-spec.) Overhead encapsulation =+Standard protection (KTY) Standard cooling jacket; Customer-specific rotor version Bare cable ends L=0.5m T29: Customer-specific rotor version Customer-specific motor | - | 0 | 7
1FE1082-4WN51-4BW2 |  | 1FE1082-4WN51-4BW2 | 1 | UN | 1 | 30 | D | D | N | 9I999IR | 85030099 | 1 |  | 15 | KG | 2323.46 | 2323.46 | MC05 | MC05 | SIMOTICS M Built-in synchronous motor Individual components Stator 15.5kW; NN=3500rpm; MN=42Nm; VPM required; water cooling (High Torque/High Speed 1); Encapsulated winding Universal protection; Standard cooling jacket water; without rotor; Cable length 500mm Cable outlet at larger external diameter of cooling jacket customer-specific motor | - | 0 | 7
1FE1082-4WN51-5WA2 |  | 1FE1082-4WN51-5WA2 | 1 | UN | 1 | 30 | D | D | N | N | 85030099 | 1 |  | 3.1 | KG | 967.79 | 967.79 | MC05 | MC05 | SIMOTICS M Built-in synchronous motor Individual components Rotor 15.5kW; NN=3500rpm; MN=42Nm; VPM required; water cooling (High Torque/High Speed 1); Encapsulated winding Universal protection; without stator without rotor sleeve; Cable length 500mm Cable outlet at larger external diameter of cooling jacket customer-specific motor | - | 0 | 7
1FE1082-6WP10-1BN2-Z | T37 | 1FE1082-6WP10-1BN2-ZT37 | 1 | UN | 1 | 30 | D | D | N | 9I999IR | 85030099 | 1 |  | 19.7 | KG | 4030.63 | 4030.63 | MC05 | MC05 | SIMOTICS M built-in synchronous motor Individual components stator, rotor PN=34kW, NN=5000rpm MN=65Nm, Nmax=8500rpm Water cooling Encapsulated winding Standard protection (KTY) standard cooling jacket Special motor only with Z option Bare cable ends L=0.5m Cable outlet at large cooling jacket diameter T37: Sleeve IDM=74mm Not balanced | - | 0 | 7
1FE1082-6WQ11-4BW2 |  | 1FE1082-6WQ11-4BW2 | 1 | UN | 1 | 30 | D | D | N | 9I999IR | 85030099 | 1 |  | 12 | KG | 2051.35 | 2051.35 | MC05 | MC05 | SIMOTICS M Built-in synchronous motor Individual components Stator 29.3kW; NN=4300rpm; MN=65Nm; VPM required; water cooling (High Torque/High Speed 1); Encapsulated winding KTY84-130 temperature sensor Standard cooling jacket water; without rotor; Cable length 500mm Cable outlet at larger external diameter of cooling jacket customer-specific motor | - | 0 | 7
1FE1082-6WQ11-4NW3-Z | V17 | 1FE1082-6WQ11-4NW3-ZV17 | 1 | UN | 1 | 30 | D | D | N | 9I999IR | 85030099 | 1 |  | 17 | KG | 2376.86 | 2376.86 | MC05 | MC05 | SIMOTICS M Built-in synchronous motor Individual components Stator 29.3 kW; NN=4300rpm; MN=65Nm; VPM required; Water cooling (High Torque/High Speed 1); encapsulated winding KTY84-130 temperature sensor Customer-specific stator version only with Z option (V00-V99); without rotor; Cable length 500mm Cable outlet at smaller external diameter of cooling jacket V17: Customer-specific stator version Customer-specific motor | - | 0 | 7
1FE1082-6WQ11-5WD0 |  | 1FE1082-6WQ11-5WD0 | 1 | UN | 1 | 30 | D | D | N | N | 85030099 | 1 |  | 6.1 | KG | 1918.98 | 1918.98 | MC05 | MC05 | SIMOTICS M Built-in synchronous motor Individual components Rotor 29.3kW; NN=4300rpm; MN=65Nm; VPM required; water cooling (High Torque/High Speed 1); Encapsulated winding KTY84-130 temperature sensor without stator with rotor sleeve; Cable length 1,500mm Cable outlet at larger external diameter of cooling jacket customer-specific motor | - | 0 | 7
1FE1082-6WS11-4BW2 |  | 1FE1082-6WS11-4BW2 | 1 | UN | 1 | 30 | D | D | N | 9I999IR | 85030099 | 1 |  | 12 | KG | 2051.35 | 2051.35 | MC05 | MC05 | SIMOTICS M Built-in synchronous motor Individual components Stator 24.5kW; NN=3600rpm; MN=65Nm; VPM required; water cooling (High Torque/High Speed 1); Encapsulated winding KTY84-130 temperature sensor Standard cooling jacket water; without rotor; Cable length 500mm Cable outlet at larger external diameter of cooling jacket customer-specific motor | - | 0 | 7
1FE1083-4WN11-4BW3 |  | 1FE1083-4WN11-4BW3 | 1 | UN | 1 | 30 | D | D | N | 9I999IR | 85030099 | 1 |  | 20 | KG | 2669.15 | 2669.15 | MC05 | MC05 | SIMOTICS M Built-in synchronous motor Individual components Stator 28kW; NN=4200rpm; MN=63Nm; VPM required; water cooling (High Torque/High Speed 1); Encapsulated winding KTY84-130 temperature sensor Standard cooling jacket water; without rotor; Cable length 500mm Cable outlet at smaller external diameter of cooling jacket customer-specific motor | - | 0 | 7
1FE1083-4WN11-5WA3 |  | 1FE1083-4WN11-5WA3 | 1 | UN | 1 | 30 | D | D | N | N | 85030099 | 1 |  | 4.7 | KG | 1229.27 | 1229.27 | MC05 | MC05 | SIMOTICS M Built-in synchronous motor Individual components Rotor 28kW; NN=4200rpm; MN=63Nm; VPM required; water cooling (High Torque/High Speed 1); Encapsulated winding KTY84-130 temperature sensor; without stator without rotor sleeve; Cable length 500mm Cable outlet at smaller external diameter of cooling jacket customer-specific motor | - | 0 | 7
1FE1083-4WN31-1BA2 |  | 1FE1083-4WN31-1BA2 | 1 | UN | 1 | 30 | D | D | N | 9I999IR | 85030099 | 1 |  | 24.7 | KG | 3875.76 | 3875.76 | MC05 | MC05 | SIMOTICS M Built-in synchronous motor DC link 600V, 105K, IP00, 4-pole Individual components: rotor stator, 63Nm, In=77A, 28kW NN=4200rpm, Nmax=20000rpm VPM required KTY84 Temperature sensor WATER-COOLED; Overhead encapsulation +full protection (2x temp. sensor) STANDARD COOLING JACKET; W/O ROTOR SLEEVE; FREE LEAD ENDS L=0.5 M | - | 0 | 0
1FE1083-6MS11-1NN8-Z | T81V17X68 | 1FE1083-6MS11-1NN8-ZT81V17X68 | 1 | UN | 1 | 30 | D | D | N | 9I999IR | 85030099 | 1 |  | 22.8 | KG | 5410.4 | 5410.4 | MC05 | MC05 | SIMOTICS M Built-in synchronous motor DC link 600V, 105K, IP00, 4-pole Individual components: rotor stator, 84 Nm, In=43.5A, 26.5 kW NN=3000rpm, Nmax=7000 rpm VPM required; Overhead encapsulation with standard protection KTY; special coolant; Bare cable ends L=0.5m V17: Special coolant with add. drilled holes X68: abnormal cable outlet Cables 500 mm T81: Solid rotor with reinforcement Customer-specific version | - | 0 | 7
1FE1083-6MS11-4NW8-Z | V17X68 | 1FE1083-6MS11-4NW8-ZV17X68 | 1 | UN | 1 | 30 | D | D | N | 9I999IR | 85030099 | 1 |  | 22.8 | KG | 3072.43 | 3072.43 | MC05 | MC05 | SIMOTICS M Built-in synchronous motor DC link 600V, 105K, IP00, 6-pole only stator stator, 84 Nm, In=43.5A, 26.5 kW NN=3000rpm, Nmax=7000 rpm VPM required; Overhead encapsulation with standard protection KTY; special coolant; Bare cable ends L=0.5m V17: Special coolant with add. drilled holes X68: abnormal cable outlet Cables 500 mm Customer-specific version | - | 0 | 7
1FE1083-6MS11-5WN3-Z | T81 | 1FE1083-6MS11-5WN3-ZT81 | 1 | UN | 1 | 30 | D | D | N | N | 85030099 | 1 |  | 22.8 | KG | 2334.79 | 2334.79 | MC05 | MC05 | SIMOTICS M Built-in synchronous motor DC link 600V, 105K, IP00, 6-pole stator, 84 Nm, In=43.5A, 26.5 kW NN=3000rpm, Nmax=7000 rpm VPM required; Overhead encapsulation with standard protection KTY; special coolant; Bare cable ends L=0.5m . . Customer-specific version | - | 0 | 7
1FE1083-6WL10-1NB3-Z | V17 | 1FE1083-6WL10-1NB3-ZV17 | 1 | UN | 1 | 30 | D | D | N | 9I999IR | 85030099 | 1 |  | 18.1 | KG | 5184.15 | 5184.15 | MC05 | MC05 | SIMOTICS M built-in synchronous motor Individual components stator, rotor PN=56.5kW, NN=6000rpm MN=90Nm, Nmax=9000rpm Water cooling Encapsulated winding Standard protection (KTY) special coolant only with Z option With rotor sleeve, IDM=67mm Bare cable ends, L=0.5m Cable outlet at small cooling jacket diameter V17=Threaded hole on both sides on cooling jacket SMR-143-2013 | - | 0 | 7
1FE1083-6WL10-3WB0 |  | 1FE1083-6WL10-3WB0 | 1 | UN | 1 | 30 | D | D | N | N | 85030099 | 1 |  | 10.6 | KG | 2177.97 | 2177.97 | MC05 | MC05 | SIMOTICS M Built-in synchronous motor Rotor spare part PN=56.6kW, NN=6000rpm MN=90Nm, Nmax=9000rpm water cooling Encapsulated winding Standard protection (KTY) With rotor sleeve IDM=67mm Bare cable ends, L=1.5m Cable outlet at large cooling jacket diameter | - | 0 | 0
1FE1083-6WP30-1BB0 |  | 1FE1083-6WP30-1BB0 | 1 | UN | 1 | 30 | D | D | N | 9I999IR | 85030099 | 1 |  | 27.6 | KG | 4313.88 | 4313.88 | MC05 | MC05 | SIMOTICS M Built-in synchronous motor DC link 600V, 105K, IP00, 6-pole Individual components: rotor stator, 97Nm, In=66A, 35.5kW NN=3500rpm, Nmax=5500rpm KTY84 Temperature sensor WATER-COOLED; Overhead encapsulation +full protection (2x temp. sensor) STANDARD COOLING JACKET; ROTOR BUSH IDM = 67 MM FREE LEAD ENDS L=1.5M | - | 0 | 0
1FE1083-6WP30-1BB2 |  | 1FE1083-6WP30-1BB2 | 1 | UN | 1 | 30 | D | D | N | 9I999IR | 85030099 | 1 |  | 27.6 | KG | 4281.47 | 4281.47 | MC05 | MC05 | SIMOTICS M Built-in synchronous motor DC link 600V, 105K, IP00, 6-pole Individual components: rotor stator, 97Nm, In=66A, 35.5kW NN=3500rpm, Nmax=5500rpm KTY84 Temperature sensor WATER-COOLED; Overhead encapsulation +full protection (2x temp. sensor) STANDARD COOLING JACKET; ROTOR BUSH IDM = 67 MM FREE LEAD ENDS L=0.5 M | - | 0 | 0
1FE1083-6WP30-1BB3 |  | 1FE1083-6WP30-1BB3 | 1 | UN | 1 | 30 | D | D | N | 9I999IR | 85030099 | 1 |  | 27.6 | KG | 4313.88 | 4313.88 | MC05 | MC05 | SIMOTICS M Built-in synchronous motor DC link 600V, 105K, IP00, 6-pole Individual components: rotor stator, 97Nm, In=66A, 35.5kW NN=3500rpm, Nmax=5500rpm KTY84 Temperature sensor WATER-COOLED; Overhead encapsulation +full protection (2x temp. sensor) STANDARD COOLING JACKET; ROTOR BUSH IDM = 67 MM FREE CABLE ENDS L=0.5 M AT THE SMALL OUTER DIAMETER | - | 0 | 0
1FE1084-4WN11-1BA2 |  | 1FE1084-4WN11-1BA2 | 1 | UN | 1 | 30 | D | D | N | 9I999IR | 85030099 | 1 |  | 31.2 | KG | 4472.55 | 4472.55 | MC05 | MC05 | SIMOTICS M Built-in synchronous motor DC link 600V, 105K, IP00, 4-pole Individual components: rotor stator, 84 Nm, In=105A, 38kW NN=4300rpm, Nmax=20000rpm VPM required KTY84 Temperature sensor WATER-COOLED; Overhead encapsulation with standard protection 2x temp. sensor STANDARD COOLING JACKET; W/O ROTOR SLEEVE; FREE LEAD ENDS L=0.5 M | - | 0 | 0
1FE1084-4WN11-6BA0 |  | 1FE1084-4WN11-6BA0 | 1 | UN | 1 | 30 | D | D | N | 9I999IR | 85030099 | 1 |  | 31.2 | KG | 4427.18 | 4427.18 | MC05 | MC05 | SIMOTICS M Built-in synchronous motor DC link 600V, 105K, IP00, 4-pole Individual components: rotor stator, 84 Nm, In=105A, 38kW NN=4300rpm, Nmax=20000rpm VPM required Temperature sensor Pt1000 WATER-COOLED; Overhead encapsulation with standard protection 2x temp. sensor STANDARD COOLING JACKET; W/O ROTOR SLEEVE; FREE LEAD ENDS L=1.5M | - | 0 | 0
1FE1084-4WP11-6BA0 |  | 1FE1084-4WP11-6BA0 | 1 | UN | 1 | 30 | D | D | N | 9I999IR | 85030099 | 1 |  | 31.2 | KG | 4562.42 | 4562.42 | MC05 | MC05 | SIMOTICS M Built-in synchronous motor DC link 600V, 105K, IP00, 4-pole Individual components: rotor stator, 78 Nm, In=79A, 35 kW NN=4300rpm, Nmax=20000rpm VPM required Temperature sensor Pt1000 WATER-COOLED; Overhead encapsulation with standard protection 2x temp. sensor STANDARD COOLING JACKET; W/O ROTOR SLEEVE; FREE LEAD ENDS L=1.5M | - | 0 | 0
1FE1084-6WU11-1BC2 |  | 1FE1084-6WU11-1BC2 | 1 | UN | 1 | 30 | D | D | N | 9I999IR | 85030099 | 1 |  | 34.2 | KG | 4694.6 | 4694.6 | MC05 | MC05 | SIMOTICS M Built-in synchronous motor DC link 600V, 105K, IP00, 6-pole Individual components: rotor stator, 130Nm, In=45A, 23kW NN=1700rpm, Nmax=7000rpm VPM required KTY84 Temperature sensor WATER-COOLED; Overhead encapsulation with standard protection 2x temp. sensor STANDARD COOLING JACKET; ROTOR BUSH IDM = 74 MM FREE LEAD ENDS L=0.5 M | - | 0 | 0
1FE1084-6WU11-2BW2 |  | 1FE1084-6WU11-2BW2 | 1 | UN | 1 | 30 | D | D | N | 9I999IR | 85030099 | 1 |  | 22 | KG | 2982.17 | 2982.17 | MC05 | MC05 | SIMOTICS M Built-in synchronous motor Spare part only stator DC link 600V, 105K, IP00, 6-pole 130Nm, In=45A, 23kW NN=1700rpm, Nmax=7000rpm VPM required KTY84 Temperature sensor WATER-COOLED; Overhead encapsulation with standard protection 2x temp. sensor STANDARD COOLING JACKET; FREE LEAD ENDS L=0.5 M | - | 0 | 0
1FE1084-9MK10-4NW8-Z | H1AV36X12 | 1FE1084-9MK10-4NW8-ZH1AV36X12 | 1 | UN | 1 | 30 | D | D | N | 9I999IR | 85030099 | 1 |  | 18.3 | KG | 3817.31 | 3817.31 | MC05 | MC05 | SIMOTICS M Built-in synchronous motor Individual components Stator 34.6 kW; NN=2800rpm; MN=118Nm; VPM not required; Restricted maximum speed (customer-spec.); encapsulated winding KTY84-130 temperature sensor only with Z option (V00-V99); without rotor; only with Z option (X00-X99) H1A: Special lamination V36: Customer-specific stator version X12: Customer-specific cable routing Customer-specific motor | - | 0 | 7
1FE1084-9MK10-5WN0-Z | H1AT90 | 1FE1084-9MK10-5WN0-ZH1AT90 | 1 | UN | 1 | 30 | D | D | N | N | 85030099 | 1 |  | 22.1 | KG | 1914.61 | 1914.61 | MC05 | MC05 | SIMOTICS M Built-in synchronous motor Individual components Rotor 34.6 kW; NN=2800rpm; MN=118Nm VPM not required; Restricted maximum speed (customer-spec.); encapsulated winding KTY84-130 temperature sensor without stator only with Z option (T00-T99); Cable length 1,500mm Cable outlet at larger external diameter of cooling jacket T90: Customer-specific rotor version H1A: Special lamination Customer-specific motor | - | 0 | 7
1FE1085-4WQ31-1BA1 |  | 1FE1085-4WQ31-1BA1 | 1 | UN | 1 | 30 | D | D | N | 9I999IR | 85030099 | 1 |  | 37.7 | KG | 5038.49 | 5038.49 | MC05 | MC05 | SIMOTICS M Built-in synchronous motor DC link 600V, 105K, IP00, 4-pole Individual components: rotor, stator 105Nm, In=85A, 33kW NN=3000rpm, Nmax=16000rpm VPM required KTY84 Temperature sensor WATER-COOLED; Overhead encapsulation +full protection (2x temp. sensor) STANDARD COOLING JACKET; W/O ROTOR SLEEVE; FREE CABLE ENDS L=1.5 M AT THE SMALL OUTER DIAMETER | - | 0 | 0
1FE1085-4WQ31-2BW0 |  | 1FE1085-4WQ31-2BW0 | 1 | UN | 1 | 30 | D | D | N | 9I999IR | 85030099 | 1 |  | 30 | KG | 4322.53 | 4322.53 | MC05 | MC05 | SIMOTICS M Built-in synchronous motor Spare part only stator DC link 600V, 105K, IP00, 4-pole 105Nm, In=85A, 33kW NN=3000rpm, Nmax=16000rpm VPM required KTY84 Temperature sensor WATER-COOLED; Overhead encapsulation +full protection (2x temp. sensor) STANDARD COOLING JACKET; FREE LEAD ENDS L=1.5M | - | 0 | 0
1FE1085-4WQ31-2BW1 |  | 1FE1085-4WQ31-2BW1 | 1 | UN | 1 | 30 | D | D | N | 9I999IR | 85030099 | 1 |  | 30 | KG | 4364.32 | 4364.32 | MC05 | MC05 | SIMOTICS M Built-in synchronous motor Spare part only stator DC link 600V, 105K, IP00, 4-pole 105Nm, In=85A, 33kW NN=3000rpm, Nmax=16000rpm VPM required KTY84 Temperature sensor WATER-COOLED; Overhead encapsulation +full protection (2x temp. sensor) STANDARD COOLING JACKET; FREE CABLE ENDS L=1.5 M AT THE SMALL OUTER DIAMETER | - | 0 | 0
1FE1085-4WQ31-3WA1 |  | 1FE1085-4WQ31-3WA1 | 1 | UN | 1 | 30 | D | D | N | N | 85030099 | 1 |  | 7.7 | KG | 1990.42 | 1990.42 | MC05 | MC05 | SIMOTICS M Built-in synchronous motor Spare part only rotor DC link 600V, 105K, IP00, 4-pole 105Nm, In=85A, 33kW NN=3000rpm, Nmax=16000rpm VPM required WATER-COOLED; Overhead encapsulation +full protection (2x temp. sensor) W/O ROTOR SLEEVE; . | - | 0 | 0
1FE1091-6WN10-2BW2 |  | 1FE1091-6WN10-2BW2 | 1 | UN | 1 | 30 | D | D | N | 9I999IR | 85030099 | 1 |  | 14 | KG | 2528.68 | 2528.68 | MC05 | MC05 | SIMOTICS M Built-in synchronous motor Spare part only stator DC link 600V, 105K, IP00, 6-pole 28Nm, In=24A, 10 kW NN=3500rpm, Nmax=7000rpm KTY84 Temperature sensor WATER-COOLED; Overhead encapsulation with standard protection 2x temp. sensor STANDARD COOLING JACKET; FREE LEAD ENDS L=0.5 M | - | 0 | 0
1FE1091-6WN10-3WC2 |  | 1FE1091-6WN10-3WC2 | 1 | UN | 1 | 30 | D | D | N | N | 85030099 | 1 |  | 4.5 | KG | 1724.35 | 1724.35 | MC05 | MC05 | SIMOTICS M Built-in synchronous motor Spare part only rotor DC link 600V, 105K, IP00, 6-pole 28Nm, In=24A, 10 kW NN=3500rpm, Nmax=7000rpm WATER-COOLED; Overhead encapsulation with standard protection 2x temp. sensor ROTOR SLEEVE IDM=80 MM; . | - | 0 | 0
1FE1092-4WP31-1BN2-Z | T05 | 1FE1092-4WP31-1BN2-ZT05 | 1 | UN | 1 | 30 | D | D | N | 9I999IR | 85030099 | 1 |  | 29.8 | KG | 4989.6 | 4989.6 | MC05 | MC05 | SIMOTICS M Built-in synchronous motor Individual components stator, rotor PN=16kW, NN=3400rpm MN=45Nm, Nmax=18000rpm water cooling Encapsulated winding Full protection (KTY+PTC) standard cooling jacket Special motor only with Z option Bare cable ends L=0.5m Cable outlet at large cooling jacket diameter VPM required Z=T05: Sleeve with IDM=67mm | - | 0 | 7
1FE1093-4WD31-1NN0-Z | T15V80 | 1FE1093-4WD31-1NN0-ZT15V80 | 1 | UN | 1 | 30 | D | D | N | 9I999IR | 85030099 | 1 |  | 42.9 | KG | 4780.6 | 4780.6 | MC05 | MC05 | SIMOTICS M Built-in synchronous motor DC link 600V, 105K, IP00, 4-pole Individual components: rotor stator, 33 kW, 63 Nm, In=97A NN=5000rpm, Nmax=18000rpm VPM required; Water-cooled; Full protection (KTY+PTC); V80: Without cooling jacket With overhead encapsulation T15: Rotor sleeve D=67mm; Balance quality G2.5; Bare cable ends L=1.5m | - | 0 | 7
1FE1093-4WN11-2BW8-Z | X18 | 1FE1093-4WN11-2BW8-ZX18 | 1 | UN | 1 | 30 | D | D | N | 9I999IR | 85030099 | 1 |  | 33 | KG | 3435.3 | 3435.3 | MC05 | MC05 | SIMOTICS M Built-in synchronous motor Spare part only stator DC link 600V, 105K, IP00, 4-pole 75Nm, In=60A, 26kW NN=3300rpm, Nmax=16000rpm VPM required; Water-cooled; Overhead encapsulation with standard protection KTY; Standard cooling jacket; X18: Customer-specific cable routing Customer-specific motor | - | 0 | 7
1FE1093-4WN31-1BN0 |  | 1FE1093-4WN31-1BN0 | 1 | UN | 1 | 30 | D | D | N | 9I999IR | 85030099 | 1 |  | 40.5 | KG | 4471.28 | 4471.28 | MC05 | MC05 | SIMOTICS M Built-in synchronous motor DC link 600V, 105K, IP00, 4-pole Individual components: rotor stator, 75Nm, In=60A, 26kW NN=3300rpm, Nmax=16000rpm VPM required; Water-cooled; Overhead encapsulation +full protection (KTY+PTC); Standard cooling jacket; Bare cable ends L=1.5m Rigid joint; Customer-specific rotor sleeve | - | 0 | 7
1FE1093-4WN31-1NA0-Z | V74 | 1FE1093-4WN31-1NA0-ZV74 | 1 | UN | 1 | 30 | D | D | N | 9I999IR | 85030099 | 1 |  | 42.9 | KG | 4529.11 | 4529.11 | MC05 | MC05 | SIMOTICS M Built-in synchronous motor DC link 600V, 105K, IP00, 4-pole Individual components: rotor stator, 75Nm, In=60A, 26kW NN=3300rpm, Nmax=16000rpm VPM required; Water-cooled; Overhead encapsulation +full protection (KTY+PTC); Customer-specific stator version without rotor sleeve; Bare cable ends L=1.5m Rigid joint; V74: Customer-specific stator version Customer-specific motor | - | 0 | 7
1FE1093-6WN30-2BW2 |  | 1FE1093-6WN30-2BW2 | 1 | UN | 1 | 30 | D | D | N | 9I999IR | 85030099 | 1 |  | 28 | KG | 2838.99 | 2838.99 | MC05 | MC05 | SIMOTICS M Built-in synchronous motor Spare part only stator DC link 600V, 105K, IP00, 6-pole 100 Nm, In=83A, 36.6kW NN=3500rpm, Nmax=7000rpm KTY84 Temperature sensor WATER-COOLED; Overhead encapsulation +full protection (2x temp. sensor) STANDARD COOLING JACKET; FREE LEAD ENDS L=0.5 M | - | 0 | 0
1FE1093-6WV11-1BC0 |  | 1FE1093-6WV11-1BC0 | 1 | UN | 1 | 30 | D | D | N | 9I999IR | 85030099 | 1 |  | 38.5 | KG | 4553.85 | 4553.85 | MC05 | MC05 | SIMOTICS M Built-in synchronous motor DC link 600V, 105K, IP00, 6-pole Individual components: rotor stator, 100 Nm, In=42A, 17kW NN=1600rpm, Nmax=7000rpm VPM required KTY84 Temperature sensor WATER-COOLED; Overhead encapsulation with standard protection 2x temp. sensor STANDARD COOLING JACKET; ROTOR SLEEVE IDM=80 MM; FREE LEAD ENDS L=1.5M | - | 0 | 0
1FE1093-6WV11-1BN2-Z | T06 | 1FE1093-6WV11-1BN2-ZT06 | 1 | UN | 1 | 30 | D | D | N | 9I999IR | 85030099 | 1 |  | 38.5 | KG | 4683.89 | 4683.89 | MC05 | MC05 | SIMOTICS M Built-in synchronous motor Individual component stator, rotor PN=16.8kW, NN=1600rpm MN=100Nm, Nmax=7000rpm water cooling Encapsulated winding Standard protection (KTY) standard cooling jacket special motor, only with Z option Bare cable ends, L=0.5m Cable outlet at large cooling jacket diameter VPM required T06: Sleeve with IDM=80.1mm Not balanced | - | 0 | 0
1FE1093-6WV11-1NC0-Z | V70 | 1FE1093-6WV11-1NC0-ZV70 | 1 | UN | 1 | 30 | D | D | N | 9I999IR | 85030099 | 1 |  | 35.5 | KG | 5316.89 | 5316.89 | MC05 | MC05 | SIMOTICS M Built-in synchronous motor Individual components stator, rotor PN=16.8kW, NN=1600rpm MN=100Nm, Nmax=7000rpm water cooling Encapsulated winding Standard protection (KTY) with cooling jacket see Z option With rotor sleeve IDM=80mm Bare cable ends L=1.5m Cable outlet at large cooling jacket diameter VPM required V70=special coolant | - | 0 | 7
1FE1093-6WV11-3WB2 |  | 1FE1093-6WV11-3WB2 | 1 | UN | 1 | 30 | D | D | N | N | 85030099 | 1 |  | 12.7 | KG | 2193.23 | 2193.23 | MC05 | MC05 | SIMOTICS M Built-in synchronous motor Spare part only rotor DC link 600V, 105K, IP00, 6-pole 100 Nm, In=42A, 17kW NN=1600rpm, Nmax=7000rpm VPM required WATER-COOLED; Overhead encapsulation with standard protection 2x temp. sensor ROTOR SLEEVE IDM=67 MM; . | - | 0 | 0
1FE1093-6WV31-1NC3-Z | V70 | 1FE1093-6WV31-1NC3-ZV70 | 1 | UN | 1 | 30 | D | D | N | 9I999IR | 85030099 | 1 |  | 35.5 | KG | 5385.06 | 5385.06 | MC05 | MC05 | SIMOTICS M built-in synchronous motor Individual components stator, rotor PN=16.8kW, NN=1600rpm MN=100Nm, Nmax=7000rpm Water cooling Encapsulated winding Full protection (KTY+PTC) special coolant only with Z option With rotor sleeve, IDM=80mm Bare cable ends L=0.5m Cable outlet at small cooling jacket diameter VPM required V70: special coolant | - | 0 | 7
1FE1093-6WX11-1BC2 |  | 1FE1093-6WX11-1BC2 | 1 | UN | 1 | 30 | D | D | N | 9I999IR | 85030099 | 1 |  | 38.5 | KG | 4688.34 | 4688.34 | MC05 | MC05 | SIMOTICS M Built-in synchronous motor Individual components: Rotor, Stator 15kW; NN=1460rpm; MN=98Nm; VPM required; water cooling (High Torque/High Speed 1); Encapsulated winding KTY84-130 temperature sensor Standard cooling jacket water; with rotor sleeve; Cable length 500mm Cable outlet at larger external diameter of cooling jacket customer-specific motor | - | 0 | 7
1FE1094-4WD11-1NA0-Z | V80 | 1FE1094-4WD11-1NA0-ZV80 | 1 | UN | 1 | 30 | D | D | N | 9I999IR | 85030099 | 1 |  | 50.95 | KG | 5009.53 | 5009.53 | MC05 | MC05 | SIMOTICS M Built-in synchronous motor Individual components: rotor stator, 37.5kW, 89.5Nm NN=4000rpm, Nmax=18000rpm water cooling Encapsulated winding Standard protection (KTY) SPECIAL STATOR, only with Z option without rotor sleeve Bare cable ends, L=1.5m VPM required V80: Stator without cooling jacket | - | 0 | 7
1FE1094-4WD31-1NN0-Z | T15V80 | 1FE1094-4WD31-1NN0-ZT15V80 | 1 | UN | 1 | 30 | D | D | N | 9I999IR | 85030099 | 1 |  | 50.95 | KG | 5586.12 | 5586.12 | MC05 | MC05 | SIMOTICS M Built-in synchronous motor DC link 600V, 105K, IP00, 4-pole Individual components: rotor stator, 37.5 kW, 89.5Nm, In=108A NN=4000rpm, Nmax=18000rpm VPM required; Water-cooled; Full protection (KTY+PTC); V80: Without cooling jacket With overhead encapsulation T15: Rotor sleeve D=67mm; Balance quality G2.5; Bare cable ends L=1.5m | - | 0 | 7
1FE1094-4WL11-4NW8-Z | V02X67 | 1FE1094-4WL11-4NW8-ZV02X67 | 1 | UN | 1 | 30 | D | D | N | 9I999IR | 85030099 | 1 |  | 40.3 | KG | 3560.29 | 3560.29 | MC05 | MC05 | SIMOTICS M Built-in synchronous motor Individual components Stator 40 kW; NN=3800rpm; MN=100Nm; VPM required; Water cooling (High Torque/High Speed 1); encapsulated winding KTY84-130 temperature sensor without rotor; V02: Customer-specific stator version only with Z option (V00-V99); X67: Customer-specific cable routing only with Z option (X00-X99) Customer-specific motor | - | 0 | 7
1FE1094-4WL11-5WA0 |  | 1FE1094-4WL11-5WA0 | 1 | UN | 1 | 30 | D | D | N | N | 85030099 | 1 |  | 9.6 | KG | 1833.39 | 1833.39 | MC05 | MC05 | SIMOTICS M Built-in synchronous motor Individual components Rotor 40kW; NN=3800rpm; MN=100Nm; VPM required; water cooling (High Torque/High Speed 1); Encapsulated winding KTY84-130 temperature sensor without stator without rotor sleeve; Cable length 1,500mm Cable outlet at larger external diameter of cooling jacket customer-specific motor | - | 0 | 7
1FE1094-4WS01-1AR8-Z | X35 | 1FE1094-4WS01-1AR8-ZX35 | 1 | UN | 1 | 30 | D | D | N | 9I999IR | 85030099 | 1 |  | 50.5 | KG | 4906.09 | 4906.09 | MC05 | MC05 | SIMOTICS M Built-in synchronous motor DC link 600V, 105K, IP00, 4-pole Individual components: rotor, Stator 100 Nm, In=60A, 26kW NN=2500rpm, Nmax=13000rpm VPM required; Water-cooled; Potted winding with standard protection KTY; without cooling jacket; (reduction of the electrical data) without rotor sleeve, IDM=80mm X35: Customer-specific cable routing Customer-specific motor | - | 0 | 7
1FE1095-4WN11-1BA0 |  | 1FE1095-4WN11-1BA0 | 1 | UN | 1 | 30 | D | D | N | 9I999IR | 85030099 | 1 |  | 59.7 | KG | 5641.3 | 5641.3 | MC05 | MC05 | SIMOTICS M Built-in synchronous motor DC link 600V, 105K, IP00, 4-pole Individual components: rotor stator, 125Nm, In=108A, 46 kW NN=3500rpm, Nmax=18000rpm VPM required KTY84 Temperature sensor WATER-COOLED; Overhead encapsulation with standard protection 2x temp. sensor STANDARD COOLING JACKET; W/O ROTOR SLEEVE; FREE LEAD ENDS L=1.5M | - | 0 | 0
1FE1103-4WN31-1BA2 |  | 1FE1103-4WN31-1BA2 | 1 | UN | 1 | 30 | D | D | N | 9I999IR | 85030099 | 1 |  | 40.3 | KG | 4931.52 | 4931.52 | MC05 | MC05 | SIMOTICS M Built-in synchronous motor DC link 600V, 105K, IP00, 4-pole Individual components: rotor, stator 102Nm, In=84A, 38.0kW NN=3600rpm, Nmax=16000rpm VPM required KTY84 Temperature sensor WATER-COOLED; Overhead encapsulation +full protection (2x temp. sensor) STANDARD COOLING JACKET; W/O ROTOR SLEEVE; FREE LEAD ENDS L=0.5 M | - | 0 | 0
1FE1104-4WN11-1BA0 |  | 1FE1104-4WN11-1BA0 | 1 | UN | 1 | 30 | D | D | N | 9I999IR | 85030099 | 1 |  | 50 | KG | 5777.66 | 5777.66 | MC05 | MC05 | SIMOTICS M Built-in synchronous motor DC link 600V, 105K, IP00, 4-pole Individual components: rotor, stator 136Nm, In=120A, 54kW NN=3800rpm, Nmax=16000rpm VPM required KTY84 Temperature sensor WATER-COOLED; Overhead encapsulation with standard protection 2x temp. sensor STANDARD COOLING JACKET; W/O ROTOR SLEEVE; FREE LEAD ENDS L=1.5M | - | 0 | 0
1FE1113-6LU01-4NW2-Z | V31 | 1FE1113-6LU01-4NW2-ZV31 | 1 | UN | 1 | 30 | D | D | N | N | 85030099 | 1 |  | 11.8 | KG | 2641.27 | 2641.27 | MC05 | MC05 | SIMOTICS M Built-in synchronous motor Individual component stator PN=19.8kW, NN=1800rpm MN=105Nm, Nmax=7000rpm air cooling Potted winding Standard protection (KTY) special coolant: Z=V31 Bare cable ends, L=0.5m Cable outlet at large cooling jacket diameter VPM required V31: Laminated fabric ring single-sided SMR-104-2015 | - | 0 | 7
1FE1113-6LU01-4NW2-Z | V34 | 1FE1113-6LU01-4NW2-ZV34 | 1 | UN | 1 | 30 | D | D | N | 9I999IR | 85030099 | 1 |  | 42.3 | KG | 2582.06 | 2582.06 | MC05 | MC05 | SIMOTICS M Built-in synchronous motor Individual component stator PN=19.8kW, NN=1.800rpm MN=105Nm, Nmax=7.000rpm air cooling Potted winding Standard protection (KTY) special coolant only with Z option Bare cable ends, L=0.5m Cable outlet at large cooling jacket diameter VPM required V34: cooling jacket with laminated fabric ring and threaded hole in cooling jacket on both sides SMR-92-2015 | - | 0 | 7
1FE1113-6MU11-4BW2 |  | 1FE1113-6MU11-4BW2 | 1 | UN | 1 | 30 | D | D | N | 9I999IR | 85030099 | 1 |  | 42.3 | KG | 2342.47 | 2342.47 | MC05 | MC05 | SIMOTICS M Built-in synchronous motor Individual components Stator 31.4kW; NN=2000rpm; MN=155Nm; VPM required; Restricted maximum speed (customer-spec.); Encapsulated winding KTY84-130 temperature sensor; Standard cooling jacket water; without rotor; Cable length 500mm Cable outlet at larger external diameter of cooling jacket customer-specific motor | - | 0 | 7
1FE1113-6MU11-4NW3-Z | V09 | 1FE1113-6MU11-4NW3-ZV09 | 1 | UN | 1 | 30 | D | D | N | 9I999IR | 85030099 | 1 |  | 42.3 | KG | 2733.71 | 2733.71 | MC05 | MC05 | SIMOTICS M Built-in synchronous motor Individual component stator PN=33kW, NN=2100rpm MN=150Nm, Nmax=3500rpm Restricted maximum speed through rotor T80 Encapsulated winding Standard protection (KTY) special coolant only with Z option Bare cable ends, L=0.5m Cable outlet at small cooling jacket diameter VPM required Z=V09: threaded hole Both sides on cooling jacket SMR-93-2015 | - | 0 | 7
1FE1113-6WD30-1BE0 |  | 1FE1113-6WD30-1BE0 | 1 | UN | 1 | 30 | D | D | N | 9I999IR | 85030099 | 1 |  | 57.5 | KG | 4688.13 | 4688.13 | MC05 | MC05 | SIMOTICS M Built-in synchronous motor Individual components: Rotor, Stator 14.9kW; NN=950rpm; MN=150Nm; VPM not required; water cooling (High Torque/High Speed 1); Encapsulated winding full motor protection Add. PTC thermistor triplet KTY84-130/3*PTC180Â°Celsius Standard cooling jacket water; with rotor sleeve; Cable length 1,500mm Cable outlet at larger external diameter of cooling jacket customer-specific motor | - | 0 | 7
1FE1113-6WU11-1BA0 |  | 1FE1113-6WU11-1BA0 | 1 | UN | 1 | 30 | D | D | N | 9I999IR | 85030099 | 1 |  | 52.7 | KG | 4400.48 | 4400.48 | MC05 | MC05 | SIMOTICS M Built-in synchronous motor DC link 600V, 105K, IP00, 6-pole Individual components: rotor stator, 150Nm, In=60A, 33kW NN=2100rpm, Nmax=6500rpm VPM required KTY84 Temperature sensor WATER-COOLED; Overhead encapsulation with standard protection 2x temp. sensor STANDARD COOLING JACKET W/O ROTOR SLEEVE; FREE LEAD ENDS L=1.5M | - | 0 | 0
1FE1113-6WU11-1BA2 |  | 1FE1113-6WU11-1BA2 | 1 | UN | 1 | 30 | D | D | N | 9I999IR | 85030099 | 1 |  | 52.7 | KG | 4368.07 | 4368.07 | MC05 | MC05 | SIMOTICS M Built-in synchronous motor DC link 600V, 105K, IP00, 6-pole Individual components: rotor stator, 150Nm, In=60A, 33kW NN=2100rpm, Nmax=6500rpm VPM required KTY84 Temperature sensor WATER-COOLED; Overhead encapsulation with standard protection 2x temp. sensor STANDARD COOLING JACKET W/O ROTOR SLEEVE; FREE LEAD ENDS L=0.5 M | - | 0 | 0
1FE1113-6WU11-4BW2 |  | 1FE1113-6WU11-4BW2 | 1 | UN | 1 | 30 | D | D | N | 9I999IR | 85030099 | 1 |  | 43 | KG | 2342.47 | 2342.47 | MC05 | MC05 | SIMOTICS M Built-in synchronous motor Individual components Stator 33kW; NN=2100rpm; MN=150Nm; VPM required; water cooling (High Torque/High Speed 1); Encapsulated winding KTY84-130 temperature sensor Standard cooling jacket water; without rotor; Cable length 500mm Cable outlet at larger external diameter of cooling jacket customer-specific motor | - | 0 | 7
1FE1113-6WU11-4NW3-Z | V09 | 1FE1113-6WU11-4NW3-ZV09 | 1 | UN | 1 | 30 | D | D | N | 9I999IR | 85030099 | 1 |  | 40.6 | KG | 2733.72 | 2733.72 | MC05 | MC05 | SIMOTICS M built-in synchronous motor Individual component stator PN=33kW, NN=2100rpm MN=150Nm, Nmax=6500rpm Water cooling Encapsulated winding Standard protection KTY; special coolant only with Z option Bare cable ends L=0.5 m Cable outlet at smaller external diameter of cooling jacket VPM required; V09: Thread on both sides on Cooling jacket customer-specific motor | - | 0 | 7
1FE1113-6WX11-4NW3-Z | V09 | 1FE1113-6WX11-4NW3-ZV09 | 1 | UN | 1 | 30 | D | D | N | 9I999IR | 85030099 | 1 |  | 40.6 | KG | 2733.71 | 2733.71 | MC05 | MC05 | SIMOTICS M Built-in synchronous motor Individual components Stator 22 kW; NN=1400rpm; MN=150Nm; VPM required; Water cooling (High Torque/High Speed 1); encapsulated winding KTY84-130 temperature sensor; only with Z option (V00-V99); without rotor; Cable length 500mm Cable outlet at smaller external diameter of cooling jacket V09: Customer-specific stator version Customer-specific motor | - | 0 | 7
1FE1113-6WX31-1ND2-Z | V01 | 1FE1113-6WX31-1ND2-ZV01 | 1 | UN | 1 | 30 | D | D | N | 9I999IR | 85030099 | 1 |  | 49 | KG | 4582.05 | 4582.05 | MC05 | MC05 | SIMOTICS M Built-in synchronous motor DC link 600V, 105K, IP00, 6-pole Individual components: rotor stator, 150Nm, In=43A, 22 kW NN=1400rpm, Nmax=5700rpm VPM required Water-cooled; Overhead encapsulation +full protection (KTY+PTC); Customer-specific rotor version Rotor sleeve IDM=80 mm Bare cable ends L=0.5m V01: Customer-specific stator version Customer-specific motor | - | 0 | 7
1FE1113-6WX31-1ND2-Z | V03 | 1FE1113-6WX31-1ND2-ZV03 | 1 | UN | 1 | 30 | D | D | N | 9I999IR | 85030099 | 1 |  | 49 | KG | 4582.05 | 4582.05 | MC05 | MC05 | SIMOTICS M Built-in synchronous motor DC link 600V, 105K, IP00, 6-pole Individual components: rotor stator, 150Nm, In=43A, 22 kW NN=1400rpm, Nmax=5700rpm VPM required Water-cooled; Overhead encapsulation +full protection (KTY+PTC); Customer-specific rotor version Rotor sleeve IDM=80 mm Bare cable ends L=0.5m V03: Customer-specific stator version Customer-specific motor | - | 0 | 7
1FE1113-6WX31-1ND2-Z | V74 | 1FE1113-6WX31-1ND2-ZV74 | 1 | UN | 1 | 30 | D | D | N | 9I999IR | 85030099 | 1 |  | 49 | KG | 5177.64 | 5177.64 | MC05 | MC05 | SIMOTICS M Built-in synchronous motor DC link 600V, 105K, IP00, 6-pole Individual components: rotor stator, 150Nm, In=43A, 22 kW NN=1400rpm, Nmax=5700rpm VPM required Water-cooled; Overhead encapsulation +full protection (KTY+PTC); Customer-specific stator version Rotor sleeve IDM=80 mm Bare cable ends L=0.5m V74: Customer-specific stator version Customer-specific motor | - | 0 | 7
1FE1114-6WT11-1BC0 |  | 1FE1114-6WT11-1BC0 | 1 | UN | 1 | 30 | D | D | N | 9I999IR | 85030099 | 1 |  | 73.6 | KG | 5563.09 | 5563.09 | MC05 | MC05 | SIMOTICS M Built-in synchronous motor DC link 600V, 105K, IP00, 6-pole Individual components: rotor stator, 200Nm, In=84A, 29kW NN=1400rpm, Nmax=6500rpm VPM required KTY84 Temperature sensor WATER-COOLED; Overhead encapsulation with standard protection 2x temp. sensor STANDARD COOLING JACKET; ROTOR SLEEVE IDM=102 MM; FREE LEAD ENDS L=1.5M | - | 0 | 0
1FE1114-6WT11-1BN2-Z | T46 | 1FE1114-6WT11-1BN2-ZT46 | 1 | UN | 1 | 30 | D | D | N | 9I999IR | 85030099 | 1 |  | 76.4 | KG | 5500.15 | 5500.15 | MC05 | MC05 | SIMOTICS M built-in synchronous motor Individual components: stator, rotor PN=29.3kW, NN=1400rpm MN=200Nm, Nmax=6500rpm Water cooling Encapsulated winding Standard protection (KTY) standard cooling jacket Special motor only with Z option Bare cable ends, L=0.5m Cable outlet at large cooling jacket diameter VPM required Z=T46: IDM=92mm Not prebalanced Notice: No general delivery release! | - | 0 | 7
1FE1114-6WT11-2BW2 |  | 1FE1114-6WT11-2BW2 | 1 | UN | 1 | 30 | D | D | N | 9I999IR | 85030099 | 1 |  | 54 | KG | 3101.86 | 3101.86 | MC05 | MC05 | SIMOTICS M Built-in synchronous motor Spare part only stator DC link 600V, 105K, IP00, 6-pole 200Nm, In=84A, 29kW NN=1400rpm, Nmax=6500rpm VPM required KTY84 Temperature sensor WATER-COOLED; Overhead encapsulation with standard protection 2x temp. sensor STANDARD COOLING JACKET; FREE LEAD ENDS L=0.5 M | - | 0 | 0
1FE1114-6WT31-4BW8-Z | X06 | 1FE1114-6WT31-4BW8-ZX06 | 1 | UN | 1 | 30 | D | D | N | 9I999IR | 85030099 | 1 |  | 54 | KG | 3125 | 3125 | MC05 | MC05 | SIMOTICS M Built-in synchronous motor Individual component stator PN=29.3kW, NN=1400rpm MN=200Nm, Nmax=6500rpm water cooling Encapsulated winding Full protection (KTY+PTC) VPM required standard cooling jacket special cable, only with Z option Z=X06: 3x 10mmx0.65m PTC and KTY 1.5m | - | 0 | 0
1FE1114-6WT31-5WA0 |  | 1FE1114-6WT31-5WA0 | 1 | UN | 1 | 30 | D | D | N | N | 85030099 | 1 |  | 12.7 | KG | 2088.84 | 2088.84 | MC05 | MC05 | SIMOTICS M Built-in synchronous motor Rotor 29.3kW; NN=1400rpm; MN=200Nm; VPM required; water cooling (High Torque/High Speed 1); Encapsulated winding full motor protection Add. PTC thermistor triplet KTY84-130/3*PTC180Â°Celsius without stator without rotor sleeve; Cable length 1,500mm Cable outlet at larger external diameter of cooling jacket customer-specific motor | - | 0 | 7
1FE1114-6WW11-1BN2-Z | T56 | 1FE1114-6WW11-1BN2-ZT56 | 1 | UN | 1 | 30 | D | D | N | 9I999IR | 85030099 | 1 |  | 76.4 | KG | 6663.27 | 6663.27 | MC05 | MC05 | SIMOTICS M Built-in synchronous motor Individual components stator, rotor PN=20.9kW, NN=1000rpm MN=200Nm, Nmax=6000rpm water cooling Encapsulated winding Standard protection (KTY) standard cooling jacket Special motor only with Z option Bare cable ends L=0.5m Cable outlet at large cooling jacket diameter VPM required Z=T56: Sleeve with IDM=110.1 Not prebalanced | - | 0 | 7
1FE1114-6WW31-1NB2-Z | V74 | 1FE1114-6WW31-1NB2-ZV74 | 1 | UN | 1 | 30 | D | D | N | 9I999IR | 85030099 | 1 |  | 80 | KG | 5880.8 | 5880.8 | MC05 | MC05 | SIMOTICS M built-in synchronous motor Individual components: Rotor, stator PN=20.9kW, NN=1000rpm MN=200Nm, Nmax=6000rpm Water cooling Encapsulated winding Full protection (KTY+PTC) special coolant only with Z option With rotor sleeve, IDM=82mm Bare cable ends, L=0.5m Cable outlet at large cooling jacket diameter VPM required Z=V74, special coolant SMR-100-2012 | - | 0 | 7
1FE1114-6WW31-4BW2 |  | 1FE1114-6WW31-4BW2 | 1 | UN | 1 | 30 | D | D | N | 9I999IR | 85030099 | 1 |  | 54 | KG | 2687.69 | 2687.69 | MC05 | MC05 | SIMOTICS M Built-in synchronous motor Individual component stator PN=20.9kW, NN=1000rpm MN=200Nm, Nmax=6000rpm water cooling Encapsulated winding Full protection (KTY+PTC) standard cooling jacket Bare cable ends L=0.5m Cable outlet at large cooling jacket diameter VPM required | - | 0 | 7
1FE1114-6WW31-5WA2 |  | 1FE1114-6WW31-5WA2 | 1 | UN | 1 | 30 | D | D | N | N | 85030099 | 1 |  | 12.7 | KG | 2191.24 | 2191.24 | MC05 | MC05 | SIMOTICS M built-in synchronous motor Individual component rotor PN=20.9kW, NN=1000rpm MN=200Nm, Nmax=6000rpm water cooling Encapsulated winding Full protection (KTY+PTC) standard cooling jacket Bare cable ends L=0.5m Cable outlet at large cooling jacket diameter VPM required | - | 0 | 7
1FE1115-6MU11-4NW3-Z | V09 | 1FE1115-6MU11-4NW3-ZV09 | 1 | UN | 1 | 30 | D | D | N | 9I999IR | 85030099 | 1 |  | 71.8 | KG | 4130.39 | 4130.39 | MC05 | MC05 | SIMOTICS M Built-in synchronous motor Individual component stator PN=30.5kW, NN=1300rpm MN=225Nm, Nmax=4500rpm Restricted maximum speed Encapsulated winding Standard protection (KTY) special coolant only with Z option Bare cable ends, L=0.5m Cable outlet at large cooling jacket diameter VPM required V09: Threaded hole on both sides on cooling jacket SMR-70-2015 | - | 0 | 7
1FE1115-6MU11-5WN3-Z | T81 | 1FE1115-6MU11-5WN3-ZT81 | 1 | UN | 1 | 30 | D | D | N | N | 85030099 | 1 |  | 23.28 | KG | 5806.25 | 5806.25 | MC05 | MC05 | SIMOTICS M built-in synchronous motor Individual component rotor PN=30.5kW, NN=1300rpm MN=225Nm, Nmax=4500rpm Restricted maximum speed Encapsulated winding Standard protection (KTY) Special motor only with Z option Bare cable ends, L=0.5m Cable outlet at small cooling jacket diameter VPM required Z=T81: special motor, DI=130mm SMR-70-2015 | - | 0 | 0
1FE1116-6WR11-1BB2 |  | 1FE1116-6WR11-1BB2 | 1 | UN | 1 | 30 | D | D | N | 9I999IR | 85030099 | 1 |  | 108.8 | KG | 6932.18 | 6932.18 | MC05 | MC05 | SIMOTICS M Built-in synchronous motor DC link 600V, 105K, IP00, 6-pole Individual components: rotor stator, 300 Nm, In=109A, 38kW NN=1200rpm, Nmax=6500rpm VPM required KTY84 Temperature sensor WATER-COOLED; Overhead encapsulation with standard protection 2x temp. sensor STANDARD COOLING JACKET; ROTOR SHELL IDM=82 MM; FREE LEAD ENDS L=0.5 M | - | 0 | 0
1FE1116-6WR11-4BW2 |  | 1FE1116-6WR11-4BW2 | 1 | UN | 1 | 30 | D | D | N | 9I999IR | 85030099 | 1 |  | 73 | KG | 3257.23 | 3257.23 | MC05 | MC05 | SIMOTICS M Built-in synchronous motor Individual components Stator 37.7kW; NN=1200rpm; MN=300Nm; VPM required; water cooling (High Torque/High Speed 1); Encapsulated winding KTY84-130 temperature sensor Standard cooling jacket water; without rotor; Cable length 500mm Cable outlet at larger external diameter of cooling jacket customer-specific motor | - | 0 | 7
1FE1116-6WR11-5WC2 |  | 1FE1116-6WR11-5WC2 | 1 | UN | 1 | 30 | D | D | N | N | 85030099 | 1 |  | 28.2 | KG | 3722.37 | 3722.37 | MC05 | MC05 | SIMOTICS M Built-in synchronous motor Individual components Rotor 37.7kW; NN=1200rpm; MN=300Nm; VPM required; water cooling (High Torque/High Speed 1); Encapsulated winding KTY84-130 temperature sensor without stator with rotor sleeve; Cable length 500mm Cable outlet at larger external diameter of cooling jacket customer-specific motor | - | 0 | 7
1FE1116-6WR31-5WB2 |  | 1FE1116-6WR31-5WB2 | 1 | UN | 1 | 30 | D | D | N | N | 85030099 | 1 |  | 35.8 | KG | 3459.39 | 3459.39 | MC05 | MC05 | SIMOTICS M Built-in synchronous motor Individual components Rotor 37.7kW; NN=1200rpm; MN=300Nm; VPM required; water cooling (High Torque/High Speed 1); Encapsulated winding full motor protection Add. PTC thermistor triplet KTY84-130/3*PTC180Â°Celsius without stator with rotor sleeve; Cable length 500mm Cable outlet at larger external diameter of cooling jacket customer-specific motor | - | 0 | 7
1FE1116-6WT11-1BB0 |  | 1FE1116-6WT11-1BB0 | 1 | UN | 1 | 30 | D | D | N | 9I999IR | 85030099 | 1 |  | 108.8 | KG | 6964.59 | 6964.59 | MC05 | MC05 | SIMOTICS M Built-in synchronous motor DC link 600V, 105K, IP00, 6-pole Individual components: rotor stator, 300 Nm, In=84A, 28kW NN=900rpm, Nmax=5500rpm VPM required KTY84 Temperature sensor WATER-COOLED; Overhead encapsulation with standard protection 2x temp. sensor STANDARD COOLING JACKET; ROTOR SHELL IDM=82 MM; FREE LEAD ENDS L=1.5M | - | 0 | 0
1FE1116-6WT31-4BW8-Z | X06 | 1FE1116-6WT31-4BW8-ZX06 | 1 | UN | 1 | 30 | D | D | N | 9I999IR | 85030099 | 1 |  | 73 | KG | 3763.82 | 3763.82 | MC05 | MC05 | SIMOTICS M Built-in synchronous motor Individual component stator PN=28.3kW, NN=900rpm MN=300Nm, Nmax=5500rpm water cooling Encapsulated winding Full protection (KTY+PTC) standard cooling jacket VPM required Special cable only with Z option Z=X06: 3x 10mm2x0.65m PTC and KTY 1.5m | - | 0 | 7
1FE1116-6WT31-5WA0 |  | 1FE1116-6WT31-5WA0 | 1 | UN | 1 | 30 | D | D | N | N | 85030099 | 1 |  | 18.9 | KG | 2975.49 | 2975.49 | MC05 | MC05 | SIMOTICS M Built-in synchronous motor Individual components Rotor 28.3kW; NN=900rpm; MN=300Nm; VPM required; water cooling (High Torque/High Speed 1); Encapsulated winding full motor protection Add. PTC thermistor triplet KTY84-130/3*PTC180Â°Celsius without stator without rotor sleeve; Cable length 1,500mm Cable outlet at larger external diameter of cooling jacket customer-specific motor | - | 0 | 7
1FE1116-6WT31-5WB2 |  | 1FE1116-6WT31-5WB2 | 1 | UN | 1 | 30 | D | D | N | N | 85030099 | 1 |  | 35.8 | KG | 3459.39 | 3459.39 | MC05 | MC05 | SIMOTICS M Built-in synchronous motor Individual components Rotor 28.3kW; NN=900rpm; MN=300Nm;; VPM required; water cooling (High Torque/High Speed 1); Encapsulated winding full motor protection Add. PTC thermistor triplet KTY84-130/3*PTC180Â°Celsius without stator with rotor sleeve; Cable length 500mm Cable outlet at larger external diameter of cooling jacket customer-specific motor | - | 0 | 7
1FE1124-4WQ11-1NA8-Z | V09X35 | 1FE1124-4WQ11-1NA8-ZV09X35 | 1 | UN | 1 | 30 | D | D | N | 9I999IR | 85030099 | 1 |  | 82.1 | KG | 8350.75 | 8350.75 | MC05 | MC05 | SIMOTICS M Built-in synchronous motor Individual components: Rotor, Stator 52.4 kW; NN=2500rpm; MN=200Nm; VPM required; Water cooling (High Torque/High Speed 1); encapsulated winding KTY84-130 temperature sensor without rotor sleeve; V09: Customer-specific stator version only with Z option (V00-V99); X35: Customer-specific cable routing only with Z option (X00-X99) Customer-specific motor | - | 0 | 7
1FE1143-8WL01-4NW0-Z | B02V73 | 1FE1143-8WL01-4NW0-ZB02V73 | 1 | UN | 1 | 30 | D | D | N | 9I999IR | 85030099 | 1 |  | 62 | KG | 4817.96 | 4817.96 | MC05 | MC05 | SIMOTICS M Built-in synchronous motor individual component: Stator 44.9 kW; NN=1650rpm; MN=260Nm; VPM required; water cooling (High Torque/High Speed 1); Potted winding KTY84-130 temperature sensor Cable length 1,500mm Cable outlet at larger external diameter of cooling jacket V73: customer-specific stator version B02: certificate customer-specific motor | - | 0 | 7
1FE1143-8WL01-5WN0-Z | B02T15 | 1FE1143-8WL01-5WN0-ZB02T15 | 1 | UN | 1 | 30 | D | D | N | N | 85030099 | 1 |  | 62 | KG | 6580.44 | 6580.44 | MC05 | MC05 | SIMOTICS M built-in synchronous motor individual component: Rotor 44,9kW; NN=1650rpm; MN=260Nm; VPM required; Water cooling (High Torque/High Speed 1); Potted winding KTY84-130 temperature sensor Cable length 1,500mm Cable outlet at larger external diameter of cooling jacket T15: Customer-specific rotor With Sleeve, DI=125mm; B02: certificate customer-specific motor | - | 0 | 7
1FE1143-8WM11-1NN0-Z | T14V80 | 1FE1143-8WM11-1NN0-ZT14V80 | 1 | UN | 1 | 30 | D | D | N | 9I999IR | 85030099 | 1 |  | 62 | KG | 10429.83 | 10429.83 | MC05 | MC05 | SIMOTICS M Built-in synchronous motor Individual components: Rotor, Stator 61.3 kW; NN=1800rpm; MN=325Nm; VPM required; Water cooling (High Torque/High Speed 1); encapsulated winding KTY84-130 temperature sensor Cable length 1,500mm Cable outlet at larger external diameter of cooling jacket V80: Customer-specific stator version only with Z option (V00-V99); T14: Customer-specific rotor version only with Z option (T00-T99); Customer-specific motor | - | 0 | 7
1FE1144-8WL31-1BC2 |  | 1FE1144-8WL31-1BC2 | 1 | UN | 1 | 30 | D | D | N | 9I999IR | 85030099 | 1 |  | 106 | KG | 9915.56 | 9915.56 | MC05 | MC05 | SIMOTICS M Built-in synchronous motor DC link 600V, 105K, IP00, 8-pole Individual components: rotor, stator 430Nm, In=133A, 63kW NN=1400rpm, Nmax=6500rpm KTY84 Temperature sensor WATER-COOLED; Overhead encapsulation +full protection (2x temp. sensor) STANDARD COOLING JACKET; ROTOR SLEEVE IDM=150 MM; FREE LEAD ENDS L=0.5 M | - | 0 | 0
1FE1144-8WQ31-1BA0 |  | 1FE1144-8WQ31-1BA0 | 1 | UN | 1 | 30 | D | D | N | 9I999IR | 85030099 | 1 |  | 96.5 | KG | 8859.67 | 8859.67 | MC05 | MC05 | SIMOTICS M Built-in synchronous motor Individual component stator, rotor DC link 600 V, water cooling, IP00 PN = 49.5 kW, NN = 1100 rpm MN = 430 Nm, Nmax = 4900 rpm Temperature sensor KTY84 WATER-COOLED; Overhead encapsulation +full protection (2x temp. sensor) STANDARD COOLING JACKET; W/O ROTOR SLEEVE; FREE LEAD ENDS L=1.5M | - | 0 | 0
1FE1144-8WT30-4BW0 |  | 1FE1144-8WT30-4BW0 | 1 | UN | 1 | 30 | D | D | N | 9I999IR | 85030099 | 1 |  | 82 | KG | 4715.45 | 4715.45 | MC05 | MC05 | SIMOTICS M Built-in synchronous motor Individual components Stator 40.5kW; NN=900rpm; MN=430Nm; VPM not required; water cooling (High Torque/High Speed 1); Encapsulated winding full motor protection Add. PTC thermistor triplet KTY84-130/3*PTC180Â°Celsius Standard cooling jacket water; without rotor; Cable length 1,500mm Cable outlet at larger external diameter of cooling jacket customer-specific motor | - | 0 | 7
1FE1144-8WT30-4BW8-Z | X70 | 1FE1144-8WT30-4BW8-ZX70 | 1 | UN | 1 | 30 | D | D | N | 9I999IR | 85030099 | 1 |  | 82 | KG | 5101.14 | 5101.14 | MC05 | MC05 | SIMOTICS M Built-in synchronous motor Individual component stator PN=40.5kW, NN=900rpm MN=430Nm, Nmax=1700rpm water cooling Encapsulated winding Full protection (KTY+PTC) standard cooling jacket Special cable only with Z option Z=X70: Power cable 1.5 m Sensor cable 3.5 m SMR-5-2015 | - | 0 | 0
1FE1144-8WT30-5WA0 |  | 1FE1144-8WT30-5WA0 | 1 | UN | 1 | 30 | D | D | N | N | 85030099 | 1 |  | 14.5 | KG | 4192.71 | 4192.71 | MC05 | MC05 | SIMOTICS M Built-in synchronous motor Individual components Rotor 40.5kW; NN=900rpm; MN=430Nm; VPM not required; water cooling (High Torque/High Speed 1); Encapsulated winding full motor protection Add. PTC thermistor triplet KTY84-130/3*PTC180Â°Celsius without stator without rotor sleeve; Cable length 1,500mm Cable outlet at larger external diameter of cooling jacket customer-specific motor | - | 0 | 7
1FE1144-8WV31-1BN2-Z | T55 | 1FE1144-8WV31-1BN2-ZT55 | 1 | UN | 1 | 30 | D | D | N | 9I999IR | 85030099 | 1 |  | 77.7 | KG | 10589.38 | 10589.38 | MC05 | MC05 | SIMOTICS M built-in synchronous motor Individual components: Rotor, stator PN=35.1kW, NN=780rpm MN=430Nm, Nmax=3500rpm Water cooling Encapsulated winding Full protection (KTY+PTC) standard cooling jacket Special motor only with Z option Bare cable ends, L=0.5m Cable outlet at large cooling jacket diameter VPM required Z=T55: IDM=110mm | - | 0 | 7
1FE1144-8WV31-1NN3-Z | T55V09 | 1FE1144-8WV31-1NN3-ZT55V09 | 1 | UN | 1 | 30 | D | D | N | 9I999IR | 85030099 | 1 |  | 77.7 | KG | 10682.98 | 10682.98 | MC05 | MC05 | SIMOTICS M Built-in synchronous motor Individual components: Rotor, stator PN=35.1kW, NN=780rpm MN=430Nm, Nmax=3500rpm water cooling Encapsulated winding Full protection (KTY+PTC) special coolant only with Z option special motor, only with Z option Bare cable ends, L=0.5m Cable outlet at small cooling jacket diameter VPM required Z=T55: IDM=110mm Z=V09: threaded hole Both sides on cooling jacket | - | 0 | 7
1FE1145-8WB31-1BE2-Z | W60 | 1FE1145-8WB31-1BE2-ZW60 | 1 | UN | 1 | 30 | D | D | N | 9I999IR | 85030099 | 1 |  | 137.5 | KG | 12576.16 | 12576.16 | MC05 | MC05 | SIMOTICS M Built-in synchronous motor DC link 600V, 105K, IP00, 8-pole Individual components: rotor stator, 585Nm, In=130A, 67.4kW NN=1100rpm, Nmax=5000rpm VPM required; Water-cooled; Overhead encapsulation +full protection (KTY+PTC); Standard cooling jacket; Rotor sleeve IDM=125mm; Bare cable ends L=0.5m W60: customer-specific winding | - | 0 | 7
1FE1145-8WN11-1BD0 |  | 1FE1145-8WN11-1BD0 | 1 | UN | 1 | 30 | D | D | N | 9I999IR | 85030099 | 1 |  | 130 | KG | 12065.77 | 12065.77 | MC05 | MC05 | SIMOTICS M Built-in synchronous motor DC link 600V, 105K, IP00, 8-pole Individual components: rotor stator, 585Nm, In=200A, 104kW NN=1700rpm, Nmax=8000rpm VPM required KTY84 Temperature sensor WATER-COOLED; Overhead encapsulation with standard protection 2x temp. sensor STANDARD COOLING JACKET; ROTOR SLEEVE IDM=140 MM; FREE LEAD ENDS L=1.5M | - | 0 | 0
1FE1145-8WN31-1NC2-Z | V09 | 1FE1145-8WN31-1NC2-ZV09 | 1 | UN | 1 | 30 | D | D | N | 9I999IR | 85030099 | 1 |  | 117.5 | KG | 11248.58 | 11248.58 | MC05 | MC05 | SIMOTICS M Built-in synchronous motor DC link 600V, 105K, IP00, 8-pole Individual components: rotor stator, 585Nm, In=200A, 104 kW NN=1700rpm, Nmax=8000rpm VPM required; Water-cooled; Overhead encapsulation +full protection (KTY+PTC); Customer-specific stator version Rotor sleeve IDM=150mm; Bare cable ends L=0.5m V09=threaded hole Both sides on cooling jacket | - | 0 | 7
1FE1145-8WS11-1BC2 |  | 1FE1145-8WS11-1BC2 | 1 | UN | 1 | 30 | D | D | N | 9I999IR | 85030099 | 1 |  | 124.3 | KG | 11254.94 | 11254.94 | MC05 | MC05 | SIMOTICS M Built-in synchronous motor DC link 600V, 105K, IP00, 8-pole Individual components: rotor stator, 585Nm, In=130A, 67.4kW NN=1100rpm, Nmax=5000rpm VPM required KTY84 Temperature sensor WATER-COOLED; Overhead encapsulation with standard protection 2x temp. sensor STANDARD COOLING JACKET; ROTOR SLEEVE IDM=150 MM; FREE LEAD ENDS L=0.5 M | - | 0 | 0
1FE1145-8WS11-1BD0 |  | 1FE1145-8WS11-1BD0 | 1 | UN | 1 | 30 | D | D | N | 9I999IR | 85030099 | 1 |  | 130 | KG | 12065.77 | 12065.77 | MC05 | MC05 | SIMOTICS M Built-in synchronous motor DC link 600V, 105K, IP00, 8-pole Individual components: rotor stator, 585Nm, In=130A, 67.4kW NN=1100rpm, Nmax=5000rpm VPM required KTY84 Temperature sensor WATER-COOLED; Overhead encapsulation with standard protection 2x temp. sensor STANDARD COOLING JACKET; ROTOR SLEEVE IDM=140 MM; FREE LEAD ENDS L=1.5M | - | 0 | 0
1FE1145-8WS11-1BD8-Z | X35 | 1FE1145-8WS11-1BD8-ZX35 | 1 | UN | 1 | 30 | D | D | N | 9I999IR | 85030099 | 1 |  | 130 | KG | 12187.46 | 12187.46 | MC05 | MC05 | SIMOTICS M Built-in synchronous motor DC link 600V, 105K, IP00, 8-pole Individual components: rotor stator, 585Nm, In=130A, 67.4kW NN=1100rpm, Nmax=5000rpm VPM required; Water-cooled; Overhead encapsulation with standard protection KTY; Standard cooling jacket; Rotor sleeve IDM=140mm; X35: Customer-specific cable routing Customer-specific motor | - | 0 | 7
1FE1145-8WS51-5WD2 |  | 1FE1145-8WS51-5WD2 | 1 | UN | 1 | 30 | D | D | N | N | 85030099 | 1 |  | 34 | KG | 6612.2 | 6612.2 | MC05 | MC05 | SIMOTICS M Built-in synchronous motor Individual components Rotor 67.4kW; NN=1100rpm; MN=585Nm; VPM required; water cooling (High Torque/High Speed 1); Encapsulated winding Universal protection; without stator with rotor sleeve; Cable length 500mm Cable outlet at larger external diameter of cooling jacket customer-specific motor | - | 0 | 7
1FE1147-8WB11-1BC2-Z | W07 | 1FE1147-8WB11-1BC2-ZW07 | 1 | UN | 1 | 30 | D | D | N | 9I999IR | 85030099 | 1 |  | 161.7 | KG | 14033.62 | 14033.62 | MC05 | MC05 | SIMOTICS M Built-in synchronous motor Individual components: Rotor, stator PN=64.4kW, NN=750rpm MN=820Nm, Nmax=3500rpm water cooling Encapsulated winding Standard protection (KTY) standard cooling jacket With rotor sleeve IDM=150.3mm Bare cable ends L=0.5m Cable outlet at large cooling jacket diameter VPM required Z=W07: cable outlet 3x 2x 16mm2 | - | 0 | 7
1FE1147-8WM31-4BW2 |  | 1FE1147-8WM31-4BW2 | 1 | UN | 1 | 30 | D | D | N | 9I999IR | 85030099 | 1 |  | 124 | KG | 6419.02 | 6419.02 | MC05 | MC05 | SIMOTICS M Built-in synchronous motor Individual components Stator 111.6kW; NN=1300rpm; MN=820Nm; VPM required; water cooling (High Torque/High Speed 1); Encapsulated winding full motor protection Add. PTC thermistor triplet KTY84-130/3*PTC180Â°Celsius Standard cooling jacket water; without rotor; Cable length 500mm Cable outlet at larger external diameter of cooling jacket customer-specific motor | - | 0 | 7
1FE1147-8WN11-1BD0 |  | 1FE1147-8WN11-1BD0 | 1 | UN | 1 | 30 | D | D | N | 9I999IR | 85030099 | 1 |  | 169.2 | KG | 14280.48 | 14280.48 | MC05 | MC05 | SIMOTICS M Built-in synchronous motor DC link 600V, 105K, IP00, 8-pole Individual components: rotor stator, 820Nm, In=200A, 103kW NN=1200rpm, Nmax=5500rpm VPM required KTY84 Temperature sensor WATER-COOLED; Overhead encapsulation with standard protection 2x temp. sensor STANDARD COOLING JACKET; ROTOR SLEEVE IDM=140 MM; FREE LEAD ENDS L=1.5M | - | 0 | 0
1FE1147-8WS11-1BD0 |  | 1FE1147-8WS11-1BD0 | 1 | UN | 1 | 30 | D | D | N | 9I999IR | 85030099 | 1 |  | 169.2 | KG | 14280.48 | 14280.48 | MC05 | MC05 | SIMOTICS M Built-in synchronous motor DC link 600V, 105K, IP00, 8-pole Individual components: rotor stator, 820Nm, In=130A, 64.4kW NN=750rpm, Nmax=3500rpm VPM required KTY84 Temperature sensor WATER-COOLED; Overhead encapsulation with standard protection 2x temp. sensor STANDARD COOLING JACKET; ROTOR SLEEVE IDM=140 MM; FREE LEAD ENDS L=1.5M | - | 0 | 0
1FE1147-8WS31-5WC2 |  | 1FE1147-8WS31-5WC2 | 1 | UN | 1 | 30 | D | D | N | N | 85030099 | 1 |  | 37.7 | KG | 7183.25 | 7183.25 | MC05 | MC05 | SIMOTICS M Built-in synchronous motor Individual components 64.4 kW; NN=750rpm; MN=820Nm;; VPM required; water cooling (High Torque/High Speed 1); Encapsulated winding full motor protection Add. PTC thermistor triplet KTY84-130/3*PTC180Â°Celsius without stator with rotor sleeve; Cable length 500mm Cable outlet at larger external diameter of cooling jacket customer-specific motor | - | 0 | 7
1FE2184-8LK30-1CC0-Z | T00X20 | 1FE2184-8LK30-1CC0-ZT00X20 | 1 | UN | 1 | 0 | A | D | N | 9I999IR | 85030099 | 1 |  | 221.5 | KG | 20025.51 | 20025.51 | MC05 | MC05 | SIMOTICS M Built-in synchronous motor Individual components stator, rotor PN=85kW, NN=800rpm MN=1010Nm, Nmax=4010rpm DC link 600 V water cooling, IP00 Potted winding Full protection (KTY+PTC) Cable outlet at large cooling jacket diameter or for stator without cooling jacket; standard cooling jacket With rotor sleeve IDM=200mm T00: Rotor prebalanced X20: 6x 35mm2x 2m cable SMR-85-2015 | - | 0 | 7
1FG1102-1QC26-2AA2-Z | D01K06 | 1FG1102-1QC26-2AA2-ZD01K06 | 1 | UN | 1 | 20 | D | D | N | N | 85015100 | 1 |  | 7.702 | KG | 1242.57 | 1242.57 | MC05 | MC05 | SIMOTICS S-1FG1 Synchronous servo geared motor Helical gear unit Z29 Motor type CT 600V AH36 Mmax=4.5 Solid shaft V25 x 50 ABSOLUTE ENCODER SINGLETURN 20 BIT WITH DRIVE-CLIQ INTERFACE (ENCODER AS20DQI) FOOT-MOUNTED TYPE GEAR RATIO: 41.40 N1MAX=4500 RPM N2MAX=109 RPM, M2MAX=146 NM MOUNTING POSITION M1 OIL CLP VG220 | - | 0 | 0
1FG1102-1QD23-2AR1-Z | D01G23K08 | 1FG1102-1QD23-2AR1-ZD01G23K08 | 1 | UN | 1 | 20 | D | D | N | N | 85015100 | 1 |  | 9.848 | KG | 1391.36 | 1391.36 | MC05 | MC05 | SIMOTICS S-1FG1 Synchronous servo geared motor Helical gear unit Z29 Motor type CT 600V AH48 Mmax=10.5 Solid shaft V25 x 50 ABSOLUTE ENCODER SINGLETURN 20 BIT WITH DRIVE-CLIQ INTERFACE (ENCODER AS20DQI) FOOT-MOUNTED TYPE GEAR RATIO: 17.67 N1MAX=4500 RPM N2MAX=255 RPM, M2MAX=145 NM MOUNTING POSITION M1 LONG-LIFE SEALING OIL CLP PG VG460 | - | 0 | 0
1FG1102-1RC46-2AU1-Z | D06E23K06 | 1FG1102-1RC46-2AU1-ZD06E23K06 | 1 | UN | 1 | 20 | D | D | N | N | 85015100 | 1 |  | 8.508 | KG | 1566.61 | 1566.61 | MC05 | MC05 | SIMOTICS S-1FG1 Synchronous servo geared motor Helical gear unit Z29 Motor type CT 600V AH36 Mmax=6.5 Solid shaft V25 x 50 ABSOLUTE ENCODER 20 BIT + 12 BIT MULTITURN WITH DRIVE-CLIQ INTERFACE FOOT-MOUNTED TYPE GEAR RATIO: 24.84 N1MAX=4500 RPM N2MAX=181 RPM, M2MAX=146 NM MOUNTING POSITION M6 Angle of rotation X-AXIS15 GRD OIL CLP VG220 | - | 0 | 0
1FG1102-1RE02-2AM1-Z | D01G23G99K06N24 | 1FG1102-1RE02-2AM1-ZD01G23G99K06N24 | 1 | UN | 1 | 20 | D | D | N | N | 85015220 | 1 |  | 14.895 | KG | 2206.53 | 2206.53 | MC05 | MC05 | SIMOTICS S-1FG1 Synchronous servo geared motor Helical gear unit Z29 Motor type CT 600V AH63 Mmax=18 Solid shaft V25 x 50 ABSOLUTE ENCODER 20 BIT + 12 BIT MULTITURN WITH DRIVE-CLIQ INTERFACE FOOT-MOUNTED TYPE GEAR RATIO: 11.16 N1MAX=4500 RPM N2MAX=403 RPM, M2MAX=145 NM MOUNTING POSITION M1 LONG-LIFE SEALING REDUCED BACKLASH GEARBOX OIL CLP VG220 HOLDING BRAKE WITH INCREASED BRAKING TORQUE | - | 0 | 0
1FG1102-1UC26-2FA1-Z | D01K06N23 | 1FG1102-1UC26-2FA1-ZD01K06N23 | 1 | UN | 1 | 20 | D | D | N | N | 85015100 | 1 |  | 8.374 | KG | 1343.32 | 1343.32 | MC05 | MC05 | SIMOTICS S-1FG1 Synchronous servo geared motor Helical gear unit Z29 Motor type CT 600V AH36 Mmax=4.5 Solid shaft V25 x 50 RESOLVER MULTI-POLE WITH DRIVE-CLIQ INTERFACE FLANGE B5 GEAR RATIO: 3.47 N1MAX=4350 RPM N2MAX=1254 RPM, M2MAX=70 NM MOUNTING POSITION M1 OIL CLP VG220 STANDARD HOLDING BRAKE | - | 0 | 0
1FG1102-1UC26-2FE1-Z | D01K06N23Q91 | 1FG1102-1UC26-2FE1-ZD01K06N23Q91 | 1 | UN | 1 | 20 | D | D | N | N | 85015100 | 1 |  | 8.374 | KG | 1343.32 | 1343.32 | MC05 | MC05 | SIMOTICS S-1FG1 Synchronous servo geared motor Helical gear unit Z29 Motor type CT 600V AH36 Mmax=4.5 Solid shaft V25 x 50 RESOLVER MULTI-POLE WITH DRIVE-CLIQ INTERFACE FLANGE B5 GEAR RATIO: 5.31 N1MAX=4350 RPM N2MAX=819 RPM, M2MAX=91 NM MOUNTING POSITION M1 OIL CLP VG220 STANDARD HOLDING BRAKE POSITION CONNECTOR ON THE RIGHT | - | 0 | 0
1FG1102-1UD44-4FL1-Z | D01K06Q91 | 1FG1102-1UD44-4FL1-ZD01K06Q91 | 1 | UN | 1 | 20 | D | D | N | N | 85015220 | 1 |  | 12.63 | KG | 1418.34 | 1418.34 | MC05 | MC05 | SIMOTICS S-1FG1 Synchronous servo geared motor Helical gear unit Z29 Motor type HD 600V AH48 Mmax=11.3 Solid shaft V25 x 50 RESOLVER MULTI-POLE WITH DRIVE-CLIQ INTERFACE FLANGE B5 GEAR RATIO: 10.12 N1MAX=4500 RPM N2MAX=445 RPM, M2MAX=145 NM MOUNTING POSITION M1 OIL CLP VG220 POSITION CONNECTOR ON THE RIGHT | - | 0 | 0
1FG1104-1QF33-2FQ1-Z | D01K06 | 1FG1104-1QF33-2FQ1-ZD01K06 | 1 | UN | 1 | 20 | D | D | N | N | 85015220 | 1 |  | 33.137 | KG | 1896.81 | 1896.81 | MC05 | MC05 | SIMOTICS S-1FG1 Synchronous servo geared motor Helical gear unit Z49 Motor type CT 600V AH80 Mmax=50 Solid shaft with keyway V30x60 ABSOLUTE ENCODER SINGLETURN 20 BIT WITH DRIVE-CLIQ INTERFACE (ENCODER AS20DQI) FLANGE B5 GEAR RATIO: 18.48 N1MAX=4500 RPM N2MAX=244 RPM, M2MAX=340 NM MOUNTING POSITION M1 OIL CLP VG220 | - | 0 | 0
1FG1104-1RE43-4AP1 |  | 1FG1104-1RE43-4AP1 | 1 | UN | 1 | 20 | D | D | N | N | 85015220 | 1 |  | 33.478 | KG | 2086.07 | 2086.07 | MC05 | MC05 | SIMOTICS S-1FG1 Synchronous servo geared motor Helical gear unit Z49 Motor type HD 600V AH63 Mmax=32 Solid shaft with keyway V30x60 ABSOLUTE ENCODER 20 BIT + 12 BIT MULTITURN WITH DRIVE-CLIQ INTERFACE FOOT-MOUNTED TYPE GEAR RATIO: 17.39 N1MAX=4500 RPM N2MAX=259 RPM, M2MAX=340 NM | - | 0 | 0
1FG1105-1RE43-4AN1-Z | D02K06 | 1FG1105-1RE43-4AN1-ZD02K06 | 1 | UN | 1 | 20 | D | D | N | N | 85015220 | 1 |  | 37.378 | KG | 2114.59 | 2114.59 | MC05 | MC05 | SIMOTICS S-1FG1 Synchronous servo geared motor Helical gear unit Z59 Motor type HD 600V AH63 Mmax=32 Solid shaft with keyway V35x70 ABSOLUTE ENCODER 20 BIT + 12 BIT MULTITURN WITH DRIVE-CLIQ INTERFACE FOOT-MOUNTED TYPE GEAR RATIO: 19.01 N1MAX=4500 RPM N2MAX=237 RPM, M2MAX=460 NM MOUNTING POSITION M2 OIL CLP VG220 | - | 0 | 0
1FG1106-1RD06-2AA2-Z | D01K06N23 | 1FG1106-1RD06-2AA2-ZD01K06N23 | 1 | UN | 1 | 20 | D | D | N | N | 85015100 | 1 |  | 30.547 | KG | 2045.7 | 2045.7 | MC05 | MC05 | SIMOTICS S-1FG1 Synchronous servo geared motor Helical gear unit Z69 Motor type CT 600V AH48 Mmax=5.1 Solid shaft with keyway V35x70 ABSOLUTE ENCODER 20 BIT + 12 BIT MULTITURN WITH DRIVE-CLIQ INTERFACE FOOT-MOUNTED TYPE GEAR RATIO: 60.97 N1MAX=4500 RPM N2MAX=74 RPM, M2MAX=600 NM MOUNTING POSITION M1 OIL CLP VG220 STANDARD HOLDING BRAKE | - | 0 | 0
1FG1107-1RE33-2FR1-Z | D05G23G99K08 | 1FG1107-1RE33-2FR1-ZD05G23G99K08 | 1 | UN | 1 | 20 | D | D | N | N | 85015220 | 1 |  | 55.495 | KG | 2750.78 | 2750.78 | MC05 | MC05 | SIMOTICS S-1FG1 Synchronous servo geared motor Helical gear unit Z79 Motor type CT 600V AH63 Mmax=35 Solid shaft with keyway V40x80 ABSOLUTE ENCODER 20 BIT + 12 BIT MULTITURN WITH DRIVE-CLIQ INTERFACE FLANGE B5 GEAR RATIO: 25.62 N1MAX=4500 RPM N2MAX=176 RPM, M2MAX=890 NM MOUNTING POSITION M5 LONG-LIFE SEALING REDUCED BACKLASH GEARBOX OIL CLP PG VG460 | - | 0 | 0
1FG1107-1RG53-2AF1-Z | D01K06 | 1FG1107-1RG53-2AF1-ZD01K06 | 1 | UN | 1 | 20 | D | D | N | N | 85015220 | 1 |  | 79.943 | KG | 3949.63 | 3949.63 | MC05 | MC05 | SIMOTICS S-1FG1 Synchronous servo geared motor Helical gear unit Z79 Motor type CT 600V AH100 Mmax=150 Solid shaft with keyway V40x80 ABSOLUTE ENCODER 20 BIT + 12 BIT MULTITURN WITH DRIVE-CLIQ INTERFACE FOOT-MOUNTED TYPE GEAR RATIO: 8.19 N1MAX=4433 RPM N2MAX=541 RPM, M2MAX=850 NM MOUNTING POSITION M1 OIL CLP VG220 | - | 0 | 0
1FG1202-1RC23-1FQ1-Z | D01K06 | 1FG1202-1RC23-1FQ1-ZD01K06 | 1 | UN | 1 | 20 | D | D | N | N | 85015100 | 1 |  | 7.875 | KG | 1579.06 | 1579.06 | MC05 | MC05 | SIMOTICS S-1FG1 Synchronous servo geared motor Helical gear unit D29 Motor type CT 300V AH36 Mmax=4.5 Solid shaft with keyway V25x 50 ABSOLUTE ENCODER 20 BIT + 12 BIT MULTITURN WITH DRIVE-CLIQ INTERFACE FLANGE B5 GEAR RATIO: 217.89 N1MAX=4500 RPM N2MAX=21 RPM, M2MAX=161 NM MOUNTING POSITION M1 OIL CLP VG220 | - | 0 | 0
1FG1202-1RD23-2AC1-Z | D05K06N23 | 1FG1202-1RD23-2AC1-ZD05K06N23 | 1 | UN | 1 | 20 | D | D | N | N | 85015100 | 1 |  | 11.426 | KG | 1826.26 | 1826.26 | MC05 | MC05 | SIMOTICS S-1FG1 Synchronous servo geared motor Helical gear unit D29 Motor type CT 600V AH48 Mmax=10.5 Solid shaft with keyway V25x 50 ABSOLUTE ENCODER 20 BIT + 12 BIT MULTITURN WITH DRIVE-CLIQ INTERFACE FOOT-MOUNTED TYPE GEAR RATIO: 51.40 N1MAX=4500 RPM N2MAX=88 RPM, M2MAX=146 NM MOUNTING POSITION M5 OIL CLP VG220 STANDARD HOLDING BRAKE | - | 0 | 0
1FG1203-1RC46-2FM1-Z | D02K06 | 1FG1203-1RC46-2FM1-ZD02K06 | 1 | UN | 1 | 20 | D | D | N | N | 85015100 | 1 |  | 10.813 | KG | 1703.07 | 1703.07 | MC05 | MC05 | SIMOTICS S-1FG1 Synchronous servo geared motor Helical gear unit D39 Motor type CT 600V AH36 Mmax=6.5 Solid shaft with keyway V25x 50 ABSOLUTE ENCODER 20 BIT + 12 BIT MULTITURN WITH DRIVE-CLIQ INTERFACE FLANGE B5 GEAR RATIO: 141.17 N1MAX=4500 RPM N2MAX=32 RPM, M2MAX=215 NM MOUNTING POSITION M2 OIL CLP VG220 | - | 0 | 0
1FG1204-1QC46-2AE1-Z | D01K06 | 1FG1204-1QC46-2AE1-ZD01K06 | 1 | UN | 1 | 20 | D | D | N | N | 85015100 | 1 |  | 22.829 | KG | 1436.89 | 1436.89 | MC05 | MC05 | SIMOTICS S-1FG1 Synchronous servo geared motor Helical gear unit D49 Motor type CT 600V AH36 Mmax=6.5 Solid shaft with keyway V30x 60 ABSOLUTE ENCODER SINGLETURN 20 BIT WITH DRIVE-CLIQ INTERFACE (ENCODER AS20DQI) FOOT-MOUNTED TYPE GEAR RATIO: 69.88 N1MAX=4500 RPM N2MAX=64 RPM, M2MAX=350 NM MOUNTING POSITION M1 OIL CLP VG220 | - | 0 | 0
1FG1206-1RC46-2AE1-Z | D05K06N23 | 1FG1206-1RC46-2AE1-ZD05K06N23 | 1 | UN | 1 | 20 | D | D | N | N | 85015100 | 1 |  | 33.642 | KG | 2008.51 | 2008.51 | MC05 | MC05 | SIMOTICS S-1FG1 Synchronous servo geared motor Helical gear unit D69 Motor type CT 600V AH36 Mmax=6.5 Solid shaft with keyway V35x 70 ABSOLUTE ENCODER 20 BIT + 12 BIT MULTITURN WITH DRIVE-CLIQ INTERFACE FOOT-MOUNTED TYPE GEAR RATIO: 81.71 N1MAX=4500 RPM N2MAX=55 RPM, M2MAX=660 NM MOUNTING POSITION M5 OIL CLP VG220 STANDARD HOLDING BRAKE | - | 0 | 0
1FG1301-5RE24-2FR1-Z | D05K06 | 1FG1301-5RE24-2FR1-ZD05K06 | 1 | UN | 1 | 20 | D | D | N | N | 85015220 | 1 |  | 16.401 | KG | 2138.58 | 2138.58 | MC05 | MC05 | SIMOTICS S-1FG1 Synchronous servo geared motor Parallel shaft gearbox FZ29 Motor type CT 600V AH63 Mmax=26 Hollow shaft with keyway Standard H25 ABSOLUTE ENCODER 20 BIT + 12 BIT MULTITURN WITH DRIVE-CLIQ INTERFACE FLANGE B5 GEAR RATIO: 19.92 N1MAX=4500 RPM N2MAX=226 RPM, M2MAX=159 NM MOUNTING POSITION M5 OIL CLP VG220 | - | 0 | 0
1FG1302-1QD23-2FU1-Z | D01K23N23 | 1FG1302-1QD23-2FU1-ZD01K23N23 | 1 | UN | 1 | 20 | D | D | N | N | 85015100 | 1 |  | 21.652 | KG | 2015.79 | 2015.79 | MC05 | MC05 | SIMOTICS S-1FG1 Synchronous servo geared motor Parallel shaft gearbox FZ39 Motor type CT 600V AH48 Mmax=10.5 Solid shaft with keyway V25x 50 ABSOLUTE ENCODER SINGLETURN 20 BIT WITH DRIVE-CLIQ INTERFACE (ENCODER AS20DQI) FLANGE B5 GEAR RATIO: 36.00 N1MAX=4350 RPM N2MAX=121 RPM, M2MAX=300 NM MOUNTING POSITION M1 PRIMER + TOP COAT RAL7016 STANDARD HOLDING BRAKE | - | 0 | 0
1FG1501-1QD23-2AN1-Z | D12G23G99K08 | 1FG1501-1QD23-2AN1-ZD12G23G99K08 | 1 | UN | 1 | 20 | D | D | N | N | 85015100 | 1 |  | 11.246 | KG | 2023.94 | 2023.94 | MC05 | MC05 | SIMOTICS S-1FG1 Synchronous servo geared motor Bevel gearbox B29 Motor type CT 600V AH48 Mmax=10.5 Solid shaft with keyway V20x 40 ABSOLUTE ENCODER SINGLETURN 20 BIT WITH DRIVE-CLIQ INTERFACE (ENCODER AS20DQI) FOOT-MOUNTED TYPE GEAR RATIO: 12.63 N1MAX=4500 RPM N2MAX=356 RPM, M2MAX=114 NM MOUNTING POSITION M2-A LONG-LIFE SEALING REDUCED BACKLASH GEARBOX OIL CLP PG VG460 | - | 0 | 0
1FG1501-1QD26-2AW1-Z | D12G23K08Q93 | 1FG1501-1QD26-2AW1-ZD12G23K08Q93 | 1 | UN | 1 | 20 | D | D | N | N | 85015220 | 1 |  | 11.246 | KG | 1823.94 | 1823.94 | MC05 | MC05 | SIMOTICS S-1FG1 Synchronous servo geared motor Bevel gearbox B29 Motor type CT 600V AH48 Mmax=10.5 Solid shaft with keyway V20x 40 ABSOLUTE ENCODER SINGLETURN 20 BIT WITH DRIVE-CLIQ INTERFACE (ENCODER AS20DQI) FOOT-MOUNTED TYPE GEAR RATIO: 32.78 N1MAX=4500 RPM N2MAX=137 RPM, M2MAX=112 NM MOUNTING POSITION M2-A LONG-LIFE SEALING OIL CLP PG VG460 POSITION CONNECTOR ON THE LEFT | - | 0 | 0
1FG1501-1QE04-2AF1-Z | D12G23G99K08Q93 | 1FG1501-1QE04-2AF1-ZD12G23G99K08Q93 | 1 | UN | 1 | 20 | D | D | N | N | 85015220 | 1 |  | 14.505 | KG | 2113.17 | 2113.17 | MC05 | MC05 | SIMOTICS S-1FG1 Synchronous servo geared motor Bevel gearbox B29 Motor type CT 600V AH63 Mmax=18 Solid shaft with keyway V20x 40 ABSOLUTE ENCODER SINGLETURN 20 BIT WITH DRIVE-CLIQ INTERFACE (ENCODER AS20DQI) FOOT-MOUNTED TYPE GEAR RATIO: 6.51 N1MAX=4500 RPM N2MAX=691 RPM, M2MAX=75 NM MOUNTING POSITION M2-A LONG-LIFE SEALING REDUCED BACKLASH GEARBOX OIL CLP PG VG460 POSITION CONNECTOR ON THE LEFT | - | 0 | 0
1FG1501-1RC46-2FR1-Z | D26E46G23G99K08 | 1FG1501-1RC46-2FR1-ZD26E46G23G99K08 | 1 | UN | 1 | 20 | D | D | N | N | 85015100 | 1 |  | 10.178 | KG | 2270.05 | 2270.05 | MC05 | MC05 | SIMOTICS S-1FG1 Synchronous servo geared motor Bevel gearbox B29 Motor type CT 600V AH36 Mmax=6.5 Solid shaft with keyway V20x 40 ABSOLUTE ENCODER 20 BIT + 12 BIT MULTITURN WITH DRIVE-CLIQ INTERFACE FLANGE B5 GEAR RATIO: 17.82 N1MAX=4500 RPM N2MAX=253 RPM, M2MAX=114 NM MOUNTING POSITION M6-B Angle of rotation Z-AXIS30 GRD LONG-LIFE SEALING REDUCED BACKLASH GEARBOX OIL CLP PG VG460 | - | 0 | 0
1FG1501-1RD06-2AB2-Z | D14G23K07 | 1FG1501-1RD06-2AB2-ZD14G23K07 | 1 | UN | 1 | 20 | D | D | N | N | 85015100 | 1 |  | 10.08 | KG | 2008.37 | 2008.37 | MC05 | MC05 | SIMOTICS S-1FG1 Synchronous servo geared motor Bevel gearbox B29 Motor type CT 600V AH48 Mmax=5.1 Solid shaft with keyway V20x 40 ABSOLUTE ENCODER 20 BIT + 12 BIT MULTITURN WITH DRIVE-CLIQ INTERFACE FOOT-MOUNTED TYPE GEAR RATIO: 46.85 N1MAX=4500 RPM N2MAX=96 RPM, M2MAX=112 NM MOUNTING POSITION M4-A LONG-LIFE SEALING OIL CLP PG VG220 | - | 0 | 0
1FG1501-1RD23-2AS1 |  | 1FG1501-1RD23-2AS1 | 1 | UN | 1 | 20 | D | D | N | N | 85015100 | 1 |  | 10.778 | KG | 2004.93 | 2004.93 | MC05 | MC05 | SIMOTICS S-1FG1 Synchronous servo geared motor Bevel gearbox B29 Motor type CT 600V AH48 Mmax=10.5 Solid shaft with keyway V20x 40 ABSOLUTE ENCODER 20 BIT + 12 BIT MULTITURN WITH DRIVE-CLIQ INTERFACE FOOT-MOUNTED TYPE GEAR RATIO: 20.00 N1MAX=4500 RPM N2MAX=225 RPM, M2MAX=114 NM | - | 0 | 0
1FG1501-1RD23-2FT1-Z | D13G23K07N23 | 1FG1501-1RD23-2FT1-ZD13G23K07N23 | 1 | UN | 1 | 20 | D | D | N | N | 85015100 | 1 |  | 12.738 | KG | 2293 | 2293 | MC05 | MC05 | SIMOTICS S-1FG1 Synchronous servo geared motor Bevel gearbox B29 Motor type CT 600V AH48 Mmax=10.5 Solid shaft with keyway V20x 40 ABSOLUTE ENCODER 20 BIT + 12 BIT MULTITURN WITH DRIVE-CLIQ INTERFACE FLANGE B5 GEAR RATIO: 22.41 N1MAX=4500 RPM N2MAX=201 RPM, M2MAX=114 NM MOUNTING POSITION M3-A LONG-LIFE SEALING OIL CLP PG VG220 STANDARD HOLDING BRAKE | - | 0 | 0
1FG1501-1RD23-2FT1-Z | D23G23K07N23 | 1FG1501-1RD23-2FT1-ZD23G23K07N23 | 1 | UN | 1 | 20 | D | D | N | N | 85015100 | 1 |  | 12.738 | KG | 2293 | 2293 | MC05 | MC05 | SIMOTICS S-1FG1 Synchronous servo geared motor Bevel gearbox B29 Motor type CT 600V AH48 Mmax=10.5 Solid shaft with keyway V20x 40 ABSOLUTE ENCODER 20 BIT + 12 BIT MULTITURN WITH DRIVE-CLIQ INTERFACE FLANGE B5 GEAR RATIO: 22.41 N1MAX=4500 RPM N2MAX=201 RPM, M2MAX=114 NM MOUNTING POSITION M3-B LONG-LIFE SEALING OIL CLP PG VG220 STANDARD HOLDING BRAKE | - | 0 | 0
1FG1501-5QE04-2HQ1-Z | D14G23K07 | 1FG1501-5QE04-2HQ1-ZD14G23K07 | 1 | UN | 1 | 20 | D | D | N | N | 85015220 | 1 |  | 14.36 | KG | 1960.92 | 1960.92 | MC05 | MC05 | SIMOTICS S-1FG1 Synchronous servo geared motor Bevel gearbox B29 Motor type CT 600V AH63 Mmax=18 Hollow shaft with keyway Standard H20 ABSOLUTE ENCODER SINGLETURN 20 BIT WITH DRIVE-CLIQ INTERFACE (ENCODER AS20DQI) HOUSING FLANGE GEAR RATIO: 16.45 N1MAX=4500 RPM N2MAX=274 RPM, M2MAX=114 NM MOUNTING POSITION M4-A LONG-LIFE SEALING OIL CLP PG VG220 | - | 0 | 0
1FG1501-5RC23-1DM1 |  | 1FG1501-5RC23-1DM1 | 1 | UN | 1 | 20 | D | D | N | N | 85015100 | 1 |  | 8.432 | KG | 1968.32 | 1968.32 | MC05 | MC05 | SIMOTICS S-1FG1 Synchronous servo geared motor Bevel gearbox B29 Motor type CT 300V AH36 Mmax=4.5 Hollow shaft with keyway Standard H20 ABSOLUTE ENCODER 20 BIT + 12 BIT MULTITURN WITH DRIVE-CLIQ INTERFACE PLUG-ON VERSION GEAR RATIO: 11.46 N1MAX=4500 RPM N2MAX=393 RPM, M2MAX=114 NM | - | 0 | 0
1FG1501-5RC23-1DM1-Z | D11G23K07 | 1FG1501-5RC23-1DM1-ZD11G23K07 | 1 | UN | 1 | 20 | D | D | N | N | 85015100 | 1 |  | 8.645 | KG | 2019.93 | 2019.93 | MC05 | MC05 | SIMOTICS S-1FG1 Synchronous servo geared motor Bevel gearbox B29 Motor type CT 300V AH36 Mmax=4.5 Hollow shaft with keyway Standard H20 ABSOLUTE ENCODER 20 BIT + 12 BIT MULTITURN WITH DRIVE-CLIQ INTERFACE PLUG-ON VERSION GEAR RATIO: 11.46 N1MAX=4500 RPM N2MAX=393 RPM, M2MAX=114 NM MOUNTING POSITION M1-A LONG-LIFE SEALING OIL CLP PG VG220 | - | 0 | 0
1FG1501-5RC26-2DM1-Z | D11G23K07 | 1FG1501-5RC26-2DM1-ZD11G23K07 | 1 | UN | 1 | 20 | D | D | N | N | 85015100 | 1 |  | 8.645 | KG | 2019.93 | 2019.93 | MC05 | MC05 | SIMOTICS S-1FG1 Synchronous servo geared motor Bevel gearbox B29 Motor type CT 600V AH36 Mmax=4.5 Hollow shaft with keyway Standard H20 ABSOLUTE ENCODER 20 BIT + 12 BIT MULTITURN WITH DRIVE-CLIQ INTERFACE PLUG-ON VERSION GEAR RATIO: 11.46 N1MAX=4500 RPM N2MAX=393 RPM, M2MAX=114 NM MOUNTING POSITION M1-A LONG-LIFE SEALING OIL CLP PG VG220 | - | 0 | 0
1FG1501-5RC26-2DM1-Z | D14G23K07 | 1FG1501-5RC26-2DM1-ZD14G23K07 | 1 | UN | 1 | 20 | D | D | N | N | 85015100 | 1 |  | 9.155 | KG | 2019.93 | 2019.93 | MC05 | MC05 | SIMOTICS S-1FG1 Synchronous servo geared motor Bevel gearbox B29 Motor type CT 600V AH36 Mmax=4.5 Hollow shaft with keyway Standard H20 ABSOLUTE ENCODER 20 BIT + 12 BIT MULTITURN WITH DRIVE-CLIQ INTERFACE PLUG-ON VERSION GEAR RATIO: 11.46 N1MAX=4500 RPM N2MAX=393 RPM, M2MAX=114 NM MOUNTING POSITION M4-A LONG-LIFE SEALING OIL CLP PG VG220 | - | 0 | 0
1FG1501-5RD23-2DB2-Z | D13G23G60K07N23X59 | 1FG1501-5RD23-2DB2-ZD13G23G60K07N23X59 | 1 | UN | 1 | 20 | D | D | N | N | 85015100 | 1 |  | 12.138 | KG | 2467.2 | 2467.2 | MC05 | MC05 | SIMOTICS S-1FG1 Synchronous servo geared motor Bevel gearbox B29 Motor type CT 600V AH48 Mmax=10.5 Hollow shaft with keyway Standard H20 ABSOLUTE ENCODER 20 BIT + 12 BIT MULTITURN WITH DRIVE-CLIQ INTERFACE PLUG-ON VERSION GEAR RATIO: 46.85 N1MAX=4500 RPM N2MAX=96 RPM, M2MAX=112 NM MOUNTING POSITION M3-A LONG-LIFE SEALING PROTECTION COVER OIL CLP PG VG220 STANDARD HOLDING BRAKE COLOR RAL 7030 STONE GREY | - | 0 | 0
1FG1501-9RF63-4AR1-Z | B02D23G23H6AK08Q92 | 1FG1501-9RF63-4AR1-ZB02D23G23H6AK08Q92 | 1 | UN | 1 | 50 | X | D | N | N | 85015220 | 1 |  | 30.894 | KG | 3085.94 | 3085.94 | MC05 | MC05 | SIMOTICS S-1FG1 Synchronous servo geared motor Bevel gearbox B29 Motor type HD 600V AH80 Mmax=94 Solid shaft inch with keyway Standard V0.75"x1.57" ABSOLUTE ENCODER 20 BIT + 12 BIT MULTITURN WITH DRIVE-CLIQ INTERFACE FOOT-MOUNTED TYPE GEAR RATIO: 17.82 N1MAX=4500 RPM N2MAX=253 RPM, M2MAX=114 NM Acceptance test certificate according to EN 10 204-2.3 MOUNTING POSITION M3-B LONG-LIFE SEALING OIL CLP PG VG460 POSITION CONNECTOR BELOW | - | 0 | 0
1FG1502-9QE22-2DR1-Z | D11G23H3AK07 | 1FG1502-9QE22-2DR1-ZD11G23H3AK07 | 1 | UN | 1 | 20 | D | D | N | N | 85015220 | 1 |  | 22.881 | KG | 2532.92 | 2532.92 | MC05 | MC05 | SIMOTICS S-1FG1 Synchronous servo geared motor Bevel gearbox B39 Motor type CT 600V AH63 Mmax=26 HOLLOW SHAFT WITH SHRINK RING HS35 ABSOLUTE ENCODER SINGLETURN 20 BIT WITH DRIVE-CLIQ INTERFACE (ENCODER AS20DQI) PLUG-ON VERSION GEAR RATIO: 25.00 N1MAX=4500 RPM N2MAX=180 RPM, M2MAX=250 NM MOUNTING POSITION M1-A LONG-LIFE SEALING OIL CLP PG VG220 | - | 0 | 0
1FG1502-9QE22-2DV1-Z | D11G23H3AK07 | 1FG1502-9QE22-2DV1-ZD11G23H3AK07 | 1 | UN | 1 | 20 | D | D | N | N | 85015220 | 1 |  | 22.881 | KG | 2532.92 | 2532.92 | MC05 | MC05 | SIMOTICS S-1FG1 Synchronous servo geared motor Bevel gearbox B39 Motor type CT 600V AH63 Mmax=26 HOLLOW SHAFT WITH SHRINK RING HS35 ABSOLUTE ENCODER SINGLETURN 20 BIT WITH DRIVE-CLIQ INTERFACE (ENCODER AS20DQI) PLUG-ON VERSION GEAR RATIO: 40.00 N1MAX=4500 RPM N2MAX=113 RPM, M2MAX=250 NM MOUNTING POSITION M1-A LONG-LIFE SEALING OIL CLP PG VG220 | - | 0 | 0
1FG1502-9QF12-2DR1-Z | D11G23H3AK07 | 1FG1502-9QF12-2DR1-ZD11G23H3AK07 | 1 | UN | 1 | 20 | D | D | N | N | 85015220 | 1 |  | 26.931 | KG | 2568.36 | 2568.36 | MC05 | MC05 | SIMOTICS S-1FG1 Synchronous servo geared motor Bevel gearbox B39 Motor type CT 600V AH80 Mmax=37 HOLLOW SHAFT WITH SHRINK RING HS35 ABSOLUTE ENCODER SINGLETURN 20 BIT WITH DRIVE-CLIQ INTERFACE (ENCODER AS20DQI) PLUG-ON VERSION GEAR RATIO: 25.00 N1MAX=4500 RPM N2MAX=180 RPM, M2MAX=250 NM MOUNTING POSITION M1-A LONG-LIFE SEALING OIL CLP PG VG220 | - | 0 | 0
1FG1502-9RF53-4DC1-Z | D24G23H3JK11N23 | 1FG1502-9RF53-4DC1-ZD24G23H3JK11N23 | 1 | UN | 1 | 50 | X | D | N | N | 85015220 | 1 |  | 39.94 | KG | 3656.29 | 3656.29 | MC05 | MC05 | SIMOTICS S-1FG1 Synchronous servo geared motor Bevel gearbox B39 Motor type HD 600V AH80 Mmax=65 Hollow shaft SIMOLOC HF1.25" ABSOLUTE ENCODER 20 BIT + 12 BIT MULTITURN WITH DRIVE-CLIQ INTERFACE PLUG-ON VERSION GEAR RATIO: 4.74 N1MAX=4500 RPM N2MAX=949 RPM, M2MAX=200 NM MOUNTING POSITION M4-B LONG-LIFE SEALING OIL CLPH1 VG460 STANDARD HOLDING BRAKE | - | 0 | 0
1FG1503-1RE22-2FV1-Z | D11G23K07 | 1FG1503-1RE22-2FV1-ZD11G23K07 | 1 | UN | 1 | 20 | D | D | N | N | 85015220 | 1 |  | 27.876 | KG | 2716.8 | 2716.8 | MC05 | MC05 | SIMOTICS S-1FG1 Synchronous servo geared motor Bevel gearbox B49 Motor type CT 600V AH63 Mmax=26 Solid shaft with keyway V35x 70 ABSOLUTE ENCODER 20 BIT + 12 BIT MULTITURN WITH DRIVE-CLIQ INTERFACE FLANGE B5 GEAR RATIO: 33.33 N1MAX=4500 RPM N2MAX=135 RPM, M2MAX=465 NM MOUNTING POSITION M1-A LONG-LIFE SEALING OIL CLP PG VG220 | - | 0 | 0
1FG1503-9QD26-2DH1-Z | D11G23G60H3KK07Y84 | 1FG1503-9QD26-2DH1-ZD11G23G60H3KK07Y84 | 1 | UN | 1 | 50 | X | D | N | N | 85015220 | 1 |  | 21.858 | KG | 2641.1 | 2641.1 | MC05 | MC05 | SIMOTICS S-1FG1 Synchronous servo geared motor Bevel gearbox B49 Motor type CT 600V AH48 Mmax=10.5 Hollow shaft SIMOLOC HF1.4375" ABSOLUTE ENCODER SINGLETURN 20 BIT WITH DRIVE-CLIQ INTERFACE (ENCODER AS20DQI) PLUG-ON VERSION GEAR RATIO: 8.29 N1MAX=4500 RPM N2MAX=543 RPM, M2MAX=400 NM MOUNTING POSITION M1-A LONG-LIFE SEALING PROTECTION COVER OIL CLP PG VG220 CUSTOMER INSTRUCTIONS ON THE RATING PLATE (MAX. 20 CHARACT.) | - | 0 | 0
1FG1503-9QD26-2DH1-Z | D21G23G60H3KK07Y84 | 1FG1503-9QD26-2DH1-ZD21G23G60H3KK07Y84 | 1 | UN | 1 | 50 | X | D | N | N | 85015220 | 1 |  | 21.858 | KG | 2641.1 | 2641.1 | MC05 | MC05 | SIMOTICS S-1FG1 Synchronous servo geared motor Bevel gearbox B49 Motor type CT 600V AH48 Mmax=10.5 Hollow shaft SIMOLOC HF1.4375" ABSOLUTE ENCODER SINGLETURN 20 BIT WITH DRIVE-CLIQ INTERFACE (ENCODER AS20DQI) PLUG-ON VERSION GEAR RATIO: 8.29 N1MAX=4500 RPM N2MAX=543 RPM, M2MAX=400 NM MOUNTING POSITION M1-B LONG-LIFE SEALING PROTECTION COVER OIL CLP PG VG220 CUSTOMER INSTRUCTIONS ON THE RATING PLATE (MAX. 20 CHARACT.) | - | 0 | 0
1FG1503-9QE32-2DH1-Z | D11G23G60H3KK07Y84 | 1FG1503-9QE32-2DH1-ZD11G23G60H3KK07Y84 | 1 | UN | 1 | 50 | X | D | N | N | 85015220 | 1 |  | 29.296 | KG | 2900.51 | 2900.51 | MC05 | MC05 | SIMOTICS S-1FG1 Synchronous servo geared motor Bevel gearbox B49 Motor type CT 600V AH63 Mmax=35 Hollow shaft SIMOLOC HF1.4375" ABSOLUTE ENCODER SINGLETURN 20 BIT WITH DRIVE-CLIQ INTERFACE (ENCODER AS20DQI) PLUG-ON VERSION GEAR RATIO: 8.29 N1MAX=4500 RPM N2MAX=543 RPM, M2MAX=400 NM MOUNTING POSITION M1-A LONG-LIFE SEALING PROTECTION COVER OIL CLP PG VG220 CUSTOMER INSTRUCTIONS ON THE RATING PLATE (MAX. 20 CHARACT.) | - | 0 | 0
1FG1503-9QE32-2DH1-Z | D21G23G60H3KK07Y84 | 1FG1503-9QE32-2DH1-ZD21G23G60H3KK07Y84 | 1 | UN | 1 | 50 | X | D | N | N | 85015220 | 1 |  | 29.296 | KG | 2900.51 | 2900.51 | MC05 | MC05 | SIMOTICS S-1FG1 Synchronous servo geared motor Bevel gearbox B49 Motor type CT 600V AH63 Mmax=35 Hollow shaft SIMOLOC HF1.4375" ABSOLUTE ENCODER SINGLETURN 20 BIT WITH DRIVE-CLIQ INTERFACE (ENCODER AS20DQI) PLUG-ON VERSION GEAR RATIO: 8.29 N1MAX=4500 RPM N2MAX=543 RPM, M2MAX=400 NM MOUNTING POSITION M1-B LONG-LIFE SEALING PROTECTION COVER OIL CLP PG VG220 CUSTOMER INSTRUCTIONS ON THE RATING PLATE (MAX. 20 CHARACT.) | - | 0 | 0
1FG1503-9RF04-2AR1-Z | D21G23H6AK08N24 | 1FG1503-9RF04-2AR1-ZD21G23H6AK08N24 | 1 | UN | 1 | 50 | X | D | N | N | 85015220 | 1 |  | 32.506 | KG | 2850.61 | 2850.61 | MC05 | MC05 | SIMOTICS S-1FG1 Synchronous servo geared motor Bevel gearbox B49 Motor type CT 600V AH80 Mmax=25 Solid shaft inch with keyway Standard V1.375"x2.76" ABSOLUTE ENCODER 20 BIT + 12 BIT MULTITURN WITH DRIVE-CLIQ INTERFACE FOOT-MOUNTED TYPE GEAR RATIO: 21.01 N1MAX=4500 RPM N2MAX=214 RPM, M2MAX=465 NM MOUNTING POSITION M1-B LONG-LIFE SEALING OIL CLP PG VG460 Holding brake with increased braking torque | - | 0 | 0
1FG1504-1RD43-4FM1-Z | D12G23K07X60 | 1FG1504-1RD43-4FM1-ZD12G23K07X60 | 1 | UN | 1 | 20 | D | D | N | N | 85015220 | 1 |  | 22.993 | KG | 2628.75 | 2628.75 | MC05 | MC05 | SIMOTICS S-1FG1 Synchronous servo geared motor Bevel gearbox K39 Motor type HD 600V AH48 Mmax=11.3 Solid shaft with keyway V25x 50 ABSOLUTE ENCODER 20 BIT + 12 BIT MULTITURN WITH DRIVE-CLIQ INTERFACE FLANGE B5 GEAR RATIO: 19.37 N1MAX=4500 RPM N2MAX=232 RPM, M2MAX=230 NM MOUNTING POSITION M2-A LONG-LIFE SEALING OIL CLP PG VG220 COLOR RAL 7031 BLUE GRAY | - | 0 | 0
1FG1505-5PF43-2HE1-Z | D21G23K07N24Q91 | 1FG1505-5PF43-2HE1-ZD21G23K07N24Q91 | 1 | UN | 1 | 20 | D | D | N | N | 85015220 | 1 |  | 42.283 | KG | 3068.34 | 3068.34 | MC05 | MC05 | SIMOTICS S-1FG1 Synchronous servo geared motor Bevel gearbox K49 Motor type CT 600V AH80 Mmax=61 Hollow shaft H35 RESOLVER 2-POLE WITH DRIVE-CLIQ INTERFACE HOUSING FLANGE GEAR RATIO: 9.18 N1MAX=4500 RPM N2MAX=490 RPM, M2MAX=270 NM MOUNTING POSITION M1-B LONG-LIFE SEALING OIL CLP PG VG220 Holding brake with increased braking torque POSITION CONNECTOR ON THE RIGHT | - | 0 | 0
1FG1505-9RE22-2AK1-Z | B02G53H7AK06N23 | 1FG1505-9RE22-2AK1-ZB02G53H7AK06N23 | 1 | UN | 1 | 50 | X | D | N | N | 85015220 | 1 |  | 29.981 | KG | 2932.89 | 2932.89 | MC05 | MC05 | SIMOTICS S-1FG1 Synchronous servo geared motor Bevel gearbox K49 Motor type CT 600V AH63 Mmax=26 Hollow shaft inch with keyway Standard H1.375" ABSOLUTE ENCODER 20 BIT + 12 BIT MULTITURN WITH DRIVE-CLIQ INTERFACE FOOT-MOUNTED TYPE GEAR RATIO: 16.34 N1MAX=4500 RPM N2MAX=275 RPM, M2MAX=445 NM Acceptance test certificate according to EN 10 204-2.3 MAGNETIC OIL DRAIN SCREW OIL CLP VG220 STANDARD HOLDING BRAKE | - | 0 | 0
1FG1505-9UF42-2HK1-Z | D23G23G99H3AK11K23Q92X02 | 1FG1505-9UF42-2HK1-ZD23G23G99H3AK11K23Q92X02 | 1 | UN | 1 | 20 | D | D | N | N | 85015220 | 1 |  | 41.139 | KG | 3339.47 | 3339.47 | MC05 | MC05 | SIMOTICS S-1FG1 Synchronous servo geared motor Bevel gearbox K49 Motor type CT 600V AH80 Mmax=61 HOLLOW SHAFT WITH SHRINK RING HS35 RESOLVER MULTI-POLE WITH DRIVE-CLIQ INTERFACE HOUSING FLANGE GEAR RATIO: 16.34 N1MAX=4500 RPM N2MAX=275 RPM, M2MAX=445 NM MOUNTING POSITION M3-B LONG-LIFE SEALING REDUCED BACKLASH GEARBOX OIL CLPH1 VG460 PRIMER + TOP COAT RAL7016 POSITION CONNECTOR BELOW COLOR RAL 9001 CREAM WHITE | - | 0 | 0
1FG1508-1RE33-2FS1-Z | D25K06Q93 | 1FG1508-1RE33-2FS1-ZD25K06Q93 | 1 | UN | 1 | 20 | D | D | N | N | 85015220 | 1 |  | 51.763 | KG | 3039.78 | 3039.78 | MC05 | MC05 | SIMOTICS S-1FG1 Synchronous servo geared motor Bevel gearbox K79 Motor type CT 600V AH63 Mmax=35 Solid shaft with keyway V40x 80 ABSOLUTE ENCODER 20 BIT + 12 BIT MULTITURN WITH DRIVE-CLIQ INTERFACE FLANGE B5 GEAR RATIO: 49.31 N1MAX=4500 RPM N2MAX=91 RPM, M2MAX=830 NM MOUNTING POSITION M5-B OIL CLP VG220 POSITION CONNECTOR ON THE LEFT | - | 0 | 0
1FG1508-5RD44-4AJ2-Z | D11K06N23 | 1FG1508-5RD44-4AJ2-ZD11K06N23 | 1 | UN | 1 | 20 | D | D | N | N | 85015220 | 1 |  | 39.544 | KG | 3137.26 | 3137.26 | MC05 | MC05 | SIMOTICS S-1FG1 Synchronous servo geared motor Bevel gearbox K79 Motor type HD 600V AH48 Mmax=11.3 Hollow shaft with keyway Standard H40 ABSOLUTE ENCODER 20 BIT + 12 BIT MULTITURN WITH DRIVE-CLIQ INTERFACE FOOT-MOUNTED TYPE GEAR RATIO: 244.25 N1MAX=4500 RPM N2MAX=18 RPM, M2MAX=825 NM MOUNTING POSITION M1-A OIL CLP VG220 STANDARD HOLDING BRAKE | - | 0 | 0
1FG1508-9QG12-2CR1-Z | D11G23H3AK07 | 1FG1508-9QG12-2CR1-ZD11G23H3AK07 | 1 | UN | 1 | 20 | D | D | N | N | 85015220 | 1 |  | 62.812 | KG | 3484 | 3484 | MC05 | MC05 | SIMOTICS S-1FG1 Synchronous servo geared motor Bevel gearbox K79 Motor type CT 600V AH100 Mmax=80 HOLLOW SHAFT WITH SHRINK RING HS40 ABSOLUTE ENCODER SINGLETURN 20 BIT WITH DRIVE-CLIQ INTERFACE (ENCODER AS20DQI) PLUG-ON VERSION GEAR RATIO: 41.60 N1MAX=4500 RPM N2MAX=108 RPM, M2MAX=800 NM MOUNTING POSITION M1-A LONG-LIFE SEALING OIL CLP PG VG220 | - | 0 | 0
1FG1510-1QG02-2AQ1-Z | D14G23K07 | 1FG1510-1QG02-2AQ1-ZD14G23K07 | 1 | UN | 1 | 20 | D | D | N | N | 85015220 | 1 |  | 86.989 | KG | 3212.13 | 3212.13 | MC05 | MC05 | SIMOTICS S-1FG1 Synchronous servo geared motor Bevel gearbox K89 Motor type CT 600V AH100 Mmax=55 Solid shaft with keyway V50x100 ABSOLUTE ENCODER SINGLETURN 20 BIT WITH DRIVE-CLIQ INTERFACE (ENCODER AS20DQI) FOOT-MOUNTED TYPE GEAR RATIO: 32.96 N1MAX=4500 RPM N2MAX=137 RPM, M2MAX=1610 NM MOUNTING POSITION M4-A LONG-LIFE SEALING OIL CLP PG VG220 | - | 0 | 0
1FG1510-1UE33-2AT1-Z | D11G24K08 | 1FG1510-1UE33-2AT1-ZD11G24K08 | 1 | UN | 1 | 20 | D | D | N | N | 85015220 | 1 |  | 75.981 | KG | 3079.65 | 3079.65 | MC05 | MC05 | SIMOTICS S-1FG1 Synchronous servo geared motor Bevel gearbox K89 Motor type CT 600V AH63 Mmax=35 Solid shaft with keyway V50x100 RESOLVER MULTI-POLE WITH DRIVE-CLIQ INTERFACE FOOT-MOUNTED TYPE GEAR RATIO: 48.85 N1MAX=4500 RPM N2MAX=92 RPM, M2MAX=1610 NM MOUNTING POSITION M1-A Seal increased environmental pollution OIL CLP PG VG460 | - | 0 | 0
1FG1510-9QG52-2FA1-Z | D12G23G99H3AK07 | 1FG1510-9QG52-2FA1-ZD12G23G99H3AK07 | 1 | UN | 1 | 20 | D | D | N | N | 85015220 | 1 |  | 113.798 | KG | 5449.66 | 5449.66 | MC05 | MC05 | SIMOTICS S-1FG1 Synchronous servo geared motor Bevel gearbox K89 Motor type CT 600V AH100 Mmax=150 HOLLOW SHAFT WITH SHRINK RING HS50 ABSOLUTE ENCODER SINGLETURN 20 BIT WITH DRIVE-CLIQ INTERFACE (ENCODER AS20DQI) FLANGE B5 GEAR RATIO: 5.81 N1MAX=4350 RPM N2MAX=749 RPM, M2MAX=675 NM MOUNTING POSITION M2-A LONG-LIFE SEALING REDUCED BACKLASH GEARBOX OIL CLP PG VG220 | - | 0 | 0
1FG1512-5PG13-2CC2-Z | D12K06N23 | 1FG1512-5PG13-2CC2-ZD12K06N23 | 1 | UN | 1 | 20 | D | D | N | N | 85015220 | 1 |  | 177.047 | KG | 5693.78 | 5693.78 | MC05 | MC05 | SIMOTICS S-1FG1 Synchronous servo geared motor Bevel gearbox K129 Motor type CT 600V AH100 Mmax=80 Hollow shaft with keyway H70 RESOLVER 2-POLE WITH DRIVE-CLIQ INTERFACE PLUG-ON VERSION GEAR RATIO: 127.77 N1MAX=4500 RPM N2MAX=35 RPM, M2MAX=4480 NM MOUNTING POSITION M2-A OIL CLP VG220 STANDARD HOLDING BRAKE | - | 0 | 0
1FG1512-5RG13-2FS1-Z | D14E14K06N23 | 1FG1512-5RG13-2FS1-ZD14E14K06N23 | 1 | UN | 1 | 20 | D | D | N | N | 85015220 | 1 |  | 210.523 | KG | 6196.36 | 6196.36 | MC05 | MC05 | SIMOTICS S-1FG1 Synchronous servo geared motor Bevel gearbox K129 Motor type CT 600V AH100 Mmax=80 Hollow shaft with keyway H70 ABSOLUTE ENCODER 20 BIT + 12 BIT MULTITURN WITH DRIVE-CLIQ INTERFACE FLANGE B5 GEAR RATIO: 48.24 N1MAX=4500 RPM N2MAX=93 RPM, M2MAX=4570 NM MOUNTING POSITION M4-A Angle of rotation Y-AXIS70 GRD OIL CLP VG220 STANDARD HOLDING BRAKE | - | 0 | 0
1FG1601-5QC26-2DF1-Z | D22G23K08 | 1FG1601-5QC26-2DF1-ZD22G23K08 | 1 | UN | 1 | 20 | D | D | N | N | 85015100 | 1 |  | 8.257 | KG | 1556.98 | 1556.98 | MC05 | MC05 | SIMOTICS S-1FG1 Synchronous servo geared motor Helical worm gear unit C29 Motor type CT 600V AH36 Mmax=4.5 Hollow shaft with keyway H20x120 ABSOLUTE ENCODER SINGLETURN 20 BIT WITH DRIVE-CLIQ INTERFACE (ENCODER AS20DQI) PLUG-ON VERSION GEAR RATIO: 11.31 N1MAX=4500 RPM N2MAX=398 RPM, M2MAX=99 NM MOUNTING POSITION M2-B LONG-LIFE SEALING OIL CLP PG VG460 | - | 0 | 0
1FG1602-5TD23-2HU1-Z | D11G24K08N23Q91 | 1FG1602-5TD23-2HU1-ZD11G24K08N23Q91 | 1 | UN | 1 | 20 | D | D | N | N | 85015100 | 1 |  | 16.329 | KG | 1899.04 | 1899.04 | MC05 | MC05 | SIMOTICS S-1FG1 Synchronous servo geared motor Helical worm gear unit C39 Motor type CT 600V AH48 Mmax=10.5 Hollow shaft with keyway H25x120 Resolver 2-pole Temperature sensor Pt1000 HOUSING FLANGE GEAR RATIO: 49.87 N1MAX=4500 RPM N2MAX=90 RPM, M2MAX=250 NM MOUNTING POSITION M1-A Seal increased environmental pollution OIL CLP PG VG460 STANDARD HOLDING BRAKE POSITION CONNECTOR ON THE RIGHT | - | 0 | 0
1FK2102-0AG00-0MA0 |  | 1FK2102-0AG00-0MA0 | 1 | UN | 1 | 15 | C | D | N | N | 85015100 | 1 | 4042948690284 | 1.66 | KG | 706.49 | 706.49 | MC05 | MC05 | SIMOTICS S-1FK2 HD Servo motor M0=0.16 Nm; PN = 0.05 kW at nN=3000 rpm; Converter at max. 240 V supply system; Degree of protection IP64; Cylindrical shaft D8x25 mm; Absolute encoder 22-bit + 12-bit multi-turn (encoder AM22DQC); with OCC interface; Connector size M12, rotatable; | novo out 2017 | 0 | 0
1FK2102-0AG00-0SA0 |  | 1FK2102-0AG00-0SA0 | 1 | UN | 1 | 15 | C | D | N | N | 85015100 | 1 | 4042948691830 | 1.66 | KG | 498.23 | 498.23 | MC05 | MC05 | SIMOTICS S-1FK2 HD Servo motor M0=0.16 Nm; PN = 0.05 kW at nN=3000 rpm; Converter at max. 240 V supply system; Degree of protection IP64; Cylindrical shaft D8x25 mm; Absolute encoder single-turn 22 bit (encoder AS22DQC); With OCC interface; Connector size M12, rotatable; | novo out 2017 | 0 | 0
1FK2102-0AG00-1MA0 |  | 1FK2102-0AG00-1MA0 | 1 | UN | 1 | 15 | C | D | N | N | 85015100 | 1 | 4042948690291 | 1.66 | KG | 706.49 | 706.49 | MC05 | MC05 | SIMOTICS S-1FK2 HD Servo motor M0=0.16 Nm; PN = 0.05 kW at nN=3000 rpm; Converter at max. 240 V supply system; Degree of protection IP64; Shaft D8x25mm with fitted key; Absolute encoder 22-bit + 12-bit multi-turn (encoder AM22DQC); with OCC interface; Connector size M12, rotatable; | novo out 2017 | 0 | 0
1FK2102-0AG00-1SA0 |  | 1FK2102-0AG00-1SA0 | 1 | UN | 1 | 15 | C | D | N | N | 85015100 | 1 | 4042948690307 | 1.66 | KG | 498.23 | 498.23 | MC05 | MC05 | SIMOTICS S-1FK2 HD Servo motor M0=0.16 Nm; PN = 0.05 kW at nN=3000 rpm; Converter at max. 240 V supply system; Degree of protection IP64; Shaft D8x25 mm with feather key; Absolute encoder single-turn 22 bit (encoder AS22DQC); With OCC interface; Connector size M12, rotatable; | novo out 2017 | 0 | 0
1FK2102-0AG01-0MA0 |  | 1FK2102-0AG01-0MA0 | 1 | UN | 1 | 15 | C | D | N | N | 85015100 | 1 | 4042948690314 | 1.66 | KG | 764.64 | 764.64 | MC05 | MC05 | SIMOTICS S-1FK2 HD Servo motor M0=0.16 Nm; PN = 0.05 kW at nN=3000 rpm; Converter at max. 240 V supply system; Degree of protection IP65; Cylindrical shaft D8x25 mm; Absolute encoder 22-bit + 12-bit multi-turn (encoder AM22DQC); with OCC interface; Connector size M12, rotatable; | novo out 2017 | 0 | 0
1FK2102-0AG01-0SA0 |  | 1FK2102-0AG01-0SA0 | 1 | UN | 1 | 15 | C | D | N | N | 85015100 | 1 | 4042948690321 | 1.66 | KG | 556.38 | 556.38 | MC05 | MC05 | SIMOTICS S-1FK2 HD Servo motor M0=0.16 Nm; PN = 0.05 kW at nN=3000 rpm; Converter at max. 240 V supply system; Degree of protection IP65; Cylindrical shaft D8x25 mm; Absolute encoder single-turn 22 bit (encoder AS22DQC); With OCC interface; Connector size M12, rotatable; | novo out 2017 | 0 | 0
1FK2102-0AG01-1MA0 |  | 1FK2102-0AG01-1MA0 | 1 | UN | 1 | 15 | C | D | N | N | 85015100 | 1 | 4042948690338 | 1.66 | KG | 764.64 | 764.64 | MC05 | MC05 | SIMOTICS S-1FK2 HD Servo motor M0=0.16 Nm; PN = 0.05 kW at nN=3000 rpm; Converter at max. 240 V supply system; Degree of protection IP65; Shaft D8x25mm with fitted key; Absolute encoder 22-bit + 12-bit multi-turn (encoder AM22DQC); with OCC interface; Connector size M12, rotatable; | novo out 2017 | 0 | 0
1FK2102-0AG01-1SA0 |  | 1FK2102-0AG01-1SA0 | 1 | UN | 1 | 15 | C | D | N | N | 85015100 | 1 | 4042948690345 | 1.66 | KG | 556.38 | 556.38 | MC05 | MC05 | SIMOTICS S-1FK2 HD Servo motor M0=0.16 Nm; PN = 0.05 kW at nN=3000 rpm; Converter at max. 240 V supply system; Degree of protection IP65; Shaft D8x25 mm with feather key; Absolute encoder single-turn 22 bit (encoder AS22DQC); With OCC interface; Connector size M12, rotatable; | novo out 2017 | 0 | 0
1FK2102-0AG10-0MA0 |  | 1FK2102-0AG10-0MA0 | 1 | UN | 1 | 15 | C | D | N | N | 85015100 | 1 | 4042948690352 | 1.92 | KG | 845.59 | 845.59 | MC05 | MC05 | SIMOTICS S-1FK2 HD Servo motor M0=0.16 Nm; PN = 0.05 kW at nN=3000 rpm; Converter at max. 240 V supply system; with holding brake; Degree of protection IP64; Cylindrical shaft D8x25 mm; Absolute encoder 22-bit + 12-bit multi-turn (encoder AM22DQC); with OCC interface; Connector size M12, rotatable; | novo out 2017 | 0 | 0
1FK2102-0AG10-0SA0 |  | 1FK2102-0AG10-0SA0 | 1 | UN | 1 | 15 | C | D | N | N | 85015100 | 1 | 4042948690369 | 1.92 | KG | 637.34 | 637.34 | MC05 | MC05 | SIMOTICS S-1FK2 HD Servo motor M0=0.16 Nm; PN = 0.05 kW at nN=3000 rpm; Converter at max. 240 V supply system; With holding brake; Degree of protection IP64; Cylindrical shaft D8x25 mm; Absolute encoder single-turn 22 bit (encoder AS22DQC); With OCC interface; Connector size M12, rotatable; | novo out 2017 | 0 | 0
1FK2102-0AG10-1MA0 |  | 1FK2102-0AG10-1MA0 | 1 | UN | 1 | 15 | C | D | N | N | 85015100 | 1 | 4042948690376 | 1.92 | KG | 845.59 | 845.59 | MC05 | MC05 | SIMOTICS S-1FK2 HD Servo motor M0=0.16 Nm; PN = 0.05 kW at nN=3000 rpm; Converter at max. 240 V supply system; with holding brake; Degree of protection IP64; Shaft D8x25mm with fitted key; Absolute encoder 22-bit + 12-bit multi-turn (encoder AM22DQC); with OCC interface; Connector size M12, rotatable; | novo out 2017 | 0 | 0
1FK2102-0AG10-1SA0 |  | 1FK2102-0AG10-1SA0 | 1 | UN | 1 | 15 | C | D | N | N | 85015100 | 1 | 4042948690383 | 1.92 | KG | 637.34 | 637.34 | MC05 | MC05 | SIMOTICS S-1FK2 HD Servo motor M0=0.16 Nm; PN = 0.05 kW at nN=3000 rpm; Converter at max. 240 V supply system; With holding brake; Degree of protection IP64; Shaft D8x25 mm with feather key; Absolute encoder single-turn 22 bit (encoder AS22DQC); With OCC interface; Connector size M12, rotatable; | novo out 2017 | 0 | 0
1FK2102-0AG11-0MA0 |  | 1FK2102-0AG11-0MA0 | 1 | UN | 1 | 15 | C | D | N | N | 85015100 | 1 | 4042948690390 | 1.92 | KG | 903.74 | 903.74 | MC05 | MC05 | SIMOTICS S-1FK2 HD Servo motor M0=0.16 Nm; PN = 0.05 kW at nN=3000 rpm; Converter at max. 240 V supply system; with holding brake; Degree of protection IP65; Cylindrical shaft D8x25 mm; Absolute encoder 22-bit + 12-bit multi-turn (encoder AM22DQC); with OCC interface; Connector size M12, rotatable; | novo out 2017 | 0 | 0
1FK2102-0AG11-0SA0 |  | 1FK2102-0AG11-0SA0 | 1 | UN | 1 | 15 | C | D | N | N | 85015100 | 1 | 4042948690406 | 1.92 | KG | 695.49 | 695.49 | MC05 | MC05 | SIMOTICS S-1FK2 HD Servo motor M0=0.16 Nm; PN = 0.05 kW at nN=3000 rpm; Converter at max. 240 V supply system; With holding brake; Degree of protection IP65; Cylindrical shaft D8x25 mm; Absolute encoder single-turn 22 bit (encoder AS22DQC); With OCC interface; Connector size M12, rotatable; | novo out 2017 | 0 | 0
1FK2102-0AG11-1MA0 |  | 1FK2102-0AG11-1MA0 | 1 | UN | 1 | 15 | C | D | N | N | 85015100 | 1 | 4042948690413 | 1.92 | KG | 903.74 | 903.74 | MC05 | MC05 | SIMOTICS S-1FK2 HD Servo motor M0=0.16 Nm; PN = 0.05 kW at nN=3000 rpm; Converter at max. 240 V supply system; with holding brake; Degree of protection IP65; Shaft D8x25mm with fitted key; Absolute encoder 22-bit + 12-bit multi-turn (encoder AM22DQC); with OCC interface; Connector size M12, rotatable; | novo out 2017 | 0 | 0
1FK2102-0AG11-1SA0 |  | 1FK2102-0AG11-1SA0 | 1 | UN | 1 | 15 | C | D | N | N | 85015100 | 1 | 4042948690420 | 1.92 | KG | 695.49 | 695.49 | MC05 | MC05 | SIMOTICS S-1FK2 HD Servo motor M0=0.16 Nm; PN = 0.05 kW at nN=3000 rpm; Converter at max. 240 V supply system; With holding brake; Degree of protection IP65; Shaft D8x25 mm with feather key; Absolute encoder single-turn 22 bit (encoder AS22DQC); With OCC interface; Connector size M12, rotatable; | novo out 2017 | 0 | 0
1FK2102-1AG00-0MA0 |  | 1FK2102-1AG00-0MA0 | 1 | UN | 1 | 15 | C | D | N | N | 85015100 | 1 | 4042948690437 | 1.79 | KG | 720.33 | 720.33 | MC05 | MC05 | SIMOTICS S-1FK2 HD Servo motor M0=0.32 Nm; PN = 0.1 kW at nN=3000 rpm; Converter at max. 240 V supply system; Degree of protection IP64; Cylindrical shaft D8x25 mm; Absolute encoder 22-bit + 12-bit multi-turn (encoder AM22DQC); with OCC interface; Connector size M12, rotatable; | novo out 2017 | 0 | 0
1FK2102-1AG00-0SA0 |  | 1FK2102-1AG00-0SA0 | 1 | UN | 1 | 15 | C | D | N | N | 85015100 | 1 | 4042948690444 | 1.79 | KG | 512.07 | 512.07 | MC05 | MC05 | SIMOTICS S-1FK2 HD Servo motor M0=0.32 Nm; PN = 0.1 kW at nN=3000 rpm; Converter at max. 240 V supply system; Degree of protection IP64; Cylindrical shaft D8x25 mm; Absolute encoder single-turn 22 bit (encoder AS22DQC); With OCC interface; Connector size M12, rotatable; | novo out 2017 | 0 | 0
1FK2102-1AG00-1MA0 |  | 1FK2102-1AG00-1MA0 | 1 | UN | 1 | 15 | C | D | N | N | 85015100 | 1 | 4042948690451 | 1.79 | KG | 720.33 | 720.33 | MC05 | MC05 | SIMOTICS S-1FK2 HD Servo motor M0=0.32 Nm; PN = 0.1 kW at nN=3000 rpm; Converter at max. 240 V supply system; Degree of protection IP64; Shaft D8x25mm with fitted key; Absolute encoder 22-bit + 12-bit multi-turn (encoder AM22DQC); with OCC interface; Connector size M12, rotatable; | novo out 2017 | 0 | 0
1FK2102-1AG00-1SA0 |  | 1FK2102-1AG00-1SA0 | 1 | UN | 1 | 15 | C | D | N | N | 85015100 | 1 | 4042948690468 | 1.79 | KG | 512.07 | 512.07 | MC05 | MC05 | SIMOTICS S-1FK2 HD Servo motor M0=0.32 Nm; PN = 0.1 kW at nN=3000 rpm; Converter at max. 240 V supply system; Degree of protection IP64; Shaft D8x25 mm with feather key; Absolute encoder single-turn 22 bit (encoder AS22DQC); With OCC interface; Connector size M12, rotatable; | novo out 2017 | 0 | 0
1FK2102-1AG01-0MA0 |  | 1FK2102-1AG01-0MA0 | 1 | UN | 1 | 15 | C | D | N | N | 85015100 | 1 | 4042948690475 | 1.79 | KG | 778.48 | 778.48 | MC05 | MC05 | SIMOTICS S-1FK2 HD Servo motor M0=0.32 Nm; PN = 0.1 kW at nN=3000 rpm; Converter at max. 240 V supply system; Degree of protection IP65; Cylindrical shaft D8x25 mm; Absolute encoder 22-bit + 12-bit multi-turn (encoder AM22DQC); with OCC interface; Connector size M12, rotatable; | novo out 2017 | 0 | 0
1FK2102-1AG01-0SA0 |  | 1FK2102-1AG01-0SA0 | 1 | UN | 1 | 15 | C | D | N | N | 85015100 | 1 | 4042948690482 | 1.79 | KG | 570.22 | 570.22 | MC05 | MC05 | SIMOTICS S-1FK2 HD Servo motor M0=0.32 Nm; PN = 0.1 kW at nN=3000 rpm; Converter at max. 240 V supply system; Degree of protection IP65; Cylindrical shaft D8x25 mm; Absolute encoder single-turn 22 bit (encoder AS22DQC); With OCC interface; Connector size M12, rotatable; | novo out 2017 | 0 | 0
1FK2102-1AG01-1MA0 |  | 1FK2102-1AG01-1MA0 | 1 | UN | 1 | 15 | C | D | N | N | 85015100 | 1 | 4042948690499 | 1.79 | KG | 778.48 | 778.48 | MC05 | MC05 | SIMOTICS S-1FK2 HD Servo motor M0=0.32 Nm; PN = 0.1 kW at nN=3000 rpm; Converter at max. 240 V supply system; Degree of protection IP65; Shaft D8x25mm with fitted key; Absolute encoder 22-bit + 12-bit multi-turn (encoder AM22DQC); with OCC interface; Connector size M12, rotatable; | novo out 2017 | 0 | 0
1FK2102-1AG01-1SA0 |  | 1FK2102-1AG01-1SA0 | 1 | UN | 1 | 15 | C | D | N | N | 85015100 | 1 | 4042948690505 | 1.79 | KG | 570.22 | 570.22 | MC05 | MC05 | SIMOTICS S-1FK2 HD Servo motor M0=0.32 Nm; PN = 0.1 kW at nN=3000 rpm; Converter at max. 240 V supply system; Degree of protection IP65; Shaft D8x25 mm with feather key; Absolute encoder single-turn 22 bit (encoder AS22DQC); With OCC interface; Connector size M12, rotatable; | novo out 2017 | 0 | 0
1FK2102-1AG10-0MA0 |  | 1FK2102-1AG10-0MA0 | 1 | UN | 1 | 15 | C | D | N | N | 85015100 | 1 | 4042948690512 | 2.05 | KG | 859.43 | 859.43 | MC05 | MC05 | SIMOTICS S-1FK2 HD Servo motor M0=0.32 Nm; PN = 0.1 kW at nN=3000 rpm; Converter at max. 240 V supply system; with holding brake; Degree of protection IP64; Cylindrical shaft D8x25 mm; Absolute encoder 22-bit + 12-bit multi-turn (encoder AM22DQC); with OCC interface; Connector size M12, rotatable; | novo out 2017 | 0 | 0
1FK2102-1AG10-0SA0 |  | 1FK2102-1AG10-0SA0 | 1 | UN | 1 | 15 | C | D | N | N | 85015100 | 1 | 4042948690529 | 2.05 | KG | 651.18 | 651.18 | MC05 | MC05 | SIMOTICS S-1FK2 HD Servo motor M0=0.32 Nm; PN = 0.1 kW at nN=3000 rpm; Converter at max. 240 V supply system; With holding brake; Degree of protection IP64; Cylindrical shaft D8x25 mm; Absolute encoder single-turn 22 bit (encoder AS22DQC); With OCC interface; Connector size M12, rotatable; | novo out 2017 | 0 | 0
1FK2102-1AG10-1MA0 |  | 1FK2102-1AG10-1MA0 | 1 | UN | 1 | 15 | C | D | N | N | 85015100 | 1 | 4042948690536 | 2.05 | KG | 859.43 | 859.43 | MC05 | MC05 | SIMOTICS S-1FK2 HD Servo motor M0=0.32 Nm; PN = 0.1 kW at nN=3000 rpm; Converter at max. 240 V supply system; with holding brake; Degree of protection IP64; Shaft D8x25mm with fitted key; Absolute encoder 22-bit + 12-bit multi-turn (encoder AM22DQC); with OCC interface; Connector size M12, rotatable; | novo out 2017 | 0 | 0
1FK2102-1AG10-1SA0 |  | 1FK2102-1AG10-1SA0 | 1 | UN | 1 | 15 | C | D | N | N | 85015100 | 1 | 4042948690543 | 2.05 | KG | 651.18 | 651.18 | MC05 | MC05 | SIMOTICS S-1FK2 HD Servo motor M0=0.32 Nm; PN = 0.1 kW at nN=3000 rpm; Converter at max. 240 V supply system; With holding brake; Degree of protection IP64; Shaft D8x25 mm with feather key; Absolute encoder single-turn 22 bit (encoder AS22DQC); With OCC interface; Connector size M12, rotatable; | novo out 2017 | 0 | 0
1FK2102-1AG11-0MA0 |  | 1FK2102-1AG11-0MA0 | 1 | UN | 1 | 15 | C | D | N | N | 85015100 | 1 | 4042948690550 | 2.05 | KG | 917.58 | 917.58 | MC05 | MC05 | SIMOTICS S-1FK2 HD Servo motor M0=0.32 Nm; PN = 0.1 kW at nN=3000 rpm; Converter at max. 240 V supply system; with holding brake; Degree of protection IP65; Cylindrical shaft D8x25 mm; Absolute encoder 22-bit + 12-bit multi-turn (encoder AM22DQC); with OCC interface; Connector size M12, rotatable; | novo out 2017 | 0 | 0
1FK2102-1AG11-0SA0 |  | 1FK2102-1AG11-0SA0 | 1 | UN | 1 | 15 | C | D | N | N | 85015100 | 1 | 4042948690567 | 2.05 | KG | 709.33 | 709.33 | MC05 | MC05 | SIMOTICS S-1FK2 HD Servo motor M0=0.32 Nm; PN = 0.1 kW at nN=3000 rpm; Converter at max. 240 V supply system; With holding brake; Degree of protection IP65; Cylindrical shaft D8x25 mm; Absolute encoder single-turn 22 bit (encoder AS22DQC); With OCC interface; Connector size M12, rotatable; | novo out 2017 | 0 | 0
1FK2102-1AG11-1MA0 |  | 1FK2102-1AG11-1MA0 | 1 | UN | 1 | 15 | C | D | N | N | 85015100 | 1 | 4042948690574 | 2.05 | KG | 917.58 | 917.58 | MC05 | MC05 | SIMOTICS S-1FK2 HD Servo motor M0=0.32 Nm; PN = 0.1 kW at nN=3000 rpm; Converter at max. 240 V supply system; with holding brake; Degree of protection IP65; Shaft D8x25mm with fitted key; Absolute encoder 22-bit + 12-bit multi-turn (encoder AM22DQC); with OCC interface; Connector size M12, rotatable; | novo out 2017 | 0 | 0
1FK2102-1AG11-1SA0 |  | 1FK2102-1AG11-1SA0 | 1 | UN | 1 | 15 | C | D | N | N | 85015100 | 1 | 4042948690581 | 2.05 | KG | 709.33 | 709.33 | MC05 | MC05 | SIMOTICS S-1FK2 HD Servo motor M0=0.32 Nm; PN = 0.1 kW at nN=3000 rpm; Converter at max. 240 V supply system; With holding brake; Degree of protection IP65; Shaft D8x25 mm with feather key; Absolute encoder single-turn 22 bit (encoder AS22DQC); With OCC interface; Connector size M12, rotatable; | novo out 2017 | 0 | 0
1FK2103-2AG00-0MA0 |  | 1FK2103-2AG00-0MA0 | 1 | UN | 1 | 15 | C | D | N | N | 85015100 | 1 | 4042948690598 | 2.35 | KG | 761.85 | 761.85 | MC05 | MC05 | SIMOTICS S-1FK2 HD Servo motor M0=0.64 Nm; PN = 0.2 kW at nN=3000 rpm; Converter at max. 240 V supply system; Degree of protection IP64; Cylindrical shaft D14 x 30 mm; Absolute encoder 22-bit + 12-bit multi-turn (encoder AM22DQC); with OCC interface; Connector size M12, rotatable; | novo out 2017 | 0 | 0
1FK2103-2AG00-0SA0 |  | 1FK2103-2AG00-0SA0 | 1 | UN | 1 | 15 | C | D | N | N | 85015100 | 1 | 4042948690604 | 2.35 | KG | 553.59 | 553.59 | MC05 | MC05 | SIMOTICS S-1FK2 HD Servo motor M0=0.64 Nm; PN = 0.2 kW at nN=3000 rpm; Converter at max. 240 V supply system; Degree of protection IP64; Cylindrical shaft D14 x 30 mm; Absolute encoder single-turn 22 bit (encoder AS22DQC); With OCC interface; Connector size M12, rotatable; | novo out 2017 | 0 | 0
1FK2103-2AG00-1MA0 |  | 1FK2103-2AG00-1MA0 | 1 | UN | 1 | 15 | C | D | N | N | 85015100 | 1 | 4042948690611 | 2.35 | KG | 761.85 | 761.85 | MC05 | MC05 | SIMOTICS S-1FK2 HD Servo motor M0=0.64 Nm; PN = 0.2 kW at nN=3000 rpm; Converter at max. 240 V supply system; Degree of protection IP64; Shaft D14x30 mm with feather key; Absolute encoder 22-bit + 12-bit multi-turn (encoder AM22DQC); with OCC interface; Connector size M12, rotatable; | novo out 2017 | 0 | 0
1FK2103-2AG00-1SA0 |  | 1FK2103-2AG00-1SA0 | 1 | UN | 1 | 15 | C | D | N | N | 85015100 | 1 | 4042948690628 | 2.35 | KG | 553.59 | 553.59 | MC05 | MC05 | SIMOTICS S-1FK2 HD Servo motor M0=0.64 Nm; PN = 0.2 kW at nN=3000 rpm; Converter at max. 240 V supply system; Degree of protection IP64; Shaft D14x30 mm with feather key; Absolute encoder single-turn 22 bit (encoder AS22DQC); With OCC interface; Connector size M12, rotatable; | novo out 2017 | 0 | 0
1FK2103-2AG00-2MA0 |  | 1FK2103-2AG00-2MA0 | 1 | UN | 1 | 15 | C | D | N | N | 85015100 | 1 | 4042948690635 | 2.35 | KG | 761.85 | 761.85 | MC05 | MC05 | SIMOTICS S-1FK2 HD Servo motor M0=0.64 Nm; PN = 0.2 kW at nN=3000 rpm; Converter at max. 240 V supply system; Degree of protection IP64; Cylindrical shaft D11 x 23 mm; Absolute encoder 22-bit + 12-bit multi-turn (encoder AM22DQC); with OCC interface; Connector size M12, rotatable; | novo out 2017 | 0 | 0
1FK2103-2AG00-2SA0 |  | 1FK2103-2AG00-2SA0 | 1 | UN | 1 | 15 | C | D | N | N | 85015100 | 1 | 4042948690642 | 2.35 | KG | 553.59 | 553.59 | MC05 | MC05 | SIMOTICS S-1FK2 HD Servo motor M0=0.64 Nm; PN = 0.2 kW at nN=3000 rpm; Converter at max. 240 V supply system; Degree of protection IP64; Cylindrical shaft D11x23 mm; Absolute encoder single-turn 22 bit (encoder AS22DQC); With OCC interface; Connector size M12, rotatable; | novo out 2017 | 0 | 0
1FK2103-2AG01-0MA0 |  | 1FK2103-2AG01-0MA0 | 1 | UN | 1 | 15 | C | D | N | N | 85015100 | 1 | 4042948690659 | 2.35 | KG | 820 | 820 | MC05 | MC05 | SIMOTICS S-1FK2 HD Servo motor M0=0.64 Nm; PN = 0.2 kW at nN=3000 rpm; Converter at max. 240 V supply system; Degree of protection IP65; Cylindrical shaft D14 x 30 mm; Absolute encoder 22-bit + 12-bit multi-turn (encoder AM22DQC); with OCC interface; Connector size M12, rotatable; | novo out 2017 | 0 | 0
1FK2103-2AG01-0SA0 |  | 1FK2103-2AG01-0SA0 | 1 | UN | 1 | 15 | C | D | N | N | 85015100 | 1 | 4042948690666 | 2.35 | KG | 611.74 | 611.74 | MC05 | MC05 | SIMOTICS S-1FK2 HD Servo motor M0=0.64 Nm; PN = 0.2 kW at nN=3000 rpm; Converter at max. 240 V supply system; Degree of protection IP65; Cylindrical shaft D14 x 30 mm; Absolute encoder single-turn 22 bit (encoder AS22DQC); With OCC interface; Connector size M12, rotatable; | novo out 2017 | 0 | 0
1FK2103-2AG01-1MA0 |  | 1FK2103-2AG01-1MA0 | 1 | UN | 1 | 15 | C | D | N | N | 85015100 | 1 | 4042948690673 | 2.35 | KG | 820 | 820 | MC05 | MC05 | SIMOTICS S-1FK2 HD Servo motor M0=0.64 Nm; PN = 0.2 kW at nN=3000 rpm; Converter at max. 240 V supply system; Degree of protection IP65; Shaft D14x30 mm with feather key; Absolute encoder 22-bit + 12-bit multi-turn (encoder AM22DQC); with OCC interface; Connector size M12, rotatable; | novo out 2017 | 0 | 0
1FK2103-2AG01-1SA0 |  | 1FK2103-2AG01-1SA0 | 1 | UN | 1 | 15 | C | D | N | N | 85015100 | 1 | 4042948690680 | 2.35 | KG | 611.74 | 611.74 | MC05 | MC05 | SIMOTICS S-1FK2 HD Servo motor M0=0.64 Nm; PN = 0.2 kW at nN=3000 rpm; Converter at max. 240 V supply system; Degree of protection IP65; Shaft D14x30 mm with feather key; Absolute encoder single-turn 22 bit (encoder AS22DQC); With OCC interface; Connector size M12, rotatable; | novo out 2017 | 0 | 0
1FK2103-2AG10-0MA0 |  | 1FK2103-2AG10-0MA0 | 1 | UN | 1 | 15 | C | D | N | N | 85015100 | 1 | 4042948690697 | 2.85 | KG | 928.77 | 928.77 | MC05 | MC05 | SIMOTICS S-1FK2 HD Servo motor M0=0.64 Nm; PN = 0.2 kW at nN=3000 rpm; Converter at max. 240 V supply system; with holding brake; Degree of protection IP64; Cylindrical shaft D14 x 30 mm; Absolute encoder 22-bit + 12-bit multi-turn (encoder AM22DQC); with OCC interface; Connector size M12, rotatable; | novo out 2017 | 0 | 0
1FK2103-2AG10-0SA0 |  | 1FK2103-2AG10-0SA0 | 1 | UN | 1 | 15 | C | D | N | N | 85015100 | 1 | 4042948690703 | 2.85 | KG | 720.51 | 720.51 | MC05 | MC05 | SIMOTICS S-1FK2 HD Servo motor M0=0.64 Nm; PN = 0.2 kW at nN=3000 rpm; Converter at max. 240 V supply system; With holding brake; Degree of protection IP64; Cylindrical shaft D14 x 30 mm; Absolute encoder single-turn 22 bit (encoder AS22DQC); With OCC interface; Connector size M12, rotatable; | novo out 2017 | 0 | 0
1FK2103-2AG10-1MA0 |  | 1FK2103-2AG10-1MA0 | 1 | UN | 1 | 15 | C | D | N | N | 85015100 | 1 | 4042948690710 | 2.85 | KG | 928.77 | 928.77 | MC05 | MC05 | SIMOTICS S-1FK2 HD Servo motor M0=0.64 Nm; PN = 0.2 kW at nN=3000 rpm; Converter at max. 240 V supply system; with holding brake; Degree of protection IP64; Shaft D14x30 mm with feather key; Absolute encoder 22-bit + 12-bit multi-turn (encoder AM22DQC); with OCC interface; Connector size M12, rotatable; | novo out 2017 | 0 | 0
1FK2103-2AG10-1SA0 |  | 1FK2103-2AG10-1SA0 | 1 | UN | 1 | 15 | C | D | N | N | 85015100 | 1 | 4042948690727 | 2.85 | KG | 720.51 | 720.51 | MC05 | MC05 | SIMOTICS S-1FK2 HD Servo motor M0=0.64 Nm; PN = 0.2 kW at nN=3000 rpm; Converter at max. 240 V supply system; With holding brake; Degree of protection IP64; Shaft D14x30 mm with feather key; Absolute encoder single-turn 22 bit (encoder AS22DQC); With OCC interface; Connector size M12, rotatable; | novo out 2017 | 0 | 0
1FK2103-2AG10-2MA0 |  | 1FK2103-2AG10-2MA0 | 1 | UN | 1 | 15 | C | D | N | N | 85015100 | 1 | 4042948690734 | 2.85 | KG | 928.77 | 928.77 | MC05 | MC05 | SIMOTICS S-1FK2 HD Servo motor M0=0.64 Nm; PN = 0.2 kW at nN=3000 rpm; Converter at max. 240 V supply system; with holding brake; Degree of protection IP64; Cylindrical shaft D11 x 23 mm; Absolute encoder 22-bit + 12-bit multi-turn (encoder AM22DQC); with OCC interface; Connector size M12, rotatable; | novo out 2017 | 0 | 0
1FK2103-2AG10-2SA0 |  | 1FK2103-2AG10-2SA0 | 1 | UN | 1 | 15 | C | D | N | N | 85015100 | 1 | 4042948690741 | 2.85 | KG | 720.51 | 720.51 | MC05 | MC05 | SIMOTICS S-1FK2 HD Servo motor M0=0.64 Nm; PN = 0.2 kW at nN=3000 rpm; Converter at max. 240 V supply system; With holding brake; Degree of protection IP64; Cylindrical shaft D11x23 mm; Absolute encoder single-turn 22 bit (encoder AS22DQC); With OCC interface; Connector size M12, rotatable; | novo out 2017 | 0 | 0
1FK2103-2AG11-0MA0 |  | 1FK2103-2AG11-0MA0 | 1 | UN | 1 | 15 | C | D | N | N | 85015100 | 1 | 4042948690758 | 2.85 | KG | 986.92 | 986.92 | MC05 | MC05 | SIMOTICS S-1FK2 HD Servo motor M0=0.64 Nm; PN = 0.2 kW at nN=3000 rpm; Converter at max. 240 V supply system; with holding brake; Degree of protection IP65; Cylindrical shaft D14 x 30 mm; Absolute encoder 22-bit + 12-bit multi-turn (encoder AM22DQC); with OCC interface; Connector size M12, rotatable; | novo out 2017 | 0 | 0
1FK2103-2AG11-0SA0 |  | 1FK2103-2AG11-0SA0 | 1 | UN | 1 | 15 | C | D | N | N | 85015100 | 1 | 4042948690765 | 2.85 | KG | 778.66 | 778.66 | MC05 | MC05 | SIMOTICS S-1FK2 HD Servo motor M0=0.64 Nm; PN = 0.2 kW at nN=3000 rpm; Converter at max. 240 V supply system; With holding brake; Degree of protection IP65; Cylindrical shaft D14 x 30 mm; Absolute encoder single-turn 22 bit (encoder AS22DQC); With OCC interface; Connector size M12, rotatable; | novo out 2017 | 0 | 0
1FK2103-2AG11-1MA0 |  | 1FK2103-2AG11-1MA0 | 1 | UN | 1 | 15 | C | D | N | N | 85015100 | 1 | 4042948690772 | 2.85 | KG | 986.92 | 986.92 | MC05 | MC05 | SIMOTICS S-1FK2 HD Servo motor M0=0.64 Nm; PN = 0.2 kW at nN=3000 rpm; Converter at max. 240 V supply system; with holding brake; Degree of protection IP65; Shaft D14x30 mm with feather key; Absolute encoder 22-bit + 12-bit multi-turn (encoder AM22DQC); with OCC interface; Connector size M12, rotatable; | novo out 2017 | 0 | 0
1FK2103-2AG11-1SA0 |  | 1FK2103-2AG11-1SA0 | 1 | UN | 1 | 15 | C | D | N | N | 85015100 | 1 | 4042948690789 | 2.85 | KG | 778.66 | 778.66 | MC05 | MC05 | SIMOTICS S-1FK2 HD Servo motor M0=0.64 Nm; PN = 0.2 kW at nN=3000 rpm; Converter at max. 240 V supply system; With holding brake; Degree of protection IP65; Shaft D14x30 mm with feather key; Absolute encoder single-turn 22 bit (encoder AS22DQC); With OCC interface; Connector size M12, rotatable; | novo out 2017 | 0 | 0
1FK2103-4AG00-0MA0 |  | 1FK2103-4AG00-0MA0 | 1 | UN | 1 | 15 | C | D | N | N | 85015100 | 1 | 4042948690796 | 2.82 | KG | 844.88 | 844.88 | MC05 | MC05 | SIMOTICS S-1FK2 HD Servo motor M0=1.27 Nm; PN = 0.4 kW at nN=3000 rpm; Converter at max. 240 V supply system; Degree of protection IP64; Cylindrical shaft D14 x 30 mm; Absolute encoder 22-bit + 12-bit multi-turn (encoder AM22DQC); with OCC interface; Connector size M12, rotatable; | novo out 2017 | 0 | 0
1FK2103-4AG00-0SA0 |  | 1FK2103-4AG00-0SA0 | 1 | UN | 1 | 15 | C | D | N | N | 85015100 | 1 | 4042948690802 | 2.82 | KG | 636.63 | 636.63 | MC05 | MC05 | SIMOTICS S-1FK2 HD Servo motor M0=1.27 Nm; PN = 0.4 kW at nN=3000 rpm; Converter at max. 240 V supply system; Degree of protection IP64; Cylindrical shaft D14 x 30 mm; Absolute encoder single-turn 22 bit (encoder AS22DQC); With OCC interface; Connector size M12, rotatable; | novo out 2017 | 0 | 0
1FK2103-4AG00-1MA0 |  | 1FK2103-4AG00-1MA0 | 1 | UN | 1 | 15 | C | D | N | N | 85015100 | 1 | 4042948690819 | 2.82 | KG | 844.88 | 844.88 | MC05 | MC05 | SIMOTICS S-1FK2 HD Servo motor M0=1.27 Nm; PN = 0.4 kW at nN=3000 rpm; Converter at max. 240 V supply system; Degree of protection IP64; Shaft D14x30 mm with feather key; Absolute encoder 22-bit + 12-bit multi-turn (encoder AM22DQC); with OCC interface; Connector size M12, rotatable; | novo out 2017 | 0 | 0
1FK2103-4AG00-1SA0 |  | 1FK2103-4AG00-1SA0 | 1 | UN | 1 | 15 | C | D | N | N | 85015100 | 1 | 4042948690826 | 2.82 | KG | 636.63 | 636.63 | MC05 | MC05 | SIMOTICS S-1FK2 HD Servo motor M0=1.27 Nm; PN = 0.4 kW at nN=3000 rpm; Converter at max. 240 V supply system; Degree of protection IP64; Shaft D14x30 mm with feather key; Absolute encoder single-turn 22 bit (encoder AS22DQC); With OCC interface; Connector size M12, rotatable; | novo out 2017 | 0 | 0
1FK2103-4AG00-2MA0 |  | 1FK2103-4AG00-2MA0 | 1 | UN | 1 | 15 | C | D | N | N | 85015100 | 1 | 4042948690833 | 2.82 | KG | 844.88 | 844.88 | MC05 | MC05 | SIMOTICS S-1FK2 HD Servo motor M0=1.27 Nm; PN = 0.4 kW at nN=3000 rpm; Converter at max. 240 V supply system; Degree of protection IP64; Cylindrical shaft D11 x 23 mm; Absolute encoder 22-bit + 12-bit multi-turn (encoder AM22DQC); with OCC interface; Connector size M12, rotatable; | novo out 2017 | 0 | 0
1FK2103-4AG00-2SA0 |  | 1FK2103-4AG00-2SA0 | 1 | UN | 1 | 15 | C | D | N | N | 85015100 | 1 | 4042948690840 | 2.82 | KG | 636.63 | 636.63 | MC05 | MC05 | SIMOTICS S-1FK2 HD Servo motor M0=1.27 Nm; PN = 0.4 kW at nN=3000 rpm; Converter at max. 240 V supply system; Degree of protection IP64; Cylindrical shaft D11x23 mm; Absolute encoder single-turn 22 bit (encoder AS22DQC); With OCC interface; Connector size M12, rotatable; | novo out 2017 | 0 | 0
1FK2103-4AG01-0MA0 |  | 1FK2103-4AG01-0MA0 | 1 | UN | 1 | 15 | C | D | N | N | 85015100 | 1 | 4042948690857 | 2.82 | KG | 903.03 | 903.03 | MC05 | MC05 | SIMOTICS S-1FK2 HD Servo motor M0=1.27 Nm; PN = 0.4 kW at nN=3000 rpm; Converter at max. 240 V supply system; Degree of protection IP65; Cylindrical shaft D14 x 30 mm; Absolute encoder 22-bit + 12-bit multi-turn (encoder AM22DQC); with OCC interface; Connector size M12, rotatable; | novo out 2017 | 0 | 0
1FK2103-4AG01-0SA0 |  | 1FK2103-4AG01-0SA0 | 1 | UN | 1 | 15 | C | D | N | N | 85015100 | 1 | 4042948690864 | 2.82 | KG | 694.78 | 694.78 | MC05 | MC05 | SIMOTICS S-1FK2 HD Servo motor M0=1.27 Nm; PN = 0.4 kW at nN=3000 rpm; Converter at max. 240 V supply system; Degree of protection IP65; Cylindrical shaft D14 x 30 mm; Absolute encoder single-turn 22 bit (encoder AS22DQC); With OCC interface; Connector size M12, rotatable; | novo out 2017 | 0 | 0
1FK2103-4AG01-1MA0 |  | 1FK2103-4AG01-1MA0 | 1 | UN | 1 | 15 | C | D | N | N | 85015100 | 1 | 4042948690871 | 2.82 | KG | 903.03 | 903.03 | MC05 | MC05 | SIMOTICS S-1FK2 HD Servo motor M0=1.27 Nm; PN = 0.4 kW at nN=3000 rpm; Converter at max. 240 V supply system; Degree of protection IP65; Shaft D14x30 mm with feather key; Absolute encoder 22-bit + 12-bit multi-turn (encoder AM22DQC); with OCC interface; Connector size M12, rotatable; | novo out 2017 | 0 | 0
1FK2103-4AG01-1SA0 |  | 1FK2103-4AG01-1SA0 | 1 | UN | 1 | 15 | C | D | N | N | 85015100 | 1 | 4042948690888 | 2.82 | KG | 694.78 | 694.78 | MC05 | MC05 | SIMOTICS S-1FK2 HD Servo motor M0=1.27 Nm; PN = 0.4 kW at nN=3000 rpm; Converter at max. 240 V supply system; Degree of protection IP65; Shaft D14x30 mm with feather key; Absolute encoder single-turn 22 bit (encoder AS22DQC); With OCC interface; Connector size M12, rotatable; | novo out 2017 | 0 | 0
1FK2103-4AG10-0MA0 |  | 1FK2103-4AG10-0MA0 | 1 | UN | 1 | 15 | C | D | N | N | 85015100 | 1 | 4042948690895 | 3.34 | KG | 1011.81 | 1011.81 | MC05 | MC05 | SIMOTICS S-1FK2 HD Servo motor M0=1.27 Nm; PN = 0.4 kW at nN=3000 rpm; Converter at max. 240 V supply system; with holding brake; Degree of protection IP64; Cylindrical shaft D14 x 30 mm; Absolute encoder 22-bit + 12-bit multi-turn (encoder AM22DQC); with OCC interface; Connector size M12, rotatable; | novo out 2017 | 0 | 0
1FK2103-4AG10-0SA0 |  | 1FK2103-4AG10-0SA0 | 1 | UN | 1 | 15 | C | D | N | N | 85015100 | 1 | 4042948690901 | 3.34 | KG | 803.55 | 803.55 | MC05 | MC05 | SIMOTICS S-1FK2 HD Servo motor M0=1.27 Nm; PN = 0.4 kW at nN=3000 rpm; Converter at max. 240 V supply system; With holding brake; Degree of protection IP64; Cylindrical shaft D14 x 30 mm; Absolute encoder single-turn 22 bit (encoder AS22DQC); With OCC interface; Connector size M12, rotatable; | novo out 2017 | 0 | 0
1FK2103-4AG10-1MA0 |  | 1FK2103-4AG10-1MA0 | 1 | UN | 1 | 15 | C | D | N | N | 85015100 | 1 | 4042948690918 | 3.34 | KG | 1011.81 | 1011.81 | MC05 | MC05 | SIMOTICS S-1FK2 HD Servo motor M0=1.27 Nm; PN = 0.4 kW at nN=3000 rpm; Converter at max. 240 V supply system; with holding brake; Degree of protection IP64; Shaft D14x30 mm with feather key; Absolute encoder 22-bit + 12-bit multi-turn (encoder AM22DQC); with OCC interface; Connector size M12, rotatable; | novo out 2017 | 0 | 0
1FK2103-4AG10-1SA0 |  | 1FK2103-4AG10-1SA0 | 1 | UN | 1 | 15 | C | D | N | N | 85015100 | 1 | 4042948690925 | 3.34 | KG | 803.55 | 803.55 | MC05 | MC05 | SIMOTICS S-1FK2 HD Servo motor M0=1.27 Nm; PN = 0.4 kW at nN=3000 rpm; Converter at max. 240 V supply system; With holding brake; Degree of protection IP64; Shaft D14x30 mm with feather key; Absolute encoder single-turn 22 bit (encoder AS22DQC); With OCC interface; Connector size M12, rotatable; | novo out 2017 | 0 | 0
1FK2103-4AG10-2MA0 |  | 1FK2103-4AG10-2MA0 | 1 | UN | 1 | 15 | C | D | N | N | 85015100 | 1 | 4042948690932 | 3.34 | KG | 1011.81 | 1011.81 | MC05 | MC05 | SIMOTICS S-1FK2 HD Servo motor M0=1.27 Nm; PN = 0.4 kW at nN=3000 rpm; Converter at max. 240 V supply system; with holding brake; Degree of protection IP64; Cylindrical shaft D11 x 23 mm; Absolute encoder 22-bit + 12-bit multi-turn (encoder AM22DQC); with OCC interface; Connector size M12, rotatable; | novo out 2017 | 0 | 0
1FK2103-4AG10-2SA0 |  | 1FK2103-4AG10-2SA0 | 1 | UN | 1 | 15 | C | D | N | N | 85015100 | 1 | 4042948690949 | 3.34 | KG | 803.55 | 803.55 | MC05 | MC05 | SIMOTICS S-1FK2 HD Servo motor M0=1.27 Nm; PN = 0.4 kW at nN=3000 rpm; Converter at max. 240 V supply system; With holding brake; Degree of protection IP64; Cylindrical shaft D11x23 mm; Absolute encoder single-turn 22 bit (encoder AS22DQC); With OCC interface; Connector size M12, rotatable; | novo out 2017 | 0 | 0
1FK2103-4AG11-0MA0 |  | 1FK2103-4AG11-0MA0 | 1 | UN | 1 | 15 | C | D | N | N | 85015100 | 1 | 4042948690956 | 3.34 | KG | 1069.96 | 1069.96 | MC05 | MC05 | SIMOTICS S-1FK2 HD Servo motor M0=1.27 Nm; PN = 0.4 kW at nN=3000 rpm; Converter at max. 240 V supply system; with holding brake; Degree of protection IP65; Cylindrical shaft D14 x 30 mm; Absolute encoder 22-bit + 12-bit multi-turn (encoder AM22DQC); with OCC interface; Connector size M12, rotatable; | novo out 2017 | 0 | 0
1FK2103-4AG11-0SA0 |  | 1FK2103-4AG11-0SA0 | 1 | UN | 1 | 15 | C | D | N | N | 85015100 | 1 | 4042948690963 | 3.34 | KG | 861.7 | 861.7 | MC05 | MC05 | SIMOTICS S-1FK2 HD Servo motor M0=1.27 Nm; PN = 0.4 kW at nN=3000 rpm; Converter at max. 240 V supply system; With holding brake; Degree of protection IP65; Cylindrical shaft D14 x 30 mm; Absolute encoder single-turn 22 bit (encoder AS22DQC); With OCC interface; Connector size M12, rotatable; | novo out 2017 | 0 | 0
1FK2103-4AG11-1MA0 |  | 1FK2103-4AG11-1MA0 | 1 | UN | 1 | 15 | C | D | N | N | 85015100 | 1 | 4042948690970 | 3.34 | KG | 1069.96 | 1069.96 | MC05 | MC05 | SIMOTICS S-1FK2 HD Servo motor M0=1.27 Nm; PN = 0.4 kW at nN=3000 rpm; Converter at max. 240 V supply system; with holding brake; Degree of protection IP65; Shaft D14x30 mm with feather key; Absolute encoder 22-bit + 12-bit multi-turn (encoder AM22DQC); with OCC interface; Connector size M12, rotatable; | novo out 2017 | 0 | 0
1FK2103-4AG11-1SA0 |  | 1FK2103-4AG11-1SA0 | 1 | UN | 1 | 15 | C | D | N | N | 85015100 | 1 | 4042948690987 | 3.34 | KG | 861.7 | 861.7 | MC05 | MC05 | SIMOTICS S-1FK2 HD Servo motor M0=1.27 Nm; PN = 0.4 kW at nN=3000 rpm; Converter at max. 240 V supply system; With holding brake; Degree of protection IP65; Shaft D14x30 mm with feather key; Absolute encoder single-turn 22 bit (encoder AS22DQC); With OCC interface; Connector size M12, rotatable; | novo out 2017 | 0 | 0
1FK2104-4AF00-0MA0 |  | 1FK2104-4AF00-0MA0 | 1 | UN | 1 | 15 | C | D | N | N | 85015100 | 1 | 4042948693322 | 2.05 | KG | 844.88 | 844.88 | MC05 | MC05 | SIMOTICS S-1FK2 HD Servo motor M0=1.27 Nm; PN = 0.4 kW at nN=3000 rpm; Converter at max. 480 V supply system; Degree of protection IP64; cylindrical shaft D19x40 mm; Absolute encoder 22-bit + 12-bit multi-turn (encoder AM22DQC); with OCC interface; Connector size M17, rotatable; | novo out 2017 | 0 | 0
1FK2104-4AF00-0MB0 |  | 1FK2104-4AF00-0MB0 | 1 | UN | 1 | 15 | C | D | N | N | 85015100 | 1 | 4042948693339 | 2.05 | KG | 844.88 | 844.88 | MC05 | MC05 | SIMOTICS S-1FK2 HD Servo motor M0=1.27 Nm; PN = 0.4 kW at nN=3000 rpm; Converter at max. 480 V supply system; Degree of protection IP64; Cylindrical shaft D19x40 mm; Absolute encoder 22-bit + 12-bit Multiturn (encoder AM22DQC); With DRIVE-CLiQ interface; Power connector Size M17 | novo out 2017 | 0 | 0
1FK2104-4AF00-0SA0 |  | 1FK2104-4AF00-0SA0 | 1 | UN | 1 | 15 | C | D | N | N | 85015100 | 1 | 4042948693346 | 2.05 | KG | 636.63 | 636.63 | MC05 | MC05 | SIMOTICS S-1FK2 HD Servo motor M0=1.27 Nm; PN = 0.4 kW at nN=3000 rpm; Converter at max. 480 V supply system; Degree of protection IP64; Cylindrical shaft D19x40 mm; Absolute encoder single-turn 22 bit (encoder AS22DQC); With OCC interface; Connector size M17, rotatable; | novo out 2017 | 0 | 0
1FK2104-4AF00-0SB0 |  | 1FK2104-4AF00-0SB0 | 1 | UN | 1 | 15 | C | D | N | N | 85015100 | 1 | 4042948693353 | 2.05 | KG | 636.63 | 636.63 | MC05 | MC05 | SIMOTICS S-1FK2 HD Servo motor M0=1.27 Nm; PN = 0.4 kW at nN=3000 rpm; Converter at max. 480 V supply system; Degree of protection IP64; Cylindrical shaft D19x40 mm; Absolute encoder single-turn 22 bit (encoder AS22DQC); With DRIVE-CLiQ interface; Power connector size M17 | novo out 2017 | 0 | 0
1FK2104-4AF00-1MA0 |  | 1FK2104-4AF00-1MA0 | 1 | UN | 1 | 15 | C | D | N | N | 85015100 | 1 | 4042948693360 | 2.05 | KG | 844.88 | 844.88 | MC05 | MC05 | SIMOTICS S-1FK2 HD Servo motor M0=1.27 Nm; PN = 0.4 kW at nN=3000 rpm; Converter at max. 480 V supply system; Degree of protection IP64; Shaft D19x40 mm with feather key; Absolute encoder 22-bit + 12-bit multi-turn (encoder AM22DQC); with OCC interface; Connector size M17, rotatable; | novo out 2017 | 0 | 0
1FK2104-4AF00-1MB0 |  | 1FK2104-4AF00-1MB0 | 1 | UN | 1 | 15 | C | D | N | N | 85015100 | 1 | 4042948693377 | 2.05 | KG | 844.88 | 844.88 | MC05 | MC05 | SIMOTICS S-1FK2 HD Servo motor M0=1.27 Nm; PN = 0.4 kW at nN=3000 rpm; Converter at max. 480 V supply system; Degree of protection IP64; Shaft D19x40 mm with feather key; Absolute encoder 22-bit + 12-bit Multiturn (encoder AM22DQC); With DRIVE-CLiQ interface; Power connector Size M17 | novo out 2017 | 0 | 0
1FK2104-4AF00-1SA0 |  | 1FK2104-4AF00-1SA0 | 1 | UN | 1 | 15 | C | D | N | N | 85015100 | 1 | 4042948693384 | 2.05 | KG | 636.63 | 636.63 | MC05 | MC05 | SIMOTICS S-1FK2 HD Servo motor M0=1.27 Nm; PN = 0.4 kW at nN=3000 rpm; Converter at max. 480 V supply system; Degree of protection IP64; Shaft D19x40 mm with feather key; Absolute encoder single-turn 22 bit (encoder AS22DQC); With OCC interface; Connector size M17, rotatable; | novo out 2017 | 0 | 0
1FK2104-4AF00-1SB0 |  | 1FK2104-4AF00-1SB0 | 1 | UN | 1 | 15 | C | D | N | N | 85015100 | 1 | 4042948693391 | 2.05 | KG | 636.63 | 636.63 | MC05 | MC05 | SIMOTICS S-1FK2 HD Servo motor M0=1.27 Nm; PN = 0.4 kW at nN=3000 rpm; Converter at max. 480 V supply system; Degree of protection IP64; Shaft D19x40 mm with feather key; Absolute encoder single-turn 22 bit (encoder AS22DQC); With DRIVE-CLiQ interface; Power connector size M17 | novo out 2017 | 0 | 0
1FK2104-4AF01-0MA0 |  | 1FK2104-4AF01-0MA0 | 1 | UN | 1 | 15 | C | D | N | N | 85015100 | 1 | 4042948693407 | 2.05 | KG | 903.03 | 903.03 | MC05 | MC05 | SIMOTICS S-1FK2 HD Servo motor M0=1.27 Nm; PN = 0.4 kW at nN=3000 rpm; Converter at max. 480 V supply system; Degree of protection IP65; cylindrical shaft D19x40 mm; Absolute encoder 22-bit + 12-bit multi-turn (encoder AM22DQC); with OCC interface; Connector size M17, rotatable; | novo out 2017 | 0 | 0
1FK2104-4AF01-0MB0 |  | 1FK2104-4AF01-0MB0 | 1 | UN | 1 | 15 | C | D | N | N | 85015100 | 1 | 4042948693414 | 2.05 | KG | 903.03 | 903.03 | MC05 | MC05 | SIMOTICS S-1FK2 HD Servo motor M0=1.27 Nm; PN = 0.4 kW at nN=3000 rpm; Converter at max. 480 V supply system; Degree of protection IP65; Cylindrical shaft D19x40 mm; Absolute encoder 22-bit + 12-bit Multiturn (encoder AM22DQC); With DRIVE-CLiQ interface; Power connector Size M17 | novo out 2017 | 0 | 0
1FK2104-4AF01-0SA0 |  | 1FK2104-4AF01-0SA0 | 1 | UN | 1 | 15 | C | D | N | N | 85015100 | 1 | 4042948693957 | 2.05 | KG | 694.78 | 694.78 | MC05 | MC05 | SIMOTICS S-1FK2 HD Servo motor M0=1.27 Nm; PN = 0.4 kW at nN=3000 rpm; Converter at max. 480 V supply system; Degree of protection IP65; Cylindrical shaft D19x40 mm; Absolute encoder single-turn 22 bit (encoder AS22DQC); With OCC interface; Connector size M17, rotatable; | novo out 2017 | 0 | 0
1FK2104-4AF01-0SB0 |  | 1FK2104-4AF01-0SB0 | 1 | UN | 1 | 15 | C | D | N | N | 85015100 | 1 | 4042948693964 | 2.05 | KG | 694.78 | 694.78 | MC05 | MC05 | SIMOTICS S-1FK2 HD Servo motor M0=1.27 Nm; PN = 0.4 kW at nN=3000 rpm; Converter at max. 480 V supply system; Degree of protection IP65; Cylindrical shaft D19x40 mm; Absolute encoder single-turn 22 bit (encoder AS22DQC); With DRIVE-CLiQ interface; Power connector size M17 | novo out 2017 | 0 | 0
1FK2104-4AF01-1MA0 |  | 1FK2104-4AF01-1MA0 | 1 | UN | 1 | 15 | C | D | N | N | 85015100 | 1 | 4042948693971 | 2.05 | KG | 903.03 | 903.03 | MC05 | MC05 | SIMOTICS S-1FK2 HD Servo motor M0=1.27 Nm; PN = 0.4 kW at nN=3000 rpm; Converter at max. 480 V supply system; Degree of protection IP65; Shaft D19x40 mm with feather key; Absolute encoder 22-bit + 12-bit multi-turn (encoder AM22DQC); with OCC interface; Connector size M17, rotatable; | novo out 2017 | 0 | 0
1FK2104-4AF01-1MB0 |  | 1FK2104-4AF01-1MB0 | 1 | UN | 1 | 15 | C | D | N | N | 85015100 | 1 | 4042948693988 | 2.05 | KG | 903.03 | 903.03 | MC05 | MC05 | SIMOTICS S-1FK2 HD Servo motor M0=1.27 Nm; PN = 0.4 kW at nN=3000 rpm; Converter at max. 480 V supply system; Degree of protection IP65; Shaft D19x40 mm with feather key; Absolute encoder 22-bit + 12-bit Multiturn (encoder AM22DQC); With DRIVE-CLiQ interface; Power connector Size M17 | novo out 2017 | 0 | 0
1FK2104-4AF01-1SA0 |  | 1FK2104-4AF01-1SA0 | 1 | UN | 1 | 15 | C | D | N | N | 85015100 | 1 | 4042948693995 | 2.05 | KG | 694.78 | 694.78 | MC05 | MC05 | SIMOTICS S-1FK2 HD Servo motor M0=1.27 Nm; PN = 0.4 kW at nN=3000 rpm; Converter at max. 480 V supply system; Degree of protection IP65; Shaft D19x40 mm with feather key; Absolute encoder single-turn 22 bit (encoder AS22DQC); With OCC interface; Connector size M17, rotatable; | novo out 2017 | 0 | 0
1FK2104-4AF01-1SB0 |  | 1FK2104-4AF01-1SB0 | 1 | UN | 1 | 15 | C | D | N | N | 85015100 | 1 | 4042948694008 | 2.05 | KG | 694.78 | 694.78 | MC05 | MC05 | SIMOTICS S-1FK2 HD Servo motor M0=1.27 Nm; PN = 0.4 kW at nN=3000 rpm; Converter at max. 480 V supply system; Degree of protection IP65; Shaft D19x40 mm with feather key; Absolute encoder single-turn 22 bit (encoder AS22DQC); With DRIVE-CLiQ interface; Power connector size M17 | novo out 2017 | 0 | 0
1FK2104-4AF10-0MA0 |  | 1FK2104-4AF10-0MA0 | 1 | UN | 1 | 15 | C | D | N | N | 85015100 | 1 | 4042948694015 | 2.9 | KG | 1011.81 | 1011.81 | MC05 | MC05 | SIMOTICS S-1FK2 HD Servo motor M0=1.27 Nm; PN = 0.4 kW at nN=3000 rpm; Converter at max. 480 V supply system; with holding brake; Degree of protection IP64; cylindrical shaft D19x40 mm; Absolute encoder 22-bit + 12-bit multi-turn (encoder AM22DQC); with OCC interface; Connector size M17, rotatable; | novo out 2017 | 0 | 0
1FK2104-4AF10-0MB0 |  | 1FK2104-4AF10-0MB0 | 1 | UN | 1 | 15 | C | D | N | N | 85015100 | 1 | 4042948694022 | 2.9 | KG | 1011.81 | 1011.81 | MC05 | MC05 | SIMOTICS S-1FK2 HD Servo motor M0=1.27 Nm; PN = 0.4 kW at nN=3000 rpm; Converter at max. 480 V supply system; With holding brake; Degree of protection IP64; Cylindrical shaft D19x40 mm; Absolute encoder 22-bit + 12-bit Multiturn (encoder AM22DQC); With DRIVE-CLiQ interface; Power connector Size M17 | novo out 2017 | 0 | 0
1FK2104-4AF10-0SA0 |  | 1FK2104-4AF10-0SA0 | 1 | UN | 1 | 15 | C | D | N | N | 85015100 | 1 | 4042948694039 | 2.9 | KG | 803.55 | 803.55 | MC05 | MC05 | SIMOTICS S-1FK2 HD Servo motor M0=1.27 Nm; PN = 0.4 kW at nN=3000 rpm; Converter at max. 480 V supply system; With holding brake; Degree of protection IP64; Cylindrical shaft D19x40 mm; Absolute encoder single-turn 22 bit (encoder AS22DQC); With OCC interface; Connector size M17, rotatable; | novo out 2017 | 0 | 0
1FK2104-4AF10-0SB0 |  | 1FK2104-4AF10-0SB0 | 1 | UN | 1 | 15 | C | D | N | N | 85015100 | 1 | 4042948693759 | 2.9 | KG | 803.55 | 803.55 | MC05 | MC05 | SIMOTICS S-1FK2 HD Servo motor M0=1.27 Nm; PN = 0.4 kW at nN=3000 rpm; Converter at max. 480 V supply system; With holding brake; Degree of protection IP64; Cylindrical shaft D19x40 mm; Absolute encoder single-turn 22 bit (encoder AS22DQC); With DRIVE-CLiQ interface; Power connector size M17 | novo out 2017 | 0 | 0
1FK2104-4AF10-1MA0 |  | 1FK2104-4AF10-1MA0 | 1 | UN | 1 | 15 | C | D | N | N | 85015100 | 1 | 4042948693766 | 2.9 | KG | 1011.81 | 1011.81 | MC05 | MC05 | SIMOTICS S-1FK2 HD Servo motor M0=1.27 Nm; PN = 0.4 kW at nN=3000 rpm; Converter at max. 480 V supply system; with holding brake; Degree of protection IP64; Shaft D19x40 mm with feather key; Absolute encoder 22-bit + 12-bit multi-turn (encoder AM22DQC); with OCC interface; Connector size M17, rotatable; | novo out 2017 | 0 | 0
1FK2104-4AF10-1MB0 |  | 1FK2104-4AF10-1MB0 | 1 | UN | 1 | 15 | C | D | N | N | 85015100 | 1 | 4042948693773 | 2.9 | KG | 1011.81 | 1011.81 | MC05 | MC05 | SIMOTICS S-1FK2 HD Servo motor M0=1.27 Nm; PN = 0.4 kW at nN=3000 rpm; Converter at max. 480 V supply system; With holding brake; Degree of protection IP64; Shaft D19x40 mm with feather key; Absolute encoder 22-bit + 12-bit Multiturn (encoder AM22DQC); With DRIVE-CLiQ interface; Power connector Size M17 | novo out 2017 | 0 | 0
1FK2104-4AF10-1SA0 |  | 1FK2104-4AF10-1SA0 | 1 | UN | 1 | 15 | C | D | N | N | 85015100 | 1 | 4042948693780 | 2.9 | KG | 803.55 | 803.55 | MC05 | MC05 | SIMOTICS S-1FK2 HD Servo motor M0=1.27 Nm; PN = 0.4 kW at nN=3000 rpm; Converter at max. 480 V supply system; With holding brake; Degree of protection IP64; Shaft D19x40 mm with feather key; Absolute encoder single-turn 22 bit (encoder AS22DQC); With OCC interface; Connector size M17, rotatable; | novo out 2017 | 0 | 0
1FK2104-4AF10-1SB0 |  | 1FK2104-4AF10-1SB0 | 1 | UN | 1 | 15 | C | D | N | N | 85015100 | 1 | 4042948693797 | 2.9 | KG | 803.55 | 803.55 | MC05 | MC05 | SIMOTICS S-1FK2 HD Servo motor M0=1.27 Nm; PN = 0.4 kW at nN=3000 rpm; Converter at max. 480 V supply system; With holding brake; Degree of protection IP64; Shaft D19x40 mm with feather key; Absolute encoder single-turn 22 bit (encoder AS22DQC); With DRIVE-CLiQ interface; Power connector size M17 | novo out 2017 | 0 | 0
1FK2104-4AF11-0MA0 |  | 1FK2104-4AF11-0MA0 | 1 | UN | 1 | 15 | C | D | N | N | 85015100 | 1 | 4042948693803 | 2.9 | KG | 1069.96 | 1069.96 | MC05 | MC05 | SIMOTICS S-1FK2 HD Servo motor M0=1.27 Nm; PN = 0.4 kW at nN=3000 rpm; Converter at max. 480 V supply system; with holding brake; Degree of protection IP65; cylindrical shaft D19x40 mm; Absolute encoder 22-bit + 12-bit multi-turn (encoder AM22DQC); with OCC interface; Connector size M17, rotatable; | novo out 2017 | 0 | 0
1FK2104-4AF11-0MB0 |  | 1FK2104-4AF11-0MB0 | 1 | UN | 1 | 15 | C | D | N | N | 85015100 | 1 | 4042948693810 | 2.9 | KG | 1069.96 | 1069.96 | MC05 | MC05 | SIMOTICS S-1FK2 HD Servo motor M0=1.27 Nm; PN = 0.4 kW at nN=3000 rpm; Converter at max. 480 V supply system; With holding brake; Degree of protection IP65; Cylindrical shaft D19x40 mm; Absolute encoder 22-bit + 12-bit Multiturn (encoder AM22DQC); With DRIVE-CLiQ interface; Power connector Size M17 | novo out 2017 | 0 | 0
1FK2104-4AF11-0SA0 |  | 1FK2104-4AF11-0SA0 | 1 | UN | 1 | 15 | C | D | N | N | 85015100 | 1 | 4042948693827 | 2.9 | KG | 861.7 | 861.7 | MC05 | MC05 | SIMOTICS S-1FK2 HD Servo motor M0=1.27 Nm; PN = 0.4 kW at nN=3000 rpm; Converter at max. 480 V supply system; With holding brake; Degree of protection IP65; Cylindrical shaft D19x40 mm; Absolute encoder single-turn 22 bit (encoder AS22DQC); With OCC interface; Connector size M17, rotatable; | novo out 2017 | 0 | 0
1FK2104-4AF11-0SB0 |  | 1FK2104-4AF11-0SB0 | 1 | UN | 1 | 15 | C | D | N | N | 85015100 | 1 | 4042948693834 | 2.9 | KG | 861.7 | 861.7 | MC05 | MC05 | SIMOTICS S-1FK2 HD Servo motor M0=1.27 Nm; PN = 0.4 kW at nN=3000 rpm; Converter at max. 480 V supply system; With holding brake; Degree of protection IP65; Cylindrical shaft D19x40 mm; Absolute encoder single-turn 22 bit (encoder AS22DQC); With DRIVE-CLiQ interface; Power connector size M17 | novo out 2017 | 0 | 0
1FK2104-4AF11-1MA0 |  | 1FK2104-4AF11-1MA0 | 1 | UN | 1 | 15 | C | D | N | N | 85015100 | 1 | 4042948693841 | 2.9 | KG | 1069.96 | 1069.96 | MC05 | MC05 | SIMOTICS S-1FK2 HD Servo motor M0=1.27 Nm; PN = 0.4 kW at nN=3000 rpm; Converter at max. 480 V supply system; with holding brake; Degree of protection IP65; Shaft D19x40 mm with feather key; Absolute encoder 22-bit + 12-bit multi-turn (encoder AM22DQC); with OCC interface; Connector size M17, rotatable; | novo out 2017 | 0 | 0
1FK2104-4AF11-1MB0 |  | 1FK2104-4AF11-1MB0 | 1 | UN | 1 | 15 | C | D | N | N | 85015100 | 1 | 4042948693858 | 2.9 | KG | 1069.96 | 1069.96 | MC05 | MC05 | SIMOTICS S-1FK2 HD Servo motor M0=1.27 Nm; PN = 0.4 kW at nN=3000 rpm; Converter at max. 480 V supply system; With holding brake; Degree of protection IP65; Shaft D19x40 mm with feather key; Absolute encoder 22-bit + 12-bit Multiturn (encoder AM22DQC); With DRIVE-CLiQ interface; Power connector Size M17 | novo out 2017 | 0 | 0
1FK2104-4AF11-1SA0 |  | 1FK2104-4AF11-1SA0 | 1 | UN | 1 | 15 | C | D | N | N | 85015100 | 1 | 4042948693865 | 2.9 | KG | 861.7 | 861.7 | MC05 | MC05 | SIMOTICS S-1FK2 HD Servo motor M0=1.27 Nm; PN = 0.4 kW at nN=3000 rpm; Converter at max. 480 V supply system; With holding brake; Degree of protection IP65; Shaft D19x40 mm with feather key; Absolute encoder single-turn 22 bit (encoder AS22DQC); With OCC interface; Connector size M17, rotatable; | novo out 2017 | 0 | 0
1FK2104-4AF11-1SB0 |  | 1FK2104-4AF11-1SB0 | 1 | UN | 1 | 15 | C | D | N | N | 85015100 | 1 | 4042948693872 | 2.9 | KG | 861.7 | 861.7 | MC05 | MC05 | SIMOTICS S-1FK2 HD Servo motor M0=1.27 Nm; PN = 0.4 kW at nN=3000 rpm; Converter at max. 480 V supply system; With holding brake; Degree of protection IP65; Shaft D19x40 mm with feather key; Absolute encoder single-turn 22 bit (encoder AS22DQC); With DRIVE-CLiQ interface; Power connector size M17 | novo out 2017 | 0 | 0
1FK2104-4AK00-0MA0 |  | 1FK2104-4AK00-0MA0 | 1 | UN | 1 | 15 | C | D | N | N | 85015100 | 1 | 4042948690994 | 3.24 | KG | 844.88 | 844.88 | MC05 | MC05 | SIMOTICS S-1FK2 HD Servo motor M0=1.27 Nm; PN = 0.4 kW at nN=3000 rpm; Converter at max. 480 V supply system; Degree of protection IP64; Cylindrical shaft D19x40 mm; Absolute encoder 22-bit + 12-bit multi-turn (encoder AM22DQC); with OCC interface; Connector size M17, rotatable; | novo out 2017 | 0 | 0
1FK2104-4AK00-0MB0 |  | 1FK2104-4AK00-0MB0 | 1 | UN | 1 | 15 | C | D | N | N | 85015100 | 1 | 4042948694046 | 3.24 | KG | 844.88 | 844.88 | MC05 | MC05 | SIMOTICS S-1FK2 HD Servo motor M0=1.27 Nm; PN = 0.4 kW at nN=3000rpm; Converter at max. 480 V supply system; Type of protection IP64; Absolute encoder 22-bit + 12-bit multi-turn (encoder AM22DQC); with DRIVE-CLiQ interface; Power connector size M17 | novo out 2017 | 0 | 0
1FK2104-4AK00-0SA0 |  | 1FK2104-4AK00-0SA0 | 1 | UN | 1 | 15 | C | D | N | N | 85015100 | 1 | 4042948691007 | 3.24 | KG | 636.63 | 636.63 | MC05 | MC05 | SIMOTICS S-1FK2 HD Servo motor M0=1.27 Nm; PN = 0.4 kW at nN=3000 rpm; Converter at max. 480 V supply system; Degree of protection IP64; Cylindrical shaft D19x40 mm; Absolute encoder single-turn 22 bit (encoder AS22DQC); With OCC interface; Connector size M17, rotatable; | novo out 2017 | 0 | 0
1FK2104-4AK00-0SB0 |  | 1FK2104-4AK00-0SB0 | 1 | UN | 1 | 15 | C | D | N | N | 85015100 | 1 | 4042948694053 | 3.24 | KG | 636.63 | 636.63 | MC05 | MC05 | SIMOTICS S-1FK2 HD Servo motor M0=1.27 Nm; PN = 0.4 kW at nN=3000 rpm; Converter at max. 480 V supply system; Degree of protection IP64; Absolute encoder single-turn 22 bit (encoder AS22DQC); With DRIVE-CLiQ interface; Power connector size M17 | novo out 2017 | 0 | 0
1FK2104-4AK00-1MA0 |  | 1FK2104-4AK00-1MA0 | 1 | UN | 1 | 15 | C | D | N | N | 85015100 | 1 | 4042948691014 | 3.24 | KG | 844.88 | 844.88 | MC05 | MC05 | SIMOTICS S-1FK2 HD Servo motor M0=1.27 Nm; PN = 0.4 kW at nN=3000 rpm; Converter at max. 480 V supply system; Degree of protection IP64; Shaft D19x40 mm with feather key; Absolute encoder 22-bit + 12-bit multi-turn (encoder AM22DQC); with OCC interface; Connector size M17, rotatable; | novo out 2017 | 0 | 0
1FK2104-4AK00-1MB0 |  | 1FK2104-4AK00-1MB0 | 1 | UN | 1 | 15 | C | D | N | N | 85015100 | 1 | 4042948694060 | 3.24 | KG | 844.88 | 844.88 | MC05 | MC05 | SIMOTICS S-1FK2 HD Servo motor M0=1.27 Nm; PN = 0.4 kW at nN=3000rpm; Converter at max. 480 V supply system; Type of protection IP64; Absolute encoder 22-bit + 12-bit multi-turn (encoder AM22DQC); with DRIVE-CLiQ interface; Power connector size M17 | novo out 2017 | 0 | 0
1FK2104-4AK00-1SA0 |  | 1FK2104-4AK00-1SA0 | 1 | UN | 1 | 15 | C | D | N | N | 85015100 | 1 | 4042948691021 | 3.24 | KG | 636.63 | 636.63 | MC05 | MC05 | SIMOTICS S-1FK2 HD Servo motor M0=1.27 Nm; PN = 0.4 kW at nN=3000 rpm; Converter at max. 480 V supply system; Degree of protection IP64; Shaft D19x40 mm with feather key; Absolute encoder single-turn 22 bit (encoder AS22DQC); With OCC interface; Connector size M17, rotatable; | novo out 2017 | 0 | 0
1FK2104-4AK00-1SB0 |  | 1FK2104-4AK00-1SB0 | 1 | UN | 1 | 15 | C | D | N | N | 85015100 | 1 | 4042948692844 | 3.24 | KG | 636.63 | 636.63 | MC05 | MC05 | SIMOTICS S-1FK2 HD Servo motor M0=1.27 Nm; PN = 0.4 kW at nN=3000 rpm; Converter at max. 480 V supply system; Degree of protection IP64; Absolute encoder single-turn 22 bit (encoder AS22DQC); With DRIVE-CLiQ interface; Power connector size M17 | novo out 2017 | 0 | 0
1FK2104-4AK01-0MA0 |  | 1FK2104-4AK01-0MA0 | 1 | UN | 1 | 15 | C | D | N | N | 85015100 | 1 | 4042948691038 | 3.24 | KG | 903.03 | 903.03 | MC05 | MC05 | SIMOTICS S-1FK2 HD Servo motor M0=1.27 Nm; PN = 0.4 kW at nN=3000 rpm; Converter at max. 480 V supply system; Degree of protection IP65; Cylindrical shaft D19x40 mm; Absolute encoder 22-bit + 12-bit multi-turn (encoder AM22DQC); with OCC interface; Connector size M17, rotatable; | novo out 2017 | 0 | 0
1FK2104-4AK01-0MB0 |  | 1FK2104-4AK01-0MB0 | 1 | UN | 1 | 15 | C | D | N | N | 85015100 | 1 | 4042948692851 | 3.24 | KG | 903.03 | 903.03 | MC05 | MC05 | SIMOTICS S-1FK2 HD Servo motor M0=1.27 Nm; PN = 0.4 kW at nN=3000rpm; Converter at max. 480 V supply system; Type of protection IP65; Absolute encoder 22-bit + 12-bit multi-turn (encoder AM22DQC); with DRIVE-CLiQ interface; Power connector size M17 | novo out 2017 | 0 | 0
1FK2104-4AK01-0SA0 |  | 1FK2104-4AK01-0SA0 | 1 | UN | 1 | 15 | C | D | N | N | 85015100 | 1 | 4042948691045 | 3.24 | KG | 694.78 | 694.78 | MC05 | MC05 | SIMOTICS S-1FK2 HD Servo motor M0=1.27 Nm; PN = 0.4 kW at nN=3000 rpm; Converter at max. 480 V supply system; Degree of protection IP65; Cylindrical shaft D19x40 mm; Absolute encoder single-turn 22 bit (encoder AS22DQC); With OCC interface; Connector size M17, rotatable; | novo out 2017 | 0 | 0
1FK2104-4AK01-0SB0 |  | 1FK2104-4AK01-0SB0 | 1 | UN | 1 | 15 | C | D | N | N | 85015100 | 1 | 4042948692868 | 3.24 | KG | 694.78 | 694.78 | MC05 | MC05 | SIMOTICS S-1FK2 HD Servo motor M0=1.27 Nm; PN = 0.4 kW at nN=3000 rpm; Converter at max. 480 V supply system; Degree of protection IP65; Absolute encoder single-turn 22 bit (encoder AS22DQC); With DRIVE-CLiQ interface; Power connector size M17 | novo out 2017 | 0 | 0
1FK2104-4AK01-1MA0 |  | 1FK2104-4AK01-1MA0 | 1 | UN | 1 | 15 | C | D | N | N | 85015100 | 1 | 4042948691052 | 3.24 | KG | 903.03 | 903.03 | MC05 | MC05 | SIMOTICS S-1FK2 HD Servo motor M0=1.27 Nm; PN = 0.4 kW at nN=3000 rpm; Converter at max. 480 V supply system; Degree of protection IP65; Shaft D19x40 mm with feather key; Absolute encoder 22-bit + 12-bit multi-turn (encoder AM22DQC); with OCC interface; Connector size M17, rotatable; | novo out 2017 | 0 | 0
1FK2104-4AK01-1MB0 |  | 1FK2104-4AK01-1MB0 | 1 | UN | 1 | 15 | C | D | N | N | 85015100 | 1 | 4042948694077 | 3.24 | KG | 903.03 | 903.03 | MC05 | MC05 | SIMOTICS S-1FK2 HD Servo motor M0=1.27 Nm; PN = 0.4 kW at nN=3000rpm; Converter at max. 480 V supply system; Type of protection IP65; Absolute encoder 22-bit + 12-bit multi-turn (encoder AM22DQC); with DRIVE-CLiQ interface; Power connector size M17 | novo out 2017 | 0 | 0
1FK2104-4AK01-1SA0 |  | 1FK2104-4AK01-1SA0 | 1 | UN | 1 | 15 | C | D | N | N | 85015100 | 1 | 4042948691069 | 3.24 | KG | 694.78 | 694.78 | MC05 | MC05 | SIMOTICS S-1FK2 HD Servo motor M0=1.27 Nm; PN = 0.4 kW at nN=3000 rpm; Converter at max. 480 V supply system; Degree of protection IP65; Shaft D19x40 mm with feather key; Absolute encoder single-turn 22 bit (encoder AS22DQC); With OCC interface; Connector size M17, rotatable; | novo out 2017 | 0 | 0
1FK2104-4AK01-1SB0 |  | 1FK2104-4AK01-1SB0 | 1 | UN | 1 | 15 | C | D | N | N | 85015100 | 1 | 4042948694084 | 3.24 | KG | 694.78 | 694.78 | MC05 | MC05 | SIMOTICS S-1FK2 HD Servo motor M0=1.27 Nm; PN = 0.4 kW at nN=3000 rpm; Converter at max. 480 V supply system; Degree of protection IP65; Absolute encoder single-turn 22 bit (encoder AS22DQC); With DRIVE-CLiQ interface; Power connector size M17 | novo out 2017 | 0 | 0
1FK2104-4AK10-0MA0 |  | 1FK2104-4AK10-0MA0 | 1 | UN | 1 | 15 | C | D | N | N | 85015100 | 1 | 4042948691076 | 4.09 | KG | 1011.81 | 1011.81 | MC05 | MC05 | SIMOTICS S-1FK2 HD Servo motor M0=1.27 Nm; PN = 0.4 kW at nN=3000 rpm; Converter at max. 480 V supply system; with holding brake; Degree of protection IP64; Cylindrical shaft D19x40 mm; Absolute encoder 22-bit + 12-bit multi-turn (encoder AM22DQC); with OCC interface; Connector size M17, rotatable; | novo out 2017 | 0 | 0
1FK2104-4AK10-0MB0 |  | 1FK2104-4AK10-0MB0 | 1 | UN | 1 | 15 | C | D | N | N | 85015100 | 1 | 4042948694091 | 4.09 | KG | 1011.81 | 1011.81 | MC05 | MC05 | SIMOTICS S-1FK2 HD Servo motor M0=1.27 Nm; PN = 0.4 kW at nN=3000rpm; Converter at max. 480 V supply system; with holding brake; cylindrical shaft D19x40 mm; Absolute encoder 22-bit + 12-bit multi-turn (encoder AM22DQC); with DRIVE-CLiQ interface; Power connector size M17 | novo out 2017 | 0 | 0
1FK2104-4AK10-0SA0 |  | 1FK2104-4AK10-0SA0 | 1 | UN | 1 | 15 | C | D | N | N | 85015100 | 1 | 4042948691083 | 4.09 | KG | 803.55 | 803.55 | MC05 | MC05 | SIMOTICS S-1FK2 HD Servo motor M0=1.27 Nm; PN = 0.4 kW at nN=3000 rpm; Converter at max. 480 V supply system; With holding brake; Degree of protection IP64; Cylindrical shaft D19x40 mm; Absolute encoder single-turn 22 bit (encoder AS22DQC); With OCC interface; Connector size M17, rotatable; | novo out 2017 | 0 | 0
1FK2104-4AK10-0SB0 |  | 1FK2104-4AK10-0SB0 | 1 | UN | 1 | 15 | C | D | N | N | 85015100 | 1 | 4042948694107 | 4.09 | KG | 803.55 | 803.55 | MC05 | MC05 | SIMOTICS S-1FK2 HD Servo motor M0=1.27 Nm; PN = 0.4 kW at nN=3000 rpm; Converter at max. 480 V supply system; With holding brake; Cylindrical shaft D19x40 mm; Absolute encoder single-turn 22 bit (encoder AS22DQC); With DRIVE-CLiQ interface; Power connector size M17 | novo out 2017 | 0 | 0
1FK2104-4AK10-1MA0 |  | 1FK2104-4AK10-1MA0 | 1 | UN | 1 | 15 | C | D | N | N | 85015100 | 1 | 4042948691090 | 4.09 | KG | 1011.81 | 1011.81 | MC05 | MC05 | SIMOTICS S-1FK2 HD Servo motor M0=1.27 Nm; PN = 0.4 kW at nN=3000 rpm; Converter at max. 480 V supply system; with holding brake; Degree of protection IP64; Shaft D19x40 mm with feather key; Absolute encoder 22-bit + 12-bit multi-turn (encoder AM22DQC); with OCC interface; Connector size M17, rotatable; | novo out 2017 | 0 | 0
1FK2104-4AK10-1MB0 |  | 1FK2104-4AK10-1MB0 | 1 | UN | 1 | 15 | C | D | N | N | 85015100 | 1 | 4042948694114 | 4.09 | KG | 1011.81 | 1011.81 | MC05 | MC05 | SIMOTICS S-1FK2 HD Servo motor M0=1.27 Nm; PN = 0.4 kW at nN=3000rpm; Converter at max. 480 V supply system; with holding brake; Shaft D19x40 mm with feather key; Absolute encoder 22-bit + 12-bit multi-turn (encoder AM22DQC); with DRIVE-CLiQ interface; Power connector size M17 | novo out 2017 | 0 | 0
1FK2104-4AK10-1SA0 |  | 1FK2104-4AK10-1SA0 | 1 | UN | 1 | 15 | C | D | N | N | 85015100 | 1 | 4042948691106 | 4.09 | KG | 803.55 | 803.55 | MC05 | MC05 | SIMOTICS S-1FK2 HD Servo motor M0=1.27 Nm; PN = 0.4 kW at nN=3000 rpm; Converter at max. 480 V supply system; With holding brake; Degree of protection IP64; Shaft D19x40 mm with feather key; Absolute encoder single-turn 22 bit (encoder AS22DQC); With OCC interface; Connector size M17, rotatable; | novo out 2017 | 0 | 0
1FK2104-4AK10-1SB0 |  | 1FK2104-4AK10-1SB0 | 1 | UN | 1 | 15 | C | D | N | N | 85015100 | 1 | 4042948694121 | 4.09 | KG | 803.55 | 803.55 | MC05 | MC05 | SIMOTICS S-1FK2 HD Servo motor M0=1.27 Nm; PN = 0.4 kW at nN=3000 rpm; Converter at max. 480 V supply system; With holding brake; Shaft D19x40 mm with feather key; Absolute encoder single-turn 22 bit (encoder AS22DQC); With DRIVE-CLiQ interface; Power connector size M17 | novo out 2017 | 0 | 0
1FK2104-4AK11-0MA0 |  | 1FK2104-4AK11-0MA0 | 1 | UN | 1 | 15 | C | D | N | N | 85015100 | 1 | 4042948691113 | 4.09 | KG | 1069.96 | 1069.96 | MC05 | MC05 | SIMOTICS S-1FK2 HD Servo motor M0=1.27 Nm; PN = 0.4 kW at nN=3000 rpm; Converter at max. 480 V supply system; with holding brake; Degree of protection IP65; Cylindrical shaft D19x40 mm; Absolute encoder 22-bit + 12-bit multi-turn (encoder AM22DQC); with OCC interface; Connector size M17, rotatable; | novo out 2017 | 0 | 0
1FK2104-4AK11-0MB0 |  | 1FK2104-4AK11-0MB0 | 1 | UN | 1 | 15 | C | D | N | N | 85015100 | 1 | 4042948692875 | 4.09 | KG | 1069.96 | 1069.96 | MC05 | MC05 | SIMOTICS S-1FK2 HD Servo motor M0=1.27 Nm; PN = 0.4 kW at nN=3000rpm; Converter at max. 480 V supply system; with holding brake; cylindrical shaft D19x40 mm; Absolute encoder 22-bit + 12-bit multi-turn (encoder AM22DQC); with DRIVE-CLiQ interface; Power connector size M17 | novo out 2017 | 0 | 0
1FK2104-4AK11-0SA0 |  | 1FK2104-4AK11-0SA0 | 1 | UN | 1 | 15 | C | D | N | N | 85015100 | 1 | 4042948691120 | 4.09 | KG | 861.7 | 861.7 | MC05 | MC05 | SIMOTICS S-1FK2 HD Servo motor M0=1.27 Nm; PN = 0.4 kW at nN=3000 rpm; Converter at max. 480 V supply system; With holding brake; Degree of protection IP65; Cylindrical shaft D19x40 mm; Absolute encoder single-turn 22 bit (encoder AS22DQC); With OCC interface; Connector size M17, rotatable; | novo out 2017 | 0 | 0
1FK2104-4AK11-0SB0 |  | 1FK2104-4AK11-0SB0 | 1 | UN | 1 | 15 | C | D | N | N | 85015100 | 1 | 4042948692882 | 4.09 | KG | 861.7 | 861.7 | MC05 | MC05 | SIMOTICS S-1FK2 HD Servo motor M0=1.27 Nm; PN = 0.4 kW at nN=3000 rpm; Converter at max. 480 V supply system; With holding brake; Cylindrical shaft D19x40 mm; Absolute encoder single-turn 22 bit (encoder AS22DQC); With DRIVE-CLiQ interface; Power connector size M17 | novo out 2017 | 0 | 0
1FK2104-4AK11-1MA0 |  | 1FK2104-4AK11-1MA0 | 1 | UN | 1 | 15 | C | D | N | N | 85015100 | 1 | 4042948691137 | 4.09 | KG | 1069.96 | 1069.96 | MC05 | MC05 | SIMOTICS S-1FK2 HD Servo motor M0=1.27 Nm; PN = 0.4 kW at nN=3000 rpm; Converter at max. 480 V supply system; with holding brake; Degree of protection IP65; Shaft D19x40 mm with feather key; Absolute encoder 22-bit + 12-bit multi-turn (encoder AM22DQC); with OCC interface; Connector size M17, rotatable; | novo out 2017 | 0 | 0
1FK2104-4AK11-1MB0 |  | 1FK2104-4AK11-1MB0 | 1 | UN | 1 | 15 | C | D | N | N | 85015100 | 1 | 4042948692899 | 4.09 | KG | 1069.96 | 1069.96 | MC05 | MC05 | SIMOTICS S-1FK2 HD Servo motor M0=1.27 Nm; PN = 0.4 kW at nN=3000rpm; Converter at max. 480 V supply system; with holding brake; Shaft D19x40 mm with feather key; Absolute encoder 22-bit + 12-bit multi-turn (encoder AM22DQC); with DRIVE-CLiQ interface; Power connector size M17 | novo out 2017 | 0 | 0
1FK2104-4AK11-1SA0 |  | 1FK2104-4AK11-1SA0 | 1 | UN | 1 | 15 | C | D | N | N | 85015100 | 1 | 4042948691144 | 4.09 | KG | 861.7 | 861.7 | MC05 | MC05 | SIMOTICS S-1FK2 HD Servo motor M0=1.27 Nm; PN = 0.4 kW at nN=3000 rpm; Converter at max. 480 V supply system; With holding brake; Degree of protection IP65; Shaft D19x40 mm with feather key; Absolute encoder single-turn 22 bit (encoder AS22DQC); With OCC interface; Connector size M17, rotatable; | novo out 2017 | 0 | 0
1FK2104-4AK11-1SB0 |  | 1FK2104-4AK11-1SB0 | 1 | UN | 1 | 15 | C | D | N | N | 85015100 | 1 | 4042948692905 | 4.09 | KG | 861.7 | 861.7 | MC05 | MC05 | SIMOTICS S-1FK2 HD Servo motor M0=1.27 Nm; PN = 0.4 kW at nN=3000 rpm; Converter at max. 480 V supply system; With holding brake; Shaft D19x40 mm with feather key; Absolute encoder single-turn 22 bit (encoder AS22DQC); With DRIVE-CLiQ interface; Power connector size M17 | novo out 2017 | 0 | 0
1FK2104-5AF00-0MA0 |  | 1FK2104-5AF00-0MA0 | 1 | UN | 1 | 15 | C | D | N | N | 85015100 | 1 | 4042948692912 | 2.85 | KG | 914.08 | 914.08 | MC05 | MC05 | SIMOTICS S-1FK2 HD Servo motor M0=2.4 Nm; PN = 0.75 kW at nN=3000 rpm; Converter at max. 480 V supply system; Degree of protection IP64; cylindrical shaft D19x40 mm; Absolute encoder 22-bit + 12-bit multi-turn (encoder AM22DQC); with OCC interface; Connector size M17, rotatable; | novo out 2017 | 0 | 0
1FK2104-5AF00-0MB0 |  | 1FK2104-5AF00-0MB0 | 1 | UN | 1 | 15 | C | D | N | N | 85015100 | 1 | 4042948692929 | 2.85 | KG | 914.08 | 914.08 | MC05 | MC05 | SIMOTICS S-1FK2 HD Servo motor M0=2.4 Nm; PN = 0.75 kW at nN=3000 rpm; Converter at max. 480 V supply system; Degree of protection IP64; Cylindrical shaft D19x40 mm; Absolute encoder 22-bit + 12-bit Multiturn (encoder AM22DQC); With DRIVE-CLiQ interface; Power connector Size M17 | novo out 2017 | 0 | 0
1FK2104-5AF00-0SA0 |  | 1FK2104-5AF00-0SA0 | 1 | UN | 1 | 15 | C | D | N | N | 85015100 | 1 | 4042948692936 | 2.85 | KG | 705.82 | 705.82 | MC05 | MC05 | SIMOTICS S-1FK2 HD Servo motor M0=2.4 Nm; PN = 0.75 kW at nN=3000 rpm; Converter at max. 480 V supply system; Degree of protection IP64; Cylindrical shaft D19x40 mm; Absolute encoder single-turn 22 bit (encoder AS22DQC); With OCC interface; Connector size M17, rotatable; | novo out 2017 | 0 | 0
1FK2104-5AF00-0SB0 |  | 1FK2104-5AF00-0SB0 | 1 | UN | 1 | 15 | C | D | N | N | 85015100 | 1 | 4042948692943 | 2.85 | KG | 705.82 | 705.82 | MC05 | MC05 | SIMOTICS S-1FK2 HD Servo motor M0=2.4 Nm; PN = 0.75 kW at nN=3000 rpm; Converter at max. 480 V supply system; Degree of protection IP64; Cylindrical shaft D19x40 mm; Absolute encoder single-turn 22 bit (encoder AS22DQC); With DRIVE-CLiQ interface; Power connector size M17 | novo out 2017 | 0 | 0
1FK2104-5AF00-1MA0 |  | 1FK2104-5AF00-1MA0 | 1 | UN | 1 | 15 | C | D | N | N | 85015100 | 1 | 4042948692950 | 2.85 | KG | 914.08 | 914.08 | MC05 | MC05 | SIMOTICS S-1FK2 HD Servo motor M0=2.4 Nm; PN = 0.75 kW at nN=3000 rpm; Converter at max. 480 V supply system; Degree of protection IP64; Shaft D19x40 mm with feather key; Absolute encoder 22-bit + 12-bit multi-turn (encoder AM22DQC); with OCC interface; Connector size M17, rotatable; | novo out 2017 | 0 | 0
1FK2104-5AF00-1MB0 |  | 1FK2104-5AF00-1MB0 | 1 | UN | 1 | 15 | C | D | N | N | 85015100 | 1 | 4042948692967 | 2.85 | KG | 914.08 | 914.08 | MC05 | MC05 | SIMOTICS S-1FK2 HD Servo motor M0=2.4 Nm; PN = 0.75 kW at nN=3000 rpm; Converter at max. 480 V supply system; Degree of protection IP64; Shaft D19x40 mm with feather key; Absolute encoder 22-bit + 12-bit Multiturn (encoder AM22DQC); With DRIVE-CLiQ interface; Power connector Size M17 | novo out 2017 | 0 | 0
1FK2104-5AF00-1SA0 |  | 1FK2104-5AF00-1SA0 | 1 | UN | 1 | 15 | C | D | N | N | 85015100 | 1 | 4042948692974 | 2.85 | KG | 705.82 | 705.82 | MC05 | MC05 | SIMOTICS S-1FK2 HD Servo motor M0=2.4 Nm; PN = 0.75 kW at nN=3000 rpm; Converter at max. 480 V supply system; Degree of protection IP64; Shaft D19x40 mm with feather key; Absolute encoder single-turn 22 bit (encoder AS22DQC); With OCC interface; Connector size M17, rotatable; | novo out 2017 | 0 | 0
1FK2104-5AF00-1SB0 |  | 1FK2104-5AF00-1SB0 | 1 | UN | 1 | 15 | C | D | N | N | 85015100 | 1 | 4042948692981 | 2.85 | KG | 705.82 | 705.82 | MC05 | MC05 | SIMOTICS S-1FK2 HD Servo motor M0=2.4 Nm; PN = 0.75 kW at nN=3000 rpm; Converter at max. 480 V supply system; Degree of protection IP64; Shaft D19x40 mm with feather key; Absolute encoder single-turn 22 bit (encoder AS22DQC); With DRIVE-CLiQ interface; Power connector size M17 | novo out 2017 | 0 | 0
1FK2104-5AF01-0MA0 |  | 1FK2104-5AF01-0MA0 | 1 | UN | 1 | 15 | C | D | N | N | 85015100 | 1 | 4042948692998 | 2.85 | KG | 972.23 | 972.23 | MC05 | MC05 | SIMOTICS S-1FK2 HD Servo motor M0=2.4 Nm; PN = 0.75 kW at nN=3000 rpm; Converter at max. 480 V supply system; Degree of protection IP65; cylindrical shaft D19x40 mm; Absolute encoder 22-bit + 12-bit multi-turn (encoder AM22DQC); with OCC interface; Connector size M17, rotatable; | novo out 2017 | 0 | 0
1FK2104-5AF01-0MB0 |  | 1FK2104-5AF01-0MB0 | 1 | UN | 1 | 15 | C | D | N | N | 85015100 | 1 | 4042948693001 | 2.85 | KG | 972.23 | 972.23 | MC05 | MC05 | SIMOTICS S-1FK2 HD Servo motor M0=2.4 Nm; PN = 0.75 kW at nN=3000 rpm; Converter at max. 480 V supply system; Degree of protection IP65; Cylindrical shaft D19x40 mm; Absolute encoder 22-bit + 12-bit Multiturn (encoder AM22DQC); With DRIVE-CLiQ interface; Power connector Size M17 | novo out 2017 | 0 | 0
1FK2104-5AF01-0SA0 |  | 1FK2104-5AF01-0SA0 | 1 | UN | 1 | 15 | C | D | N | N | 85015100 | 1 | 4042948693018 | 2.85 | KG | 763.97 | 763.97 | MC05 | MC05 | SIMOTICS S-1FK2 HD Servo motor M0=2.4 Nm; PN = 0.75 kW at nN=3000 rpm; Converter at max. 480 V supply system; Degree of protection IP65; Cylindrical shaft D19x40 mm; Absolute encoder single-turn 22 bit (encoder AS22DQC); With OCC interface; Connector size M17, rotatable; | novo out 2017 | 0 | 0
1FK2104-5AF01-0SB0 |  | 1FK2104-5AF01-0SB0 | 1 | UN | 1 | 15 | C | D | N | N | 85015100 | 1 | 4042948693025 | 2.85 | KG | 763.97 | 763.97 | MC05 | MC05 | SIMOTICS S-1FK2 HD Servo motor M0=2.4 Nm; PN = 0.75 kW at nN=3000 rpm; Converter at max. 480 V supply system; Degree of protection IP65; Cylindrical shaft D19x40 mm; Absolute encoder single-turn 22 bit (encoder AS22DQC); With DRIVE-CLiQ interface; Power connector size M17 | novo out 2017 | 0 | 0
1FK2104-5AF01-1MA0 |  | 1FK2104-5AF01-1MA0 | 1 | UN | 1 | 15 | C | D | N | N | 85015100 | 1 | 4042948693032 | 2.85 | KG | 972.23 | 972.23 | MC05 | MC05 | SIMOTICS S-1FK2 HD Servo motor M0=2.4 Nm; PN = 0.75 kW at nN=3000 rpm; Converter at max. 480 V supply system; Degree of protection IP65; Shaft D19x40 mm with feather key; Absolute encoder 22-bit + 12-bit multi-turn (encoder AM22DQC); with OCC interface; Connector size M17, rotatable; | novo out 2017 | 0 | 0
1FK2104-5AF01-1MB0 |  | 1FK2104-5AF01-1MB0 | 1 | UN | 1 | 15 | C | D | N | N | 85015100 | 1 | 4042948693049 | 2.85 | KG | 972.23 | 972.23 | MC05 | MC05 | SIMOTICS S-1FK2 HD Servo motor M0=2.4 Nm; PN = 0.75 kW at nN=3000 rpm; Converter at max. 480 V supply system; Degree of protection IP65; Shaft D19x40 mm with feather key; Absolute encoder 22-bit + 12-bit Multiturn (encoder AM22DQC); With DRIVE-CLiQ interface; Power connector Size M17 | novo out 2017 | 0 | 0
1FK2104-5AF01-1SA0 |  | 1FK2104-5AF01-1SA0 | 1 | UN | 1 | 15 | C | D | N | N | 85015100 | 1 | 4042948693056 | 2.85 | KG | 763.97 | 763.97 | MC05 | MC05 | SIMOTICS S-1FK2 HD Servo motor M0=2.4 Nm; PN = 0.75 kW at nN=3000 rpm; Converter at max. 480 V supply system; Degree of protection IP65; Shaft D19x40 mm with feather key; Absolute encoder single-turn 22 bit (encoder AS22DQC); With OCC interface; Connector size M17, rotatable; | novo out 2017 | 0 | 0
1FK2104-5AF01-1SB0 |  | 1FK2104-5AF01-1SB0 | 1 | UN | 1 | 15 | C | D | N | N | 85015100 | 1 | 4042948693063 | 2.85 | KG | 763.97 | 763.97 | MC05 | MC05 | SIMOTICS S-1FK2 HD Servo motor M0=2.4 Nm; PN = 0.75 kW at nN=3000 rpm; Converter at max. 480 V supply system; Degree of protection IP65; Shaft D19x40 mm with feather key; Absolute encoder single-turn 22 bit (encoder AS22DQC); With DRIVE-CLiQ interface; Power connector size M17 | novo out 2017 | 0 | 0
1FK2104-5AF10-0MA0 |  | 1FK2104-5AF10-0MA0 | 1 | UN | 1 | 15 | C | D | N | N | 85015100 | 1 | 4042948693070 | 3.7 | KG | 1081.01 | 1081.01 | MC05 | MC05 | SIMOTICS S-1FK2 HD Servo motor M0=2.4 Nm; PN = 0.75 kW at nN=3000 rpm; Converter at max. 480 V supply system; with holding brake; Degree of protection IP64; cylindrical shaft D19x40 mm; Absolute encoder 22-bit + 12-bit multi-turn (encoder AM22DQC); with OCC interface; Connector size M17, rotatable; | novo out 2017 | 0 | 0
1FK2104-5AF10-0MB0 |  | 1FK2104-5AF10-0MB0 | 1 | UN | 1 | 15 | C | D | N | N | 85015100 | 1 | 4042948693087 | 3.7 | KG | 1081.01 | 1081.01 | MC05 | MC05 | SIMOTICS S-1FK2 HD Servo motor M0=2.4 Nm; PN = 0.75 kW at nN=3000 rpm; Converter at max. 480 V supply system; With holding brake; Degree of protection IP64; Cylindrical shaft D19x40 mm; Absolute encoder 22-bit + 12-bit Multiturn (encoder AM22DQC); With DRIVE-CLiQ interface; Power connector Size M17 | novo out 2017 | 0 | 0
1FK2104-5AF10-0SA0 |  | 1FK2104-5AF10-0SA0 | 1 | UN | 1 | 15 | C | D | N | N | 85015100 | 1 | 4042948693094 | 3.7 | KG | 872.75 | 872.75 | MC05 | MC05 | SIMOTICS S-1FK2 HD Servo motor M0=2.4 Nm; PN = 0.75 kW at nN=3000 rpm; Converter at max. 480 V supply system; With holding brake; Degree of protection IP64; Cylindrical shaft D19x40 mm; Absolute encoder single-turn 22 bit (encoder AS22DQC); With OCC interface; Connector size M17, rotatable; | novo out 2017 | 0 | 0
1FK2104-5AF10-0SB0 |  | 1FK2104-5AF10-0SB0 | 1 | UN | 1 | 15 | C | D | N | N | 85015100 | 1 | 4042948693100 | 3.7 | KG | 872.75 | 872.75 | MC05 | MC05 | SIMOTICS S-1FK2 HD Servo motor M0=2.4 Nm; PN = 0.75 kW at nN=3000 rpm; Converter at max. 480 V supply system; With holding brake; Degree of protection IP64; Cylindrical shaft D19x40 mm; Absolute encoder single-turn 22 bit (encoder AS22DQC); With DRIVE-CLiQ interface; Power connector size M17 | novo out 2017 | 0 | 0
1FK2104-5AF10-1MA0 |  | 1FK2104-5AF10-1MA0 | 1 | UN | 1 | 15 | C | D | N | N | 85015100 | 1 | 4042948693117 | 3.7 | KG | 1081.01 | 1081.01 | MC05 | MC05 | SIMOTICS S-1FK2 HD Servo motor M0=2.4 Nm; PN = 0.75 kW at nN=3000 rpm; Converter at max. 480 V supply system; with holding brake; Degree of protection IP64; Shaft D19x40 mm with feather key; Absolute encoder 22-bit + 12-bit multi-turn (encoder AM22DQC); with OCC interface; Connector size M17, rotatable; | novo out 2017 | 0 | 0
1FK2104-5AF10-1MB0 |  | 1FK2104-5AF10-1MB0 | 1 | UN | 1 | 15 | C | D | N | N | 85015100 | 1 | 4042948693124 | 3.7 | KG | 1081.01 | 1081.01 | MC05 | MC05 | SIMOTICS S-1FK2 HD Servo motor M0=2.4 Nm; PN = 0.75 kW at nN=3000 rpm; Converter at max. 480 V supply system; With holding brake; Degree of protection IP64; Shaft D19x40 mm with feather key; Absolute encoder 22-bit + 12-bit Multiturn (encoder AM22DQC); With DRIVE-CLiQ interface; Power connector Size M17 | novo out 2017 | 0 | 0
1FK2104-5AF10-1SA0 |  | 1FK2104-5AF10-1SA0 | 1 | UN | 1 | 15 | C | D | N | N | 85015100 | 1 | 4042948693131 | 3.7 | KG | 872.75 | 872.75 | MC05 | MC05 | SIMOTICS S-1FK2 HD Servo motor M0=2.4 Nm; PN = 0.75 kW at nN=3000 rpm; Converter at max. 480 V supply system; With holding brake; Degree of protection IP64; Shaft D19x40 mm with feather key; Absolute encoder single-turn 22 bit (encoder AS22DQC); With OCC interface; Connector size M17, rotatable; | novo out 2017 | 0 | 0
1FK2104-5AF10-1SB0 |  | 1FK2104-5AF10-1SB0 | 1 | UN | 1 | 15 | C | D | N | N | 85015100 | 1 | 4042948693148 | 3.7 | KG | 872.75 | 872.75 | MC05 | MC05 | SIMOTICS S-1FK2 HD Servo motor M0=2.4 Nm; PN = 0.75 kW at nN=3000 rpm; Converter at max. 480 V supply system; With holding brake; Degree of protection IP64; Shaft D19x40 mm with feather key; Absolute encoder single-turn 22 bit (encoder AS22DQC); With DRIVE-CLiQ interface; Power connector size M17 | novo out 2017 | 0 | 0
1FK2104-5AF11-0MA0 |  | 1FK2104-5AF11-0MA0 | 1 | UN | 1 | 15 | C | D | N | N | 85015100 | 1 | 4042948693155 | 3.7 | KG | 1139.16 | 1139.16 | MC05 | MC05 | SIMOTICS S-1FK2 HD Servo motor M0=2.4 Nm; PN = 0.75 kW at nN=3000 rpm; Converter at max. 480 V supply system; with holding brake; Degree of protection IP65; cylindrical shaft D19x40 mm; Absolute encoder 22-bit + 12-bit multi-turn (encoder AM22DQC); with OCC interface; Connector size M17, rotatable; | novo out 2017 | 0 | 0
1FK2104-5AF11-0MB0 |  | 1FK2104-5AF11-0MB0 | 1 | UN | 1 | 15 | C | D | N | N | 85015100 | 1 | 4042948693162 | 3.7 | KG | 1139.16 | 1139.16 | MC05 | MC05 | SIMOTICS S-1FK2 HD Servo motor M0=2.4 Nm; PN = 0.75 kW at nN=3000 rpm; Converter at max. 480 V supply system; With holding brake; Degree of protection IP65; Cylindrical shaft D19x40 mm; Absolute encoder 22-bit + 12-bit Multiturn (encoder AM22DQC); With DRIVE-CLiQ interface; Power connector Size M17 | novo out 2017 | 0 | 0
1FK2104-5AF11-0SA0 |  | 1FK2104-5AF11-0SA0 | 1 | UN | 1 | 15 | C | D | N | N | 85015100 | 1 | 4042948693179 | 3.7 | KG | 930.9 | 930.9 | MC05 | MC05 | SIMOTICS S-1FK2 HD Servo motor M0=2.4 Nm; PN = 0.75 kW at nN=3000 rpm; Converter at max. 480 V supply system; With holding brake; Degree of protection IP65; Cylindrical shaft D19x40 mm; Absolute encoder single-turn 22 bit (encoder AS22DQC); With OCC interface; Connector size M17, rotatable; | novo out 2017 | 0 | 0
1FK2104-5AF11-0SB0 |  | 1FK2104-5AF11-0SB0 | 1 | UN | 1 | 15 | C | D | N | N | 85015100 | 1 | 4042948693186 | 3.7 | KG | 930.9 | 930.9 | MC05 | MC05 | SIMOTICS S-1FK2 HD Servo motor M0=2.4 Nm; PN = 0.75 kW at nN=3000 rpm; Converter at max. 480 V supply system; With holding brake; Degree of protection IP65; Cylindrical shaft D19x40 mm; Absolute encoder single-turn 22 bit (encoder AS22DQC); With DRIVE-CLiQ interface; Power connector size M17 | novo out 2017 | 0 | 0
1FK2104-5AF11-1MA0 |  | 1FK2104-5AF11-1MA0 | 1 | UN | 1 | 15 | C | D | N | N | 85015100 | 1 | 4042948693193 | 3.7 | KG | 1139.16 | 1139.16 | MC05 | MC05 | SIMOTICS S-1FK2 HD Servo motor M0=2.4 Nm; PN = 0.75 kW at nN=3000 rpm; Converter at max. 480 V supply system; with holding brake; Degree of protection IP65; Shaft D19x40 mm with feather key; Absolute encoder 22-bit + 12-bit multi-turn (encoder AM22DQC); with OCC interface; Connector size M17, rotatable; | novo out 2017 | 0 | 0
1FK2104-5AF11-1MB0 |  | 1FK2104-5AF11-1MB0 | 1 | UN | 1 | 15 | C | D | N | N | 85015100 | 1 | 4042948693209 | 3.7 | KG | 1139.16 | 1139.16 | MC05 | MC05 | SIMOTICS S-1FK2 HD Servo motor M0=2.4 Nm; PN = 0.75 kW at nN=3000 rpm; Converter at max. 480 V supply system; With holding brake; Degree of protection IP65; Shaft D19x40 mm with feather key; Absolute encoder 22-bit + 12-bit Multiturn (encoder AM22DQC); With DRIVE-CLiQ interface; Power connector Size M17 | novo out 2017 | 0 | 0
1FK2104-5AF11-1SA0 |  | 1FK2104-5AF11-1SA0 | 1 | UN | 1 | 15 | C | D | N | N | 85015100 | 1 | 4042948693216 | 3.7 | KG | 930.9 | 930.9 | MC05 | MC05 | SIMOTICS S-1FK2 HD Servo motor M0=2.4 Nm; PN = 0.75 kW at nN=3000 rpm; Converter at max. 480 V supply system; With holding brake; Degree of protection IP65; Shaft D19x40 mm with feather key; Absolute encoder single-turn 22 bit (encoder AS22DQC); With OCC interface; Connector size M17, rotatable; | novo out 2017 | 0 | 0
1FK2104-5AF11-1SB0 |  | 1FK2104-5AF11-1SB0 | 1 | UN | 1 | 15 | C | D | N | N | 85015100 | 1 | 4042948693223 | 3.7 | KG | 930.9 | 930.9 | MC05 | MC05 | SIMOTICS S-1FK2 HD Servo motor M0=2.4 Nm; PN = 0.75 kW at nN=3000 rpm; Converter at max. 480 V supply system; With holding brake; Degree of protection IP65; Shaft D19x40 mm with feather key; Absolute encoder single-turn 22 bit (encoder AS22DQC); With DRIVE-CLiQ interface; Power connector size M17 | novo out 2017 | 0 | 0
1FK2104-5AK00-0MA0 |  | 1FK2104-5AK00-0MA0 | 1 | UN | 1 | 15 | C | D | N | N | 85015100 | 1 | 4042948691151 | 4.04 | KG | 914.08 | 914.08 | MC05 | MC05 | SIMOTICS S-1FK2 HD Servo motor M0=2.4 Nm; PN = 0.75 kW at nN=3000 rpm; Converter at max. 480 V supply system; Degree of protection IP64; Cylindrical shaft D19x40 mm; Absolute encoder 22-bit + 12-bit multi-turn (encoder AM22DQC); with OCC interface; Connector size M17, rotatable; | novo out 2017 | 0 | 0
1FK2104-5AK00-0MB0 |  | 1FK2104-5AK00-0MB0 | 1 | UN | 1 | 15 | C | D | N | N | 85015100 | 1 | 4042948693230 | 4.04 | KG | 914.08 | 914.08 | MC05 | MC05 | SIMOTICS S-1FK2 HD Servo motor M0=2.4 Nm; PN = 0.75 kW at nN=3000rpm; Converter at max. 480 V supply system; Type of protection IP64; Absolute encoder 22-bit + 12-bit multi-turn (encoder AM22DQC); with DRIVE-CLiQ interface; Power connector size M17 | novo out 2017 | 0 | 0
1FK2104-5AK00-0SA0 |  | 1FK2104-5AK00-0SA0 | 1 | UN | 1 | 15 | C | D | N | N | 85015100 | 1 | 4042948691168 | 4.04 | KG | 705.82 | 705.82 | MC05 | MC05 | SIMOTICS S-1FK2 HD Servo motor M0=2.4 Nm; PN = 0.75 kW at nN=3000 rpm; Converter at max. 480 V supply system; Degree of protection IP64; Cylindrical shaft D19x40 mm; Absolute encoder single-turn 22 bit (encoder AS22DQC); With OCC interface; Connector size M17, rotatable; | novo out 2017 | 0 | 0
1FK2104-5AK00-0SB0 |  | 1FK2104-5AK00-0SB0 | 1 | UN | 1 | 15 | C | D | N | N | 85015100 | 1 | 4042948693247 | 4.04 | KG | 705.82 | 705.82 | MC05 | MC05 | SIMOTICS S-1FK2 HD Servo motor M0=2.4 Nm; PN = 0.75 kW at nN=3000 rpm; Converter at max. 480 V supply system; Degree of protection IP64; Absolute encoder single-turn 22 bit (encoder AS22DQC); With DRIVE-CLiQ interface; Power connector size M17 | novo out 2017 | 0 | 0
1FK2104-5AK00-1MA0 |  | 1FK2104-5AK00-1MA0 | 1 | UN | 1 | 15 | C | D | N | N | 85015100 | 1 | 4042948691175 | 4.04 | KG | 914.08 | 914.08 | MC05 | MC05 | SIMOTICS S-1FK2 HD Servo motor M0=2.4 Nm; PN = 0.75 kW at nN=3000 rpm; Converter at max. 480 V supply system; Degree of protection IP64; Shaft D19x40 mm with feather key; Absolute encoder 22-bit + 12-bit multi-turn (encoder AM22DQC); with OCC interface; Connector size M17, rotatable; | novo out 2017 | 0 | 0
1FK2104-5AK00-1MB0 |  | 1FK2104-5AK00-1MB0 | 1 | UN | 1 | 15 | C | D | N | N | 85015100 | 1 | 4042948693254 | 4.04 | KG | 914.08 | 914.08 | MC05 | MC05 | SIMOTICS S-1FK2 HD Servo motor M0=2.4 Nm; PN = 0.75 kW at nN=3000rpm; Converter at max. 480 V supply system; Type of protection IP64; Absolute encoder 22-bit + 12-bit multi-turn (encoder AM22DQC); with DRIVE-CLiQ interface; Power connector size M17 | novo out 2017 | 0 | 0
1FK2104-5AK00-1SA0 |  | 1FK2104-5AK00-1SA0 | 1 | UN | 1 | 15 | C | D | N | N | 85015100 | 1 | 4042948691182 | 4.04 | KG | 705.82 | 705.82 | MC05 | MC05 | SIMOTICS S-1FK2 HD Servo motor M0=2.4 Nm; PN = 0.75 kW at nN=3000 rpm; Converter at max. 480 V supply system; Degree of protection IP64; Shaft D19x40 mm with feather key; Absolute encoder single-turn 22 bit (encoder AS22DQC); With OCC interface; Connector size M17, rotatable; | novo out 2017 | 0 | 0
1FK2104-5AK00-1SB0 |  | 1FK2104-5AK00-1SB0 | 1 | UN | 1 | 15 | C | D | N | N | 85015100 | 1 | 4042948693261 | 4.04 | KG | 705.82 | 705.82 | MC05 | MC05 | SIMOTICS S-1FK2 HD Servo motor M0=2.4 Nm; PN = 0.75 kW at nN=3000 rpm; Converter at max. 480 V supply system; Degree of protection IP64; Absolute encoder single-turn 22 bit (encoder AS22DQC); With DRIVE-CLiQ interface; Power connector size M17 | novo out 2017 | 0 | 0
1FK2104-5AK01-0MA0 |  | 1FK2104-5AK01-0MA0 | 1 | UN | 1 | 15 | C | D | N | N | 85015100 | 1 | 4042948691199 | 4.04 | KG | 972.23 | 972.23 | MC05 | MC05 | SIMOTICS S-1FK2 HD Servo motor M0=2.4 Nm; PN = 0.75 kW at nN=3000 rpm; Converter at max. 480 V supply system; Degree of protection IP65; Cylindrical shaft D19x40 mm; Absolute encoder 22-bit + 12-bit multi-turn (encoder AM22DQC); with OCC interface; Connector size M17, rotatable; | novo out 2017 | 0 | 0
1FK2104-5AK01-0MB0 |  | 1FK2104-5AK01-0MB0 | 1 | UN | 1 | 15 | C | D | N | N | 85015100 | 1 | 4042948693278 | 4.04 | KG | 972.23 | 972.23 | MC05 | MC05 | SIMOTICS S-1FK2 HD Servo motor M0=2.4 Nm; PN = 0.75 kW at nN=3000rpm; Converter at max. 480 V supply system; Type of protection IP65; Absolute encoder 22-bit + 12-bit multi-turn (encoder AM22DQC); with DRIVE-CLiQ interface; Power connector size M17 | novo out 2017 | 0 | 0
1FK2104-5AK01-0SA0 |  | 1FK2104-5AK01-0SA0 | 1 | UN | 1 | 15 | C | D | N | N | 85015100 | 1 | 4042948691205 | 4.04 | KG | 763.97 | 763.97 | MC05 | MC05 | SIMOTICS S-1FK2 HD Servo motor M0=2.4 Nm; PN = 0.75 kW at nN=3000 rpm; Converter at max. 480 V supply system; Degree of protection IP65; Cylindrical shaft D19x40 mm; Absolute encoder single-turn 22 bit (encoder AS22DQC); With OCC interface; Connector size M17, rotatable; | novo out 2017 | 0 | 0
1FK2104-5AK01-0SB0 |  | 1FK2104-5AK01-0SB0 | 1 | UN | 1 | 15 | C | D | N | N | 85015100 | 1 | 4042948693285 | 4.04 | KG | 763.97 | 763.97 | MC05 | MC05 | SIMOTICS S-1FK2 HD Servo motor M0=2.4 Nm; PN = 0.75 kW at nN=3000 rpm; Converter at max. 480 V supply system; Degree of protection IP65; Absolute encoder single-turn 22 bit (encoder AS22DQC); With DRIVE-CLiQ interface; Power connector size M17 | novo out 2017 | 0 | 0
1FK2104-5AK01-1MA0 |  | 1FK2104-5AK01-1MA0 | 1 | UN | 1 | 15 | C | D | N | N | 85015100 | 1 | 4042948691212 | 4.04 | KG | 972.23 | 972.23 | MC05 | MC05 | SIMOTICS S-1FK2 HD Servo motor M0=2.4 Nm; PN = 0.75 kW at nN=3000 rpm; Converter at max. 480 V supply system; Degree of protection IP65; Shaft D19x40 mm with feather key; Absolute encoder 22-bit + 12-bit multi-turn (encoder AM22DQC); with OCC interface; Connector size M17, rotatable; | novo out 2017 | 0 | 0
1FK2104-5AK01-1MB0 |  | 1FK2104-5AK01-1MB0 | 1 | UN | 1 | 15 | C | D | N | N | 85015100 | 1 | 4042948693292 | 4.04 | KG | 972.23 | 972.23 | MC05 | MC05 | SIMOTICS S-1FK2 HD Servo motor M0=2.4 Nm; PN = 0.75 kW at nN=3000rpm; Converter at max. 480 V supply system; Type of protection IP65; Absolute encoder 22-bit + 12-bit multi-turn (encoder AM22DQC); with DRIVE-CLiQ interface; Power connector size M17 | novo out 2017 | 0 | 0
1FK2104-5AK01-1SA0 |  | 1FK2104-5AK01-1SA0 | 1 | UN | 1 | 15 | C | D | N | N | 85015100 | 1 | 4042948691229 | 4.04 | KG | 763.97 | 763.97 | MC05 | MC05 | SIMOTICS S-1FK2 HD Servo motor M0=2.4 Nm; PN = 0.75 kW at nN=3000 rpm; Converter at max. 480 V supply system; Degree of protection IP65; Shaft D19x40 mm with feather key; Absolute encoder single-turn 22 bit (encoder AS22DQC); With OCC interface; Connector size M17, rotatable; | novo out 2017 | 0 | 0
1FK2104-5AK01-1SB0 |  | 1FK2104-5AK01-1SB0 | 1 | UN | 1 | 15 | C | D | N | N | 85015100 | 1 | 4042948693308 | 4.04 | KG | 763.97 | 763.97 | MC05 | MC05 | SIMOTICS S-1FK2 HD Servo motor M0=2.4 Nm; PN = 0.75 kW at nN=3000 rpm; Converter at max. 480 V supply system; Degree of protection IP65; Absolute encoder single-turn 22 bit (encoder AS22DQC); With DRIVE-CLiQ interface; Power connector size M17 | novo out 2017 | 0 | 0
1FK2104-5AK10-0MA0 |  | 1FK2104-5AK10-0MA0 | 1 | UN | 1 | 15 | C | D | N | N | 85015100 | 1 | 4042948691236 | 4.89 | KG | 1081.01 | 1081.01 | MC05 | MC05 | SIMOTICS S-1FK2 HD Servo motor M0=2.4 Nm; PN = 0.75 kW at nN=3000 rpm; Converter at max. 480 V supply system; with holding brake; Degree of protection IP64; Cylindrical shaft D19x40 mm; Absolute encoder 22-bit + 12-bit multi-turn (encoder AM22DQC); with OCC interface; Connector size M17, rotatable; | novo out 2017 | 0 | 0
1FK2104-5AK10-0MB0 |  | 1FK2104-5AK10-0MB0 | 1 | UN | 1 | 15 | C | D | N | N | 85015100 | 1 | 4042948693315 | 4.89 | KG | 1081.01 | 1081.01 | MC05 | MC05 | SIMOTICS S-1FK2 HD Servo motor M0=2.4 Nm; PN = 0.75 kW at nN=3000rpm; Converter at max. 480 V supply system; with holding brake; cylindrical shaft D19x40 mm; Absolute encoder 22-bit + 12-bit multi-turn (encoder AM22DQC); with DRIVE-CLiQ interface; Power connector size M17 | novo out 2017 | 0 | 0
1FK2104-5AK10-0SA0 |  | 1FK2104-5AK10-0SA0 | 1 | UN | 1 | 15 | C | D | N | N | 85015100 | 1 | 4042948691243 | 4.89 | KG | 872.75 | 872.75 | MC05 | MC05 | SIMOTICS S-1FK2 HD Servo motor M0=2.4 Nm; PN = 0.75 kW at nN=3000 rpm; Converter at max. 480 V supply system; With holding brake; Degree of protection IP64; Cylindrical shaft D19x40 mm; Absolute encoder single-turn 22 bit (encoder AS22DQC); With OCC interface; Connector size M17, rotatable; | novo out 2017 | 0 | 0
1FK2104-5AK10-0SB0 |  | 1FK2104-5AK10-0SB0 | 1 | UN | 1 | 15 | C | D | N | N | 85015100 | 1 | 4042948694138 | 4.89 | KG | 872.75 | 872.75 | MC05 | MC05 | SIMOTICS S-1FK2 HD Servo motor M0=2.4 Nm; PN = 0.75 kW at nN=3000 rpm; Converter at max. 480 V supply system; With holding brake; Cylindrical shaft D19x40 mm; Absolute encoder single-turn 22 bit (encoder AS22DQC); With DRIVE-CLiQ interface; Power connector size M17 | novo out 2017 | 0 | 0
1FK2104-5AK10-1MA0 |  | 1FK2104-5AK10-1MA0 | 1 | UN | 1 | 15 | C | D | N | N | 85015100 | 1 | 4042948691250 | 4.89 | KG | 1081.01 | 1081.01 | MC05 | MC05 | SIMOTICS S-1FK2 HD Servo motor M0=2.4 Nm; PN = 0.75 kW at nN=3000 rpm; Converter at max. 480 V supply system; with holding brake; Degree of protection IP64; Shaft D19x40 mm with feather key; Absolute encoder 22-bit + 12-bit multi-turn (encoder AM22DQC); with OCC interface; Connector size M17, rotatable; | novo out 2017 | 0 | 0
1FK2104-5AK10-1MB0 |  | 1FK2104-5AK10-1MB0 | 1 | UN | 1 | 15 | C | D | N | N | 85015100 | 1 | 4042948694312 | 4.89 | KG | 1081.01 | 1081.01 | MC05 | MC05 | SIMOTICS S-1FK2 HD Servo motor M0=2.4 Nm; PN = 0.75 kW at nN=3000rpm; Converter at max. 480 V supply system; with holding brake; Shaft D19x40 mm with feather key; Absolute encoder 22-bit + 12-bit multi-turn (encoder AM22DQC); with DRIVE-CLiQ interface; Power connector size M17 | novo out 2017 | 0 | 0
1FK2104-5AK10-1SA0 |  | 1FK2104-5AK10-1SA0 | 1 | UN | 1 | 15 | C | D | N | N | 85015100 | 1 | 4042948691267 | 4.89 | KG | 872.75 | 872.75 | MC05 | MC05 | SIMOTICS S-1FK2 HD Servo motor M0=2.4 Nm; PN = 0.75 kW at nN=3000 rpm; Converter at max. 480 V supply system; With holding brake; Degree of protection IP64; Shaft D19x40 mm with feather key; Absolute encoder single-turn 22 bit (encoder AS22DQC); With OCC interface; Connector size M17, rotatable; | novo out 2017 | 0 | 0
1FK2104-5AK10-1SB0 |  | 1FK2104-5AK10-1SB0 | 1 | UN | 1 | 15 | C | D | N | N | 85015100 | 1 | 4042948694329 | 4.89 | KG | 872.75 | 872.75 | MC05 | MC05 | SIMOTICS S-1FK2 HD Servo motor M0=2.4 Nm; PN = 0.75 kW at nN=3000 rpm; Converter at max. 480 V supply system; With holding brake; Shaft D19x40 mm with feather key; Absolute encoder single-turn 22 bit (encoder AS22DQC); With DRIVE-CLiQ interface; Power connector size M17 | novo out 2017 | 0 | 0
1FK2104-5AK11-0MA0 |  | 1FK2104-5AK11-0MA0 | 1 | UN | 1 | 15 | C | D | N | N | 85015100 | 1 | 4042948691274 | 4.89 | KG | 1139.16 | 1139.16 | MC05 | MC05 | SIMOTICS S-1FK2 HD Servo motor M0=2.4 Nm; PN = 0.75 kW at nN=3000 rpm; Converter at max. 480 V supply system; with holding brake; Degree of protection IP65; Cylindrical shaft D19x40 mm; Absolute encoder 22-bit + 12-bit multi-turn (encoder AM22DQC); with OCC interface; Connector size M17, rotatable; | novo out 2017 | 0 | 0
1FK2104-5AK11-0MB0 |  | 1FK2104-5AK11-0MB0 | 1 | UN | 1 | 15 | C | D | N | N | 85015100 | 1 | 4042948694336 | 4.89 | KG | 1139.16 | 1139.16 | MC05 | MC05 | SIMOTICS S-1FK2 HD Servo motor M0=2.4 Nm; PN = 0.75 kW at nN=3000rpm; Converter at max. 480 V supply system; with holding brake; cylindrical shaft D19x40 mm; Absolute encoder 22-bit + 12-bit multi-turn (encoder AM22DQC); with DRIVE-CLiQ interface; Power connector size M17 | novo out 2017 | 0 | 0
1FK2104-5AK11-0SA0 |  | 1FK2104-5AK11-0SA0 | 1 | UN | 1 | 15 | C | D | N | N | 85015100 | 1 | 4042948691281 | 4.89 | KG | 930.9 | 930.9 | MC05 | MC05 | SIMOTICS S-1FK2 HD Servo motor M0=2.4 Nm; PN = 0.75 kW at nN=3000 rpm; Converter at max. 480 V supply system; With holding brake; Degree of protection IP65; Cylindrical shaft D19x40 mm; Absolute encoder single-turn 22 bit (encoder AS22DQC); With OCC interface; Connector size M17, rotatable; | novo out 2017 | 0 | 0
1FK2104-5AK11-0SB0 |  | 1FK2104-5AK11-0SB0 | 1 | UN | 1 | 15 | C | D | N | N | 85015100 | 1 | 4042948694343 | 4.89 | KG | 930.9 | 930.9 | MC05 | MC05 | SIMOTICS S-1FK2 HD Servo motor M0=2.4 Nm; PN = 0.75 kW at nN=3000 rpm; Converter at max. 480 V supply system; With holding brake; Cylindrical shaft D19x40 mm; Absolute encoder single-turn 22 bit (encoder AS22DQC); With DRIVE-CLiQ interface; Power connector size M17 | novo out 2017 | 0 | 0
1FK2104-5AK11-1MA0 |  | 1FK2104-5AK11-1MA0 | 1 | UN | 1 | 15 | C | D | N | N | 85015100 | 1 | 4042948691298 | 4.89 | KG | 1139.16 | 1139.16 | MC05 | MC05 | SIMOTICS S-1FK2 HD Servo motor M0=2.4 Nm; PN = 0.75 kW at nN=3000 rpm; Converter at max. 480 V supply system; with holding brake; Degree of protection IP65; Shaft D19x40 mm with feather key; Absolute encoder 22-bit + 12-bit multi-turn (encoder AM22DQC); with OCC interface; Connector size M17, rotatable; | novo out 2017 | 0 | 0
1FK2104-5AK11-1MB0 |  | 1FK2104-5AK11-1MB0 | 1 | UN | 1 | 15 | C | D | N | N | 85015100 | 1 | 4042948694350 | 4.89 | KG | 1139.16 | 1139.16 | MC05 | MC05 | SIMOTICS S-1FK2 HD Servo motor M0=2.4 Nm; PN = 0.75 kW at nN=3000rpm; Converter at max. 480 V supply system; with holding brake; Shaft D19x40 mm with feather key; Absolute encoder 22-bit + 12-bit multi-turn (encoder AM22DQC); with DRIVE-CLiQ interface; Power connector size M17 | novo out 2017 | 0 | 0
1FK2104-5AK11-1SA0 |  | 1FK2104-5AK11-1SA0 | 1 | UN | 1 | 15 | C | D | N | N | 85015100 | 1 | 4042948691304 | 4.89 | KG | 930.9 | 930.9 | MC05 | MC05 | SIMOTICS S-1FK2 HD Servo motor M0=2.4 Nm; PN = 0.75 kW at nN=3000 rpm; Converter at max. 480 V supply system; With holding brake; Degree of protection IP65; Shaft D19x40 mm with feather key; Absolute encoder single-turn 22 bit (encoder AS22DQC); With OCC interface; Connector size M17, rotatable; | novo out 2017 | 0 | 0
1FK2104-5AK11-1SB0 |  | 1FK2104-5AK11-1SB0 | 1 | UN | 1 | 15 | C | D | N | N | 85015100 | 1 | 4042948694367 | 4.89 | KG | 930.9 | 930.9 | MC05 | MC05 | SIMOTICS S-1FK2 HD Servo motor M0=2.4 Nm; PN = 0.75 kW at nN=3000 rpm; Converter at max. 480 V supply system; With holding brake; Shaft D19x40 mm with feather key; Absolute encoder single-turn 22 bit (encoder AS22DQC); With DRIVE-CLiQ interface; Power connector size M17 | novo out 2017 | 0 | 0
1FK2104-6AF00-0MA0 |  | 1FK2104-6AF00-0MA0 | 1 | UN | 1 | 15 | C | D | N | N | 85015220 | 1 | 4042948694374 | 3.4 | KG | 955.6 | 955.6 | MC05 | MC05 | SIMOTICS S-1FK2 HD Servo motor M0=3.2 Nm; PN = 1 kW at nN=3000 rpm; Converter at max. 480 V supply system; Degree of protection IP64; cylindrical shaft D19x40 mm; Absolute encoder 22-bit + 12-bit multi-turn (encoder AM22DQC); with OCC interface; Connector size M17, rotatable; | novo out 2017 | 0 | 0
1FK2104-6AF00-0MB0 |  | 1FK2104-6AF00-0MB0 | 1 | UN | 1 | 15 | C | D | N | N | 85015220 | 1 | 4042948694381 | 3.4 | KG | 955.6 | 955.6 | MC05 | MC05 | SIMOTICS S-1FK2 HD Servo motor M0=3.2 Nm; PN = 1.0 kW at nN=3000 rpm; Converter at max. 480 V supply system; Degree of protection IP64; Cylindrical shaft D19x40 mm; Absolute encoder 22-bit + 12-bit Multiturn (encoder AM22DQC); With DRIVE-CLiQ interface; Power connector Size M17 | novo out 2017 | 0 | 0
1FK2104-6AF00-0SA0 |  | 1FK2104-6AF00-0SA0 | 1 | UN | 1 | 15 | C | D | N | N | 85015220 | 1 | 4042948694398 | 3.4 | KG | 747.34 | 747.34 | MC05 | MC05 | SIMOTICS S-1FK2 HD Servo motor M0=3.2 Nm; PN = 1 kW at nN=3000 rpm; Converter at max. 480 V supply system; Degree of protection IP64; Cylindrical shaft D19x40 mm; Absolute encoder single-turn 22 bit (encoder AS22DQC); With OCC interface; Connector size M17, rotatable; | novo out 2017 | 0 | 0
1FK2104-6AF00-0SB0 |  | 1FK2104-6AF00-0SB0 | 1 | UN | 1 | 15 | C | D | N | N | 85015220 | 1 | 4042948694404 | 3.4 | KG | 747.34 | 747.34 | MC05 | MC05 | SIMOTICS S-1FK2 HD Servo motor M0=3.2 Nm; PN = 1.0 kW at nN=3000 rpm; Converter at max. 480 V supply system; Degree of protection IP64; Cylindrical shaft D19x40 mm; Absolute encoder single-turn 22 bit (encoder AS22DQC); With DRIVE-CLiQ interface; Power connector size M17 | novo out 2017 | 0 | 0
1FK2104-6AF00-1MA0 |  | 1FK2104-6AF00-1MA0 | 1 | UN | 1 | 15 | C | D | N | N | 85015220 | 1 | 4042948694411 | 3.4 | KG | 955.6 | 955.6 | MC05 | MC05 | SIMOTICS S-1FK2 HD Servo motor M0=3.2 Nm; PN = 1 kW at nN=3000 rpm; Converter at max. 480 V supply system; Degree of protection IP64; Shaft D19x40 mm with feather key; Absolute encoder 22-bit + 12-bit multi-turn (encoder AM22DQC); with OCC interface; Connector size M17, rotatable; | novo out 2017 | 0 | 0
1FK2104-6AF00-1MB0 |  | 1FK2104-6AF00-1MB0 | 1 | UN | 1 | 15 | C | D | N | N | 85015220 | 1 | 4042948694428 | 3.4 | KG | 955.6 | 955.6 | MC05 | MC05 | SIMOTICS S-1FK2 HD Servo motor M0=3.2 Nm; PN = 1.0 kW at nN=3000 rpm; Converter at max. 480 V supply system; Degree of protection IP64; Shaft D19x40 mm with feather key; Absolute encoder 22-bit + 12-bit Multiturn (encoder AM22DQC); With DRIVE-CLiQ interface; Power connector Size M17 | novo out 2017 | 0 | 0
1FK2104-6AF00-1SA0 |  | 1FK2104-6AF00-1SA0 | 1 | UN | 1 | 15 | C | D | N | N | 85015220 | 1 | 4042948694435 | 3.4 | KG | 747.34 | 747.34 | MC05 | MC05 | SIMOTICS S-1FK2 HD Servo motor M0=3.2 Nm; PN = 1 kW at nN=3000 rpm; Converter at max. 480 V supply system; Degree of protection IP64; Shaft D19x40 mm with feather key; Absolute encoder single-turn 22 bit (encoder AS22DQC); With OCC interface; Connector size M17, rotatable; | novo out 2017 | 0 | 0
1FK2104-6AF00-1SB0 |  | 1FK2104-6AF00-1SB0 | 1 | UN | 1 | 15 | C | D | N | N | 85015220 | 1 | 4042948694442 | 3.4 | KG | 747.34 | 747.34 | MC05 | MC05 | SIMOTICS S-1FK2 HD Servo motor M0=3.2 Nm; PN = 1.0 kW at nN=3000 rpm; Converter at max. 480 V supply system; Degree of protection IP64; Shaft D19x40 mm with feather key; Absolute encoder single-turn 22 bit (encoder AS22DQC); With DRIVE-CLiQ interface; Power connector size M17 | novo out 2017 | 0 | 0
1FK2104-6AF01-0MA0 |  | 1FK2104-6AF01-0MA0 | 1 | UN | 1 | 15 | C | D | N | N | 85015220 | 1 | 4042948694459 | 3.4 | KG | 1013.75 | 1013.75 | MC05 | MC05 | SIMOTICS S-1FK2 HD Servo motor M0=3.2 Nm; PN = 1 kW at nN=3000 rpm; Converter at max. 480 V supply system; Degree of protection IP65; cylindrical shaft D19x40 mm; Absolute encoder 22-bit + 12-bit multi-turn (encoder AM22DQC); with OCC interface; Connector size M17, rotatable; | novo out 2017 | 0 | 0
1FK2104-6AF01-0MB0 |  | 1FK2104-6AF01-0MB0 | 1 | UN | 1 | 15 | C | D | N | N | 85015220 | 1 | 4042948694466 | 3.4 | KG | 1013.75 | 1013.75 | MC05 | MC05 | SIMOTICS S-1FK2 HD Servo motor M0=3.2 Nm; PN = 1.0 kW at nN=3000 rpm; Converter at max. 480 V supply system; Degree of protection IP65; Cylindrical shaft D19x40 mm; Absolute encoder 22-bit + 12-bit Multiturn (encoder AM22DQC); With DRIVE-CLiQ interface; Power connector Size M17 | novo out 2017 | 0 | 0
1FK2104-6AF01-0SA0 |  | 1FK2104-6AF01-0SA0 | 1 | UN | 1 | 15 | C | D | N | N | 85015220 | 1 | 4042948694473 | 3.4 | KG | 805.49 | 805.49 | MC05 | MC05 | SIMOTICS S-1FK2 HD Servo motor M0=3.2 Nm; PN = 1 kW at nN=3000 rpm; Converter at max. 480 V supply system; Degree of protection IP65; Cylindrical shaft D19x40 mm; Absolute encoder single-turn 22 bit (encoder AS22DQC); With OCC interface; Connector size M17, rotatable; | novo out 2017 | 0 | 0
1FK2104-6AF01-0SB0 |  | 1FK2104-6AF01-0SB0 | 1 | UN | 1 | 15 | C | D | N | N | 85015220 | 1 | 4042948694480 | 3.4 | KG | 805.49 | 805.49 | MC05 | MC05 | SIMOTICS S-1FK2 HD Servo motor M0=3.2 Nm; PN = 1.0 kW at nN=3000 rpm; Converter at max. 480 V supply system; Degree of protection IP65; Cylindrical shaft D19x40 mm; Absolute encoder single-turn 22 bit (encoder AS22DQC); With DRIVE-CLiQ interface; Power connector size M17 | novo out 2017 | 0 | 0
1FK2104-6AF01-1MA0 |  | 1FK2104-6AF01-1MA0 | 1 | UN | 1 | 15 | C | D | N | N | 85015220 | 1 | 4042948694497 | 3.4 | KG | 1013.75 | 1013.75 | MC05 | MC05 | SIMOTICS S-1FK2 HD Servo motor M0=3.2 Nm; PN = 1 kW at nN=3000 rpm; Converter at max. 480 V supply system; Degree of protection IP65; Shaft D19x40 mm with feather key; Absolute encoder 22-bit + 12-bit multi-turn (encoder AM22DQC); with OCC interface; Connector size M17, rotatable; | novo out 2017 | 0 | 0
1FK2104-6AF01-1MB0 |  | 1FK2104-6AF01-1MB0 | 1 | UN | 1 | 15 | C | D | N | N | 85015220 | 1 | 4042948694503 | 3.4 | KG | 1013.75 | 1013.75 | MC05 | MC05 | SIMOTICS S-1FK2 HD Servo motor M0=3.2 Nm; PN = 1.0 kW at nN=3000 rpm; Converter at max. 480 V supply system; Degree of protection IP65; Shaft D19x40 mm with feather key; Absolute encoder 22-bit + 12-bit Multiturn (encoder AM22DQC); With DRIVE-CLiQ interface; Power connector Size M17 | novo out 2017 | 0 | 0
1FK2104-6AF01-1SA0 |  | 1FK2104-6AF01-1SA0 | 1 | UN | 1 | 15 | C | D | N | N | 85015220 | 1 | 4042948694510 | 3.4 | KG | 805.49 | 805.49 | MC05 | MC05 | SIMOTICS S-1FK2 HD Servo motor M0=3.2 Nm; PN = 1 kW at nN=3000 rpm; Converter at max. 480 V supply system; Degree of protection IP65; Shaft D19x40 mm with feather key; Absolute encoder single-turn 22 bit (encoder AS22DQC); With OCC interface; Connector size M17, rotatable; | novo out 2017 | 0 | 0
1FK2104-6AF01-1SB0 |  | 1FK2104-6AF01-1SB0 | 1 | UN | 1 | 15 | C | D | N | N | 85015220 | 1 | 4042948694527 | 3.4 | KG | 805.49 | 805.49 | MC05 | MC05 | SIMOTICS S-1FK2 HD Servo motor M0=3.2 Nm; PN = 1.0 kW at nN=3000 rpm; Converter at max. 480 V supply system; Degree of protection IP65; Shaft D19x40 mm with feather key; Absolute encoder single-turn 22 bit (encoder AS22DQC); With DRIVE-CLiQ interface; Power connector size M17 | novo out 2017 | 0 | 0
1FK2104-6AF10-0MA0 |  | 1FK2104-6AF10-0MA0 | 1 | UN | 1 | 15 | C | D | N | N | 85015220 | 1 | 4042948694534 | 4.25 | KG | 1122.53 | 1122.53 | MC05 | MC05 | SIMOTICS S-1FK2 HD Servo motor M0=3.2 Nm; PN = 1 kW at nN=3000 rpm; Converter at max. 480 V supply system; with holding brake; Degree of protection IP64; cylindrical shaft D19x40 mm; Absolute encoder 22-bit + 12-bit multi-turn (encoder AM22DQC); with OCC interface; Connector size M17, rotatable; | novo out 2017 | 0 | 0
1FK2104-6AF10-0MB0 |  | 1FK2104-6AF10-0MB0 | 1 | UN | 1 | 15 | C | D | N | N | 85015220 | 1 | 4042948694541 | 4.25 | KG | 1122.53 | 1122.53 | MC05 | MC05 | SIMOTICS S-1FK2 HD Servo motor M0=3.2 Nm; PN = 1.0 kW at nN=3000 rpm; Converter at max. 480 V supply system; With holding brake; Degree of protection IP64; Cylindrical shaft D19x40 mm; Absolute encoder 22-bit + 12-bit Multiturn (encoder AM22DQC); With DRIVE-CLiQ interface; Power connector Size M17 | novo out 2017 | 0 | 0
1FK2104-6AF10-0SA0 |  | 1FK2104-6AF10-0SA0 | 1 | UN | 1 | 15 | C | D | N | N | 85015220 | 1 | 4042948694558 | 4.25 | KG | 914.27 | 914.27 | MC05 | MC05 | SIMOTICS S-1FK2 HD Servo motor M0=3.2 Nm; PN = 1 kW at nN=3000 rpm; Converter at max. 480 V supply system; With holding brake; Degree of protection IP64; Cylindrical shaft D19x40 mm; Absolute encoder single-turn 22 bit (encoder AS22DQC); With OCC interface; Connector size M17, rotatable; | novo out 2017 | 0 | 0
1FK2104-6AF10-0SB0 |  | 1FK2104-6AF10-0SB0 | 1 | UN | 1 | 15 | C | D | N | N | 85015220 | 1 | 4042948694565 | 4.25 | KG | 914.27 | 914.27 | MC05 | MC05 | SIMOTICS S-1FK2 HD Servo motor M0=3.2 Nm; PN = 1.0 kW at nN=3000 rpm; Converter at max. 480 V supply system; With holding brake; Degree of protection IP64; Cylindrical shaft D19x40 mm; Absolute encoder single-turn 22 bit (encoder AS22DQC); With DRIVE-CLiQ interface; Power connector size M17 | novo out 2017 | 0 | 0
1FK2104-6AF10-1MA0 |  | 1FK2104-6AF10-1MA0 | 1 | UN | 1 | 15 | C | D | N | N | 85015220 | 1 | 4042948694572 | 4.25 | KG | 1122.53 | 1122.53 | MC05 | MC05 | SIMOTICS S-1FK2 HD Servo motor M0=3.2 Nm; PN = 1 kW at nN=3000 rpm; Converter at max. 480 V supply system; with holding brake; Degree of protection IP64; Shaft D19x40 mm with feather key; Absolute encoder 22-bit + 12-bit multi-turn (encoder AM22DQC); with OCC interface; Connector size M17, rotatable; | novo out 2017 | 0 | 0
1FK2104-6AF10-1MB0 |  | 1FK2104-6AF10-1MB0 | 1 | UN | 1 | 15 | C | D | N | N | 85015220 | 1 | 4042948694589 | 4.25 | KG | 1122.53 | 1122.53 | MC05 | MC05 | SIMOTICS S-1FK2 HD Servo motor M0=3.2 Nm; PN = 1.0 kW at nN=3000 rpm; Converter at max. 480 V supply system; With holding brake; Degree of protection IP64; Shaft D19x40 mm with feather key; Absolute encoder 22-bit + 12-bit Multiturn (encoder AM22DQC); With DRIVE-CLiQ interface; Power connector Size M17 | novo out 2017 | 0 | 0
1FK2104-6AF10-1SA0 |  | 1FK2104-6AF10-1SA0 | 1 | UN | 1 | 15 | C | D | N | N | 85015220 | 1 | 4042948694596 | 4.25 | KG | 914.27 | 914.27 | MC05 | MC05 | SIMOTICS S-1FK2 HD Servo motor M0=3.2 Nm; PN = 1 kW at nN=3000 rpm; Converter at max. 480 V supply system; With holding brake; Degree of protection IP64; Shaft D19x40 mm with feather key; Absolute encoder single-turn 22 bit (encoder AS22DQC); With OCC interface; Connector size M17, rotatable; | novo out 2017 | 0 | 0
1FK2104-6AF10-1SB0 |  | 1FK2104-6AF10-1SB0 | 1 | UN | 1 | 15 | C | D | N | N | 85015220 | 1 | 4042948694602 | 4.25 | KG | 914.27 | 914.27 | MC05 | MC05 | SIMOTICS S-1FK2 HD Servo motor M0=3.2 Nm; PN = 1.0 kW at nN=3000 rpm; Converter at max. 480 V supply system; With holding brake; Degree of protection IP64; Shaft D19x40 mm with feather key; Absolute encoder single-turn 22 bit (encoder AS22DQC); With DRIVE-CLiQ interface; Power connector size M17 | novo out 2017 | 0 | 0
1FK2104-6AF11-0MA0 |  | 1FK2104-6AF11-0MA0 | 1 | UN | 1 | 15 | C | D | N | N | 85015220 | 1 | 4042948694619 | 4.25 | KG | 1180.68 | 1180.68 | MC05 | MC05 | SIMOTICS S-1FK2 HD Servo motor M0=3.2 Nm; PN = 1 kW at nN=3000 rpm; Converter at max. 480 V supply system; with holding brake; Degree of protection IP65; cylindrical shaft D19x40 mm; Absolute encoder 22-bit + 12-bit multi-turn (encoder AM22DQC); with OCC interface; Connector size M17, rotatable; | novo out 2017 | 0 | 0
1FK2104-6AF11-0MB0 |  | 1FK2104-6AF11-0MB0 | 1 | UN | 1 | 15 | C | D | N | N | 85015220 | 1 | 4042948694626 | 4.25 | KG | 1180.68 | 1180.68 | MC05 | MC05 | SIMOTICS S-1FK2 HD Servo motor M0=3.2 Nm; PN = 1.0 kW at nN=3000 rpm; Converter at max. 480 V supply system; With holding brake; Degree of protection IP65; Cylindrical shaft D19x40 mm; Absolute encoder 22-bit + 12-bit Multiturn (encoder AM22DQC); With DRIVE-CLiQ interface; Power connector Size M17 | novo out 2017 | 0 | 0
1FK2104-6AF11-0SA0 |  | 1FK2104-6AF11-0SA0 | 1 | UN | 1 | 15 | C | D | N | N | 85015220 | 1 | 4042948694633 | 4.25 | KG | 972.42 | 972.42 | MC05 | MC05 | SIMOTICS S-1FK2 HD Servo motor M0=3.2 Nm; PN = 1 kW at nN=3000 rpm; Converter at max. 480 V supply system; With holding brake; Degree of protection IP65; Cylindrical shaft D19x40 mm; Absolute encoder single-turn 22 bit (encoder AS22DQC); With OCC interface; Connector size M17, rotatable; | novo out 2017 | 0 | 0
1FK2104-6AF11-0SB0 |  | 1FK2104-6AF11-0SB0 | 1 | UN | 1 | 15 | C | D | N | N | 85015220 | 1 | 4042948694640 | 4.25 | KG | 972.42 | 972.42 | MC05 | MC05 | SIMOTICS S-1FK2 HD Servo motor M0=3.2 Nm; PN = 1.0 kW at nN=3000 rpm; Converter at max. 480 V supply system; With holding brake; Degree of protection IP65; Cylindrical shaft D19x40 mm; Absolute encoder single-turn 22 bit (encoder AS22DQC); With DRIVE-CLiQ interface; Power connector size M17 | novo out 2017 | 0 | 0
1FK2104-6AF11-1MA0 |  | 1FK2104-6AF11-1MA0 | 1 | UN | 1 | 15 | C | D | N | N | 85015220 | 1 | 4042948694657 | 4.25 | KG | 1180.68 | 1180.68 | MC05 | MC05 | SIMOTICS S-1FK2 HD Servo motor M0=3.2 Nm; PN = 1 kW at nN=3000 rpm; Converter at max. 480 V supply system; with holding brake; Degree of protection IP65; Shaft D19x40 mm with feather key; Absolute encoder 22-bit + 12-bit multi-turn (encoder AM22DQC); with OCC interface; Connector size M17, rotatable; | novo out 2017 | 0 | 0
1FK2104-6AF11-1MB0 |  | 1FK2104-6AF11-1MB0 | 1 | UN | 1 | 15 | C | D | N | N | 85015220 | 1 | 4042948694664 | 4.25 | KG | 1180.68 | 1180.68 | MC05 | MC05 | SIMOTICS S-1FK2 HD Servo motor M0=3.2 Nm; PN = 1.0 kW at nN=3000 rpm; Converter at max. 480 V supply system; With holding brake; Degree of protection IP65; Shaft D19x40 mm with feather key; Absolute encoder 22-bit + 12-bit Multiturn (encoder AM22DQC); With DRIVE-CLiQ interface; Power connector Size M17 | novo out 2017 | 0 | 0
1FK2104-6AF11-1SA0 |  | 1FK2104-6AF11-1SA0 | 1 | UN | 1 | 15 | C | D | N | N | 85015220 | 1 | 4042948694671 | 4.25 | KG | 972.42 | 972.42 | MC05 | MC05 | SIMOTICS S-1FK2 HD Servo motor M0=3.2 Nm; PN = 1 kW at nN=3000 rpm; Converter at max. 480 V supply system; With holding brake; Degree of protection IP65; Shaft D19x40 mm with feather key; Absolute encoder single-turn 22 bit (encoder AS22DQC); With OCC interface; Connector size M17, rotatable; | novo out 2017 | 0 | 0
1FK2104-6AF11-1SB0 |  | 1FK2104-6AF11-1SB0 | 1 | UN | 1 | 15 | C | D | N | N | 85015220 | 1 | 4042948694688 | 4.25 | KG | 972.42 | 972.42 | MC05 | MC05 | SIMOTICS S-1FK2 HD Servo motor M0=3.2 Nm; PN = 1.0 kW at nN=3000 rpm; Converter at max. 480 V supply system; With holding brake; Degree of protection IP65; Shaft D19x40 mm with feather key; Absolute encoder single-turn 22 bit (encoder AS22DQC); With DRIVE-CLiQ interface; Power connector size M17 | novo out 2017 | 0 | 0
1FK2105-4AF00-0MA0 |  | 1FK2105-4AF00-0MA0 | 1 | UN | 1 | 20 | D | D | N | N | 85015220 | 1 | 4025515675785 | 6.76 | KG | 1063.71 |  | MC05 |  | SIMOTICS S-1FK2 HD Servo motor M0=5 Nm; PN = 1.45 kW at nN=3000 rpm; Converter on max. 480 V 3 AC mains Degree of protection IP64; Cylindrical shaft D19x40 mm; Absolute encoder 22-bit + 12-bit Multi-turn (encoder AM22DQC); With OCC interface; Connector size M17, rotatable; |  | 0 | 0
1FK2105-4AF00-0MB0 |  | 1FK2105-4AF00-0MB0 | 1 | UN | 1 | 20 | D | D | N | N | 85015220 | 1 | 4025515677123 | 6.76 | KG | 1063.71 | 1063.71 | MC05 | MC05 | SIMOTICS S-1FK2 HD Servo motor M0=5 Nm; PN = 1.45 kW at nN=3000 rpm; Converter on max. 480V AC 3-ph. mains Degree of protection IP64; Cylindrical shaft D19x40 mm; Absolute encoder 22-bit + 12-bit multi-turn (encoder AM22DQC) with DRIVE-CLiQ interface; Power connector size M17 Power connector size M23 |  | 0 | 0
1FK2105-4AF00-0SA0 |  | 1FK2105-4AF00-0SA0 | 1 | UN | 1 | 20 | D | D | N | N | 85015220 | 1 | 4025515675655 | 6.76 | KG | 855.46 |  | MC05 |  | SIMOTICS S-1FK2 HD Servo motor M0=5 Nm; PN = 1.45 kW at nN=3000 rpm; Converter on max. 480 V 3 AC mains Degree of protection IP64; Cylindrical shaft D19x40 mm; Absolute encoder single-turn 22 bit (encoder AS22DQC); With OCC interface; Connector size M17, rotatable; |  | 0 | 0
1FK2105-4AF00-0SB0 |  | 1FK2105-4AF00-0SB0 | 1 | UN | 1 | 20 | D | D | N | N | 85015220 | 1 | 4025515676836 | 6.76 | KG | 855.46 | 855.46 | MC05 | MC05 | SIMOTICS S-1FK2 HD Servo motor M0=5 Nm; PN = 1.45 kW at nN=3000 rpm; Converter on max. 480V AC 3-ph. mains Degree of protection IP64; Cylindrical shaft D19x40 mm; Absolute encoder single-turn 22-bit (encoder AS22DQC); with DRIVE-CLiQ interface; Power connector size M17 Power connector size M23 |  | 0 | 0
1FK2105-4AF00-1MA0 |  | 1FK2105-4AF00-1MA0 | 1 | UN | 1 | 20 | D | D | N | N | 85015220 | 1 | 4025515675631 | 6.76 | KG | 1063.71 |  | MC05 |  | SIMOTICS S-1FK2 HD Servo motor M0=5 Nm; PN = 1.45 kW at nN=3000 rpm; Converter on max. 480 V 3 AC mains Degree of protection IP64; Shaft D19x40 mm with feather key; Absolute encoder 22-bit + 12-bit Multi-turn (encoder AM22DQC); With OCC interface; Connector size M17, rotatable; |  | 0 | 0
1FK2105-4AF00-1MB0 |  | 1FK2105-4AF00-1MB0 | 1 | UN | 1 | 20 | D | D | N | N | 85015220 | 1 | 4025515676737 | 6.76 | KG | 1063.71 | 1063.71 | MC05 | MC05 | SIMOTICS S-1FK2 HD Servo motor M0=5 Nm; PN = 1.45 kW at nN=3000 rpm; Converter on max. 480V AC 3-ph. mains Degree of protection IP64; Shaft D19x40 mm with feather key; Absolute encoder 22-bit + 12-bit multi-turn (encoder AM22DQC) with DRIVE-CLiQ interface; Power connector size M17 Power connector size M23 |  | 0 | 0
1FK2105-4AF00-1SA0 |  | 1FK2105-4AF00-1SA0 | 1 | UN | 1 | 20 | D | D | N | N | 85015220 | 1 | 4025515675709 | 6.76 | KG | 855.46 |  | MC05 |  | SIMOTICS S-1FK2 HD Servo motor M0=5 Nm; PN = 1.45 kW at nN=3000 rpm; Converter on max. 480 V 3 AC mains Degree of protection IP64; Shaft D19x40 mm with feather key; Absolute encoder single-turn 22 bit (encoder AS22DQC); With OCC interface; Connector size M17, rotatable; |  | 0 | 0
1FK2105-4AF00-1SB0 |  | 1FK2105-4AF00-1SB0 | 1 | UN | 1 | 20 | D | D | N | N | 85015220 | 1 | 4025515676775 | 6.76 | KG | 855.46 | 855.46 | MC05 | MC05 | SIMOTICS S-1FK2 HD Servo motor M0=5 Nm; PN = 1.45 kW at nN=3000 rpm; Converter on max. 480V AC 3-ph. mains Degree of protection IP64; Shaft D19x40 mm with feather key; Absolute encoder single-turn 22-bit (encoder AS22DQC); with DRIVE-CLiQ interface; Power connector size M17 Power connector size M23 |  | 0 | 0
1FK2105-4AF01-0MA0 |  | 1FK2105-4AF01-0MA0 | 1 | UN | 1 | 20 | D | D | N | N | 85015220 | 1 | 4025515675921 | 6.76 | KG | 1121.86 |  | MC05 |  | SIMOTICS S-1FK2 HD Servo motor M0=5 Nm; PN = 1.45 kW at nN=3000 rpm; Converter on max. 480 V 3 AC mains Degree of protection IP65; Cylindrical shaft D19x40 mm; Absolute encoder 22-bit + 12-bit Multi-turn (encoder AM22DQC); With OCC interface; Connector size M17, rotatable; |  | 0 | 0
1FK2105-4AF01-0MB0 |  | 1FK2105-4AF01-0MB0 | 1 | UN | 1 | 20 | D | D | N | N | 85015220 | 1 | 4025515676850 | 6.76 | KG | 1121.86 | 1121.86 | MC05 | MC05 | SIMOTICS S-1FK2 HD Servo motor M0=5 Nm; PN = 1.45 kW at nN=3000 rpm; Converter on max. 480V AC 3-ph. mains Degree of protection IP65; Cylindrical shaft D19x40 mm; Absolute encoder 22-bit + 12-bit multi-turn (encoder AM22DQC) with DRIVE-CLiQ interface; Power connector size M17 Power connector size M23 |  | 0 | 0
1FK2105-4AF01-0SA0 |  | 1FK2105-4AF01-0SA0 | 1 | UN | 1 | 20 | D | D | N | N | 85015220 | 1 | 4025515675969 | 6.76 | KG | 913.61 |  | MC05 |  | SIMOTICS S-1FK2 HD Servo motor M0=5 Nm; PN = 1.45 kW at nN=3000 rpm; Converter on max. 480 V 3 AC mains Degree of protection IP65; Cylindrical shaft D19x40 mm; Absolute encoder single-turn 22 bit (encoder AS22DQC); With OCC interface; Connector size M17, rotatable; |  | 0 | 0
1FK2105-4AF01-0SB0 |  | 1FK2105-4AF01-0SB0 | 1 | UN | 1 | 20 | D | D | N | N | 85015220 | 1 | 4025515676195 | 6.76 | KG | 913.61 | 913.61 | MC05 | MC05 | SIMOTICS S-1FK2 HD Servo motor M0=5 Nm; PN = 1.45 kW at nN=3000 rpm; Converter on max. 480V AC 3-ph. mains Degree of protection IP65; Cylindrical shaft D19x40 mm; Absolute encoder single-turn 22-bit (encoder AS22DQC); with DRIVE-CLiQ interface; Power connector size M17 Power connector size M23 |  | 0 | 0
1FK2105-4AF01-1MA0 |  | 1FK2105-4AF01-1MA0 | 1 | UN | 1 | 20 | D | D | N | N | 85015220 | 1 | 4025515676003 | 6.76 | KG | 1121.86 |  | MC05 |  | SIMOTICS S-1FK2 HD Servo motor M0=5 Nm; PN = 1.45 kW at nN=3000 rpm; Converter on max. 480 V 3 AC mains Degree of protection IP65; Shaft D19x40 mm with feather key; Absolute encoder 22-bit + 12-bit Multi-turn (encoder AM22DQC); With OCC interface; Connector size M17, rotatable; |  | 0 | 0
1FK2105-4AF01-1MB0 |  | 1FK2105-4AF01-1MB0 | 1 | UN | 1 | 20 | D | D | N | N | 85015220 | 1 | 4025515676133 | 6.76 | KG | 1121.86 | 1121.86 | MC05 | MC05 | SIMOTICS S-1FK2 HD Servo motor M0=5 Nm; PN = 1.45 kW at nN=3000 rpm; Converter on max. 480V AC 3-ph. mains Degree of protection IP65; Shaft D19x40 mm with feather key; Absolute encoder 22-bit + 12-bit multi-turn (encoder AM22DQC) with DRIVE-CLiQ interface; Power connector size M17 Power connector size M23 |  | 0 | 0
1FK2105-4AF01-1SA0 |  | 1FK2105-4AF01-1SA0 | 1 | UN | 1 | 20 | D | D | N | N | 85015220 | 1 | 4025515675976 | 6.76 | KG | 913.61 |  | MC05 |  | SIMOTICS S-1FK2 HD Servo motor M0=5 Nm; PN = 1.45 kW at nN=3000 rpm; Converter on max. 480 V 3 AC mains Degree of protection IP65; Shaft D19x40 mm with feather key; Absolute encoder single-turn 22 bit (encoder AS22DQC); With OCC interface; Connector size M17, rotatable; |  | 0 | 0
1FK2105-4AF01-1SB0 |  | 1FK2105-4AF01-1SB0 | 1 | UN | 1 | 20 | D | D | N | N | 85015220 | 1 | 4025515676157 | 6.76 | KG | 913.61 | 913.61 | MC05 | MC05 | SIMOTICS S-1FK2 HD Servo motor M0=5 Nm; PN = 1.45 kW at nN=3000 rpm; Converter on max. 480V AC 3-ph. mains Degree of protection IP65; Shaft D19x40 mm with feather key; Absolute encoder single-turn 22-bit (encoder AS22DQC); with DRIVE-CLiQ interface; Power connector size M17 Power connector size M23 |  | 0 | 0
1FK2105-4AF10-0MA0 |  | 1FK2105-4AF10-0MA0 | 1 | UN | 1 | 20 | D | D | N | N | 85015220 | 1 | 4025515676034 | 7.76 | KG | 1258.47 |  | MC05 |  | SIMOTICS S-1FK2 HD Servo motor M0=5 Nm; PN = 1.45 kW at nN=3000 rpm; converter on max. 3 AC 480 V mains with holding brake; Degree of protection IP64; cylindrical shaft D19x40 mm; absolute encoder 22-bit + 12-bit multi-turn (Encoder AM22DQC); with OCC interface; connector size M17, rotatable; |  | 0 | 0
1FK2105-4AF10-0MB0 |  | 1FK2105-4AF10-0MB0 | 1 | UN | 1 | 20 | D | D | N | N | 85015220 | 1 | 4025515676171 | 7.76 | KG | 1258.47 | 1258.47 | MC05 | MC05 | SIMOTICS S-1FK2 HD Servo motor M0=5 Nm; PN = 1.45 kW at nN=3000 rpm; Converter on max. 480V AC 3-ph. mains with holding brake; Degree of protection IP64; Cylindrical shaft D19x40 mm; Absolute encoder 22-bit + 12-bit multi-turn (encoder AM22DQC) with DRIVE-CLiQ interface; Power connector size M17 |  | 0 | 0
1FK2105-4AF10-0SA0 |  | 1FK2105-4AF10-0SA0 | 1 | UN | 1 | 20 | D | D | N | N | 85015220 | 1 | 4025515675990 | 7.76 | KG | 1050.21 |  | MC05 |  | SIMOTICS S-1FK2 HD servo motor M0=5 Nm; PN = 1.45 kW at nN=3000 rpm; converter on max. 3 AC 480 V mains with holding brake; Degree of protection IP64; cylindrical shaft D19x40 mm; absolute encoder single-turn 22 bit (Encoder AS22DQC); with OCC interface; connector size M17, rotatable; |  | 0 | 0
1FK2105-4AF10-0SB0 |  | 1FK2105-4AF10-0SB0 | 1 | UN | 1 | 20 | D | D | N | N | 85015220 | 1 | 4025515676218 | 7.76 | KG | 1050.21 | 1050.21 | MC05 | MC05 | SIMOTICS S-1FK2 HD Servo motor M0=5 Nm; PN = 1.45 kW at nN=3000 rpm; Converter on max. 480V AC 3-ph. mains with holding brake; Degree of protection IP64; Cylindrical shaft D19x40 mm; Absolute encoder single-turn 22-bit (encoder AS22DQC); with DRIVE-CLiQ interface; Power connector size M17 |  | 0 | 0
1FK2105-4AF10-1MA0 |  | 1FK2105-4AF10-1MA0 | 1 | UN | 1 | 20 | D | D | N | N | 85015220 | 1 | 4025515676041 | 7.76 | KG | 1258.47 |  | MC05 |  | SIMOTICS S-1FK2 HD servo motor M0=5 Nm; PN = 1.45 kW at nN=3000 rpm; converter on max. 3 AC 480 V mains with holding brake; Degree of protection IP64; shaft D19x40 mm with feather key; absolute encoder 22-bit + 12-bit multi-turn (Encoder AM22DQC); with OCC interface; connector size M17, rotatable; |  | 0 | 0
1FK2105-4AF10-1MB0 |  | 1FK2105-4AF10-1MB0 | 1 | UN | 1 | 20 | D | D | N | N | 85015220 | 1 | 4025515676188 | 7.76 | KG | 1258.47 | 1258.47 | MC05 | MC05 | SIMOTICS S-1FK2 HD Servo motor M0=5 Nm; PN = 1.45 kW at nN=3000 rpm; Converter on max. 480V AC 3-ph. mains with holding brake; Degree of protection IP64; Shaft D19x40 mm with feather key; Absolute encoder 22-bit + 12-bit multi-turn (encoder AM22DQC) with DRIVE-CLiQ interface; Power connector size M17 |  | 0 | 0
1FK2105-4AF10-1SA0 |  | 1FK2105-4AF10-1SA0 | 1 | UN | 1 | 20 | D | D | N | N | 85015220 | 1 | 4025515676027 | 7.76 | KG | 1050.21 |  | MC05 |  | SIMOTICS S-1FK2 HD servo motor M0=5 Nm; PN = 1.45 kW at nN=3000 rpm; converter on max. 3 AC 480 V mains with holding brake; Degree of protection IP64; shaft D19x40 mm with feather key; absolute encoder single-turn 22 bit (Encoder AS22DQC); with OCC interface; connector size M17, rotatable; |  | 0 | 0
1FK2105-4AF10-1SB0 |  | 1FK2105-4AF10-1SB0 | 1 | UN | 1 | 20 | D | D | N | N | 85015220 | 1 | 4025515676478 | 7.76 | KG | 1050.21 | 1050.21 | MC05 | MC05 | SIMOTICS S-1FK2 HD Servo motor M0=5 Nm; PN = 1.45 kW at nN=3000 rpm; Converter on max. 480V AC 3-ph. mains with holding brake; Degree of protection IP64; Shaft D19x40 mm with feather key; Absolute encoder single-turn 22-bit (encoder AS22DQC); with DRIVE-CLiQ interface; Power connector size M17 |  | 0 | 0
1FK2105-4AF11-0MA0 |  | 1FK2105-4AF11-0MA0 | 1 | UN | 1 | 20 | D | D | N | N | 85015220 | 1 | 4025515676119 | 7.76 | KG | 1316.62 |  | MC05 |  | SIMOTICS S-1FK2 HD servo motor M0=5 Nm; PN = 1.45 kW at nN=3000 rpm; converter on max. 3 AC 480 V mains with holding brake; Degree of protection IP65; cylindrical shaft D19x40 mm; absolute encoder 22-bit + 12-bit multi-turn (Encoder AM22DQC); with OCC interface; connector size M17, rotatable; |  | 0 | 0
1FK2105-4AF11-0MB0 |  | 1FK2105-4AF11-0MB0 | 1 | UN | 1 | 20 | D | D | N | N | 85015220 | 1 | 4025515676423 | 7.76 | KG | 1316.62 | 1316.62 | MC05 | MC05 | SIMOTICS S-1FK2 HD Servo motor M0=5 Nm; PN = 1.45 kW at nN=3000 rpm; Converter on max. 480V AC 3-ph. mains with holding brake; Degree of protection IP65; Cylindrical shaft D19x40 mm; Absolute encoder 22-bit + 12-bit multi-turn (encoder AM22DQC) with DRIVE-CLiQ interface; Power connector size M17 |  | 0 | 0
1FK2105-4AF11-0SA0 |  | 1FK2105-4AF11-0SA0 | 1 | UN | 1 | 20 | D | D | N | N | 85015220 | 1 | 4025515676102 | 7.76 | KG | 1108.36 |  | MC05 |  | SIMOTICS S-1FK2 HD servo motor M0=5 Nm; PN = 1.45 kW at nN=3000 rpm; converter on max. 3 AC 480 V mains with holding brake; Degree of protection IP65; cylindrical shaft D19x40 mm; absolute encoder single-turn 22 bit (Encoder AS22DQC); with OCC interface; connector size M17, rotatable; |  | 0 | 0
1FK2105-4AF11-0SB0 |  | 1FK2105-4AF11-0SB0 | 1 | UN | 1 | 20 | D | D | N | N | 85015220 | 1 | 4025515676904 | 7.76 | KG | 1108.36 | 1108.36 | MC05 | MC05 | SIMOTICS S-1FK2 HD Servo motor M0=5 Nm; PN = 1.45 kW at nN=3000 rpm; Converter on max. 480V AC 3-ph. mains with holding brake; Degree of protection IP65; Cylindrical shaft D19x40 mm; Absolute encoder single-turn 22-bit (encoder AS22DQC); with DRIVE-CLiQ interface; Power connector size M17 |  | 0 | 0
1FK2105-4AF11-1MA0 |  | 1FK2105-4AF11-1MA0 | 1 | UN | 1 | 20 | D | D | N | N | 85015220 | 1 | 4025515676096 | 7.76 | KG | 1316.62 |  | MC05 |  | SIMOTICS S-1FK2 HD servo motor M0=5 Nm; PN = 1.45 kW at nN=3000 rpm; converter on max. 3 AC 480 V mains with holding brake; Degree of protection IP65; shaft D19x40 mm with feather key; absolute encoder 22-bit + 12-bit multi-turn (Encoder AM22DQC); with OCC interface; connector size M17, rotatable; |  | 0 | 0
1FK2105-4AF11-1MB0 |  | 1FK2105-4AF11-1MB0 | 1 | UN | 1 | 20 | D | D | N | N | 85015220 | 1 | 4025515676409 | 7.76 | KG | 1316.62 | 1316.62 | MC05 | MC05 | SIMOTICS S-1FK2 HD Servo motor M0=5 Nm; PN = 1.45 kW at nN=3000 rpm; Converter on max. 480V AC 3-ph. mains with holding brake; Degree of protection IP65; Shaft D19x40 mm with feather key; Absolute encoder 22-bit + 12-bit multi-turn (encoder AM22DQC) with DRIVE-CLiQ interface; Power connector size M17 |  | 0 | 0
1FK2105-4AF11-1SA0 |  | 1FK2105-4AF11-1SA0 | 1 | UN | 1 | 20 | D | D | N | N | 85015220 | 1 | 4025515676089 | 7.76 | KG | 1108.36 |  | MC05 |  | SIMOTICS S-1FK2 HD servo motor M0=5 Nm; PN = 1.45 kW at nN=3000 rpm; converter on max. 3 AC 480 V mains with holding brake; Degree of protection IP65; shaft D19x40 mm with feather key; absolute encoder single-turn 22 bit (Encoder AS22DQC); with OCC interface; connector size M17, rotatable; |  | 0 | 0
1FK2105-4AF11-1SB0 |  | 1FK2105-4AF11-1SB0 | 1 | UN | 1 | 20 | D | D | N | N | 85015220 | 1 | 4025515676430 | 7.76 | KG | 1108.36 | 1108.36 | MC05 | MC05 | SIMOTICS S-1FK2 HD Servo motor M0=5 Nm; PN = 1.45 kW at nN=3000 rpm; Converter on max. 480V AC 3-ph. mains with holding brake; Degree of protection IP65; Shaft D19x40 mm with feather key; Absolute encoder single-turn 22-bit (encoder AS22DQC); with DRIVE-CLiQ interface; Power connector size M17 |  | 0 | 0
1FK2105-6AF00-0MA0 |  | 1FK2105-6AF00-0MA0 | 1 | UN | 1 | 20 | D | D | N | N | 85015220 | 1 | 4025515676072 | 8.86 | KG | 1232.4 |  | MC05 |  | SIMOTICS S-1FK2 HD Servo motor M0=8 Nm; PN = 2.1 kW at nN=3000 rpm; Converter on max. 480 V 3 AC mains Degree of protection IP64; Cylindrical shaft D19x40 mm; Absolute encoder 22-bit + 12-bit Multi-turn (encoder AM22DQC); With OCC interface; Connector size M17, rotatable; |  | 0 | 0
1FK2105-6AF00-0MB0 |  | 1FK2105-6AF00-0MB0 | 1 | UN | 1 | 20 | D | D | N | N | 85015220 | 1 | 4025515676454 | 8.86 | KG | 1232.4 | 1232.4 | MC05 | MC05 | SIMOTICS S-1FK2 HD Servo motor M0=8 Nm; PN = 2.1 kW at nN=3000 rpm; Converter on max. 480V AC 3-ph. mains Degree of protection IP64; Cylindrical shaft D19x40 mm; Absolute encoder 22-bit + 12-bit multi-turn (encoder AM22DQC) with DRIVE-CLiQ interface; Power connector size M17 Power connector size M23 |  | 0 | 0
1FK2105-6AF00-0SA0 |  | 1FK2105-6AF00-0SA0 | 1 | UN | 1 | 20 | D | D | N | N | 85015220 | 1 | 4025515675983 | 8.86 | KG | 1024.14 |  | MC05 |  | SIMOTICS S-1FK2 HD Servo motor M0=8 Nm; PN = 2.1 kW at nN=3000 rpm; Converter on max. 480 V 3 AC mains Degree of protection IP64; Cylindrical shaft D19x40 mm; Absolute encoder single-turn 22 bit (encoder AS22DQC); With OCC interface; Connector size M17, rotatable; |  | 0 | 0
1FK2105-6AF00-0SB0 |  | 1FK2105-6AF00-0SB0 | 1 | UN | 1 | 20 | D | D | N | N | 85015220 | 1 | 4025515676843 | 8.86 | KG | 1024.14 | 1024.14 | MC05 | MC05 | SIMOTICS S-1FK2 HD Servo motor M0=8 Nm; PN = 2.1 kW at nN=3000 rpm; Converter on max. 480V AC 3-ph. mains Degree of protection IP64; Cylindrical shaft D19x40 mm; Absolute encoder single-turn 22-bit (encoder AS22DQC); with DRIVE-CLiQ interface; Power connector size M17 Power connector size M23 |  | 0 | 0
1FK2105-6AF00-1MA0 |  | 1FK2105-6AF00-1MA0 | 1 | UN | 1 | 20 | D | D | N | N | 85015220 | 1 | 4025515675877 | 8.86 | KG | 1232.4 |  | MC05 |  | SIMOTICS S-1FK2 HD Servo motor M0=8 Nm; PN = 2.1 kW at nN=3000 rpm; Converter on max. 480 V 3 AC mains Degree of protection IP64; Shaft D19x40 mm with feather key; Absolute encoder 22-bit + 12-bit Multi-turn (encoder AM22DQC); With OCC interface; Connector size M17, rotatable; |  | 0 | 0
1FK2105-6AF00-1MB0 |  | 1FK2105-6AF00-1MB0 | 1 | UN | 1 | 20 | D | D | N | N | 85015220 | 1 | 4025515676683 | 8.86 | KG | 1232.4 | 1232.4 | MC05 | MC05 | SIMOTICS S-1FK2 HD Servo motor M0=8 Nm; PN = 2.1 kW at nN=3000 rpm; Converter on max. 480V AC 3-ph. mains Degree of protection IP64; Shaft D19x40 mm with feather key; Absolute encoder 22-bit + 12-bit multi-turn (encoder AM22DQC) with DRIVE-CLiQ interface; Power connector size M17 Power connector size M23 |  | 0 | 0
1FK2105-6AF00-1SA0 |  | 1FK2105-6AF00-1SA0 | 1 | UN | 1 | 20 | D | D | N | N | 85015220 | 1 | 4025515675792 | 8.86 | KG | 1024.14 |  | MC05 |  | SIMOTICS S-1FK2 HD Servo motor M0=8 Nm; PN = 2.1 kW at nN=3000 rpm; Converter on max. 480 V 3 AC mains Degree of protection IP64; Shaft D19x40 mm with feather key; Absolute encoder single-turn 22 bit (encoder AS22DQC); With OCC interface; Connector size M17, rotatable; |  | 0 | 0
1FK2105-6AF00-1SB0 |  | 1FK2105-6AF00-1SB0 | 1 | UN | 1 | 20 | D | D | N | N | 85015220 | 1 | 4025515676829 | 8.86 | KG | 1024.14 | 1024.14 | MC05 | MC05 | SIMOTICS S-1FK2 HD Servo motor M0=8 Nm; PN = 2.1 kW at nN=3000 rpm; Converter on max. 480V AC 3-ph. mains Degree of protection IP64; Shaft D19x40 mm with feather key; Absolute encoder single-turn 22-bit (encoder AS22DQC); with DRIVE-CLiQ interface; Power connector size M17 Power connector size M23 |  | 0 | 0
1FK2105-6AF01-0MA0 |  | 1FK2105-6AF01-0MA0 | 1 | UN | 1 | 20 | D | D | N | N | 85015220 | 1 | 4025515675891 | 8.86 | KG | 1290.55 |  | MC05 |  | SIMOTICS S-1FK2 HD Servo motor M0=8 Nm; PN = 2.1 kW at nN=3000 rpm; Converter on max. 480 V 3 AC mains Degree of protection IP65; Cylindrical shaft D19x40 mm; Absolute encoder 22-bit + 12-bit Multi-turn (encoder AM22DQC); With OCC interface; Connector size M17, rotatable; |  | 0 | 0
1FK2105-6AF01-0MB0 |  | 1FK2105-6AF01-0MB0 | 1 | UN | 1 | 20 | D | D | N | N | 85015220 | 1 | 4025515676966 | 8.86 | KG | 1290.55 | 1290.55 | MC05 | MC05 | SIMOTICS S-1FK2 HD Servo motor M0=8 Nm; PN = 2.1 kW at nN=3000 rpm; Converter on max. 480V AC 3-ph. mains Degree of protection IP65; Cylindrical shaft D19x40 mm; Absolute encoder 22-bit + 12-bit multi-turn (encoder AM22DQC) with DRIVE-CLiQ interface; Power connector size M17 Power connector size M23 |  | 0 | 0
1FK2105-6AF01-0SA0 |  | 1FK2105-6AF01-0SA0 | 1 | UN | 1 | 20 | D | D | N | N | 85015220 | 1 | 4025515675907 | 8.86 | KG | 1082.29 |  | MC05 |  | SIMOTICS S-1FK2 HD Servo motor M0=8 Nm; PN = 2.1 kW at nN=3000 rpm; Converter on max. 480 V 3 AC mains Degree of protection IP65; Cylindrical shaft D19x40 mm; Absolute encoder single-turn 22 bit (encoder AS22DQC); With OCC interface; Connector size M17, rotatable; |  | 0 | 0
1FK2105-6AF01-0SB0 |  | 1FK2105-6AF01-0SB0 | 1 | UN | 1 | 20 | D | D | N | N | 85015220 | 1 | 4025515676805 | 8.86 | KG | 1082.29 | 1082.29 | MC05 | MC05 | SIMOTICS S-1FK2 HD Servo motor M0=8 Nm; PN = 2.1 kW at nN=3000 rpm; Converter on max. 480V AC 3-ph. mains Degree of protection IP65; Cylindrical shaft D19x40 mm; Absolute encoder single-turn 22-bit (encoder AS22DQC); with DRIVE-CLiQ interface; Power connector size M17 Power connector size M23 |  | 0 | 0
1FK2105-6AF01-1MA0 |  | 1FK2105-6AF01-1MA0 | 1 | UN | 1 | 20 | D | D | N | N | 85015220 | 1 | 4025515675914 | 8.86 | KG | 1290.55 |  | MC05 |  | SIMOTICS S-1FK2 HD Servo motor M0=8 Nm; PN = 2.1 kW at nN=3000 rpm; Converter on max. 480 V 3 AC mains Degree of protection IP65; Shaft D19x40 mm with feather key; Absolute encoder 22-bit + 12-bit Multi-turn (encoder AM22DQC); With OCC interface; Connector size M17, rotatable; |  | 0 | 0
1FK2105-6AF01-1MB0 |  | 1FK2105-6AF01-1MB0 | 1 | UN | 1 | 20 | D | D | N | N | 85015220 | 1 | 4025515676799 | 8.86 | KG | 1290.55 | 1290.55 | MC05 | MC05 | SIMOTICS S-1FK2 HD Servo motor M0=8 Nm; PN = 2.1 kW at nN=3000 rpm; Converter on max. 480V AC 3-ph. mains Degree of protection IP65; Shaft D19x40 mm with feather key; Absolute encoder 22-bit + 12-bit multi-turn (encoder AM22DQC) with DRIVE-CLiQ interface; Power connector size M17 Power connector size M23 |  | 0 | 0
1FK2105-6AF01-1SA0 |  | 1FK2105-6AF01-1SA0 | 1 | UN | 1 | 20 | D | D | N | N | 85015220 | 1 | 4025515675938 | 8.86 | KG | 1082.29 |  | MC05 |  | SIMOTICS S-1FK2 HD Servo motor M0=8 Nm; PN = 2.1 kW at nN=3000 rpm; Converter on max. 480 V 3 AC mains Degree of protection IP65; Shaft D19x40 mm with feather key; Absolute encoder single-turn 22 bit (encoder AS22DQC); With OCC interface; Connector size M17, rotatable; |  | 0 | 0
1FK2105-6AF01-1SB0 |  | 1FK2105-6AF01-1SB0 | 1 | UN | 1 | 20 | D | D | N | N | 85015220 | 1 | 4025515676782 | 8.86 | KG | 1082.29 | 1082.29 | MC05 | MC05 | SIMOTICS S-1FK2 HD Servo motor M0=8 Nm; PN = 2.1 kW at nN=3000 rpm; Converter on max. 480V AC 3-ph. mains Degree of protection IP65; Shaft D19x40 mm with feather key; Absolute encoder single-turn 22-bit (encoder AS22DQC); with DRIVE-CLiQ interface; Power connector size M17 Power connector size M23 |  | 0 | 0
1FK2105-6AF10-0MA0 |  | 1FK2105-6AF10-0MA0 | 1 | UN | 1 | 20 | D | D | N | N | 85015220 | 1 | 4025515675945 | 9.86 | KG | 1427.14 |  | MC05 |  | SIMOTICS S-1FK2 HD Servo motor M0=8 Nm; PN = 2.1 kW at nN=3000 rpm; converter on max. 3 AC 480 V mains with holding brake; Degree of protection IP64; cylindrical shaft D19x40 mm; absolute encoder 22-bit + 12-bit multi-turn (Encoder AM22DQC); with OCC interface; connector size M17, rotatable; |  | 0 | 0
1FK2105-6AF10-0MB0 |  | 1FK2105-6AF10-0MB0 | 1 | UN | 1 | 20 | D | D | N | N | 85015220 | 1 | 4025515676768 | 9.86 | KG | 1427.14 | 1427.14 | MC05 | MC05 | SIMOTICS S-1FK2 HD Servo motor M0=8 Nm; PN = 2.1 kW at nN=3000 rpm; Converter on max. 480V AC 3-ph. mains with holding brake; Degree of protection IP64; Cylindrical shaft D19x40 mm; Absolute encoder 22-bit + 12-bit multi-turn (encoder AM22DQC) with DRIVE-CLiQ interface; Power connector size M17 |  | 0 | 0
1FK2105-6AF10-0SA0 |  | 1FK2105-6AF10-0SA0 | 1 | UN | 1 | 20 | D | D | N | N | 85015220 | 1 | 4025515675952 | 9.86 | KG | 1218.89 |  | MC05 |  | SIMOTICS S-1FK2 HD servo motor M0=8 Nm; PN = 2.1 kW at nN=3000 rpm; converter on max. 3 AC 480 V mains with holding brake; Degree of protection IP64; cylindrical shaft D19x40 mm; absolute encoder single-turn 22 bit (Encoder AS22DQC); with OCC interface; connector size M17, rotatable; |  | 0 | 0
1FK2105-6AF10-0SB0 |  | 1FK2105-6AF10-0SB0 | 1 | UN | 1 | 20 | D | D | N | N | 85015220 | 1 | 4025515676751 | 9.86 | KG | 1218.89 | 1218.89 | MC05 | MC05 | SIMOTICS S-1FK2 HD Servo motor M0=8 Nm; PN = 2.1 kW at nN=3000 rpm; Converter on max. 480V AC 3-ph. mains with holding brake; Degree of protection IP64; Cylindrical shaft D19x40 mm; Absolute encoder single-turn 22-bit (encoder AS22DQC); with DRIVE-CLiQ interface; Power connector size M17 |  | 0 | 0
1FK2105-6AF10-1MA0 |  | 1FK2105-6AF10-1MA0 | 1 | UN | 1 | 20 | D | D | N | N | 85015220 | 1 | 4025515675686 | 9.86 | KG | 1427.14 |  | MC05 |  | SIMOTICS S-1FK2 HD servo motor M0=8 Nm; PN = 2.1 kW at nN=3000 rpm; converter on max. 3 AC 480 V mains with holding brake; Degree of protection IP64; shaft D19x40 mm with feather key; absolute encoder 22-bit + 12-bit multi-turn (Encoder AM22DQC); with OCC interface; connector size M17, rotatable; |  | 0 | 0
1FK2105-6AF10-1MB0 |  | 1FK2105-6AF10-1MB0 | 1 | UN | 1 | 20 | D | D | N | N | 85015220 | 1 | 4025515676744 | 9.86 | KG | 1427.14 | 1427.14 | MC05 | MC05 | SIMOTICS S-1FK2 HD Servo motor M0=8 Nm; PN = 2.1 kW at nN=3000 rpm; Converter on max. 480V AC 3-ph. mains with holding brake; Degree of protection IP64; Shaft D19x40 mm with feather key; Absolute encoder 22-bit + 12-bit multi-turn (encoder AM22DQC) with DRIVE-CLiQ interface; Power connector size M17 |  | 0 | 0
1FK2105-6AF10-1SA0 |  | 1FK2105-6AF10-1SA0 | 1 | UN | 1 | 20 | D | D | N | N | 85015220 | 1 | 4025515675860 | 9.86 | KG | 1218.89 |  | MC05 |  | SIMOTICS S-1FK2 HD servo motor M0=8 Nm; PN = 2.1 kW at nN=3000 rpm; converter on max. 3 AC 480 V mains with holding brake; Degree of protection IP64; shaft D19x40 mm with feather key; absolute encoder single-turn 22 bit (Encoder AS22DQC); with OCC interface; connector size M17, rotatable; |  | 0 | 0
1FK2105-6AF10-1SB0 |  | 1FK2105-6AF10-1SB0 | 1 | UN | 1 | 20 | D | D | N | N | 85015220 | 1 | 4025515677055 | 9.86 | KG | 1218.89 | 1218.89 | MC05 | MC05 | SIMOTICS S-1FK2 HD Servo motor M0=8 Nm; PN = 2.1 kW at nN=3000 rpm; Converter on max. 480V AC 3-ph. mains with holding brake; Degree of protection IP64; Shaft D19x40 mm with feather key; Absolute encoder single-turn 22-bit (encoder AS22DQC); with DRIVE-CLiQ interface; Power connector size M17 |  | 0 | 0
1FK2105-6AF11-0MA0 |  | 1FK2105-6AF11-0MA0 | 1 | UN | 1 | 20 | D | D | N | N | 85015220 | 1 | 4025515675648 | 9.86 | KG | 1485.29 |  | MC05 |  | SIMOTICS S-1FK2 HD servo motor M0=8 Nm; PN = 2.1 kW at nN=3000 rpm; converter on max. 3 AC 480 V mains with holding brake; Degree of protection IP65; cylindrical shaft D19x40 mm; absolute encoder 22-bit + 12-bit multi-turn (Encoder AM22DQC); with OCC interface; connector size M17, rotatable; |  | 0 | 0
1FK2105-6AF11-0MB0 |  | 1FK2105-6AF11-0MB0 | 1 | UN | 1 | 20 | D | D | N | N | 85015220 | 1 | 4025515677062 | 9.86 | KG | 1485.29 | 1485.29 | MC05 | MC05 | SIMOTICS S-1FK2 HD Servo motor M0=8 Nm; PN = 2.1 kW at nN=3000 rpm; Converter on max. 480V AC 3-ph. mains with holding brake; Degree of protection IP65; Cylindrical shaft D19x40 mm; Absolute encoder 22-bit + 12-bit multi-turn (encoder AM22DQC) with DRIVE-CLiQ interface; Power connector size M17 |  | 0 | 0
1FK2105-6AF11-0SA0 |  | 1FK2105-6AF11-0SA0 | 1 | UN | 1 | 20 | D | D | N | N | 85015220 | 1 | 4025515675662 | 9.86 | KG | 1277.04 |  | MC05 |  | SIMOTICS S-1FK2 HD servo motor M0=8 Nm; PN = 2.1 kW at nN=3000 rpm; converter on max. 3 AC 480 V mains with holding brake; Degree of protection IP65; cylindrical shaft D19x40 mm; absolute encoder single-turn 22 bit (Encoder AS22DQC); with OCC interface; connector size M17, rotatable; |  | 0 | 0
1FK2105-6AF11-0SB0 |  | 1FK2105-6AF11-0SB0 | 1 | UN | 1 | 20 | D | D | N | N | 85015220 | 1 | 4025515677130 | 9.86 | KG | 1277.04 | 1277.04 | MC05 | MC05 | SIMOTICS S-1FK2 HD Servo motor M0=8 Nm; PN = 2.1 kW at nN=3000 rpm; Converter on max. 480V AC 3-ph. mains with holding brake; Degree of protection IP65; Cylindrical shaft D19x40 mm; Absolute encoder single-turn 22-bit (encoder AS22DQC); with DRIVE-CLiQ interface; Power connector size M17 |  | 0 | 0
1FK2105-6AF11-1MA0 |  | 1FK2105-6AF11-1MA0 | 1 | UN | 1 | 20 | D | D | N | N | 85015220 | 1 | 4025515675679 | 9.86 | KG | 1485.29 |  | MC05 |  | SIMOTICS S-1FK2 HD servo motor M0=8 Nm; PN = 2.1 kW at nN=3000 rpm; converter on max. 3 AC 480 V mains with holding brake; Degree of protection IP65; shaft D19x40 mm with feather key; absolute encoder 22-bit + 12-bit multi-turn (Encoder AM22DQC); with OCC interface; connector size M17, rotatable; |  | 0 | 0
1FK2105-6AF11-1MB0 |  | 1FK2105-6AF11-1MB0 | 1 | UN | 1 | 20 | D | D | N | N | 85015220 | 1 | 4025515677147 | 9.86 | KG | 1485.29 | 1485.29 | MC05 | MC05 | SIMOTICS S-1FK2 HD Servo motor M0=8 Nm; PN = 2.1 kW at nN=3000 rpm; Converter on max. 480V AC 3-ph. mains with holding brake; Degree of protection IP65; Shaft D19x40 mm with feather key; Absolute encoder 22-bit + 12-bit multi-turn (encoder AM22DQC) with DRIVE-CLiQ interface; Power connector size M17 |  | 0 | 0
1FK2105-6AF11-1SA0 |  | 1FK2105-6AF11-1SA0 | 1 | UN | 1 | 20 | D | D | N | N | 85015220 | 1 | 4025515675693 | 9.86 | KG | 1277.04 |  | MC05 |  | SIMOTICS S-1FK2 HD servo motor M0=8 Nm; PN = 2.1 kW at nN=3000 rpm; converter on max. 3 AC 480 V mains with holding brake; Degree of protection IP65; shaft D19x40 mm with feather key; absolute encoder single-turn 22 bit (Encoder AS22DQC); with OCC interface; connector size M17, rotatable; |  | 0 | 0
1FK2105-6AF11-1SB0 |  | 1FK2105-6AF11-1SB0 | 1 | UN | 1 | 20 | D | D | N | N | 85015220 | 1 | 4025515677178 | 9.86 | KG | 1277.04 | 1277.04 | MC05 | MC05 | SIMOTICS S-1FK2 HD Servo motor M0=8 Nm; PN = 2.1 kW at nN=3000 rpm; Converter on max. 480V AC 3-ph. mains with holding brake; Degree of protection IP65; Shaft D19x40 mm with feather key; Absolute encoder single-turn 22-bit (encoder AS22DQC); with DRIVE-CLiQ interface; Power connector size M17 |  | 0 | 0
1FK2203-2AG00-0MA0 |  | 1FK2203-2AG00-0MA0 | 1 | UN | 1 | 15 | C | D | N | N | 85015100 | 1 | 4042948691311 | 2.29 | KG | 761.85 | 761.85 | MC05 | MC05 | SIMOTICS S-1FK2 CT Servo motor M0=0.64 Nm; PN = 0.2 kW at nN=3000 rpm; Converter at max. 240 V supply system; Degree of protection IP64; Cylindrical shaft D14 x 30 mm; Absolute encoder 22-bit + 12-bit multi-turn (encoder AM22DQC); with OCC interface; Connector size M12, rotatable; | novo out 2017 | 0 | 0
1FK2203-2AG00-0SA0 |  | 1FK2203-2AG00-0SA0 | 1 | UN | 1 | 15 | C | D | N | N | 85015100 | 1 | 4042948691328 | 2.29 | KG | 553.59 | 553.59 | MC05 | MC05 | SIMOTICS S-1FK2 CT Servo motor M0=0.64 Nm; PN = 0.2 kW at nN=3000 rpm; Converter at max. 240 V supply system; Degree of protection IP64; Cylindrical shaft D14 x 30 mm; Absolute encoder single-turn 22 bit (encoder AS22DQC); With OCC interface; Connector size M12, rotatable; | novo out 2017 | 0 | 0
1FK2203-2AG00-1MA0 |  | 1FK2203-2AG00-1MA0 | 1 | UN | 1 | 15 | C | D | N | N | 85015100 | 1 | 4042948691335 | 2.29 | KG | 761.85 | 761.85 | MC05 | MC05 | SIMOTICS S-1FK2 CT Servo motor M0=0.64 Nm; PN = 0.2 kW at nN=3000 rpm; Converter at max. 240 V supply system; Degree of protection IP64; Shaft D14x30 mm with feather key; Absolute encoder 22-bit + 12-bit multi-turn (encoder AM22DQC); with OCC interface; Connector size M12, rotatable; | novo out 2017 | 0 | 0
1FK2203-2AG00-1SA0 |  | 1FK2203-2AG00-1SA0 | 1 | UN | 1 | 15 | C | D | N | N | 85015100 | 1 | 4042948691342 | 2.29 | KG | 553.59 | 553.59 | MC05 | MC05 | SIMOTICS S-1FK2 CT Servo motor M0=0.64 Nm; PN = 0.2 kW at nN=3000 rpm; Converter at max. 240 V supply system; Degree of protection IP64; Shaft D14x30 mm with feather key; Absolute encoder single-turn 22 bit (encoder AS22DQC); With OCC interface; Connector size M12, rotatable; | novo out 2017 | 0 | 0
1FK2203-2AG00-2MA0 |  | 1FK2203-2AG00-2MA0 | 1 | UN | 1 | 15 | C | D | N | N | 85015100 | 1 | 4042948691359 | 2.29 | KG | 761.85 | 761.85 | MC05 | MC05 | SIMOTICS S-1FK2 CT Servo motor M0=0.64 Nm; PN = 0.2 kW at nN=3000 rpm; Converter at max. 240 V supply system; Degree of protection IP64; Cylindrical shaft D11 x 23 mm; Absolute encoder 22-bit + 12-bit multi-turn (encoder AM22DQC); with OCC interface; Connector size M12, rotatable; | novo out 2017 | 0 | 0
1FK2203-2AG00-2SA0 |  | 1FK2203-2AG00-2SA0 | 1 | UN | 1 | 15 | C | D | N | N | 85015100 | 1 | 4042948691366 | 2.29 | KG | 553.59 | 553.59 | MC05 | MC05 | SIMOTICS S-1FK2 CT Servo motor M0=0.64 Nm; PN = 0.2 kW at nN=3000 rpm; Converter at max. 240 V supply system; Degree of protection IP64; Cylindrical shaft D11x23 mm; Absolute encoder single-turn 22 bit (encoder AS22DQC); With OCC interface; Connector size M12, rotatable; | novo out 2017 | 0 | 0
1FK2203-2AG01-0MA0 |  | 1FK2203-2AG01-0MA0 | 1 | UN | 1 | 15 | C | D | N | N | 85015100 | 1 | 4042948691373 | 2.29 | KG | 820 | 820 | MC05 | MC05 | SIMOTICS S-1FK2 CT Servo motor M0=0.64 Nm; PN = 0.2 kW at nN=3000 rpm; Converter at max. 240 V supply system; Degree of protection IP65; Cylindrical shaft D14 x 30 mm; Absolute encoder 22-bit + 12-bit multi-turn (encoder AM22DQC); with OCC interface; Connector size M12, rotatable; | novo out 2017 | 0 | 0
1FK2203-2AG01-0SA0 |  | 1FK2203-2AG01-0SA0 | 1 | UN | 1 | 15 | C | D | N | N | 85015100 | 1 | 4042948691380 | 2.29 | KG | 611.74 | 611.74 | MC05 | MC05 | SIMOTICS S-1FK2 CT Servo motor M0=0.64 Nm; PN = 0.2 kW at nN=3000 rpm; Converter at max. 240 V supply system; Degree of protection IP65; Cylindrical shaft D14 x 30 mm; Absolute encoder single-turn 22 bit (encoder AS22DQC); With OCC interface; Connector size M12, rotatable; | novo out 2017 | 0 | 0
1FK2203-2AG01-1MA0 |  | 1FK2203-2AG01-1MA0 | 1 | UN | 1 | 15 | C | D | N | N | 85015100 | 1 | 4042948691397 | 2.29 | KG | 820 | 820 | MC05 | MC05 | SIMOTICS S-1FK2 CT Servo motor M0=0.64 Nm; PN = 0.2 kW at nN=3000 rpm; Converter at max. 240 V supply system; Degree of protection IP65; Shaft D14x30 mm with feather key; Absolute encoder 22-bit + 12-bit multi-turn (encoder AM22DQC); with OCC interface; Connector size M12, rotatable; | novo out 2017 | 0 | 0
1FK2203-2AG01-1SA0 |  | 1FK2203-2AG01-1SA0 | 1 | UN | 1 | 15 | C | D | N | N | 85015100 | 1 | 4042948691403 | 2.29 | KG | 611.74 | 611.74 | MC05 | MC05 | SIMOTICS S-1FK2 CT Servo motor M0=0.64 Nm; PN = 0.2 kW at nN=3000 rpm; Converter at max. 240 V supply system; Degree of protection IP65; Shaft D14x30 mm with feather key; Absolute encoder single-turn 22 bit (encoder AS22DQC); With OCC interface; Connector size M12, rotatable; | novo out 2017 | 0 | 0
1FK2203-2AG10-0MA0 |  | 1FK2203-2AG10-0MA0 | 1 | UN | 1 | 15 | C | D | N | N | 85015100 | 1 | 4042948691410 | 2.79 | KG | 928.77 | 928.77 | MC05 | MC05 | SIMOTICS S-1FK2 CT Servo motor M0=0.64 Nm; PN = 0.2 kW at nN=3000 rpm; Converter at max. 240 V supply system; with holding brake; Degree of protection IP64; Cylindrical shaft D14 x 30 mm; Absolute encoder 22-bit + 12-bit multi-turn (encoder AM22DQC); with OCC interface; Connector size M12, rotatable; | novo out 2017 | 0 | 0
1FK2203-2AG10-0SA0 |  | 1FK2203-2AG10-0SA0 | 1 | UN | 1 | 15 | C | D | N | N | 85015100 | 1 | 4042948691427 | 2.79 | KG | 720.51 | 720.51 | MC05 | MC05 | SIMOTICS S-1FK2 CT Servo motor M0=0.64 Nm; PN = 0.2 kW at nN=3000 rpm; Converter at max. 240 V supply system; With holding brake; Degree of protection IP64; Cylindrical shaft D14 x 30 mm; Absolute encoder single-turn 22 bit (encoder AS22DQC); With OCC interface; Connector size M12, rotatable; | novo out 2017 | 0 | 0
1FK2203-2AG10-1MA0 |  | 1FK2203-2AG10-1MA0 | 1 | UN | 1 | 15 | C | D | N | N | 85015100 | 1 | 4042948691434 | 2.79 | KG | 928.77 | 928.77 | MC05 | MC05 | SIMOTICS S-1FK2 CT Servo motor M0=0.64 Nm; PN = 0.2 kW at nN=3000 rpm; Converter at max. 240 V supply system; with holding brake; Degree of protection IP64; Shaft D14x30 mm with feather key; Absolute encoder 22-bit + 12-bit multi-turn (encoder AM22DQC); with OCC interface; Connector size M12, rotatable; | novo out 2017 | 0 | 0
1FK2203-2AG10-1SA0 |  | 1FK2203-2AG10-1SA0 | 1 | UN | 1 | 15 | C | D | N | N | 85015100 | 1 | 4042948691441 | 2.79 | KG | 720.51 | 720.51 | MC05 | MC05 | SIMOTICS S-1FK2 CT Servo motor M0=0.64 Nm; PN = 0.2 kW at nN=3000 rpm; Converter at max. 240 V supply system; With holding brake; Degree of protection IP64; Shaft D14x30 mm with feather key; Absolute encoder single-turn 22 bit (encoder AS22DQC); With OCC interface; Connector size M12, rotatable; | novo out 2017 | 0 | 0
1FK2203-2AG10-2MA0 |  | 1FK2203-2AG10-2MA0 | 1 | UN | 1 | 15 | C | D | N | N | 85015100 | 1 | 4042948691458 | 2.79 | KG | 928.77 | 928.77 | MC05 | MC05 | SIMOTICS S-1FK2 CT Servo motor M0=0.64 Nm; PN = 0.2 kW at nN=3000 rpm; Converter at max. 240 V supply system; with holding brake; Degree of protection IP64; Cylindrical shaft D11 x 23 mm; Absolute encoder 22-bit + 12-bit multi-turn (encoder AM22DQC); with OCC interface; Connector size M12, rotatable; | novo out 2017 | 0 | 0
1FK2203-2AG10-2SA0 |  | 1FK2203-2AG10-2SA0 | 1 | UN | 1 | 15 | C | D | N | N | 85015100 | 1 | 4042948691465 | 2.79 | KG | 720.51 | 720.51 | MC05 | MC05 | SIMOTICS S-1FK2 CT Servo motor M0=0.64 Nm; PN = 0.2 kW at nN=3000 rpm; Converter at max. 240 V supply system; With holding brake; Degree of protection IP64; Cylindrical shaft D11x23 mm; Absolute encoder single-turn 22 bit (encoder AS22DQC); With OCC interface; Connector size M12, rotatable; | novo out 2017 | 0 | 0
1FK2203-2AG11-0MA0 |  | 1FK2203-2AG11-0MA0 | 1 | UN | 1 | 15 | C | D | N | N | 85015100 | 1 | 4042948691472 | 2.79 | KG | 986.92 | 986.92 | MC05 | MC05 | SIMOTICS S-1FK2 CT Servo motor M0=0.64 Nm; PN = 0.2 kW at nN=3000 rpm; Converter at max. 240 V supply system; with holding brake; Degree of protection IP65; Cylindrical shaft D14 x 30 mm; Absolute encoder 22-bit + 12-bit multi-turn (encoder AM22DQC); with OCC interface; Connector size M12, rotatable; | novo out 2017 | 0 | 0
1FK2203-2AG11-0SA0 |  | 1FK2203-2AG11-0SA0 | 1 | UN | 1 | 15 | C | D | N | N | 85015100 | 1 | 4042948691489 | 2.79 | KG | 778.66 | 778.66 | MC05 | MC05 | SIMOTICS S-1FK2 CT Servo motor M0=0.64 Nm; PN = 0.2 kW at nN=3000 rpm; Converter at max. 240 V supply system; With holding brake; Degree of protection IP65; Cylindrical shaft D14 x 30 mm; Absolute encoder single-turn 22 bit (encoder AS22DQC); With OCC interface; Connector size M12, rotatable; | novo out 2017 | 0 | 0
1FK2203-2AG11-1MA0 |  | 1FK2203-2AG11-1MA0 | 1 | UN | 1 | 15 | C | D | N | N | 85015100 | 1 | 4042948691496 | 2.79 | KG | 986.92 | 986.92 | MC05 | MC05 | SIMOTICS S-1FK2 CT Servo motor M0=0.64 Nm; PN = 0.2 kW at nN=3000 rpm; Converter at max. 240 V supply system; with holding brake; Degree of protection IP65; Shaft D14x30 mm with feather key; Absolute encoder 22-bit + 12-bit multi-turn (encoder AM22DQC); with OCC interface; Connector size M12, rotatable; | novo out 2017 | 0 | 0
1FK2203-2AG11-1SA0 |  | 1FK2203-2AG11-1SA0 | 1 | UN | 1 | 15 | C | D | N | N | 85015100 | 1 | 4042948691502 | 2.79 | KG | 778.66 | 778.66 | MC05 | MC05 | SIMOTICS S-1FK2 CT Servo motor M0=0.64 Nm; PN = 0.2 kW at nN=3000 rpm; Converter at max. 240 V supply system; With holding brake; Degree of protection IP65; Shaft D14x30 mm with feather key; Absolute encoder single-turn 22 bit (encoder AS22DQC); With OCC interface; Connector size M12, rotatable; | novo out 2017 | 0 | 0
1FK2203-4AG00-0MA0 |  | 1FK2203-4AG00-0MA0 | 1 | UN | 1 | 15 | C | D | N | N | 85015100 | 1 | 4042948691519 | 2.76 | KG | 844.88 | 844.88 | MC05 | MC05 | SIMOTICS S-1FK2 CT Servo motor M0=1.27 Nm; PN = 0.4 kW at nN=3000 rpm; Converter at max. 240 V supply system; Degree of protection IP64; Cylindrical shaft D14 x 30 mm; Absolute encoder 22-bit + 12-bit multi-turn (encoder AM22DQC); with OCC interface; Connector size M12, rotatable; | novo out 2017 | 0 | 0
1FK2203-4AG00-0SA0 |  | 1FK2203-4AG00-0SA0 | 1 | UN | 1 | 15 | C | D | N | N | 85015100 | 1 | 4042948691526 | 2.76 | KG | 636.63 | 636.63 | MC05 | MC05 | SIMOTICS S-1FK2 CT Servo motor M0=1.27 Nm; PN = 0.4 kW at nN=3000 rpm; Converter at max. 240 V supply system; Degree of protection IP64; Cylindrical shaft D14 x 30 mm; Absolute encoder single-turn 22 bit (encoder AS22DQC); With OCC interface; Connector size M12, rotatable; | novo out 2017 | 0 | 0
1FK2203-4AG00-1MA0 |  | 1FK2203-4AG00-1MA0 | 1 | UN | 1 | 15 | C | D | N | N | 85015100 | 1 | 4042948691533 | 2.76 | KG | 844.88 | 844.88 | MC05 | MC05 | SIMOTICS S-1FK2 CT Servo motor M0=1.27 Nm; PN = 0.4 kW at nN=3000 rpm; Converter at max. 240 V supply system; Degree of protection IP64; Shaft D14x30 mm with feather key; Absolute encoder 22-bit + 12-bit multi-turn (encoder AM22DQC); with OCC interface; Connector size M12, rotatable; | novo out 2017 | 0 | 0
1FK2203-4AG00-1SA0 |  | 1FK2203-4AG00-1SA0 | 1 | UN | 1 | 15 | C | D | N | N | 85015100 | 1 | 4042948691540 | 2.76 | KG | 636.63 | 636.63 | MC05 | MC05 | SIMOTICS S-1FK2 CT Servo motor M0=1.27 Nm; PN = 0.4 kW at nN=3000 rpm; Converter at max. 240 V supply system; Degree of protection IP64; Shaft D14x30 mm with feather key; Absolute encoder single-turn 22 bit (encoder AS22DQC); With OCC interface; Connector size M12, rotatable; | novo out 2017 | 0 | 0
1FK2203-4AG00-2MA0 |  | 1FK2203-4AG00-2MA0 | 1 | UN | 1 | 15 | C | D | N | N | 85015100 | 1 | 4042948691557 | 2.76 | KG | 844.88 | 844.88 | MC05 | MC05 | SIMOTICS S-1FK2 CT Servo motor M0=1.27 Nm; PN = 0.4 kW at nN=3000 rpm; Converter at max. 240 V supply system; Degree of protection IP64; Cylindrical shaft D11 x 23 mm; Absolute encoder 22-bit + 12-bit multi-turn (encoder AM22DQC); with OCC interface; Connector size M12, rotatable; | novo out 2017 | 0 | 0
1FK2203-4AG00-2SA0 |  | 1FK2203-4AG00-2SA0 | 1 | UN | 1 | 15 | C | D | N | N | 85015100 | 1 | 4042948691564 | 2.76 | KG | 636.63 | 636.63 | MC05 | MC05 | SIMOTICS S-1FK2 CT Servo motor M0=1.27 Nm; PN = 0.4 kW at nN=3000 rpm; Converter at max. 240 V supply system; Degree of protection IP64; Cylindrical shaft D11x23 mm; Absolute encoder single-turn 22 bit (encoder AS22DQC); With OCC interface; Connector size M12, rotatable; | novo out 2017 | 0 | 0
1FK2203-4AG01-0MA0 |  | 1FK2203-4AG01-0MA0 | 1 | UN | 1 | 15 | C | D | N | N | 85015100 | 1 | 4042948691571 | 2.76 | KG | 903.03 | 903.03 | MC05 | MC05 | SIMOTICS S-1FK2 CT Servo motor M0=1.27 Nm; PN = 0.4 kW at nN=3000 rpm; Converter at max. 240 V supply system; Degree of protection IP65; Cylindrical shaft D14 x 30 mm; Absolute encoder 22-bit + 12-bit multi-turn (encoder AM22DQC); with OCC interface; Connector size M12, rotatable; | novo out 2017 | 0 | 0
1FK2203-4AG01-0SA0 |  | 1FK2203-4AG01-0SA0 | 1 | UN | 1 | 15 | C | D | N | N | 85015100 | 1 | 4042948691588 | 2.76 | KG | 694.78 | 694.78 | MC05 | MC05 | SIMOTICS S-1FK2 CT Servo motor M0=1.27 Nm; PN = 0.4 kW at nN=3000 rpm; Converter at max. 240 V supply system; Degree of protection IP65; Cylindrical shaft D14 x 30 mm; Absolute encoder single-turn 22 bit (encoder AS22DQC); With OCC interface; Connector size M12, rotatable; | novo out 2017 | 0 | 0
1FK2203-4AG01-1MA0 |  | 1FK2203-4AG01-1MA0 | 1 | UN | 1 | 15 | C | D | N | N | 85015100 | 1 | 4042948691595 | 2.76 | KG | 903.03 | 903.03 | MC05 | MC05 | SIMOTICS S-1FK2 CT Servo motor M0=1.27 Nm; PN = 0.4 kW at nN=3000 rpm; Converter at max. 240 V supply system; Degree of protection IP65; Shaft D14x30 mm with feather key; Absolute encoder 22-bit + 12-bit multi-turn (encoder AM22DQC); with OCC interface; Connector size M12, rotatable; | novo out 2017 | 0 | 0
1FK2203-4AG01-1SA0 |  | 1FK2203-4AG01-1SA0 | 1 | UN | 1 | 15 | C | D | N | N | 85015100 | 1 | 4042948691601 | 2.76 | KG | 694.78 | 694.78 | MC05 | MC05 | SIMOTICS S-1FK2 CT Servo motor M0=1.27 Nm; PN = 0.4 kW at nN=3000 rpm; Converter at max. 240 V supply system; Degree of protection IP65; Shaft D14x30 mm with feather key; Absolute encoder single-turn 22 bit (encoder AS22DQC); With OCC interface; Connector size M12, rotatable; | novo out 2017 | 0 | 0
1FK2203-4AG10-0MA0 |  | 1FK2203-4AG10-0MA0 | 1 | UN | 1 | 15 | C | D | N | N | 85015100 | 1 | 4042948691618 | 3.29 | KG | 1011.81 | 1011.81 | MC05 | MC05 | SIMOTICS S-1FK2 CT Servo motor M0=1.27 Nm; PN = 0.4 kW at nN=3000 rpm; Converter at max. 240 V supply system; with holding brake; Degree of protection IP64; Cylindrical shaft D14 x 30 mm; Absolute encoder 22-bit + 12-bit multi-turn (encoder AM22DQC); with OCC interface; Connector size M12, rotatable; | novo out 2017 | 0 | 0
1FK2203-4AG10-0SA0 |  | 1FK2203-4AG10-0SA0 | 1 | UN | 1 | 15 | C | D | N | N | 85015100 | 1 | 4042948691625 | 3.29 | KG | 803.55 | 803.55 | MC05 | MC05 | SIMOTICS S-1FK2 CT Servo motor M0=1.27 Nm; PN = 0.4 kW at nN=3000 rpm; Converter at max. 240 V supply system; With holding brake; Degree of protection IP64; Cylindrical shaft D14 x 30 mm; Absolute encoder single-turn 22 bit (encoder AS22DQC); With OCC interface; Connector size M12, rotatable; | novo out 2017 | 0 | 0
1FK2203-4AG10-1MA0 |  | 1FK2203-4AG10-1MA0 | 1 | UN | 1 | 15 | C | D | N | N | 85015100 | 1 | 4042948691632 | 3.29 | KG | 1011.81 | 1011.81 | MC05 | MC05 | SIMOTICS S-1FK2 CT Servo motor M0=1.27 Nm; PN = 0.4 kW at nN=3000 rpm; Converter at max. 240 V supply system; with holding brake; Degree of protection IP64; Shaft D14x30 mm with feather key; Absolute encoder 22-bit + 12-bit multi-turn (encoder AM22DQC); with OCC interface; Connector size M12, rotatable; | novo out 2017 | 0 | 0
1FK2203-4AG10-1SA0 |  | 1FK2203-4AG10-1SA0 | 1 | UN | 1 | 15 | C | D | N | N | 85015100 | 1 | 4042948691649 | 3.29 | KG | 803.55 | 803.55 | MC05 | MC05 | SIMOTICS S-1FK2 CT Servo motor M0=1.27 Nm; PN = 0.4 kW at nN=3000 rpm; Converter at max. 240 V supply system; With holding brake; Degree of protection IP64; Shaft D14x30 mm with feather key; Absolute encoder single-turn 22 bit (encoder AS22DQC); With OCC interface; Connector size M12, rotatable; | novo out 2017 | 0 | 0
1FK2203-4AG10-2MA0 |  | 1FK2203-4AG10-2MA0 | 1 | UN | 1 | 15 | C | D | N | N | 85015100 | 1 | 4042948691656 | 3.29 | KG | 1011.81 | 1011.81 | MC05 | MC05 | SIMOTICS S-1FK2 CT Servo motor M0=1.27 Nm; PN = 0.4 kW at nN=3000 rpm; Converter at max. 240 V supply system; with holding brake; Degree of protection IP64; Cylindrical shaft D11 x 23 mm; Absolute encoder 22-bit + 12-bit multi-turn (encoder AM22DQC); with OCC interface; Connector size M12, rotatable; | novo out 2017 | 0 | 0
1FK2203-4AG10-2SA0 |  | 1FK2203-4AG10-2SA0 | 1 | UN | 1 | 15 | C | D | N | N | 85015100 | 1 | 4042948691663 | 3.29 | KG | 803.55 | 803.55 | MC05 | MC05 | SIMOTICS S-1FK2 CT Servo motor M0=1.27 Nm; PN = 0.4 kW at nN=3000 rpm; Converter at max. 240 V supply system; With holding brake; Degree of protection IP64; Cylindrical shaft D11x23 mm; Absolute encoder single-turn 22 bit (encoder AS22DQC); With OCC interface; Connector size M12, rotatable; | novo out 2017 | 0 | 0
1FK2203-4AG11-0MA0 |  | 1FK2203-4AG11-0MA0 | 1 | UN | 1 | 15 | C | D | N | N | 85015100 | 1 | 4042948691670 | 3.29 | KG | 1069.96 | 1069.96 | MC05 | MC05 | SIMOTICS S-1FK2 CT Servo motor M0=1.27 Nm; PN = 0.4 kW at nN=3000 rpm; Converter at max. 240 V supply system; with holding brake; Degree of protection IP65; Cylindrical shaft D14 x 30 mm; Absolute encoder 22-bit + 12-bit multi-turn (encoder AM22DQC); with OCC interface; Connector size M12, rotatable; | novo out 2017 | 0 | 0
1FK2203-4AG11-0SA0 |  | 1FK2203-4AG11-0SA0 | 1 | UN | 1 | 15 | C | D | N | N | 85015100 | 1 | 4042948691687 | 3.29 | KG | 861.7 | 861.7 | MC05 | MC05 | SIMOTICS S-1FK2 CT Servo motor M0=1.27 Nm; PN = 0.4 kW at nN=3000 rpm; Converter at max. 240 V supply system; With holding brake; Degree of protection IP65; Cylindrical shaft D14 x 30 mm; Absolute encoder single-turn 22 bit (encoder AS22DQC); With OCC interface; Connector size M12, rotatable; | novo out 2017 | 0 | 0
1FK2203-4AG11-1MA0 |  | 1FK2203-4AG11-1MA0 | 1 | UN | 1 | 15 | C | D | N | N | 85015100 | 1 | 4042948691694 | 3.29 | KG | 1069.96 | 1069.96 | MC05 | MC05 | SIMOTICS S-1FK2 CT Servo motor M0=1.27 Nm; PN = 0.4 kW at nN=3000 rpm; Converter at max. 240 V supply system; with holding brake; Degree of protection IP65; Shaft D14x30 mm with feather key; Absolute encoder 22-bit + 12-bit multi-turn (encoder AM22DQC); with OCC interface; Connector size M12, rotatable; | novo out 2017 | 0 | 0
1FK2203-4AG11-1SA0 |  | 1FK2203-4AG11-1SA0 | 1 | UN | 1 | 15 | C | D | N | N | 85015100 | 1 | 4042948691700 | 3.29 | KG | 861.7 | 861.7 | MC05 | MC05 | SIMOTICS S-1FK2 CT Servo motor M0=1.27 Nm; PN = 0.4 kW at nN=3000 rpm; Converter at max. 240 V supply system; With holding brake; Degree of protection IP65; Shaft D14x30 mm with feather key; Absolute encoder single-turn 22 bit (encoder AS22DQC); With OCC interface; Connector size M12, rotatable; | novo out 2017 | 0 | 0
1FK2204-5AF00-0MA0 |  | 1FK2204-5AF00-0MA0 | 1 | UN | 1 | 15 | C | D | N | N | 85015100 | 1 | 4042948694695 | 2.9 | KG | 914.08 | 914.08 | MC05 | MC05 | SIMOTICS S-1FK2 CT Servo motor M0=2.4 Nm; PN = 0.75 kW at nN=3000 rpm; Converter at max. 480 V supply system; Degree of protection IP64; cylindrical shaft D19x40 mm; Absolute encoder 22-bit + 12-bit multi-turn (encoder AM22DQC); with OCC interface; Connector size M17, rotatable; | novo out 2017 | 0 | 0
1FK2204-5AF00-0MB0 |  | 1FK2204-5AF00-0MB0 | 1 | UN | 1 | 15 | C | D | N | N | 85015100 | 1 | 4042948694701 | 2.9 | KG | 914.08 | 914.08 | MC05 | MC05 | SIMOTICS S-1FK2 CT Servo motor M0=2.4 Nm; PN = 0.75 kW at nN=3000 rpm; Converter at max. 480 V supply system; Degree of protection IP64; Cylindrical shaft D19x40 mm; Absolute encoder 22-bit + 12-bit Multiturn (encoder AM22DQC); With DRIVE-CLiQ interface; Power connector Size M17 | novo out 2017 | 0 | 0
1FK2204-5AF00-0SA0 |  | 1FK2204-5AF00-0SA0 | 1 | UN | 1 | 15 | C | D | N | N | 85015100 | 1 | 4042948694718 | 2.9 | KG | 705.82 | 705.82 | MC05 | MC05 | SIMOTICS S-1FK2 CT Servo motor M0=2.4 Nm; PN = 0.75 kW at nN=3000 rpm; Converter at max. 480 V supply system; Degree of protection IP64; Cylindrical shaft D19x40 mm; Absolute encoder single-turn 22 bit (encoder AS22DQC); With OCC interface; Connector size M17, rotatable; | novo out 2017 | 0 | 0
1FK2204-5AF00-0SB0 |  | 1FK2204-5AF00-0SB0 | 1 | UN | 1 | 15 | C | D | N | N | 85015100 | 1 | 4042948694725 | 2.9 | KG | 705.82 | 705.82 | MC05 | MC05 | SIMOTICS S-1FK2 CT Servo motor M0=2.4 Nm; PN = 0.75 kW at nN=3000 rpm; Converter at max. 480 V supply system; Degree of protection IP64; Cylindrical shaft D19x40 mm; Absolute encoder single-turn 22 bit (encoder AS22DQC); With DRIVE-CLiQ interface; Power connector size M17 | novo out 2017 | 0 | 0
1FK2204-5AF00-1MA0 |  | 1FK2204-5AF00-1MA0 | 1 | UN | 1 | 15 | C | D | N | N | 85015100 | 1 | 4042948694732 | 2.9 | KG | 914.08 | 914.08 | MC05 | MC05 | SIMOTICS S-1FK2 CT Servo motor M0=2.4 Nm; PN = 0.75 kW at nN=3000 rpm; Converter at max. 480 V supply system; Degree of protection IP64; Shaft D19x40 mm with feather key; Absolute encoder 22-bit + 12-bit multi-turn (encoder AM22DQC); with OCC interface; Connector size M17, rotatable; | novo out 2017 | 0 | 0
1FK2204-5AF00-1MB0 |  | 1FK2204-5AF00-1MB0 | 1 | UN | 1 | 15 | C | D | N | N | 85015100 | 1 | 4042948694749 | 2.9 | KG | 914.08 | 914.08 | MC05 | MC05 | SIMOTICS S-1FK2 CT Servo motor M0=2.4 Nm; PN = 0.75 kW at nN=3000 rpm; Converter at max. 480 V supply system; Degree of protection IP64; Shaft D19x40 mm with feather key; Absolute encoder 22-bit + 12-bit Multiturn (encoder AM22DQC); With DRIVE-CLiQ interface; Power connector Size M17 | novo out 2017 | 0 | 0
1FK2204-5AF00-1SA0 |  | 1FK2204-5AF00-1SA0 | 1 | UN | 1 | 15 | C | D | N | N | 85015100 | 1 | 4042948694756 | 2.9 | KG | 705.82 | 705.82 | MC05 | MC05 | SIMOTICS S-1FK2 CT Servo motor M0=2.4 Nm; PN = 0.75 kW at nN=3000 rpm; Converter at max. 480 V supply system; Degree of protection IP64; Shaft D19x40 mm with feather key; Absolute encoder single-turn 22 bit (encoder AS22DQC); With OCC interface; Connector size M17, rotatable; | novo out 2017 | 0 | 0
1FK2204-5AF00-1SB0 |  | 1FK2204-5AF00-1SB0 | 1 | UN | 1 | 15 | C | D | N | N | 85015100 | 1 | 4042948694763 | 2.9 | KG | 705.82 | 705.82 | MC05 | MC05 | SIMOTICS S-1FK2 CT Servo motor M0=2.4 Nm; PN = 0.75 kW at nN=3000 rpm; Converter at max. 480 V supply system; Degree of protection IP64; Shaft D19x40 mm with feather key; Absolute encoder single-turn 22 bit (encoder AS22DQC); With DRIVE-CLiQ interface; Power connector size M17 | novo out 2017 | 0 | 0
1FK2204-5AF01-0MA0 |  | 1FK2204-5AF01-0MA0 | 1 | UN | 1 | 15 | C | D | N | N | 85015100 | 1 | 4042948694770 | 2.9 | KG | 972.23 | 972.23 | MC05 | MC05 | SIMOTICS S-1FK2 CT Servo motor M0=2.4 Nm; PN = 0.75 kW at nN=3000 rpm; Converter at max. 480 V supply system; Degree of protection IP65; cylindrical shaft D19x40 mm; Absolute encoder 22-bit + 12-bit multi-turn (encoder AM22DQC); with OCC interface; Connector size M17, rotatable; | novo out 2017 | 0 | 0
1FK2204-5AF01-0MB0 |  | 1FK2204-5AF01-0MB0 | 1 | UN | 1 | 15 | C | D | N | N | 85015100 | 1 | 4042948694787 | 2.9 | KG | 972.23 | 972.23 | MC05 | MC05 | SIMOTICS S-1FK2 CT Servo motor M0=2.4 Nm; PN = 0.75 kW at nN=3000 rpm; Converter at max. 480 V supply system; Degree of protection IP65; Cylindrical shaft D19x40 mm; Absolute encoder 22-bit + 12-bit Multiturn (encoder AM22DQC); With DRIVE-CLiQ interface; Power connector Size M17 | novo out 2017 | 0 | 0
1FK2204-5AF01-0SA0 |  | 1FK2204-5AF01-0SA0 | 1 | UN | 1 | 15 | C | D | N | N | 85015100 | 1 | 4042948694794 | 2.9 | KG | 763.97 | 763.97 | MC05 | MC05 | SIMOTICS S-1FK2 CT Servo motor M0=2.4 Nm; PN = 0.75 kW at nN=3000 rpm; Converter at max. 480 V supply system; Degree of protection IP65; Cylindrical shaft D19x40 mm; Absolute encoder single-turn 22 bit (encoder AS22DQC); With OCC interface; Connector size M17, rotatable; | novo out 2017 | 0 | 0
1FK2204-5AF01-0SB0 |  | 1FK2204-5AF01-0SB0 | 1 | UN | 1 | 15 | C | D | N | N | 85015100 | 1 | 4042948694800 | 2.9 | KG | 763.97 | 763.97 | MC05 | MC05 | SIMOTICS S-1FK2 CT Servo motor M0=2.4 Nm; PN = 0.75 kW at nN=3000 rpm; Converter at max. 480 V supply system; Degree of protection IP65; Cylindrical shaft D19x40 mm; Absolute encoder single-turn 22 bit (encoder AS22DQC); With DRIVE-CLiQ interface; Power connector size M17 | novo out 2017 | 0 | 0
1FK2204-5AF01-1MA0 |  | 1FK2204-5AF01-1MA0 | 1 | UN | 1 | 15 | C | D | N | N | 85015100 | 1 | 4042948694817 | 2.9 | KG | 972.23 | 972.23 | MC05 | MC05 | SIMOTICS S-1FK2 CT Servo motor M0=2.4 Nm; PN = 0.75 kW at nN=3000 rpm; Converter at max. 480 V supply system; Degree of protection IP65; Shaft D19x40 mm with feather key; Absolute encoder 22-bit + 12-bit multi-turn (encoder AM22DQC); with OCC interface; Connector size M17, rotatable; | novo out 2017 | 0 | 0
1FK2204-5AF01-1MB0 |  | 1FK2204-5AF01-1MB0 | 1 | UN | 1 | 15 | C | D | N | N | 85015100 | 1 | 4042948694824 | 2.9 | KG | 972.23 | 972.23 | MC05 | MC05 | SIMOTICS S-1FK2 CT Servo motor M0=2.4 Nm; PN = 0.75 kW at nN=3000 rpm; Converter at max. 480 V supply system; Degree of protection IP65; Shaft D19x40 mm with feather key; Absolute encoder 22-bit + 12-bit Multiturn (encoder AM22DQC); With DRIVE-CLiQ interface; Power connector Size M17 | novo out 2017 | 0 | 0
1FK2204-5AF01-1SA0 |  | 1FK2204-5AF01-1SA0 | 1 | UN | 1 | 15 | C | D | N | N | 85015100 | 1 | 4042948694831 | 2.9 | KG | 763.97 | 763.97 | MC05 | MC05 | SIMOTICS S-1FK2 CT Servo motor M0=2.4 Nm; PN = 0.75 kW at nN=3000 rpm; Converter at max. 480 V supply system; Degree of protection IP65; Shaft D19x40 mm with feather key; Absolute encoder single-turn 22 bit (encoder AS22DQC); With OCC interface; Connector size M17, rotatable; | novo out 2017 | 0 | 0
1FK2204-5AF01-1SB0 |  | 1FK2204-5AF01-1SB0 | 1 | UN | 1 | 15 | C | D | N | N | 85015100 | 1 | 4042948694848 | 2.9 | KG | 763.97 | 763.97 | MC05 | MC05 | SIMOTICS S-1FK2 CT Servo motor M0=2.4 Nm; PN = 0.75 kW at nN=3000 rpm; Converter at max. 480 V supply system; Degree of protection IP65; Shaft D19x40 mm with feather key; Absolute encoder single-turn 22 bit (encoder AS22DQC); With DRIVE-CLiQ interface; Power connector size M17 | novo out 2017 | 0 | 0
1FK2204-5AF10-0MA0 |  | 1FK2204-5AF10-0MA0 | 1 | UN | 1 | 15 | C | D | N | N | 85015100 | 1 | 4042948694855 | 3.75 | KG | 1081.01 | 1081.01 | MC05 | MC05 | SIMOTICS S-1FK2 CT Servo motor M0=2.4 Nm; PN = 0.75 kW at nN=3000 rpm; Converter at max. 480 V supply system; with holding brake; Degree of protection IP64; cylindrical shaft D19x40 mm; Absolute encoder 22-bit + 12-bit multi-turn (encoder AM22DQC); with OCC interface; Connector size M17, rotatable; | novo out 2017 | 0 | 0
1FK2204-5AF10-0MB0 |  | 1FK2204-5AF10-0MB0 | 1 | UN | 1 | 15 | C | D | N | N | 85015100 | 1 | 4042948694862 | 3.75 | KG | 1081.01 | 1081.01 | MC05 | MC05 | SIMOTICS S-1FK2 CT Servo motor M0=2.4 Nm; PN = 0.75 kW at nN=3000 rpm; Converter at max. 480 V supply system; With holding brake; Degree of protection IP64; Cylindrical shaft D19x40 mm; Absolute encoder 22-bit + 12-bit Multiturn (encoder AM22DQC); With DRIVE-CLiQ interface; Power connector Size M17 | novo out 2017 | 0 | 0
1FK2204-5AF10-0SA0 |  | 1FK2204-5AF10-0SA0 | 1 | UN | 1 | 15 | C | D | N | N | 85015100 | 1 | 4042948694879 | 3.75 | KG | 872.75 | 872.75 | MC05 | MC05 | SIMOTICS S-1FK2 CT Servo motor M0=2.4 Nm; PN = 0.75 kW at nN=3000 rpm; Converter at max. 480 V supply system; With holding brake; Degree of protection IP64; Cylindrical shaft D19x40 mm; Absolute encoder single-turn 22 bit (encoder AS22DQC); With OCC interface; Connector size M17, rotatable; | novo out 2017 | 0 | 0
1FK2204-5AF10-0SB0 |  | 1FK2204-5AF10-0SB0 | 1 | UN | 1 | 15 | C | D | N | N | 85015100 | 1 | 4042948694886 | 3.75 | KG | 872.75 | 872.75 | MC05 | MC05 | SIMOTICS S-1FK2 CT Servo motor M0=2.4 Nm; PN = 0.75 kW at nN=3000 rpm; Converter at max. 480 V supply system; With holding brake; Degree of protection IP64; Cylindrical shaft D19x40 mm; Absolute encoder single-turn 22 bit (encoder AS22DQC); With DRIVE-CLiQ interface; Power connector size M17 | novo out 2017 | 0 | 0
1FK2204-5AF10-1MA0 |  | 1FK2204-5AF10-1MA0 | 1 | UN | 1 | 15 | C | D | N | N | 85015100 | 1 | 4042948694893 | 3.75 | KG | 1081.01 | 1081.01 | MC05 | MC05 | SIMOTICS S-1FK2 CT Servo motor M0=2.4 Nm; PN = 0.75 kW at nN=3000 rpm; Converter at max. 480 V supply system; with holding brake; Degree of protection IP64; Shaft D19x40 mm with feather key; Absolute encoder 22-bit + 12-bit multi-turn (encoder AM22DQC); with OCC interface; Connector size M17, rotatable; | novo out 2017 | 0 | 0
1FK2204-5AF10-1MB0 |  | 1FK2204-5AF10-1MB0 | 1 | UN | 1 | 15 | C | D | N | N | 85015100 | 1 | 4042948694909 | 3.75 | KG | 1081.01 | 1081.01 | MC05 | MC05 | SIMOTICS S-1FK2 CT Servo motor M0=2.4 Nm; PN = 0.75 kW at nN=3000 rpm; Converter at max. 480 V supply system; With holding brake; Degree of protection IP64; Shaft D19x40 mm with feather key; Absolute encoder 22-bit + 12-bit Multiturn (encoder AM22DQC); With DRIVE-CLiQ interface; Power connector Size M17 | novo out 2017 | 0 | 0
1FK2204-5AF10-1SA0 |  | 1FK2204-5AF10-1SA0 | 1 | UN | 1 | 15 | C | D | N | N | 85015100 | 1 | 4042948694916 | 3.75 | KG | 872.75 | 872.75 | MC05 | MC05 | SIMOTICS S-1FK2 CT Servo motor M0=2.4 Nm; PN = 0.75 kW at nN=3000 rpm; Converter at max. 480 V supply system; With holding brake; Degree of protection IP64; Shaft D19x40 mm with feather key; Absolute encoder single-turn 22 bit (encoder AS22DQC); With OCC interface; Connector size M17, rotatable; | novo out 2017 | 0 | 0
1FK2204-5AF10-1SB0 |  | 1FK2204-5AF10-1SB0 | 1 | UN | 1 | 15 | C | D | N | N | 85015100 | 1 | 4042948694923 | 3.75 | KG | 872.75 | 872.75 | MC05 | MC05 | SIMOTICS S-1FK2 CT Servo motor M0=2.4 Nm; PN = 0.75 kW at nN=3000 rpm; Converter at max. 480 V supply system; With holding brake; Degree of protection IP64; Shaft D19x40 mm with feather key; Absolute encoder single-turn 22 bit (encoder AS22DQC); With DRIVE-CLiQ interface; Power connector size M17 | novo out 2017 | 0 | 0
1FK2204-5AF11-0MA0 |  | 1FK2204-5AF11-0MA0 | 1 | UN | 1 | 15 | C | D | N | N | 85015100 | 1 | 4042948694930 | 3.75 | KG | 1139.16 | 1139.16 | MC05 | MC05 | SIMOTICS S-1FK2 CT Servo motor M0=2.4 Nm; PN = 0.75 kW at nN=3000 rpm; Converter at max. 480 V supply system; with holding brake; Degree of protection IP65; cylindrical shaft D19x40 mm; Absolute encoder 22-bit + 12-bit multi-turn (encoder AM22DQC); with OCC interface; Connector size M17, rotatable; | novo out 2017 | 0 | 0
1FK2204-5AF11-0MB0 |  | 1FK2204-5AF11-0MB0 | 1 | UN | 1 | 15 | C | D | N | N | 85015100 | 1 | 4042948694947 | 3.75 | KG | 1139.16 | 1139.16 | MC05 | MC05 | SIMOTICS S-1FK2 CT Servo motor M0=2.4 Nm; PN = 0.75 kW at nN=3000 rpm; Converter at max. 480 V supply system; With holding brake; Degree of protection IP65; Cylindrical shaft D19x40 mm; Absolute encoder 22-bit + 12-bit Multiturn (encoder AM22DQC); With DRIVE-CLiQ interface; Power connector Size M17 | novo out 2017 | 0 | 0
1FK2204-5AF11-0SA0 |  | 1FK2204-5AF11-0SA0 | 1 | UN | 1 | 15 | C | D | N | N | 85015100 | 1 | 4042948694954 | 3.75 | KG | 930.9 | 930.9 | MC05 | MC05 | SIMOTICS S-1FK2 CT Servo motor M0=2.4 Nm; PN = 0.75 kW at nN=3000 rpm; Converter at max. 480 V supply system; With holding brake; Degree of protection IP65; Cylindrical shaft D19x40 mm; Absolute encoder single-turn 22 bit (encoder AS22DQC); With OCC interface; Connector size M17, rotatable; | novo out 2017 | 0 | 0
1FK2204-5AF11-0SB0 |  | 1FK2204-5AF11-0SB0 | 1 | UN | 1 | 15 | C | D | N | N | 85015100 | 1 | 4042948694961 | 3.75 | KG | 930.9 | 930.9 | MC05 | MC05 | SIMOTICS S-1FK2 CT Servo motor M0=2.4 Nm; PN = 0.75 kW at nN=3000 rpm; Converter at max. 480 V supply system; With holding brake; Degree of protection IP65; Cylindrical shaft D19x40 mm; Absolute encoder single-turn 22 bit (encoder AS22DQC); With DRIVE-CLiQ interface; Power connector size M17 | novo out 2017 | 0 | 0
1FK2204-5AF11-1MA0 |  | 1FK2204-5AF11-1MA0 | 1 | UN | 1 | 15 | C | D | N | N | 85015100 | 1 | 4042948694978 | 3.75 | KG | 1139.16 | 1139.16 | MC05 | MC05 | SIMOTICS S-1FK2 CT Servo motor M0=2.4 Nm; PN = 0.75 kW at nN=3000 rpm; Converter at max. 480 V supply system; with holding brake; Degree of protection IP65; Shaft D19x40 mm with feather key; Absolute encoder 22-bit + 12-bit multi-turn (encoder AM22DQC); with OCC interface; Connector size M17, rotatable; | novo out 2017 | 0 | 0
1FK2204-5AF11-1MB0 |  | 1FK2204-5AF11-1MB0 | 1 | UN | 1 | 15 | C | D | N | N | 85015100 | 1 | 4042948694985 | 3.75 | KG | 1139.16 | 1139.16 | MC05 | MC05 | SIMOTICS S-1FK2 CT Servo motor M0=2.4 Nm; PN = 0.75 kW at nN=3000 rpm; Converter at max. 480 V supply system; With holding brake; Degree of protection IP65; Shaft D19x40 mm with feather key; Absolute encoder 22-bit + 12-bit Multiturn (encoder AM22DQC); With DRIVE-CLiQ interface; Power connector Size M17 | novo out 2017 | 0 | 0
1FK2204-5AF11-1SA0 |  | 1FK2204-5AF11-1SA0 | 1 | UN | 1 | 15 | C | D | N | N | 85015100 | 1 | 4042948694992 | 3.75 | KG | 930.9 | 930.9 | MC05 | MC05 | SIMOTICS S-1FK2 CT Servo motor M0=2.4 Nm; PN = 0.75 kW at nN=3000 rpm; Converter at max. 480 V supply system; With holding brake; Degree of protection IP65; Shaft D19x40 mm with feather key; Absolute encoder single-turn 22 bit (encoder AS22DQC); With OCC interface; Connector size M17, rotatable; | novo out 2017 | 0 | 0
1FK2204-5AF11-1SB0 |  | 1FK2204-5AF11-1SB0 | 1 | UN | 1 | 15 | C | D | N | N | 85015100 | 1 | 4042948695005 | 3.75 | KG | 930.9 | 930.9 | MC05 | MC05 | SIMOTICS S-1FK2 CT Servo motor M0=2.4 Nm; PN = 0.75 kW at nN=3000 rpm; Converter at max. 480 V supply system; With holding brake; Degree of protection IP65; Shaft D19x40 mm with feather key; Absolute encoder single-turn 22 bit (encoder AS22DQC); With DRIVE-CLiQ interface; Power connector size M17 | novo out 2017 | 0 | 0
1FK2204-5AK00-0MA0 |  | 1FK2204-5AK00-0MA0 | 1 | UN | 1 | 15 | C | D | N | N | 85015100 | 1 | 4042948695012 | 2.9 | KG | 914.08 | 914.08 | MC05 | MC05 | SIMOTICS S-1FK2 CT Servo motor M0=2.4 Nm; PN = 0.75 kW at nN=3000 rpm; Converter at max. 480 V supply system; Degree of protection IP64; cylindrical shaft D19x40 mm; Absolute encoder 22-bit + 12-bit multi-turn (encoder AM22DQC); with OCC interface; Connector size M17, rotatable; | novo out 2017 | 0 | 0
1FK2204-5AK00-0MB0 |  | 1FK2204-5AK00-0MB0 | 1 | UN | 1 | 15 | C | D | N | N | 85015100 | 1 | 4042948695029 | 2.9 | KG | 914.08 | 914.08 | MC05 | MC05 | SIMOTICS S-1FK2 CT Servo motor M0=2.4 Nm; PN = 0.75 kW at nN=3000rpm; Converter at max. 480 V supply system; Type of protection IP64; Absolute encoder 22-bit + 12-bit multi-turn (encoder AM22DQC); with DRIVE-CLiQ interface; Power connector size M17 | novo out 2017 | 0 | 0
1FK2204-5AK00-0SA0 |  | 1FK2204-5AK00-0SA0 | 1 | UN | 1 | 15 | C | D | N | N | 85015100 | 1 | 4042948693421 | 2.85 | KG | 705.82 | 705.82 | MC05 | MC05 | SIMOTICS S-1FK2 CT Servo motor M0=2.4 Nm; PN = 0.75 kW at nN=3000 rpm; Converter at max. 480 V supply system; Degree of protection IP64; Cylindrical shaft D19x40 mm; Absolute encoder single-turn 22 bit (encoder AS22DQC); With OCC interface; Connector size M17, rotatable; | novo out 2017 | 0 | 0
1FK2204-5AK00-0SB0 |  | 1FK2204-5AK00-0SB0 | 1 | UN | 1 | 15 | C | D | N | N | 85015100 | 1 | 4042948693438 | 2.85 | KG | 705.82 | 705.82 | MC05 | MC05 | SIMOTICS S-1FK2 CT Servo motor M0=2.4 Nm; PN = 0.75 kW at nN=3000 rpm; Converter at max. 480 V supply system; Degree of protection IP64; Absolute encoder single-turn 22 bit (encoder AS22DQC); With DRIVE-CLiQ interface; Power connector size M17 | novo out 2017 | 0 | 0
1FK2204-5AK00-1MA0 |  | 1FK2204-5AK00-1MA0 | 1 | UN | 1 | 15 | C | D | N | N | 85015100 | 1 | 4042948693445 | 2.9 | KG | 914.08 | 914.08 | MC05 | MC05 | SIMOTICS S-1FK2 CT Servo motor M0=2.4 Nm; PN = 0.75 kW at nN=3000 rpm; Converter at max. 480 V supply system; Degree of protection IP64; Shaft D19x40 mm with feather key; Absolute encoder 22-bit + 12-bit multi-turn (encoder AM22DQC); with OCC interface; Connector size M17, rotatable; | novo out 2017 | 0 | 0
1FK2204-5AK00-1MB0 |  | 1FK2204-5AK00-1MB0 | 1 | UN | 1 | 15 | C | D | N | N | 85015100 | 1 | 4042948693452 | 2.9 | KG | 914.08 | 914.08 | MC05 | MC05 | SIMOTICS S-1FK2 CT Servo motor M0=2.4 Nm; PN = 0.75 kW at nN=3000rpm; Converter at max. 480 V supply system; Type of protection IP64; Absolute encoder 22-bit + 12-bit multi-turn (encoder AM22DQC); with DRIVE-CLiQ interface; Power connector size M17 | novo out 2017 | 0 | 0
1FK2204-5AK00-1SA0 |  | 1FK2204-5AK00-1SA0 | 1 | UN | 1 | 15 | C | D | N | N | 85015100 | 1 | 4042948693469 | 2.9 | KG | 705.82 | 705.82 | MC05 | MC05 | SIMOTICS S-1FK2 CT Servo motor M0=2.4 Nm; PN = 0.75 kW at nN=3000 rpm; Converter at max. 480 V supply system; Degree of protection IP64; Shaft D19x40 mm with feather key; Absolute encoder single-turn 22 bit (encoder AS22DQC); With OCC interface; Connector size M17, rotatable; | novo out 2017 | 0 | 0
1FK2204-5AK00-1SB0 |  | 1FK2204-5AK00-1SB0 | 1 | UN | 1 | 15 | C | D | N | N | 85015100 | 1 | 4042948693476 | 2.9 | KG | 705.82 | 705.82 | MC05 | MC05 | SIMOTICS S-1FK2 CT Servo motor M0=2.4 Nm; PN = 0.75 kW at nN=3000 rpm; Converter at max. 480 V supply system; Degree of protection IP64; Absolute encoder single-turn 22 bit (encoder AS22DQC); With DRIVE-CLiQ interface; Power connector size M17 | novo out 2017 | 0 | 0
1FK2204-5AK01-0MA0 |  | 1FK2204-5AK01-0MA0 | 1 | UN | 1 | 15 | C | D | N | N | 85015100 | 1 | 4042948693483 | 2.9 | KG | 972.23 | 972.23 | MC05 | MC05 | SIMOTICS S-1FK2 CT Servo motor M0=2.4 Nm; PN = 0.75 kW at nN=3000 rpm; Converter at max. 480 V supply system; Degree of protection IP65; cylindrical shaft D19x40 mm; Absolute encoder 22-bit + 12-bit multi-turn (encoder AM22DQC); with OCC interface; Connector size M17, rotatable; | novo out 2017 | 0 | 0
1FK2204-5AK01-0MB0 |  | 1FK2204-5AK01-0MB0 | 1 | UN | 1 | 15 | C | D | N | N | 85015100 | 1 | 4042948693490 | 2.9 | KG | 972.23 | 972.23 | MC05 | MC05 | SIMOTICS S-1FK2 CT Servo motor M0=2.4 Nm; PN = 0.75 kW at nN=3000rpm; Converter at max. 480 V supply system; Type of protection IP65; Absolute encoder 22-bit + 12-bit multi-turn (encoder AM22DQC); with DRIVE-CLiQ interface; Power connector size M17 | novo out 2017 | 0 | 0
1FK2204-5AK01-0SA0 |  | 1FK2204-5AK01-0SA0 | 1 | UN | 1 | 15 | C | D | N | N | 85015100 | 1 | 4042948693506 | 2.9 | KG | 763.97 | 763.97 | MC05 | MC05 | SIMOTICS S-1FK2 CT Servo motor M0=2.4 Nm; PN = 0.75 kW at nN=3000 rpm; Converter at max. 480 V supply system; Degree of protection IP65; Cylindrical shaft D19x40 mm; Absolute encoder single-turn 22 bit (encoder AS22DQC); With OCC interface; Connector size M17, rotatable; | novo out 2017 | 0 | 0
1FK2204-5AK01-0SB0 |  | 1FK2204-5AK01-0SB0 | 1 | UN | 1 | 15 | C | D | N | N | 85015100 | 1 | 4042948693513 | 2.9 | KG | 763.97 | 763.97 | MC05 | MC05 | SIMOTICS S-1FK2 CT Servo motor M0=2.4 Nm; PN = 0.75 kW at nN=3000 rpm; Converter at max. 480 V supply system; Degree of protection IP65; Absolute encoder single-turn 22 bit (encoder AS22DQC); With DRIVE-CLiQ interface; Power connector size M17 | novo out 2017 | 0 | 0
1FK2204-5AK01-1MA0 |  | 1FK2204-5AK01-1MA0 | 1 | UN | 1 | 15 | C | D | N | N | 85015100 | 1 | 4042948693520 | 2.9 | KG | 972.23 | 972.23 | MC05 | MC05 | SIMOTICS S-1FK2 CT Servo motor M0=2.4 Nm; PN = 0.75 kW at nN=3000 rpm; Converter at max. 480 V supply system; Degree of protection IP65; Shaft D19x40 mm with feather key; Absolute encoder 22-bit + 12-bit multi-turn (encoder AM22DQC); with OCC interface; Connector size M17, rotatable; | novo out 2017 | 0 | 0
1FK2204-5AK01-1MB0 |  | 1FK2204-5AK01-1MB0 | 1 | UN | 1 | 15 | C | D | N | N | 85015100 | 1 | 4042948693537 | 2.9 | KG | 972.23 | 972.23 | MC05 | MC05 | SIMOTICS S-1FK2 CT Servo motor M0=2.4 Nm; PN = 0.75 kW at nN=3000rpm; Converter at max. 480 V supply system; Type of protection IP65; Absolute encoder 22-bit + 12-bit multi-turn (encoder AM22DQC); with DRIVE-CLiQ interface; Power connector size M17 | novo out 2017 | 0 | 0
1FK2204-5AK01-1SA0 |  | 1FK2204-5AK01-1SA0 | 1 | UN | 1 | 15 | C | D | N | N | 85015100 | 1 | 4042948693544 | 2.9 | KG | 763.97 | 763.97 | MC05 | MC05 | SIMOTICS S-1FK2 CT Servo motor M0=2.4 Nm; PN = 0.75 kW at nN=3000 rpm; Converter at max. 480 V supply system; Degree of protection IP65; Shaft D19x40 mm with feather key; Absolute encoder single-turn 22 bit (encoder AS22DQC); With OCC interface; Connector size M17, rotatable; | novo out 2017 | 0 | 0
1FK2204-5AK01-1SB0 |  | 1FK2204-5AK01-1SB0 | 1 | UN | 1 | 15 | C | D | N | N | 85015100 | 1 | 4042948693551 | 2.9 | KG | 763.97 | 763.97 | MC05 | MC05 | SIMOTICS S-1FK2 CT Servo motor M0=2.4 Nm; PN = 0.75 kW at nN=3000 rpm; Converter at max. 480 V supply system; Degree of protection IP65; Absolute encoder single-turn 22 bit (encoder AS22DQC); With DRIVE-CLiQ interface; Power connector size M17 | novo out 2017 | 0 | 0
1FK2204-5AK10-0MA0 |  | 1FK2204-5AK10-0MA0 | 1 | UN | 1 | 15 | C | D | N | N | 85015100 | 1 | 4042948693568 | 3.75 | KG | 1081.01 | 1081.01 | MC05 | MC05 | SIMOTICS S-1FK2 CT Servo motor M0=2.4 Nm; PN = 0.75 kW at nN=3000 rpm; Converter at max. 480 V supply system; with holding brake; Degree of protection IP64; cylindrical shaft D19x40 mm; Absolute encoder 22-bit + 12-bit multi-turn (encoder AM22DQC); with OCC interface; Connector size M17, rotatable; | novo out 2017 | 0 | 0
1FK2204-5AK10-0MB0 |  | 1FK2204-5AK10-0MB0 | 1 | UN | 1 | 15 | C | D | N | N | 85015100 | 1 | 4042948693575 | 3.75 | KG | 1081.01 | 1081.01 | MC05 | MC05 | SIMOTICS S-1FK2 CT Servo motor M0=2.4 Nm; PN = 0.75 kW at nN=3000rpm; Converter at max. 480 V supply system; with holding brake; cylindrical shaft D19x40 mm; Absolute encoder 22-bit + 12-bit multi-turn (encoder AM22DQC); with DRIVE-CLiQ interface; Power connector size M17 | novo out 2017 | 0 | 0
1FK2204-5AK10-0SA0 |  | 1FK2204-5AK10-0SA0 | 1 | UN | 1 | 15 | C | D | N | N | 85015100 | 1 | 4042948693582 | 3.75 | KG | 872.75 | 872.75 | MC05 | MC05 | SIMOTICS S-1FK2 CT Servo motor M0=2.4 Nm; PN = 0.75 kW at nN=3000 rpm; Converter at max. 480 V supply system; With holding brake; Degree of protection IP64; Cylindrical shaft D19x40 mm; Absolute encoder single-turn 22 bit (encoder AS22DQC); With OCC interface; Connector size M17, rotatable; | novo out 2017 | 0 | 0
1FK2204-5AK10-0SB0 |  | 1FK2204-5AK10-0SB0 | 1 | UN | 1 | 15 | C | D | N | N | 85015100 | 1 | 4042948693599 | 3.75 | KG | 872.75 | 872.75 | MC05 | MC05 | SIMOTICS S-1FK2 CT Servo motor M0=2.4 Nm; PN = 0.75 kW at nN=3000 rpm; Converter at max. 480 V supply system; With holding brake; Cylindrical shaft D19x40 mm; Absolute encoder single-turn 22 bit (encoder AS22DQC); With DRIVE-CLiQ interface; Power connector size M17 | novo out 2017 | 0 | 0
1FK2204-5AK10-1MA0 |  | 1FK2204-5AK10-1MA0 | 1 | UN | 1 | 15 | C | D | N | N | 85015100 | 1 | 4042948693605 | 3.75 | KG | 1081.01 | 1081.01 | MC05 | MC05 | SIMOTICS S-1FK2 CT Servo motor M0=2.4 Nm; PN = 0.75 kW at nN=3000 rpm; Converter at max. 480 V supply system; with holding brake; Degree of protection IP64; Shaft D19x40 mm with feather key; Absolute encoder 22-bit + 12-bit multi-turn (encoder AM22DQC); with OCC interface; Connector size M17, rotatable; | novo out 2017 | 0 | 0
1FK2204-5AK10-1MB0 |  | 1FK2204-5AK10-1MB0 | 1 | UN | 1 | 15 | C | D | N | N | 85015100 | 1 | 4042948693612 | 3.75 | KG | 1081.01 | 1081.01 | MC05 | MC05 | SIMOTICS S-1FK2 CT Servo motor M0=2.4 Nm; PN = 0.75 kW at nN=3000rpm; Converter at max. 480 V supply system; with holding brake; Shaft D19x40 mm with feather key; Absolute encoder 22-bit + 12-bit multi-turn (encoder AM22DQC); with DRIVE-CLiQ interface; Power connector size M17 | novo out 2017 | 0 | 0
1FK2204-5AK10-1SA0 |  | 1FK2204-5AK10-1SA0 | 1 | UN | 1 | 15 | C | D | N | N | 85015100 | 1 | 4042948693629 | 3.75 | KG | 872.75 | 872.75 | MC05 | MC05 | SIMOTICS S-1FK2 CT Servo motor M0=2.4 Nm; PN = 0.75 kW at nN=3000 rpm; Converter at max. 480 V supply system; With holding brake; Degree of protection IP64; Shaft D19x40 mm with feather key; Absolute encoder single-turn 22 bit (encoder AS22DQC); With OCC interface; Connector size M17, rotatable; | novo out 2017 | 0 | 0
1FK2204-5AK10-1SB0 |  | 1FK2204-5AK10-1SB0 | 1 | UN | 1 | 15 | C | D | N | N | 85015100 | 1 | 4042948693636 | 3.75 | KG | 872.75 | 872.75 | MC05 | MC05 | SIMOTICS S-1FK2 CT Servo motor M0=2.4 Nm; PN = 0.75 kW at nN=3000 rpm; Converter at max. 480 V supply system; With holding brake; Shaft D19x40 mm with feather key; Absolute encoder single-turn 22 bit (encoder AS22DQC); With DRIVE-CLiQ interface; Power connector size M17 | novo out 2017 | 0 | 0
1FK2204-5AK11-0MA0 |  | 1FK2204-5AK11-0MA0 | 1 | UN | 1 | 15 | C | D | N | N | 85015100 | 1 | 4042948693643 | 3.75 | KG | 1139.16 | 1139.16 | MC05 | MC05 | SIMOTICS S-1FK2 CT Servo motor M0=2.4 Nm; PN = 0.75 kW at nN=3000 rpm; Converter at max. 480 V supply system; with holding brake; Degree of protection IP65; cylindrical shaft D19x40 mm; Absolute encoder 22-bit + 12-bit multi-turn (encoder AM22DQC); with OCC interface; Connector size M17, rotatable; | novo out 2017 | 0 | 0
1FK2204-5AK11-0MB0 |  | 1FK2204-5AK11-0MB0 | 1 | UN | 1 | 15 | C | D | N | N | 85015100 | 1 | 4042948693650 | 3.75 | KG | 1139.16 | 1139.16 | MC05 | MC05 | SIMOTICS S-1FK2 CT Servo motor M0=2.4 Nm; PN = 0.75 kW at nN=3000rpm; Converter at max. 480 V supply system; with holding brake; cylindrical shaft D19x40 mm; Absolute encoder 22-bit + 12-bit multi-turn (encoder AM22DQC); with DRIVE-CLiQ interface; Power connector size M17 | novo out 2017 | 0 | 0
1FK2204-5AK11-0SA0 |  | 1FK2204-5AK11-0SA0 | 1 | UN | 1 | 15 | C | D | N | N | 85015100 | 1 | 4042948693667 | 3.75 | KG | 930.9 | 930.9 | MC05 | MC05 | SIMOTICS S-1FK2 CT Servo motor M0=2.4 Nm; PN = 0.75 kW at nN=3000 rpm; Converter at max. 480 V supply system; With holding brake; Degree of protection IP65; Cylindrical shaft D19x40 mm; Absolute encoder single-turn 22 bit (encoder AS22DQC); With OCC interface; Connector size M17, rotatable; | novo out 2017 | 0 | 0
1FK2204-5AK11-0SB0 |  | 1FK2204-5AK11-0SB0 | 1 | UN | 1 | 15 | C | D | N | N | 85015100 | 1 | 4042948693674 | 3.75 | KG | 930.9 | 930.9 | MC05 | MC05 | SIMOTICS S-1FK2 CT Servo motor M0=2.4 Nm; PN = 0.75 kW at nN=3000 rpm; Converter at max. 480 V supply system; With holding brake; Cylindrical shaft D19x40 mm; Absolute encoder single-turn 22 bit (encoder AS22DQC); With DRIVE-CLiQ interface; Power connector size M17 | novo out 2017 | 0 | 0
1FK2204-5AK11-1MA0 |  | 1FK2204-5AK11-1MA0 | 1 | UN | 1 | 15 | C | D | N | N | 85015100 | 1 | 4042948693681 | 3.75 | KG | 1139.16 | 1139.16 | MC05 | MC05 | SIMOTICS S-1FK2 CT Servo motor M0=2.4 Nm; PN = 0.75 kW at nN=3000 rpm; Converter at max. 480 V supply system; with holding brake; Degree of protection IP65; Shaft D19x40 mm with feather key; Absolute encoder 22-bit + 12-bit multi-turn (encoder AM22DQC); with OCC interface; Connector size M17, rotatable; | novo out 2017 | 0 | 0
1FK2204-5AK11-1MB0 |  | 1FK2204-5AK11-1MB0 | 1 | UN | 1 | 15 | C | D | N | N | 85015100 | 1 | 4042948693698 | 3.75 | KG | 1139.16 | 1139.16 | MC05 | MC05 | SIMOTICS S-1FK2 CT Servo motor M0=2.4 Nm; PN = 0.75 kW at nN=3000rpm; Converter at max. 480 V supply system; with holding brake; Shaft D19x40 mm with feather key; Absolute encoder 22-bit + 12-bit multi-turn (encoder AM22DQC); with DRIVE-CLiQ interface; Power connector size M17 | novo out 2017 | 0 | 0
1FK2204-5AK11-1SA0 |  | 1FK2204-5AK11-1SA0 | 1 | UN | 1 | 15 | C | D | N | N | 85015100 | 1 | 4042948693704 | 3.75 | KG | 930.9 | 930.9 | MC05 | MC05 | SIMOTICS S-1FK2 CT Servo motor M0=2.4 Nm; PN = 0.75 kW at nN=3000 rpm; Converter at max. 480 V supply system; With holding brake; Degree of protection IP65; Shaft D19x40 mm with feather key; Absolute encoder single-turn 22 bit (encoder AS22DQC); With OCC interface; Connector size M17, rotatable; | novo out 2017 | 0 | 0
1FK2204-5AK11-1SB0 |  | 1FK2204-5AK11-1SB0 | 1 | UN | 1 | 15 | C | D | N | N | 85015100 | 1 | 4042948693711 | 3.75 | KG | 930.9 | 930.9 | MC05 | MC05 | SIMOTICS S-1FK2 CT Servo motor M0=2.4 Nm; PN = 0.75 kW at nN=3000 rpm; Converter at max. 480 V supply system; With holding brake; Shaft D19x40 mm with feather key; Absolute encoder single-turn 22 bit (encoder AS22DQC); With DRIVE-CLiQ interface; Power connector size M17 | novo out 2017 | 0 | 0
1FK2204-6AF00-0MA0 |  | 1FK2204-6AF00-0MA0 | 1 | UN | 1 | 15 | C | D | N | N | 85015220 | 1 | 4042948693728 | 3.5 | KG | 955.6 | 955.6 | MC05 | MC05 | SIMOTICS S-1FK2 CT Servo motor M0=3.2 Nm; PN = 1 kW at nN=3000 rpm; Converter at max. 480 V supply system; Degree of protection IP64; cylindrical shaft D19x40 mm; Absolute encoder 22-bit + 12-bit multi-turn (encoder AM22DQC); with OCC interface; Connector size M17, rotatable; | novo out 2017 | 0 | 0
1FK2204-6AF00-0MB0 |  | 1FK2204-6AF00-0MB0 | 1 | UN | 1 | 15 | C | D | N | N | 85015220 | 1 | 4042948693735 | 3.5 | KG | 955.6 | 955.6 | MC05 | MC05 | SIMOTICS S-1FK2 CT Servo motor M0=3.2 Nm; PN = 1.0 kW at nN=3000 rpm; Converter at max. 480 V supply system; Degree of protection IP64; Cylindrical shaft D19x40 mm; Absolute encoder 22-bit + 12-bit Multiturn (encoder AM22DQC); With DRIVE-CLiQ interface; Power connector Size M17 | novo out 2017 | 0 | 0
1FK2204-6AF00-0SA0 |  | 1FK2204-6AF00-0SA0 | 1 | UN | 1 | 15 | C | D | N | N | 85015220 | 1 | 4042948693742 | 3.5 | KG | 747.34 | 747.34 | MC05 | MC05 | SIMOTICS S-1FK2 CT Servo motor M0=3.2 Nm; PN = 1 kW at nN=3000 rpm; Converter at max. 480 V supply system; Degree of protection IP64; Cylindrical shaft D19x40 mm; Absolute encoder single-turn 22 bit (encoder AS22DQC); With OCC interface; Connector size M17, rotatable; | novo out 2017 | 0 | 0
1FK2204-6AF00-0SB0 |  | 1FK2204-6AF00-0SB0 | 1 | UN | 1 | 15 | C | D | N | N | 85015220 | 1 | 4042948693889 | 3.5 | KG | 747.34 | 747.34 | MC05 | MC05 | SIMOTICS S-1FK2 CT Servo motor M0=3.2 Nm; PN = 1.0 kW at nN=3000 rpm; Converter at max. 480 V supply system; Degree of protection IP64; Cylindrical shaft D19x40 mm; Absolute encoder single-turn 22 bit (encoder AS22DQC); With DRIVE-CLiQ interface; Power connector size M17 | novo out 2017 | 0 | 0
1FK2204-6AF00-1MA0 |  | 1FK2204-6AF00-1MA0 | 1 | UN | 1 | 15 | C | D | N | N | 85015220 | 1 | 4042948693896 | 3.5 | KG | 955.6 | 955.6 | MC05 | MC05 | SIMOTICS S-1FK2 CT Servo motor M0=3.2 Nm; PN = 1 kW at nN=3000 rpm; Converter at max. 480 V supply system; Degree of protection IP64; Shaft D19x40 mm with feather key; Absolute encoder 22-bit + 12-bit multi-turn (encoder AM22DQC); with OCC interface; Connector size M17, rotatable; | novo out 2017 | 0 | 0
1FK2204-6AF00-1MB0 |  | 1FK2204-6AF00-1MB0 | 1 | UN | 1 | 15 | C | D | N | N | 85015220 | 1 | 4042948693902 | 3.5 | KG | 955.6 | 955.6 | MC05 | MC05 | SIMOTICS S-1FK2 CT Servo motor M0=3.2 Nm; PN = 1.0 kW at nN=3000 rpm; Converter at max. 480 V supply system; Degree of protection IP64; Shaft D19x40 mm with feather key; Absolute encoder 22-bit + 12-bit Multiturn (encoder AM22DQC); With DRIVE-CLiQ interface; Power connector Size M17 | novo out 2017 | 0 | 0
1FK2204-6AF00-1SA0 |  | 1FK2204-6AF00-1SA0 | 1 | UN | 1 | 15 | C | D | N | N | 85015220 | 1 | 4042948693919 | 3.5 | KG | 747.34 | 747.34 | MC05 | MC05 | SIMOTICS S-1FK2 CT Servo motor M0=3.2 Nm; PN = 1 kW at nN=3000 rpm; Converter at max. 480 V supply system; Degree of protection IP64; Shaft D19x40 mm with feather key; Absolute encoder single-turn 22 bit (encoder AS22DQC); With OCC interface; Connector size M17, rotatable; | novo out 2017 | 0 | 0
1FK2204-6AF00-1SB0 |  | 1FK2204-6AF00-1SB0 | 1 | UN | 1 | 15 | C | D | N | N | 85015220 | 1 | 4042948693926 | 3.5 | KG | 747.34 | 747.34 | MC05 | MC05 | SIMOTICS S-1FK2 CT Servo motor M0=3.2 Nm; PN = 1.0 kW at nN=3000 rpm; Converter at max. 480 V supply system; Degree of protection IP64; Shaft D19x40 mm with feather key; Absolute encoder single-turn 22 bit (encoder AS22DQC); With DRIVE-CLiQ interface; Power connector size M17 | novo out 2017 | 0 | 0
1FK2204-6AF01-0MA0 |  | 1FK2204-6AF01-0MA0 | 1 | UN | 1 | 15 | C | D | N | N | 85015220 | 1 | 4042948693933 | 3.5 | KG | 1013.75 | 1013.75 | MC05 | MC05 | SIMOTICS S-1FK2 CT Servo motor M0=3.2 Nm; PN = 1 kW at nN=3000 rpm; Converter at max. 480 V supply system; Degree of protection IP65; cylindrical shaft D19x40 mm; Absolute encoder 22-bit + 12-bit multi-turn (encoder AM22DQC); with OCC interface; Connector size M17, rotatable; | novo out 2017 | 0 | 0
1FK2204-6AF01-0MB0 |  | 1FK2204-6AF01-0MB0 | 1 | UN | 1 | 15 | C | D | N | N | 85015220 | 1 | 4042948693940 | 3.5 | KG | 1013.75 | 1013.75 | MC05 | MC05 | SIMOTICS S-1FK2 CT Servo motor M0=3.2 Nm; PN = 1.0 kW at nN=3000 rpm; Converter at max. 480 V supply system; Degree of protection IP65; Cylindrical shaft D19x40 mm; Absolute encoder 22-bit + 12-bit Multiturn (encoder AM22DQC); With DRIVE-CLiQ interface; Power connector Size M17 | novo out 2017 | 0 | 0
1FK2204-6AF01-0SA0 |  | 1FK2204-6AF01-0SA0 | 1 | UN | 1 | 15 | C | D | N | N | 85015220 | 1 | 4042948695036 | 3.5 | KG | 805.49 | 805.49 | MC05 | MC05 | SIMOTICS S-1FK2 CT Servo motor M0=3.2 Nm; PN = 1 kW at nN=3000 rpm; Converter at max. 480 V supply system; Degree of protection IP65; Cylindrical shaft D19x40 mm; Absolute encoder single-turn 22 bit (encoder AS22DQC); With OCC interface; Connector size M17, rotatable; | novo out 2017 | 0 | 0
1FK2204-6AF01-0SB0 |  | 1FK2204-6AF01-0SB0 | 1 | UN | 1 | 15 | C | D | N | N | 85015220 | 1 | 4042948695043 | 3.5 | KG | 805.49 | 805.49 | MC05 | MC05 | SIMOTICS S-1FK2 CT Servo motor M0=3.2 Nm; PN = 1.0 kW at nN=3000 rpm; Converter at max. 480 V supply system; Degree of protection IP65; Cylindrical shaft D19x40 mm; Absolute encoder single-turn 22 bit (encoder AS22DQC); With DRIVE-CLiQ interface; Power connector size M17 | novo out 2017 | 0 | 0
1FK2204-6AF01-1MA0 |  | 1FK2204-6AF01-1MA0 | 1 | UN | 1 | 15 | C | D | N | N | 85015220 | 1 | 4042948695050 | 3.5 | KG | 1013.75 | 1013.75 | MC05 | MC05 | SIMOTICS S-1FK2 CT Servo motor M0=3.2 Nm; PN = 1 kW at nN=3000 rpm; Converter at max. 480 V supply system; Degree of protection IP65; Shaft D19x40 mm with feather key; Absolute encoder 22-bit + 12-bit multi-turn (encoder AM22DQC); with OCC interface; Connector size M17, rotatable; | novo out 2017 | 0 | 0
1FK2204-6AF01-1MB0 |  | 1FK2204-6AF01-1MB0 | 1 | UN | 1 | 15 | C | D | N | N | 85015220 | 1 | 4042948695067 | 3.5 | KG | 1013.75 | 1013.75 | MC05 | MC05 | SIMOTICS S-1FK2 CT Servo motor M0=3.2 Nm; PN = 1.0 kW at nN=3000 rpm; Converter at max. 480 V supply system; Degree of protection IP65; Shaft D19x40 mm with feather key; Absolute encoder 22-bit + 12-bit Multiturn (encoder AM22DQC); With DRIVE-CLiQ interface; Power connector Size M17 | novo out 2017 | 0 | 0
1FK2204-6AF01-1SA0 |  | 1FK2204-6AF01-1SA0 | 1 | UN | 1 | 15 | C | D | N | N | 85015220 | 1 | 4042948695074 | 3.5 | KG | 805.49 | 805.49 | MC05 | MC05 | SIMOTICS S-1FK2 CT Servo motor M0=3.2 Nm; PN = 1 kW at nN=3000 rpm; Converter at max. 480 V supply system; Degree of protection IP65; Shaft D19x40 mm with feather key; Absolute encoder single-turn 22 bit (encoder AS22DQC); With OCC interface; Connector size M17, rotatable; | novo out 2017 | 0 | 0
1FK2204-6AF01-1SB0 |  | 1FK2204-6AF01-1SB0 | 1 | UN | 1 | 15 | C | D | N | N | 85015220 | 1 | 4042948695081 | 3.5 | KG | 805.49 | 805.49 | MC05 | MC05 | SIMOTICS S-1FK2 CT Servo motor M0=3.2 Nm; PN = 1.0 kW at nN=3000 rpm; Converter at max. 480 V supply system; Degree of protection IP65; Shaft D19x40 mm with feather key; Absolute encoder single-turn 22 bit (encoder AS22DQC); With DRIVE-CLiQ interface; Power connector size M17 | novo out 2017 | 0 | 0
1FK2204-6AF10-0MA0 |  | 1FK2204-6AF10-0MA0 | 1 | UN | 1 | 15 | C | D | N | N | 85015220 | 1 | 4042948695098 | 4.35 | KG | 1122.53 | 1122.53 | MC05 | MC05 | SIMOTICS S-1FK2 CT Servo motor M0=3.2 Nm; PN = 1 kW at nN=3000 rpm; Converter at max. 480 V supply system; with holding brake; Degree of protection IP64; cylindrical shaft D19x40 mm; Absolute encoder 22-bit + 12-bit multi-turn (encoder AM22DQC); with OCC interface; Connector size M17, rotatable; | novo out 2017 | 0 | 0
1FK2204-6AF10-0MB0 |  | 1FK2204-6AF10-0MB0 | 1 | UN | 1 | 15 | C | D | N | N | 85015220 | 1 | 4042948695104 | 4.35 | KG | 1122.53 | 1122.53 | MC05 | MC05 | SIMOTICS S-1FK2 CT Servo motor M0=3.2 Nm; PN = 1.0 kW at nN=3000 rpm; Converter at max. 480 V supply system; With holding brake; Degree of protection IP64; Cylindrical shaft D19x40 mm; Absolute encoder 22-bit + 12-bit Multiturn (encoder AM22DQC); With DRIVE-CLiQ interface; Power connector Size M17 | novo out 2017 | 0 | 0
1FK2204-6AF10-0SA0 |  | 1FK2204-6AF10-0SA0 | 1 | UN | 1 | 15 | C | D | N | N | 85015220 | 1 | 4042948695111 | 4.35 | KG | 914.27 | 914.27 | MC05 | MC05 | SIMOTICS S-1FK2 CT Servo motor M0=3.2 Nm; PN = 1 kW at nN=3000 rpm; Converter at max. 480 V supply system; With holding brake; Degree of protection IP64; Cylindrical shaft D19x40 mm; Absolute encoder single-turn 22 bit (encoder AS22DQC); With OCC interface; Connector size M17, rotatable; | novo out 2017 | 0 | 0
1FK2204-6AF10-0SB0 |  | 1FK2204-6AF10-0SB0 | 1 | UN | 1 | 15 | C | D | N | N | 85015100 | 1 | 4042948695128 | 4.35 | KG | 914.27 | 914.27 | MC05 | MC05 | SIMOTICS S-1FK2 CT Servo motor M0=3.2 Nm; PN = 1.0 kW at nN=3000 rpm; Converter at max. 480 V supply system; With holding brake; Degree of protection IP64; Cylindrical shaft D19x40 mm; Absolute encoder single-turn 22 bit (encoder AS22DQC); With DRIVE-CLiQ interface; Power connector size M17 | novo out 2017 | 0 | 0
1FK2204-6AF10-1MA0 |  | 1FK2204-6AF10-1MA0 | 1 | UN | 1 | 15 | C | D | N | N | 85015220 | 1 | 4042948695135 | 4.35 | KG | 1122.53 | 1122.53 | MC05 | MC05 | SIMOTICS S-1FK2 CT Servo motor M0=3.2 Nm; PN = 1 kW at nN=3000 rpm; Converter at max. 480 V supply system; with holding brake; Degree of protection IP64; Shaft D19x40 mm with feather key; Absolute encoder 22-bit + 12-bit multi-turn (encoder AM22DQC); with OCC interface; Connector size M17, rotatable; | novo out 2017 | 0 | 0
1FK2204-6AF10-1MB0 |  | 1FK2204-6AF10-1MB0 | 1 | UN | 1 | 15 | C | D | N | N | 85015220 | 1 | 4042948695142 | 4.35 | KG | 1122.53 | 1122.53 | MC05 | MC05 | SIMOTICS S-1FK2 CT Servo motor M0=3.2 Nm; PN = 1.0 kW at nN=3000 rpm; Converter at max. 480 V supply system; With holding brake; Degree of protection IP64; Shaft D19x40 mm with feather key; Absolute encoder 22-bit + 12-bit Multiturn (encoder AM22DQC); With DRIVE-CLiQ interface; Power connector Size M17 | novo out 2017 | 0 | 0
1FK2204-6AF10-1SA0 |  | 1FK2204-6AF10-1SA0 | 1 | UN | 1 | 15 | C | D | N | N | 85015220 | 1 | 4042948695159 | 4.35 | KG | 914.27 | 914.27 | MC05 | MC05 | SIMOTICS S-1FK2 CT Servo motor M0=3.2 Nm; PN = 1 kW at nN=3000 rpm; Converter at max. 480 V supply system; With holding brake; Degree of protection IP64; Shaft D19x40 mm with feather key; Absolute encoder single-turn 22 bit (encoder AS22DQC); With OCC interface; Connector size M17, rotatable; | novo out 2017 | 0 | 0
1FK2204-6AF10-1SB0 |  | 1FK2204-6AF10-1SB0 | 1 | UN | 1 | 15 | C | D | N | N | 85015220 | 1 | 4042948695166 | 4.35 | KG | 914.27 | 914.27 | MC05 | MC05 | SIMOTICS S-1FK2 CT Servo motor M0=3.2 Nm; PN = 1.0 kW at nN=3000 rpm; Converter at max. 480 V supply system; With holding brake; Degree of protection IP64; Shaft D19x40 mm with feather key; Absolute encoder single-turn 22 bit (encoder AS22DQC); With DRIVE-CLiQ interface; Power connector size M17 | novo out 2017 | 0 | 0
1FK2204-6AF11-0MA0 |  | 1FK2204-6AF11-0MA0 | 1 | UN | 1 | 15 | C | D | N | N | 85015220 | 1 | 4042948695173 | 4.35 | KG | 1180.68 | 1180.68 | MC05 | MC05 | SIMOTICS S-1FK2 CT Servo motor M0=3.2 Nm; PN = 1 kW at nN=3000 rpm; Converter at max. 480 V supply system; with holding brake; Degree of protection IP65; cylindrical shaft D19x40 mm; Absolute encoder 22-bit + 12-bit multi-turn (encoder AM22DQC); with OCC interface; Connector size M17, rotatable; | novo out 2017 | 0 | 0
1FK2204-6AF11-0MB0 |  | 1FK2204-6AF11-0MB0 | 1 | UN | 1 | 15 | C | D | N | N | 85015220 | 1 | 4042948695180 | 4.35 | KG | 1180.68 | 1180.68 | MC05 | MC05 | SIMOTICS S-1FK2 CT Servo motor M0=3.2 Nm; PN = 1.0 kW at nN=3000 rpm; Converter at max. 480 V supply system; With holding brake; Degree of protection IP65; Cylindrical shaft D19x40 mm; Absolute encoder 22-bit + 12-bit Multiturn (encoder AM22DQC); With DRIVE-CLiQ interface; Power connector Size M17 | novo out 2017 | 0 | 0
1FK2204-6AF11-0SA0 |  | 1FK2204-6AF11-0SA0 | 1 | UN | 1 | 15 | C | D | N | N | 85015220 | 1 | 4042948695197 | 4.35 | KG | 972.42 | 972.42 | MC05 | MC05 | SIMOTICS S-1FK2 CT Servo motor M0=3.2 Nm; PN = 1 kW at nN=3000 rpm; Converter at max. 480 V supply system; With holding brake; Degree of protection IP65; Cylindrical shaft D19x40 mm; Absolute encoder single-turn 22 bit (encoder AS22DQC); With OCC interface; Connector size M17, rotatable; | novo out 2017 | 0 | 0
1FK2204-6AF11-0SB0 |  | 1FK2204-6AF11-0SB0 | 1 | UN | 1 | 15 | C | D | N | N | 85015220 | 1 | 4042948695203 | 4.35 | KG | 972.42 | 972.42 | MC05 | MC05 | SIMOTICS S-1FK2 CT Servo motor M0=3.2 Nm; PN = 1.0 kW at nN=3000 rpm; Converter at max. 480 V supply system; With holding brake; Degree of protection IP65; Cylindrical shaft D19x40 mm; Absolute encoder single-turn 22 bit (encoder AS22DQC); With DRIVE-CLiQ interface; Power connector size M17 | novo out 2017 | 0 | 0
1FK2204-6AF11-1MA0 |  | 1FK2204-6AF11-1MA0 | 1 | UN | 1 | 15 | C | D | N | N | 85015220 | 1 | 4042948695210 | 4.35 | KG | 1180.68 | 1180.68 | MC05 | MC05 | SIMOTICS S-1FK2 CT Servo motor M0=3.2 Nm; PN = 1 kW at nN=3000 rpm; Converter at max. 480 V supply system; with holding brake; Degree of protection IP65; Shaft D19x40 mm with feather key; Absolute encoder 22-bit + 12-bit multi-turn (encoder AM22DQC); with OCC interface; Connector size M17, rotatable; | novo out 2017 | 0 | 0
1FK2204-6AF11-1MB0 |  | 1FK2204-6AF11-1MB0 | 1 | UN | 1 | 15 | C | D | N | N | 85015220 | 1 | 4042948695227 | 4.35 | KG | 1180.68 | 1180.68 | MC05 | MC05 | SIMOTICS S-1FK2 CT Servo motor M0=3.2 Nm; PN = 1.0 kW at nN=3000 rpm; Converter at max. 480 V supply system; With holding brake; Degree of protection IP65; Shaft D19x40 mm with feather key; Absolute encoder 22-bit + 12-bit Multiturn (encoder AM22DQC); With DRIVE-CLiQ interface; Power connector Size M17 | novo out 2017 | 0 | 0
1FK2204-6AF11-1SA0 |  | 1FK2204-6AF11-1SA0 | 1 | UN | 1 | 15 | C | D | N | N | 85015220 | 1 | 4042948695234 | 4.35 | KG | 972.42 | 972.42 | MC05 | MC05 | SIMOTICS S-1FK2 CT Servo motor M0=3.2 Nm; PN = 1 kW at nN=3000 rpm; Converter at max. 480 V supply system; With holding brake; Degree of protection IP65; Shaft D19x40 mm with feather key; Absolute encoder single-turn 22 bit (encoder AS22DQC); With OCC interface; Connector size M17, rotatable; | novo out 2017 | 0 | 0
1FK2204-6AF11-1SB0 |  | 1FK2204-6AF11-1SB0 | 1 | UN | 1 | 15 | C | D | N | N | 85015220 | 1 | 4042948695241 | 4.35 | KG | 972.42 | 972.42 | MC05 | MC05 | SIMOTICS S-1FK2 CT Servo motor M0=3.2 Nm; PN = 1.0 kW at nN=3000 rpm; Converter at max. 480 V supply system; With holding brake; Degree of protection IP65; Shaft D19x40 mm with feather key; Absolute encoder single-turn 22 bit (encoder AS22DQC); With DRIVE-CLiQ interface; Power connector size M17 | novo out 2017 | 0 | 0
1FK2205-2AF00-0MA0 |  | 1FK2205-2AF00-0MA0 | 1 | UN | 1 | 20 | D | D | N | N | 85015220 | 1 | 4025515676386 | 4.91 | KG | 970.55 | 970.55 | MC05 | MC05 | SIMOTICS S-1FK2 CT Servo motor M0=3.6 Nm; PN = 0.94 kW at nN=3000 rpm; Converter on max. 480 V 3 AC mains Degree of protection IP64; Cylindrical shaft D19x40 mm; Absolute encoder 22-bit + 12-bit multi-turn (encoder AM22DQC); with OCC interface; Connector size M17, rotatable; |  | 0 | 0
1FK2205-2AF00-0MB0 |  | 1FK2205-2AF00-0MB0 | 1 | UN | 1 | 20 | D | D | N | N | 85015220 | 1 | 4025515676393 | 4.91 | KG | 970.55 | 970.55 | MC05 | MC05 | SIMOTICS S-1FK2 CT Servo motor M0=3.6 Nm; PN = 0.94 kW at nN=3000 rpm; Converter on max. 480V AC 3-ph. mains Degree of protection IP64; Cylindrical shaft D19x40 mm; Absolute encoder 22-bit + 12-bit multi-turn (encoder AM22DQC) with DRIVE-CLiQ interface; Power connector size M17 Power connector size M23 |  | 0 | 0
1FK2205-2AF00-0SA0 |  | 1FK2205-2AF00-0SA0 | 1 | UN | 1 | 20 | D | D | N | N | 85015220 | 1 | 4025515676416 | 4.91 | KG | 762.29 | 762.29 | MC05 | MC05 | SIMOTICS S-1FK2 CT Servo motor M0=3.6 Nm; PN = 0.94 kW at nN=3000 rpm; Converter on max. 480 V 3 AC mains Degree of protection IP64; Cylindrical shaft D19x40 mm; Absolute encoder single-turn 22 bit (encoder AS22DQC); With OCC interface; Connector size M17, rotatable; |  | 0 | 0
1FK2205-2AF00-0SB0 |  | 1FK2205-2AF00-0SB0 | 1 | UN | 1 | 20 | D | D | N | N | 85015220 | 1 | 4025515676447 | 4.91 | KG | 762.29 | 762.29 | MC05 | MC05 | SIMOTICS S-1FK2 CT Servo motor M0=3.6 Nm; PN = 0.94 kW at nN=3000 rpm; Converter on max. 480V AC 3-ph. mains Degree of protection IP64; Cylindrical shaft D19x40 mm; Absolute encoder single-turn 22-bit (encoder AS22DQC); with DRIVE-CLiQ interface; Power connector size M17 Power connector size M23 |  | 0 | 0
1FK2205-2AF00-1MA0 |  | 1FK2205-2AF00-1MA0 | 1 | UN | 1 | 20 | D | D | N | N | 85015220 | 1 | 4025515676461 | 4.91 | KG | 970.55 | 970.55 | MC05 | MC05 | SIMOTICS S-1FK2 CT Servo motor M0=3.6 Nm; PN = 0.94 kW at nN=3000 rpm; Converter on max. 480 V 3 AC mains Degree of protection IP64; Shaft D19x40 mm with feather key; Absolute encoder 22-bit + 12-bit Multi-turn (encoder AM22DQC); With OCC interface; Connector size M17, rotatable; |  | 0 | 0
1FK2205-2AF00-1MB0 |  | 1FK2205-2AF00-1MB0 | 1 | UN | 1 | 20 | D | D | N | N | 85015220 | 1 | 4025515676485 | 4.91 | KG | 970.55 | 970.55 | MC05 | MC05 | SIMOTICS S-1FK2 CT Servo motor M0=3.6 Nm; PN = 0.94 kW at nN=3000 rpm; Converter on max. 480V AC 3-ph. mains Degree of protection IP64; Shaft D19x40 mm with feather key; Absolute encoder 22-bit + 12-bit multi-turn (encoder AM22DQC) with DRIVE-CLiQ interface; Power connector size M17 Power connector size M23 |  | 0 | 0
1FK2205-2AF00-1SA0 |  | 1FK2205-2AF00-1SA0 | 1 | UN | 1 | 20 | D | D | N | N | 85015220 | 1 | 4025515676492 | 4.91 | KG | 762.29 | 762.29 | MC05 | MC05 | SIMOTICS S-1FK2 CT Servo motor M0=3.6 Nm; PN = 0.94 kW at nN=3000 rpm; Converter on max. 480 V 3 AC mains Degree of protection IP64; Shaft D19x40 mm with feather key; Absolute encoder single-turn 22 bit (encoder AS22DQC); With OCC interface; Connector size M17, rotatable; |  | 0 | 0
1FK2205-2AF00-1SB0 |  | 1FK2205-2AF00-1SB0 | 1 | UN | 1 | 20 | D | D | N | N | 85015220 | 1 | 4025515676508 | 4.91 | KG | 762.29 | 762.29 | MC05 | MC05 | SIMOTICS S-1FK2 CT Servo motor M0=3.6 Nm; PN = 0.94 kW at nN=3000 rpm; Converter on max. 480V AC 3-ph. mains Degree of protection IP64; Shaft D19x40 mm with feather key; Absolute encoder single-turn 22-bit (encoder AS22DQC); with DRIVE-CLiQ interface; Power connector size M17 Power connector size M23 |  | 0 | 0
1FK2205-2AF01-0MA0 |  | 1FK2205-2AF01-0MA0 | 1 | UN | 1 | 20 | D | D | N | N | 85015220 | 1 | 4025515676621 | 4.91 | KG | 1028.7 | 1028.7 | MC05 | MC05 | SIMOTICS S-1FK2 CT Servo motor M0=3.6 Nm; PN = 0.94 kW at nN=3000 rpm; Converter on max. 480 V 3 AC mains Degree of protection IP65; Cylindrical shaft D19x40 mm; Absolute encoder 22-bit + 12-bit Multi-turn (encoder AM22DQC); With OCC interface; Connector size M17, rotatable; |  | 0 | 0
1FK2205-2AF01-0MB0 |  | 1FK2205-2AF01-0MB0 | 1 | UN | 1 | 20 | D | D | N | N | 85015220 | 1 | 4025515676676 | 4.91 | KG | 1028.7 | 1028.7 | MC05 | MC05 | SIMOTICS S-1FK2 CT Servo motor M0=3.6 Nm; PN = 0.94 kW at nN=3000 rpm; Converter on max. 480V AC 3-ph. mains Degree of protection IP65; Cylindrical shaft D19x40 mm; Absolute encoder 22-bit + 12-bit multi-turn (encoder AM22DQC) with DRIVE-CLiQ interface; Power connector size M17 Power connector size M23 |  | 0 | 0
1FK2205-2AF01-0SA0 |  | 1FK2205-2AF01-0SA0 | 1 | UN | 1 | 20 | D | D | N | N | 85015220 | 1 | 4025515676560 | 4.91 | KG | 820.44 | 820.44 | MC05 | MC05 | SIMOTICS S-1FK2 CT Servo motor M0=3.6 Nm; PN = 0.94 kW at nN=3000 rpm; Converter on max. 480 V 3 AC mains Degree of protection IP65; Cylindrical shaft D19x40 mm; Absolute encoder single-turn 22 bit (encoder AS22DQC); With OCC interface; Connector size M17, rotatable; |  | 0 | 0
1FK2205-2AF01-0SB0 |  | 1FK2205-2AF01-0SB0 | 1 | UN | 1 | 20 | D | D | N | N | 85015220 | 1 | 4025515676546 | 4.91 | KG | 820.44 | 820.44 | MC05 | MC05 | SIMOTICS S-1FK2 CT Servo motor M0=3.6 Nm; PN = 0.94 kW at nN=3000 rpm; Converter on max. 480V AC 3-ph. mains Degree of protection IP65; Cylindrical shaft D19x40 mm; Absolute encoder single-turn 22-bit (encoder AS22DQC); with DRIVE-CLiQ interface; Power connector size M17 Power connector size M23 |  | 0 | 0
1FK2205-2AF01-1MA0 |  | 1FK2205-2AF01-1MA0 | 1 | UN | 1 | 20 | D | D | N | N | 85015220 | 1 | 4025515676539 | 4.91 | KG | 1028.7 | 1028.7 | MC05 | MC05 | SIMOTICS S-1FK2 CT Servo motor M0=3.6 Nm; PN = 0.94 kW at nN=3000 rpm; Converter on max. 480 V 3 AC mains Degree of protection IP65; Shaft D19x40 mm with feather key; Absolute encoder 22-bit + 12-bit Multi-turn (encoder AM22DQC); With OCC interface; Connector size M17, rotatable; |  | 0 | 0
1FK2205-2AF01-1MB0 |  | 1FK2205-2AF01-1MB0 | 1 | UN | 1 | 20 | D | D | N | N | 85015220 | 1 | 4025515676232 | 4.91 | KG | 1028.7 | 1028.7 | MC05 | MC05 | SIMOTICS S-1FK2 CT Servo motor M0=3.6 Nm; PN = 0.94 kW at nN=3000 rpm; Converter on max. 480V AC 3-ph. mains Degree of protection IP65; Shaft D19x40 mm with feather key; Absolute encoder 22-bit + 12-bit multi-turn (encoder AM22DQC) with DRIVE-CLiQ interface; Power connector size M17 Power connector size M23 |  | 0 | 0
1FK2205-2AF01-1SA0 |  | 1FK2205-2AF01-1SA0 | 1 | UN | 1 | 20 | D | D | N | N | 85015220 | 1 | 4025515676225 | 4.91 | KG | 820.44 | 820.44 | MC05 | MC05 | SIMOTICS S-1FK2 CT Servo motor M0=3.6 Nm; PN = 0.94 kW at nN=3000 rpm; Converter on max. 480 V 3 AC mains Degree of protection IP65; Shaft D19x40 mm with feather key; Absolute encoder single-turn 22 bit (encoder AS22DQC); With OCC interface; Connector size M17, rotatable; |  | 0 | 0
1FK2205-2AF01-1SB0 |  | 1FK2205-2AF01-1SB0 | 1 | UN | 1 | 20 | D | D | N | N | 85015220 | 1 | 4025515676614 | 4.91 | KG | 820.44 | 820.44 | MC05 | MC05 | SIMOTICS S-1FK2 CT Servo motor M0=3.6 Nm; PN = 0.94 kW at nN=3000 rpm; Converter on max. 480V AC 3-ph. mains Degree of protection IP65; Shaft D19x40 mm with feather key; Absolute encoder single-turn 22-bit (encoder AS22DQC); with DRIVE-CLiQ interface; Power connector size M17 Power connector size M23 |  | 0 | 0
1FK2205-2AF10-0MA0 |  | 1FK2205-2AF10-0MA0 | 1 | UN | 1 | 20 | D | D | N | N | 85015220 | 1 | 4025515676690 | 5.91 | KG | 1165.3 | 1165.3 | MC05 | MC05 | SIMOTICS S-1FK2 CT Servo motor M0=3.6 Nm; PN = 0.94 kW at nN=3000 rpm; Converter on max. 480V AC 3-ph. mains with holding brake; Degree of protection IP64; Cylindrical shaft D19x40 mm; Absolute encoder 22-bit + 12-bit multi-turn (encoder AM22DQC) with OCC interface; Connector size M17, rotatable; |  | 0 | 0
1FK2205-2AF10-0MB0 |  | 1FK2205-2AF10-0MB0 | 1 | UN | 1 | 20 | D | D | N | N | 85015220 | 1 | 4025515677048 | 5.91 | KG | 1165.3 | 1165.3 | MC05 | MC05 | SIMOTICS S-1FK2 CT Servo motor M0=3.6 Nm; PN = 0.94 kW at nN=3000 rpm; Converter on max. 480V AC 3-ph. mains with holding brake; Degree of protection IP64; Cylindrical shaft D19x40 mm; Absolute encoder 22-bit + 12-bit multi-turn (encoder AM22DQC) with DRIVE-CLiQ interface; Power connector size M17 |  | 0 | 0
1FK2205-2AF10-0SA0 |  | 1FK2205-2AF10-0SA0 | 1 | UN | 1 | 20 | D | D | N | N | 85015220 | 1 | 4025515677000 | 5.91 | KG | 957.04 | 957.04 | MC05 | MC05 | SIMOTICS S-1FK2 CT Servo motor M0=3.6 Nm; PN = 0.94 kW at nN=3000 rpm; Converter on max. 480V AC 3-ph. mains with holding brake; Degree of protection IP64; Cylindrical shaft D19x40 mm; Absolute encoder single-turn 22-bit (encoder AS22DQC); with OCC interface; Connector size M17, rotatable; |  | 0 | 0
1FK2205-2AF10-0SB0 |  | 1FK2205-2AF10-0SB0 | 1 | UN | 1 | 20 | D | D | N | N | 85015220 | 1 | 4025515677031 | 5.91 | KG | 957.04 | 957.04 | MC05 | MC05 | SIMOTICS S-1FK2 CT Servo motor M0=3.6 Nm; PN = 0.94 kW at nN=3000 rpm; Converter on max. 480V AC 3-ph. mains with holding brake; Degree of protection IP64; Cylindrical shaft D19x40 mm; Absolute encoder single-turn 22-bit (encoder AS22DQC); with DRIVE-CLiQ interface; Power connector size M17 |  | 0 | 0
1FK2205-2AF10-1MA0 |  | 1FK2205-2AF10-1MA0 | 1 | UN | 1 | 20 | D | D | N | N | 85015220 | 1 | 4025515676973 | 5.91 | KG | 1165.3 | 1165.3 | MC05 | MC05 | SIMOTICS S-1FK2 CT Servo motor M0=3.6 Nm; PN = 0.94 kW at nN=3000 rpm; Converter on max. 480V AC 3-ph. mains with holding brake; Degree of protection IP64; Shaft D19x40 mm with feather key; Absolute encoder 22-bit + 12-bit multi-turn (encoder AM22DQC) with OCC interface; Connector size M17, rotatable; |  | 0 | 0
1FK2205-2AF10-1MB0 |  | 1FK2205-2AF10-1MB0 | 1 | UN | 1 | 20 | D | D | N | N | 85015220 | 1 | 4025515676881 | 5.91 | KG | 1165.3 | 1165.3 | MC05 | MC05 | SIMOTICS S-1FK2 CT Servo motor M0=3.6 Nm; PN = 0.94 kW at nN=3000 rpm; Converter on max. 480V AC 3-ph. mains with holding brake; Degree of protection IP64; Shaft D19x40 mm with feather key; Absolute encoder 22-bit + 12-bit multi-turn (encoder AM22DQC) with DRIVE-CLiQ interface; Power connector size M17 |  | 0 | 0
1FK2205-2AF10-1SA0 |  | 1FK2205-2AF10-1SA0 | 1 | UN | 1 | 20 | D | D | N | N | 85015220 | 1 | 4025515676874 | 5.91 | KG | 957.04 | 957.04 | MC05 | MC05 | SIMOTICS S-1FK2 CT Servo motor M0=3.6 Nm; PN = 0.94 kW at nN=3000 rpm; Converter on max. 480V AC 3-ph. mains with holding brake; Degree of protection IP64; Shaft D19x40 mm with feather key; Absolute encoder single-turn 22-bit (encoder AS22DQC); with OCC interface; Connector size M17, rotatable; |  | 0 | 0
1FK2205-2AF10-1SB0 |  | 1FK2205-2AF10-1SB0 | 1 | UN | 1 | 20 | D | D | N | N | 85015220 | 1 | 4025515677086 | 5.91 | KG | 957.04 | 957.04 | MC05 | MC05 | SIMOTICS S-1FK2 CT Servo motor M0=3.6 Nm; PN = 0.94 kW at nN=3000 rpm; Converter on max. 480V AC 3-ph. mains with holding brake; Degree of protection IP64; Shaft D19x40 mm with feather key; Absolute encoder single-turn 22-bit (encoder AS22DQC); with DRIVE-CLiQ interface; Power connector size M17 |  | 0 | 0
1FK2205-2AF11-0MA0 |  | 1FK2205-2AF11-0MA0 | 1 | UN | 1 | 20 | D | D | N | N | 85015220 | 1 | 4025515676331 | 5.91 | KG | 1223.45 | 1223.45 | MC05 | MC05 | SIMOTICS S-1FK2 CT Servo motor M0=3.6 Nm; PN = 0.94 kW at nN=3000 rpm; Converter on max. 480V AC 3-ph. mains with holding brake; Degree of protection IP65; Cylindrical shaft D19x40 mm; Absolute encoder 22-bit + 12-bit multi-turn (encoder AM22DQC) with OCC interface; Connector size M17, rotatable; |  | 0 | 0
1FK2205-2AF11-0MB0 |  | 1FK2205-2AF11-0MB0 | 1 | UN | 1 | 20 | D | D | N | N | 85015220 | 1 | 4025515676348 | 5.91 | KG | 1223.45 | 1223.45 | MC05 | MC05 | SIMOTICS S-1FK2 CT Servo motor M0=3.6 Nm; PN = 0.94 kW at nN=3000 rpm; Converter on max. 480V AC 3-ph. mains with holding brake; Degree of protection IP65; Cylindrical shaft D19x40 mm; Absolute encoder 22-bit + 12-bit multi-turn (encoder AM22DQC) with DRIVE-CLiQ interface; Power connector size M17 |  | 0 | 0
1FK2205-2AF11-0SA0 |  | 1FK2205-2AF11-0SA0 | 1 | UN | 1 | 20 | D | D | N | N | 85015220 | 1 | 4025515676324 | 5.91 | KG | 1015.19 | 1015.19 | MC05 | MC05 | SIMOTICS S-1FK2 CT Servo motor M0=3.6 Nm; PN = 0.94 kW at nN=3000 rpm; Converter on max. 480V AC 3-ph. mains with holding brake; Degree of protection IP65; Cylindrical shaft D19x40 mm; Absolute encoder single-turn 22-bit (encoder AS22DQC); with OCC interface; Connector size M17, rotatable; |  | 0 | 0
1FK2205-2AF11-0SB0 |  | 1FK2205-2AF11-0SB0 | 1 | UN | 1 | 20 | D | D | N | N | 85015220 | 1 | 4025515676287 | 5.91 | KG | 1015.19 | 1015.19 | MC05 | MC05 | SIMOTICS S-1FK2 CT Servo motor M0=3.6 Nm; PN = 0.94 kW at nN=3000 rpm; Converter on max. 480V AC 3-ph. mains with holding brake; Degree of protection IP65; Cylindrical shaft D19x40 mm; Absolute encoder single-turn 22-bit (encoder AS22DQC); with DRIVE-CLiQ interface; Power connector size M17 |  | 0 | 0
1FK2205-2AF11-1MA0 |  | 1FK2205-2AF11-1MA0 | 1 | UN | 1 | 20 | D | D | N | N | 85015220 | 1 | 4025515676270 | 5.91 | KG | 1223.45 | 1223.45 | MC05 | MC05 | SIMOTICS S-1FK2 CT Servo motor M0=3.6 Nm; PN = 0.94 kW at nN=3000 rpm; Converter on max. 480V AC 3-ph. mains with holding brake; Degree of protection IP65; Shaft D19x40 mm with feather key; Absolute encoder 22-bit + 12-bit multi-turn (encoder AM22DQC) with OCC interface; Connector size M17, rotatable; |  | 0 | 0
1FK2205-2AF11-1MB0 |  | 1FK2205-2AF11-1MB0 | 1 | UN | 1 | 20 | D | D | N | N | 85015220 | 1 | 4025515676263 | 5.91 | KG | 1223.45 | 1223.45 | MC05 | MC05 | SIMOTICS S-1FK2 CT Servo motor M0=3.6 Nm; PN = 0.94 kW at nN=3000 rpm; Converter on max. 480V AC 3-ph. mains with holding brake; Degree of protection IP65; Shaft D19x40 mm with feather key; Absolute encoder 22-bit + 12-bit multi-turn (encoder AM22DQC) with DRIVE-CLiQ interface; Power connector size M17 |  | 0 | 0
1FK2205-2AF11-1SA0 |  | 1FK2205-2AF11-1SA0 | 1 | UN | 1 | 20 | D | D | N | N | 85015220 | 1 | 4025515676249 | 5.91 | KG | 1015.19 | 1015.19 | MC05 | MC05 | SIMOTICS S-1FK2 CT Servo motor M0=3.6 Nm; PN = 0.94 kW at nN=3000 rpm; Converter on max. 480V AC 3-ph. mains with holding brake; Degree of protection IP65; Shaft D19x40 mm with feather key; Absolute encoder single-turn 22-bit (encoder AS22DQC); with OCC interface; Connector size M17, rotatable; |  | 0 | 0
1FK2205-2AF11-1SB0 |  | 1FK2205-2AF11-1SB0 | 1 | UN | 1 | 20 | D | D | N | N | 85015220 | 1 | 4025515676126 | 5.91 | KG | 1015.19 | 1015.19 | MC05 | MC05 | SIMOTICS S-1FK2 CT Servo motor M0=3.6 Nm; PN = 0.94 kW at nN=3000 rpm; Converter on max. 480V AC 3-ph. mains with holding brake; Degree of protection IP65; Shaft D19x40 mm with feather key; Absolute encoder single-turn 22-bit (encoder AS22DQC); with DRIVE-CLiQ interface; Power connector size M17 |  | 0 | 0
1FK2205-4AF00-0MA0 |  | 1FK2205-4AF00-0MA0 | 1 | UN | 1 | 20 | D | D | N | N | 85015220 | 1 | 4025515676065 | 6.36 | KG | 1107.84 |  | MC05 |  | SIMOTICS S-1FK2 CT Servo motor M0=6 Nm; PN = 1.45 kW at nN=3000 rpm; Converter on max. 480 V 3 AC mains Degree of protection IP64; Cylindrical shaft D19x40 mm; Absolute encoder 22-bit + 12-bit Multi-turn (encoder AM22DQC); With OCC interface; Connector size M17, rotatable; |  | 0 | 0
1FK2205-4AF00-0MB0 |  | 1FK2205-4AF00-0MB0 | 1 | UN | 1 | 20 | D | D | N | N | 85015220 | 1 | 4025515676140 | 6.36 | KG | 1107.84 | 1107.84 | MC05 | MC05 | SIMOTICS S-1FK2 CT Servo motor M0=6 Nm; PN = 1.45 kW at nN=3000 rpm; Converter on max. 480V AC 3-ph. mains Degree of protection IP64; Cylindrical shaft D19x40 mm; Absolute encoder 22-bit + 12-bit multi-turn (encoder AM22DQC) with DRIVE-CLiQ interface; Power connector size M17 Power connector size M23 |  | 0 | 0
1FK2205-4AF00-0SA0 |  | 1FK2205-4AF00-0SA0 | 1 | UN | 1 | 20 | D | D | N | N | 85015220 | 1 | 4025515676058 | 6.36 | KG | 899.58 |  | MC05 |  | SIMOTICS S-1FK2 CT Servo motor M0=6 Nm; PN = 1.45 kW at nN=3000 rpm; Converter on max. 480 V 3 AC mains Degree of protection IP64; Cylindrical shaft D19x40 mm; Absolute encoder single-turn 22 bit (encoder AS22DQC); With OCC interface; Connector size M17, rotatable; |  | 0 | 0
1FK2205-4AF00-0SB0 |  | 1FK2205-4AF00-0SB0 | 1 | UN | 1 | 20 | D | D | N | N | 85015220 | 1 | 4025515676164 | 6.36 | KG | 899.58 | 899.58 | MC05 | MC05 | SIMOTICS S-1FK2 CT Servo motor M0=6 Nm; PN = 1.45 kW at nN=3000 rpm; Converter on max. 480V AC 3-ph. mains Degree of protection IP64; Cylindrical shaft D19x40 mm; Absolute encoder single-turn 22-bit (encoder AS22DQC); with DRIVE-CLiQ interface; Power connector size M17 Power connector size M23 |  | 0 | 0
1FK2205-4AF00-1MA0 |  | 1FK2205-4AF00-1MA0 | 1 | UN | 1 | 20 | D | D | N | N | 85015220 | 1 | 4025515676010 | 6.36 | KG | 1107.84 |  | MC05 |  | SIMOTICS S-1FK2 CT Servo motor M0=6 Nm; PN = 1.45 kW at nN=3000 rpm; Converter on max. 480 V 3 AC mains Degree of protection IP64; Shaft D19x40 mm with feather key; Absolute encoder 22-bit + 12-bit Multi-turn (encoder AM22DQC); With OCC interface; Connector size M17, rotatable; |  | 0 | 0
1FK2205-4AF00-1MB0 |  | 1FK2205-4AF00-1MB0 | 1 | UN | 1 | 20 | D | D | N | N | 85015220 | 1 | 4025515677185 | 6.36 | KG | 1107.84 | 1107.84 | MC05 | MC05 | SIMOTICS S-1FK2 CT Servo motor M0=6 Nm; PN = 1.45 kW at nN=3000 rpm; Converter on max. 480V AC 3-ph. mains Degree of protection IP64; Shaft D19x40 mm with feather key; Absolute encoder 22-bit + 12-bit multi-turn (encoder AM22DQC) with DRIVE-CLiQ interface; Power connector size M17 Power connector size M23 |  | 0 | 0
1FK2205-4AF00-1SA0 |  | 1FK2205-4AF00-1SA0 | 1 | UN | 1 | 20 | D | D | N | N | 85015220 | 1 | 4025515675754 | 6.36 | KG | 899.58 |  | MC05 |  | SIMOTICS S-1FK2 CT Servo motor M0=6 Nm; PN = 1.45 kW at nN=3000 rpm; Converter on max. 480 V 3 AC mains Degree of protection IP64; Shaft D19x40 mm with feather key; Absolute encoder single-turn 22 bit (encoder AS22DQC); With OCC interface; Connector size M17, rotatable; |  | 0 | 0
1FK2205-4AF00-1SB0 |  | 1FK2205-4AF00-1SB0 | 1 | UN | 1 | 20 | D | D | N | N | 85015220 | 1 | 4025515677239 | 6.36 | KG | 899.58 | 899.58 | MC05 | MC05 | SIMOTICS S-1FK2 CT Servo motor M0=6 Nm; PN = 1.45 kW at nN=3000 rpm; Converter on max. 480V AC 3-ph. mains Degree of protection IP64; Shaft D19x40 mm with feather key; Absolute encoder single-turn 22-bit (encoder AS22DQC); with DRIVE-CLiQ interface; Power connector size M17 Power connector size M23 |  | 0 | 0
1FK2205-4AF01-0MA0 |  | 1FK2205-4AF01-0MA0 | 1 | UN | 1 | 20 | D | D | N | N | 85015220 | 1 | 4025515675747 | 6.36 | KG | 1165.99 |  | MC05 |  | SIMOTICS S-1FK2 CT Servo motor M0=6 Nm; PN = 1.45 kW at nN=3000 rpm; Converter on max. 480 V 3 AC mains Degree of protection IP65; Cylindrical shaft D19x40 mm; Absolute encoder 22-bit + 12-bit Multi-turn (encoder AM22DQC); With OCC interface; Connector size M17, rotatable; |  | 0 | 0
1FK2205-4AF01-0MB0 |  | 1FK2205-4AF01-0MB0 | 1 | UN | 1 | 20 | D | D | N | N | 85015220 | 1 | 4025515677215 | 6.36 | KG | 1165.99 | 1165.99 | MC05 | MC05 | SIMOTICS S-1FK2 CT Servo motor M0=6 Nm; PN = 1.45 kW at nN=3000 rpm; Converter on max. 480V AC 3-ph. mains Degree of protection IP65; Cylindrical shaft D19x40 mm; Absolute encoder 22-bit + 12-bit multi-turn (encoder AM22DQC) with DRIVE-CLiQ interface; Power connector size M17 Power connector size M23 |  | 0 | 0
1FK2205-4AF01-0SA0 |  | 1FK2205-4AF01-0SA0 | 1 | UN | 1 | 20 | D | D | N | N | 85015220 | 1 | 4025515675730 | 6.36 | KG | 957.73 |  | MC05 |  | SIMOTICS S-1FK2 CT Servo motor M0=6 Nm; PN = 1.45 kW at nN=3000 rpm; Converter on max. 480 V 3 AC mains Degree of protection IP65; Cylindrical shaft D19x40 mm; Absolute encoder single-turn 22 bit (encoder AS22DQC); With OCC interface; Connector size M17, rotatable; |  | 0 | 0
1FK2205-4AF01-0SB0 |  | 1FK2205-4AF01-0SB0 | 1 | UN | 1 | 20 | D | D | N | N | 85015220 | 1 | 4025515677208 | 6.36 | KG | 957.73 | 957.73 | MC05 | MC05 | SIMOTICS S-1FK2 CT Servo motor M0=6 Nm; PN = 1.45 kW at nN=3000 rpm; Converter on max. 480V AC 3-ph. mains Degree of protection IP65; Cylindrical shaft D19x40 mm; Absolute encoder single-turn 22-bit (encoder AS22DQC); with DRIVE-CLiQ interface; Power connector size M17 Power connector size M23 |  | 0 | 0
1FK2205-4AF01-1MA0 |  | 1FK2205-4AF01-1MA0 | 1 | UN | 1 | 20 | D | D | N | N | 85015220 | 1 | 4025515675723 | 6.36 | KG | 1165.99 |  | MC05 |  | SIMOTICS S-1FK2 CT Servo motor M0=6 Nm; PN = 1.45 kW at nN=3000 rpm; Converter on max. 480 V 3 AC mains Degree of protection IP65; Shaft D19x40 mm with feather key; Absolute encoder 22-bit + 12-bit Multi-turn (encoder AM22DQC); With OCC interface; Connector size M17, rotatable; |  | 0 | 0
1FK2205-4AF01-1MB0 |  | 1FK2205-4AF01-1MB0 | 1 | UN | 1 | 20 | D | D | N | N | 85015220 | 1 | 4025515677192 | 6.36 | KG | 1165.99 | 1165.99 | MC05 | MC05 | SIMOTICS S-1FK2 CT Servo motor M0=6 Nm; PN = 1.45 kW at nN=3000 rpm; Converter on max. 480V AC 3-ph. mains Degree of protection IP65; Shaft D19x40 mm with feather key; Absolute encoder 22-bit + 12-bit multi-turn (encoder AM22DQC) with DRIVE-CLiQ interface; Power connector size M17 Power connector size M23 |  | 0 | 0
1FK2205-4AF01-1SA0 |  | 1FK2205-4AF01-1SA0 | 1 | UN | 1 | 20 | D | D | N | N | 85015220 | 1 | 4025515675884 | 6.36 | KG | 957.73 |  | MC05 |  | SIMOTICS S-1FK2 CT Servo motor M0=6 Nm; PN = 1.45 kW at nN=3000 rpm; Converter on max. 480 V 3 AC mains Degree of protection IP65; Shaft D19x40 mm with feather key; Absolute encoder single-turn 22 bit (encoder AS22DQC); With OCC interface; Connector size M17, rotatable; |  | 0 | 0
1FK2205-4AF01-1SB0 |  | 1FK2205-4AF01-1SB0 | 1 | UN | 1 | 20 | D | D | N | N | 85015220 | 1 | 4025515677109 | 6.36 | KG | 957.73 | 957.73 | MC05 | MC05 | SIMOTICS S-1FK2 CT Servo motor M0=6 Nm; PN = 1.45 kW at nN=3000 rpm; Converter on max. 480V AC 3-ph. mains Degree of protection IP65; Shaft D19x40 mm with feather key; Absolute encoder single-turn 22-bit (encoder AS22DQC); with DRIVE-CLiQ interface; Power connector size M17 Power connector size M23 |  | 0 | 0
1FK2205-4AF10-0MA0 |  | 1FK2205-4AF10-0MA0 | 1 | UN | 1 | 20 | D | D | N | N | 85015220 | 1 | 4025515675716 | 7.36 | KG | 1302.58 |  | MC05 |  | SIMOTICS S-1FK2 CT Servo motor M0=6 Nm; PN = 1.45 kW at nN=3000 rpm; converter on max. 3 AC 480 V mains with holding brake; Degree of protection IP64; cylindrical shaft D19x40 mm; absolute encoder 22-bit + 12-bit multi-turn (Encoder AM22DQC); with OCC interface; connector size M17, rotatable; |  | 0 | 0
1FK2205-4AF10-0MB0 |  | 1FK2205-4AF10-0MB0 | 1 | UN | 1 | 20 | D | D | N | N | 85015220 | 1 | 4025515676867 | 7.36 | KG | 1302.58 | 1302.58 | MC05 | MC05 | SIMOTICS S-1FK2 CT Servo motor M0=6 Nm; PN = 1.45 kW at nN=3000 rpm; Converter on max. 480V AC 3-ph. mains with holding brake; Degree of protection IP64; Cylindrical shaft D19x40 mm; Absolute encoder 22-bit + 12-bit multi-turn (encoder AM22DQC) with DRIVE-CLiQ interface; Power connector size M17 |  | 0 | 0
1FK2205-4AF10-0SA0 |  | 1FK2205-4AF10-0SA0 | 1 | UN | 1 | 20 | D | D | N | N | 85015220 | 1 | 4025515675853 | 7.36 | KG | 1094.34 |  | MC05 |  | SIMOTICS S-1FK2 CT Servo motor M0=6 Nm; PN = 1.45 kW at nN=3000 rpm; converter on max. 3 AC 480 V mains with holding brake; Degree of protection IP64; cylindrical shaft D19x40 mm; absolute encoder single-turn 22 bit (Encoder AS22DQC); with OCC interface; connector size M17, rotatable; |  | 0 | 0
1FK2205-4AF10-0SB0 |  | 1FK2205-4AF10-0SB0 | 1 | UN | 1 | 20 | D | D | N | N | 85015220 | 1 | 4025515676898 | 7.36 | KG | 1094.34 | 1094.34 | MC05 | MC05 | SIMOTICS S-1FK2 CT Servo motor M0=6 Nm; PN = 1.45 kW at nN=3000 rpm; Converter on max. 480V AC 3-ph. mains with holding brake; Degree of protection IP64; Cylindrical shaft D19x40 mm; Absolute encoder single-turn 22-bit (encoder AS22DQC); with DRIVE-CLiQ interface; Power connector size M17 |  | 0 | 0
1FK2205-4AF10-1MA0 |  | 1FK2205-4AF10-1MA0 | 1 | UN | 1 | 20 | D | D | N | N | 85015220 | 1 | 4025515675846 | 7.36 | KG | 1302.58 |  | MC05 |  | SIMOTICS S-1FK2 CT Servo motor M0=6 Nm; PN = 1.45 kW at nN=3000 rpm; converter on max. 3 AC 480 V mains with holding brake; Degree of protection IP64; shaft D19x40 mm with feather key; absolute encoder 22-bit + 12-bit multi-turn (Encoder AM22DQC); with OCC interface; connector size M17, rotatable; |  | 0 | 0
1FK2205-4AF10-1MB0 |  | 1FK2205-4AF10-1MB0 | 1 | UN | 1 | 20 | D | D | N | N | 85015220 | 1 | 4025515676911 | 7.36 | KG | 1302.58 | 1302.58 | MC05 | MC05 | SIMOTICS S-1FK2 CT Servo motor M0=6 Nm; PN = 1.45 kW at nN=3000 rpm; Converter on max. 480V AC 3-ph. mains with holding brake; Degree of protection IP64; Shaft D19x40 mm with feather key; Absolute encoder 22-bit + 12-bit multi-turn (encoder AM22DQC) with DRIVE-CLiQ interface; Power connector size M17 |  | 0 | 0
1FK2205-4AF10-1SA0 |  | 1FK2205-4AF10-1SA0 | 1 | UN | 1 | 20 | D | D | N | N | 85015220 | 1 | 4025515675624 | 7.36 | KG | 1094.34 |  | MC05 |  | SIMOTICS S-1FK2 CT Servo motor M0=6 Nm; PN = 1.45 kW at nN=3000 rpm; converter on max. 3 AC 480 V mains with holding brake; Degree of protection IP64; shaft D19x40 mm with feather key; absolute encoder single-turn 22 bit (Encoder AS22DQC); with OCC interface; connector size M17, rotatable; |  | 0 | 0
1FK2205-4AF10-1SB0 |  | 1FK2205-4AF10-1SB0 | 1 | UN | 1 | 20 | D | D | N | N | 85015220 | 1 | 4025515677024 | 7.36 | KG | 1094.34 | 1094.34 | MC05 | MC05 | SIMOTICS S-1FK2 CT Servo motor M0=6 Nm; PN = 1.45 kW at nN=3000 rpm; Converter on max. 480V AC 3-ph. mains with holding brake; Degree of protection IP64; Shaft D19x40 mm with feather key; Absolute encoder single-turn 22-bit (encoder AS22DQC); with DRIVE-CLiQ interface; Power connector size M17 |  | 0 | 0
1FK2205-4AF11-0MA0 |  | 1FK2205-4AF11-0MA0 | 1 | UN | 1 | 20 | D | D | N | N | 85015220 | 1 | 4025515675808 | 7.36 | KG | 1360.73 |  | MC05 |  | SIMOTICS S-1FK2 CT Servo motor M0=6 Nm; PN = 1.45 kW at nN=3000 rpm; converter on max. 3 AC 480 V mains with holding brake; Degree of protection IP65; cylindrical shaft D19x40 mm; absolute encoder 22-bit + 12-bit multi-turn (Encoder AM22DQC); with OCC interface; connector size M17, rotatable; |  | 0 | 0
1FK2205-4AF11-0MB0 |  | 1FK2205-4AF11-0MB0 | 1 | UN | 1 | 20 | D | D | N | N | 85015220 | 1 | 4025515676959 | 7.36 | KG | 1360.73 | 1360.73 | MC05 | MC05 | SIMOTICS S-1FK2 CT Servo motor M0=6 Nm; PN = 1.45 kW at nN=3000 rpm; Converter on max. 480V AC 3-ph. mains with holding brake; Degree of protection IP65; Cylindrical shaft D19x40 mm; Absolute encoder 22-bit + 12-bit multi-turn (encoder AM22DQC) with DRIVE-CLiQ interface; Power connector size M17 |  | 0 | 0
1FK2205-4AF11-0SA0 |  | 1FK2205-4AF11-0SA0 | 1 | UN | 1 | 20 | D | D | N | N | 85015220 | 1 | 4025515675815 | 7.36 | KG | 1152.49 |  | MC05 |  | SIMOTICS S-1FK2 CT Servo motor M0=6 Nm; PN = 1.45 kW at nN=3000 rpm; converter on max. 3 AC 480 V mains with holding brake; Degree of protection IP65; cylindrical shaft D19x40 mm; absolute encoder single-turn 22 bit (Encoder AS22DQC); with OCC interface; connector size M17, rotatable; |  | 0 | 0
1FK2205-4AF11-0SB0 |  | 1FK2205-4AF11-0SB0 | 1 | UN | 1 | 20 | D | D | N | N | 85015220 | 1 | 4025515676942 | 7.36 | KG | 1152.49 | 1152.49 | MC05 | MC05 | SIMOTICS S-1FK2 CT Servo motor M0=6 Nm; PN = 1.45 kW at nN=3000 rpm; Converter on max. 480V AC 3-ph. mains with holding brake; Degree of protection IP65; Cylindrical shaft D19x40 mm; Absolute encoder single-turn 22-bit (encoder AS22DQC); with DRIVE-CLiQ interface; Power connector size M17 |  | 0 | 0
1FK2205-4AF11-1MA0 |  | 1FK2205-4AF11-1MA0 | 1 | UN | 1 | 20 | D | D | N | N | 85015220 | 1 | 4025515675822 | 7.36 | KG | 1360.73 |  | MC05 |  | SIMOTICS S-1FK2 CT servo motor M0=6 Nm; PN = 1.45 kW at nN=3000 rpm; converter on max. 3 AC 480 V mains with holding brake; Degree of protection IP65; shaft D19x40 mm with feather key; absolute encoder 22-bit + 12-bit multi-turn (Encoder AM22DQC); with OCC interface; connector size M17, rotatable; |  | 0 | 0
1FK2205-4AF11-1MB0 |  | 1FK2205-4AF11-1MB0 | 1 | UN | 1 | 20 | D | D | N | N | 85015220 | 1 | 4025515676935 | 7.36 | KG | 1360.73 | 1360.73 | MC05 | MC05 | SIMOTICS S-1FK2 CT Servo motor M0=6 Nm; PN = 1.45 kW at nN=3000 rpm; Converter on max. 480V AC 3-ph. mains with holding brake; Degree of protection IP65; Shaft D19x40 mm with feather key; Absolute encoder 22-bit + 12-bit multi-turn (encoder AM22DQC) with DRIVE-CLiQ interface; Power connector size M17 |  | 0 | 0
1FK2205-4AF11-1SA0 |  | 1FK2205-4AF11-1SA0 | 1 | UN | 1 | 20 | D | D | N | N | 85015220 | 1 | 4025515675839 | 7.36 | KG | 1152.49 |  | MC05 |  | SIMOTICS S-1FK2 CT servo motor M0=6 Nm; PN = 1.45 kW at nN=3000 rpm; converter on max. 3 AC 480 V mains with holding brake; Degree of protection IP65; shaft D19x40 mm with feather key; absolute encoder single-turn 22 bit (Encoder AS22DQC); with OCC interface; connector size M17, rotatable; |  | 0 | 0
1FK2205-4AF11-1SB0 |  | 1FK2205-4AF11-1SB0 | 1 | UN | 1 | 20 | D | D | N | N | 85015220 | 1 | 4025515676928 | 7.36 | KG | 1152.49 | 1152.49 | MC05 | MC05 | SIMOTICS S-1FK2 CT Servo motor M0=6 Nm; PN = 1.45 kW at nN=3000 rpm; Converter on max. 480V AC 3-ph. mains with holding brake; Degree of protection IP65; Shaft D19x40 mm with feather key; Absolute encoder single-turn 22-bit (encoder AS22DQC); with DRIVE-CLiQ interface; Power connector size M17 |  | 0 | 0
1FK2206-2AF00-0MB0 |  | 1FK2206-2AF00-0MB0 | 1 | UN | 1 | 20 | D | D | N | N | 85015220 | 1 | 4042948694145 | 6.3 | KG | 1133.2 | 1133.2 | MC05 | MC05 | SIMOTICS S-1FK2 CT Servo motor M0=6.5 Nm; PN = 1.7 kW at nN=3000 rpm; Converter at max. 480 V supply system; Degree of protection IP64; Cylindrical shaft D24x50 mm; Absolute encoder 22-bit + 12-bit Multiturn (encoder AM22DQC); With DRIVE-CLiQ interface; Power connector Size M23 | novo out 2017 | 0 | 0
1FK2206-2AF00-0SB0 |  | 1FK2206-2AF00-0SB0 | 1 | UN | 1 | 20 | D | D | N | N | 85015220 | 1 | 4042948694152 | 6.3 | KG | 924.96 | 924.96 | MC05 | MC05 | SIMOTICS S-1FK2 CT Servo motor M0=6.5 Nm; PN = 1.7 kW at nN=3000 rpm; Converter at max. 480 V supply system; Degree of protection IP64; Cylindrical shaft D24x50 mm; Absolute encoder single-turn 22 bit (encoder AS22DQC); With DRIVE-CLiQ interface; Power connector size M23 | novo out 2017 | 0 | 0
1FK2206-2AF00-1MB0 |  | 1FK2206-2AF00-1MB0 | 1 | UN | 1 | 20 | D | D | N | N | 85015220 | 1 | 4042948694169 | 6.3 | KG | 1133.2 | 1133.2 | MC05 | MC05 | SIMOTICS S-1FK2 CT Servo motor M0=6.5 Nm; PN = 1.7 kW at nN=3000 rpm; Converter at max. 480 V supply system; Degree of protection IP64; Shaft D24x50 mm with fitted key; Absolute encoder 22-bit + 12-bit Multiturn (encoder AM22DQC); With DRIVE-CLiQ interface; Power connector Size M23 | novo out 2017 | 0 | 0
1FK2206-2AF00-1SB0 |  | 1FK2206-2AF00-1SB0 | 1 | UN | 1 | 20 | D | D | N | N | 85015220 | 1 | 4042948694176 | 6.3 | KG | 924.96 | 924.96 | MC05 | MC05 | SIMOTICS S-1FK2 CT Servo motor M0=6.5 Nm; PN = 1.7 kW at nN=3000 rpm; Converter at max. 480 V supply system; Degree of protection IP64; Shaft D24x50 mm with feather key; Absolute encoder single-turn 22 bit (encoder AS22DQC); With DRIVE-CLiQ interface; Power connector size M23 | novo out 2017 | 0 | 0
1FK2206-2AF01-0MB0 |  | 1FK2206-2AF01-0MB0 | 1 | UN | 1 | 20 | D | D | N | N | 85015220 | 1 | 4042948694183 | 6.3 | KG | 1191.35 | 1191.35 | MC05 | MC05 | SIMOTICS S-1FK2 CT Servo motor M0=6.5 Nm; PN = 1.7 kW at nN=3000 rpm; Converter at max. 480 V supply system; Degree of protection IP65; Cylindrical shaft D24x50 mm; Absolute encoder 22-bit + 12-bit Multiturn (encoder AM22DQC); With DRIVE-CLiQ interface; Power connector Size M23 | novo out 2017 | 0 | 0
1FK2206-2AF01-0SB0 |  | 1FK2206-2AF01-0SB0 | 1 | UN | 1 | 20 | D | D | N | N | 85015220 | 1 | 4042948694190 | 6.3 | KG | 983.11 | 983.11 | MC05 | MC05 | SIMOTICS S-1FK2 CT Servo motor M0=6.5 Nm; PN = 1.7 kW at nN=3000 rpm; Converter at max. 480 V supply system; Degree of protection IP65; Cylindrical shaft D24x50 mm; Absolute encoder single-turn 22 bit (encoder AS22DQC); With DRIVE-CLiQ interface; Power connector size M23 | novo out 2017 | 0 | 0
1FK2206-2AF01-1MB0 |  | 1FK2206-2AF01-1MB0 | 1 | UN | 1 | 20 | D | D | N | N | 85015220 | 1 | 4042948694206 | 6.3 | KG | 1191.35 | 1191.35 | MC05 | MC05 | SIMOTICS S-1FK2 CT Servo motor M0=6.5 Nm; PN = 1.7 kW at nN=3000 rpm; Converter at max. 480 V supply system; Degree of protection IP65; Shaft D24x50 mm with fitted key; Absolute encoder 22-bit + 12-bit Multiturn (encoder AM22DQC); With DRIVE-CLiQ interface; Power connector Size M23 | novo out 2017 | 0 | 0
1FK2206-2AF01-1SB0 |  | 1FK2206-2AF01-1SB0 | 1 | UN | 1 | 20 | D | D | N | N | 85015220 | 1 | 4042948694213 | 6.3 | KG | 983.11 | 983.11 | MC05 | MC05 | SIMOTICS S-1FK2 CT Servo motor M0=6.5 Nm; PN = 1.7 kW at nN=3000 rpm; Converter at max. 480 V supply system; Degree of protection IP65; Shaft D24x50 mm with feather key; Absolute encoder single-turn 22 bit (encoder AS22DQC); With DRIVE-CLiQ interface; Power connector size M23 | novo out 2017 | 0 | 0
1FK2206-2AF10-0MB0 |  | 1FK2206-2AF10-0MB0 | 1 | UN | 1 | 20 | D | D | N | N | 85015220 | 1 | 4042948694220 | 7.9 | KG | 1355.78 | 1355.78 | MC05 | MC05 | SIMOTICS S-1FK2 CT Servo motor M0=6.5 Nm; PN = 1.7 kW at nN=3000 rpm; Converter at max. 480 V supply system; With holding brake; Degree of protection IP64; Cylindrical shaft D24x50 mm; Absolute encoder 22-bit + 12-bit Multiturn (encoder AM22DQC); With DRIVE-CLiQ interface; Power connector Size M23 | novo out 2017 | 0 | 0
1FK2206-2AF10-0SB0 |  | 1FK2206-2AF10-0SB0 | 1 | UN | 1 | 20 | D | D | N | N | 85015220 | 1 | 4042948694237 | 7.9 | KG | 1147.53 | 1147.53 | MC05 | MC05 | SIMOTICS S-1FK2 CT Servo motor M0=6.5 Nm; PN = 1.7 kW at nN=3000 rpm; Converter at max. 480 V supply system; With holding brake; Degree of protection IP64; Cylindrical shaft D24x50 mm; Absolute encoder single-turn 22 bit (encoder AS22DQC); With DRIVE-CLiQ interface; Power connector size M23 | novo out 2017 | 0 | 0
1FK2206-2AF10-1MB0 |  | 1FK2206-2AF10-1MB0 | 1 | UN | 1 | 20 | D | D | N | N | 85015220 | 1 | 4042948694244 | 7.9 | KG | 1355.78 | 1355.78 | MC05 | MC05 | SIMOTICS S-1FK2 CT Servo motor M0=6.5 Nm; PN = 1.7 kW at nN=3000 rpm; Converter at max. 480 V supply system; With holding brake; Degree of protection IP64; Shaft D24x50 mm with fitted key; Absolute encoder 22-bit + 12-bit Multiturn (encoder AM22DQC); With DRIVE-CLiQ interface; Power connector Size M23 | novo out 2017 | 0 | 0
1FK2206-2AF10-1SB0 |  | 1FK2206-2AF10-1SB0 | 1 | UN | 1 | 20 | D | D | N | N | 85015220 | 1 | 4042948694251 | 7.9 | KG | 1147.53 | 1147.53 | MC05 | MC05 | SIMOTICS S-1FK2 CT Servo motor M0=6.5 Nm; PN = 1.7 kW at nN=3000 rpm; Converter at max. 480 V supply system; With holding brake; Degree of protection IP64; Shaft D24x50 mm with feather key; Absolute encoder single-turn 22 bit (encoder AS22DQC); With DRIVE-CLiQ interface; Power connector size M23 | novo out 2017 | 0 | 0
1FK2206-2AF11-0MB0 |  | 1FK2206-2AF11-0MB0 | 1 | UN | 1 | 20 | D | D | N | N | 85015220 | 1 | 4042948694268 | 7.9 | KG | 1413.93 | 1413.93 | MC05 | MC05 | SIMOTICS S-1FK2 CT Servo motor M0=6.5 Nm; PN = 1.7 kW at nN=3000 rpm; Converter at max. 480 V supply system; With holding brake; Degree of protection IP65; Cylindrical shaft D24x50 mm; Absolute encoder 22-bit + 12-bit Multiturn (encoder AM22DQC); With DRIVE-CLiQ interface; Power connector Size M23 | novo out 2017 | 0 | 0
1FK2206-2AF11-0SB0 |  | 1FK2206-2AF11-0SB0 | 1 | UN | 1 | 20 | D | D | N | N | 85015220 | 1 | 4042948694275 | 7.9 | KG | 1205.68 | 1205.68 | MC05 | MC05 | SIMOTICS S-1FK2 CT Servo motor M0=6.5 Nm; PN = 1.7 kW at nN=3000 rpm; Converter at max. 480 V supply system; With holding brake; Degree of protection IP65; Cylindrical shaft D24x50 mm; Absolute encoder single-turn 22 bit (encoder AS22DQC); With DRIVE-CLiQ interface; Power connector size M23 | novo out 2017 | 0 | 0
1FK2206-2AF11-1MB0 |  | 1FK2206-2AF11-1MB0 | 1 | UN | 1 | 20 | D | D | N | N | 85015220 | 1 | 4042948694282 | 7.9 | KG | 1413.93 | 1413.93 | MC05 | MC05 | SIMOTICS S-1FK2 CT Servo motor M0=6.5 Nm; PN = 1.7 kW at nN=3000 rpm; Converter at max. 480 V supply system; With holding brake; Degree of protection IP65; Shaft D24x50 mm with fitted key; Absolute encoder 22-bit + 12-bit Multiturn (encoder AM22DQC); With DRIVE-CLiQ interface; Power connector Size M23 | novo out 2017 | 0 | 0
1FK2206-2AF11-1SB0 |  | 1FK2206-2AF11-1SB0 | 1 | UN | 1 | 20 | D | D | N | N | 85015220 | 1 | 4042948694299 | 7.9 | KG | 1205.68 | 1205.68 | MC05 | MC05 | SIMOTICS S-1FK2 CT Servo motor M0=6.5 Nm; PN = 1.7 kW at nN=3000 rpm; Converter at max. 480 V supply system; With holding brake; Degree of protection IP65; Shaft D24x50 mm with feather key; Absolute encoder single-turn 22 bit (encoder AS22DQC); With DRIVE-CLiQ interface; Power connector size M23 | novo out 2017 | 0 | 0
1FK2206-4AF00-0MB0 |  | 1FK2206-4AF00-0MB0 | 1 | UN | 1 | 20 | D | D | N | N | 85015220 | 1 | 4042948695258 | 8.9 | KG | 1412.31 | 1412.31 | MC05 | MC05 | SIMOTICS S-1FK2 CT Servo motor M0=12 Nm; PN = 2.9 kW at nN=3000 rpm; Converter at max. 480 V supply system; Degree of protection IP64; Cylindrical shaft D24x50 mm; Absolute encoder 22-bit + 12-bit Multiturn (encoder AM22DQC); With DRIVE-CLiQ interface; Power connector Size M23 | novo out 2017 | 0 | 0
1FK2206-4AF00-0SB0 |  | 1FK2206-4AF00-0SB0 | 1 | UN | 1 | 20 | D | D | N | N | 85015220 | 1 | 4042948695265 | 8.9 | KG | 1204.05 | 1204.05 | MC05 | MC05 | SIMOTICS S-1FK2 CT Servo motor M0=12 Nm; PN = 2.9 kW at nN=3000 rpm; Converter at max. 480 V supply system; Degree of protection IP64; Cylindrical shaft D24x50 mm; Absolute encoder single-turn 22 bit (encoder AS22DQC); With DRIVE-CLiQ interface; Power connector size M23 | novo out 2017 | 0 | 0
1FK2206-4AF00-1MB0 |  | 1FK2206-4AF00-1MB0 | 1 | UN | 1 | 20 | D | D | N | N | 85015220 | 1 | 4042948695272 | 8.9 | KG | 1412.31 | 1412.31 | MC05 | MC05 | SIMOTICS S-1FK2 CT Servo motor M0=12 Nm; PN = 2.9 kW at nN=3000 rpm; Converter at max. 480 V supply system; Degree of protection IP64; Shaft D24x50 mm with fitted key; Absolute encoder 22-bit + 12-bit Multiturn (encoder AM22DQC); With DRIVE-CLiQ interface; Power connector Size M23 | novo out 2017 | 0 | 0
1FK2206-4AF00-1SB0 |  | 1FK2206-4AF00-1SB0 | 1 | UN | 1 | 20 | D | D | N | N | 85015220 | 1 | 4042948695289 | 8.9 | KG | 1204.05 | 1204.05 | MC05 | MC05 | SIMOTICS S-1FK2 CT Servo motor M0=12 Nm; PN = 2.9 kW at nN=3000 rpm; Converter at max. 480 V supply system; Degree of protection IP64; Shaft D24x50 mm with feather key; Absolute encoder single-turn 22 bit (encoder AS22DQC); With DRIVE-CLiQ interface; Power connector size M23 | novo out 2017 | 0 | 0
1FK2206-4AF01-0MB0 |  | 1FK2206-4AF01-0MB0 | 1 | UN | 1 | 20 | D | D | N | N | 85015220 | 1 | 4042948695296 | 8.9 | KG | 1470.46 | 1470.46 | MC05 | MC05 | SIMOTICS S-1FK2 CT Servo motor M0=12 Nm; PN = 2.9 kW at nN=3000 rpm; Converter at max. 480 V supply system; Degree of protection IP65; Cylindrical shaft D24x50 mm; Absolute encoder 22-bit + 12-bit Multiturn (encoder AM22DQC); With DRIVE-CLiQ interface; Power connector Size M23 | novo out 2017 | 0 | 0
1FK2206-4AF01-0SB0 |  | 1FK2206-4AF01-0SB0 | 1 | UN | 1 | 20 | D | D | N | N | 85015220 | 1 | 4042948695302 | 8.9 | KG | 1262.2 | 1262.2 | MC05 | MC05 | SIMOTICS S-1FK2 CT Servo motor M0=12 Nm; PN = 2.9 kW at nN=3000 rpm; Converter at max. 480 V supply system; Degree of protection IP65; Cylindrical shaft D24x50 mm; Absolute encoder single-turn 22 bit (encoder AS22DQC); With DRIVE-CLiQ interface; Power connector size M23 | novo out 2017 | 0 | 0
1FK2206-4AF01-1MB0 |  | 1FK2206-4AF01-1MB0 | 1 | UN | 1 | 20 | D | D | N | N | 85015220 | 1 | 4042948695319 | 8.9 | KG | 1470.46 | 1470.46 | MC05 | MC05 | SIMOTICS S-1FK2 CT Servo motor M0=12 Nm; PN = 2.9 kW at nN=3000 rpm; Converter at max. 480 V supply system; Degree of protection IP65; Shaft D24x50 mm with fitted key; Absolute encoder 22-bit + 12-bit Multiturn (encoder AM22DQC); With DRIVE-CLiQ interface; Power connector Size M23 | novo out 2017 | 0 | 0
1FK2206-4AF01-1SB0 |  | 1FK2206-4AF01-1SB0 | 1 | UN | 1 | 20 | D | D | N | N | 85015220 | 1 | 4042948695326 | 8.9 | KG | 1262.2 | 1262.2 | MC05 | MC05 | SIMOTICS S-1FK2 CT Servo motor M0=12 Nm; PN = 2.9 kW at nN=3000 rpm; Converter at max. 480 V supply system; Degree of protection IP65; Shaft D24x50 mm with feather key; Absolute encoder single-turn 22 bit (encoder AS22DQC); With DRIVE-CLiQ interface; Power connector size M23 | novo out 2017 | 0 | 0
1FK2206-4AF10-0MB0 |  | 1FK2206-4AF10-0MB0 | 1 | UN | 1 | 20 | D | D | N | N | 85015220 | 1 | 4042948695333 | 10.6 | KG | 1634.89 | 1634.89 | MC05 | MC05 | SIMOTICS S-1FK2 CT Servo motor M0=12 Nm; PN = 2.9 kW at nN=3000 rpm; Converter at max. 480 V supply system; With holding brake; Degree of protection IP64; Cylindrical shaft D24x50 mm; Absolute encoder 22-bit + 12-bit Multiturn (encoder AM22DQC); With DRIVE-CLiQ interface; Power connector Size M23 | novo out 2017 | 0 | 0
1FK2206-4AF10-0SB0 |  | 1FK2206-4AF10-0SB0 | 1 | UN | 1 | 20 | D | D | N | N | 85015220 | 1 | 4042948695340 | 10.6 | KG | 1426.63 | 1426.63 | MC05 | MC05 | SIMOTICS S-1FK2 CT Servo motor M0=12 Nm; PN = 2.9 kW at nN=3000 rpm; Converter at max. 480 V supply system; With holding brake; Degree of protection IP64; Cylindrical shaft D24x50 mm; Absolute encoder single-turn 22 bit (encoder AS22DQC); With DRIVE-CLiQ interface; Power connector size M23 | novo out 2017 | 0 | 0
1FK2206-4AF10-1MB0 |  | 1FK2206-4AF10-1MB0 | 1 | UN | 1 | 20 | D | D | N | N | 85015220 | 1 | 4042948695357 | 10.6 | KG | 1634.89 | 1634.89 | MC05 | MC05 | SIMOTICS S-1FK2 CT Servo motor M0=12 Nm; PN = 2.9 kW at nN=3000 rpm; Converter at max. 480 V supply system; With holding brake; Degree of protection IP64; Shaft D24x50 mm with fitted key; Absolute encoder 22-bit + 12-bit Multiturn (encoder AM22DQC); With DRIVE-CLiQ interface; Power connector Size M23 | novo out 2017 | 0 | 0
1FK2206-4AF10-1SB0 |  | 1FK2206-4AF10-1SB0 | 1 | UN | 1 | 20 | D | D | N | N | 85015220 | 1 | 4042948695364 | 10.6 | KG | 1426.63 | 1426.63 | MC05 | MC05 | SIMOTICS S-1FK2 CT Servo motor M0=12 Nm; PN = 2.9 kW at nN=3000 rpm; Converter at max. 480 V supply system; With holding brake; Degree of protection IP64; Shaft D24x50 mm with feather key; Absolute encoder single-turn 22 bit (encoder AS22DQC); With DRIVE-CLiQ interface; Power connector size M23 | novo out 2017 | 0 | 0
1FK2206-4AF11-0MB0 |  | 1FK2206-4AF11-0MB0 | 1 | UN | 1 | 20 | D | D | N | N | 85015220 | 1 | 4042948695371 | 10.6 | KG | 1693.04 | 1693.04 | MC05 | MC05 | SIMOTICS S-1FK2 CT Servo motor M0=12 Nm; PN = 2.9 kW at nN=3000 rpm; Converter at max. 480 V supply system; With holding brake; Degree of protection IP65; Cylindrical shaft D24x50 mm; Absolute encoder 22-bit + 12-bit Multiturn (encoder AM22DQC); With DRIVE-CLiQ interface; Power connector Size M23 | novo out 2017 | 0 | 0
1FK2206-4AF11-0SB0 |  | 1FK2206-4AF11-0SB0 | 1 | UN | 1 | 20 | D | D | N | N | 85015220 | 1 | 4042948695388 | 10.6 | KG | 1484.78 | 1484.78 | MC05 | MC05 | SIMOTICS S-1FK2 CT Servo motor M0=12 Nm; PN = 2.9 kW at nN=3000 rpm; Converter at max. 480 V supply system; With holding brake; Degree of protection IP65; Cylindrical shaft D24x50 mm; Absolute encoder single-turn 22 bit (encoder AS22DQC); With DRIVE-CLiQ interface; Power connector size M23 | novo out 2017 | 0 | 0
1FK2206-4AF11-1MB0 |  | 1FK2206-4AF11-1MB0 | 1 | UN | 1 | 20 | D | D | N | N | 85015220 | 1 | 4042948695395 | 10.6 | KG | 1693.04 | 1693.04 | MC05 | MC05 | SIMOTICS S-1FK2 CT Servo motor M0=12 Nm; PN = 2.9 kW at nN=3000 rpm; Converter at max. 480 V supply system; With holding brake; Degree of protection IP65; Shaft D24x50 mm with fitted key; Absolute encoder 22-bit + 12-bit Multiturn (encoder AM22DQC); With DRIVE-CLiQ interface; Power connector Size M23 | novo out 2017 | 0 | 0
1FK2206-4AF11-1SB0 |  | 1FK2206-4AF11-1SB0 | 1 | UN | 1 | 20 | D | D | N | N | 85015220 | 1 | 4042948695401 | 10.6 | KG | 1484.78 | 1484.78 | MC05 | MC05 | SIMOTICS S-1FK2 CT Servo motor M0=12 Nm; PN = 2.9 kW at nN=3000 rpm; Converter at max. 480 V supply system; With holding brake; Degree of protection IP65; Shaft D24x50 mm with feather key; Absolute encoder single-turn 22 bit (encoder AS22DQC); With DRIVE-CLiQ interface; Power connector size M23 | novo out 2017 | 0 | 0
1FK2208-3AC00-0MB0 |  | 1FK2208-3AC00-0MB0 | 1 | UN | 1 | 20 | D | D | N | N | 85015220 | 1 | 4042948695418 | 14.7 | KG | 1655.34 | 1655.34 | MC05 | MC05 | SIMOTICS S-1FK2 CT Servo motor M0=18 Nm; PN = 3.05 kW at nN=2000 rpm; Converter on max. 480V AC 3-ph. mains Degree of protection IP64; Cylindrical shaft D32x58 mm; Absolute encoder 22-bit + 12-bit multi-turn (encoder AM22DQC) with DRIVE-CLiQ interface; Power connector size M23 | novo out 2017 | 0 | 0
1FK2208-3AC00-0SB0 |  | 1FK2208-3AC00-0SB0 | 1 | UN | 1 | 20 | D | D | N | N | 85015220 | 1 | 4042948695425 | 14.7 | KG | 1447.09 | 1447.09 | MC05 | MC05 | SIMOTICS S-1FK2 CT Servo motor M0=18 Nm; PN = 3.05 kW at nN=2000 rpm; Converter on max. 480V AC 3-ph. mains Degree of protection IP64; Cylindrical shaft D32x58 mm; Absolute encoder single-turn 22-bit (encoder AS22DQC); with DRIVE-CLiQ interface; Power connector size M23 | novo out 2017 | 0 | 0
1FK2208-3AC00-1MB0 |  | 1FK2208-3AC00-1MB0 | 1 | UN | 1 | 20 | D | D | N | N | 85015220 | 1 | 4042948695432 | 14.7 | KG | 1655.34 | 1655.34 | MC05 | MC05 | SIMOTICS S-1FK2 CT Servo motor M0=18 Nm; PN = 3.05 kW at nN=2000 rpm; Converter on max. 480V AC 3-ph. mains Degree of protection IP64; Shaft D32x58 mm with feather key; Absolute encoder 22-bit + 12-bit multi-turn (encoder AM22DQC) with DRIVE-CLiQ interface; Power connector size M23 | novo out 2017 | 0 | 0
1FK2208-3AC00-1SB0 |  | 1FK2208-3AC00-1SB0 | 1 | UN | 1 | 20 | D | D | N | N | 85015220 | 1 | 4042948695449 | 14.7 | KG | 1447.09 | 1447.09 | MC05 | MC05 | SIMOTICS S-1FK2 CT Servo motor M0=18 Nm; PN = 3.05 kW at nN=2000 rpm; Converter on max. 480V AC 3-ph. mains Degree of protection IP64; Shaft D32x58 mm with feather key; Absolute encoder single-turn 22-bit (encoder AS22DQC); with DRIVE-CLiQ interface; Power connector size M23 | novo out 2017 | 0 | 0
1FK2208-3AC01-0MB0 |  | 1FK2208-3AC01-0MB0 | 1 | UN | 1 | 20 | D | D | N | N | 85015220 | 1 | 4042948695456 | 14.7 | KG | 1713.49 | 1713.49 | MC05 | MC05 | SIMOTICS S-1FK2 CT Servo motor M0=18 Nm; PN = 3.05 kW at nN=2000 rpm; Converter on max. 480V AC 3-ph. mains Degree of protection IP65; Cylindrical shaft D32x58 mm; Absolute encoder 22-bit + 12-bit multi-turn (encoder AM22DQC) with DRIVE-CLiQ interface; Power connector size M23 | novo out 2017 | 0 | 0
1FK2208-3AC01-0SB0 |  | 1FK2208-3AC01-0SB0 | 1 | UN | 1 | 20 | D | D | N | N | 85015220 | 1 | 4042948695463 | 14.7 | KG | 1505.24 | 1505.24 | MC05 | MC05 | SIMOTICS S-1FK2 CT Servo motor M0=18 Nm; PN = 3.05 kW at nN=2000 rpm; Converter on max. 480V AC 3-ph. mains Degree of protection IP65; Cylindrical shaft D32x58 mm; Absolute encoder single-turn 22-bit (encoder AS22DQC); with DRIVE-CLiQ interface; Power connector size M23 | novo out 2017 | 0 | 0
1FK2208-3AC01-1MB0 |  | 1FK2208-3AC01-1MB0 | 1 | UN | 1 | 20 | D | D | N | N | 85015220 | 1 | 4042948695470 | 14.7 | KG | 1713.49 | 1713.49 | MC05 | MC05 | SIMOTICS S-1FK2 CT Servo motor M0=18 Nm; PN = 3.05 kW at nN=2000 rpm; Converter on max. 480V AC 3-ph. mains Degree of protection IP65; Shaft D32x58 mm with feather key; Absolute encoder 22-bit + 12-bit multi-turn (encoder AM22DQC) with DRIVE-CLiQ interface; Power connector size M23 | novo out 2017 | 0 | 0
1FK2208-3AC01-1SB0 |  | 1FK2208-3AC01-1SB0 | 1 | UN | 1 | 20 | D | D | N | N | 85015220 | 1 | 4042948695487 | 14.7 | KG | 1505.24 | 1505.24 | MC05 | MC05 | SIMOTICS S-1FK2 CT Servo motor M0=18 Nm; PN = 3.05 kW at nN=2000 rpm; Converter on max. 480V AC 3-ph. mains Degree of protection IP65; Shaft D32x58 mm with feather key; Absolute encoder single-turn 22-bit (encoder AS22DQC); with DRIVE-CLiQ interface; Power connector size M23 | novo out 2017 | 0 | 0
1FK2208-3AC10-0MB0 |  | 1FK2208-3AC10-0MB0 | 1 | UN | 1 | 20 | D | D | N | N | 85015220 | 1 | 4042948695494 | 16.7 | KG | 1933.56 | 1933.56 | MC05 | MC05 | SIMOTICS S-1FK2 CT Servo motor M0=18 Nm; PN = 3.05 kW at nN=2000 rpm; Converter on max. 480V AC 3-ph. mains with holding brake; Degree of protection IP64; Cylindrical shaft D32x58 mm; Absolute encoder 22-bit + 12-bit multi-turn (encoder AM22DQC) with DRIVE-CLiQ interface; Power connector size M23 | novo out 2017 | 0 | 0
1FK2208-3AC10-0SB0 |  | 1FK2208-3AC10-0SB0 | 1 | UN | 1 | 20 | D | D | N | N | 85015220 | 1 | 4042948695500 | 16.7 | KG | 1725.3 | 1725.3 | MC05 | MC05 | SIMOTICS S-1FK2 CT Servo motor M0=18 Nm; PN = 3.05 kW at nN=2000 rpm; Converter on max. 480V AC 3-ph. mains with holding brake; Degree of protection IP64; Cylindrical shaft D32x58 mm; Absolute encoder single-turn 22-bit (encoder AS22DQC); with DRIVE-CLiQ interface; Power connector size M23 | novo out 2017 | 0 | 0
1FK2208-3AC10-1MB0 |  | 1FK2208-3AC10-1MB0 | 1 | UN | 1 | 20 | D | D | N | N | 85015220 | 1 | 4042948695517 | 16.7 | KG | 1933.56 | 1933.56 | MC05 | MC05 | SIMOTICS S-1FK2 CT Servo motor M0=18 Nm; PN = 3.05 kW at nN=2000 rpm; Converter on max. 480V AC 3-ph. mains with holding brake; Degree of protection IP64; Shaft D32x58 mm with feather key; Absolute encoder 22-bit + 12-bit multi-turn (encoder AM22DQC) with DRIVE-CLiQ interface; Power connector size M23 | novo out 2017 | 0 | 0
1FK2208-3AC10-1SB0 |  | 1FK2208-3AC10-1SB0 | 1 | UN | 1 | 20 | D | D | N | N | 85015220 | 1 | 4042948695524 | 16.7 | KG | 1725.3 | 1725.3 | MC05 | MC05 | SIMOTICS S-1FK2 CT Servo motor M0=18 Nm; PN = 3.05 kW at nN=2000 rpm; Converter on max. 480V AC 3-ph. mains with holding brake; Degree of protection IP64; Shaft D32x58 mm with feather key; Absolute encoder single-turn 22-bit (encoder AS22DQC); with DRIVE-CLiQ interface; Power connector size M23 | novo out 2017 | 0 | 0
1FK2208-3AC11-0MB0 |  | 1FK2208-3AC11-0MB0 | 1 | UN | 1 | 20 | D | D | N | N | 85015220 | 1 | 4042948695531 | 16.7 | KG | 1991.71 | 1991.71 | MC05 | MC05 | SIMOTICS S-1FK2 CT Servo motor M0=18 Nm; PN = 3.05 kW at nN=2000 rpm; Converter on max. 480V AC 3-ph. mains with holding brake; Degree of protection IP65; Cylindrical shaft D32x58 mm; Absolute encoder 22-bit + 12-bit multi-turn (encoder AM22DQC) with DRIVE-CLiQ interface; Power connector size M23 | novo out 2017 | 0 | 0
1FK2208-3AC11-0SB0 |  | 1FK2208-3AC11-0SB0 | 1 | UN | 1 | 20 | D | D | N | N | 85015220 | 1 | 4042948695548 | 16.7 | KG | 1783.45 | 1783.45 | MC05 | MC05 | SIMOTICS S-1FK2 CT Servo motor M0=18 Nm; PN = 3.05 kW at nN=2000 rpm; Converter on max. 480V AC 3-ph. mains with holding brake; Degree of protection IP65; Cylindrical shaft D32x58 mm; Absolute encoder single-turn 22-bit (encoder AS22DQC); with DRIVE-CLiQ interface; Power connector size M23 | novo out 2017 | 0 | 0
1FK2208-3AC11-1MB0 |  | 1FK2208-3AC11-1MB0 | 1 | UN | 1 | 20 | D | D | N | N | 85015220 | 1 | 4042948695555 | 16.7 | KG | 1991.71 | 1991.71 | MC05 | MC05 | SIMOTICS S-1FK2 CT Servo motor M0=18 Nm; PN = 3.05 kW at nN=2000 rpm; Converter on max. 480V AC 3-ph. mains with holding brake; Degree of protection IP65; Shaft D32x58 mm with feather key; Absolute encoder 22-bit + 12-bit multi-turn (encoder AM22DQC) with DRIVE-CLiQ interface; Power connector size M23 | novo out 2017 | 0 | 0
1FK2208-3AC11-1SB0 |  | 1FK2208-3AC11-1SB0 | 1 | UN | 1 | 20 | D | D | N | N | 85015220 | 1 | 4042948695562 | 16.7 | KG | 1783.45 | 1783.45 | MC05 | MC05 | SIMOTICS S-1FK2 CT Servo motor M0=18 Nm; PN = 3.05 kW at nN=2000 rpm; Converter on max. 480V AC 3-ph. mains with holding brake; Degree of protection IP65; Shaft D32x58 mm with feather key; Absolute encoder single-turn 22-bit (encoder AS22DQC); with DRIVE-CLiQ interface; Power connector size M23 | novo out 2017 | 0 | 0
1FK2208-4AC00-0MB0 |  | 1FK2208-4AC00-0MB0 | 1 | UN | 1 | 20 | D | D | N | N | 85015220 | 1 | 4042948695579 | 14.6 | KG | 1820.98 | 1820.98 | MC05 | MC05 | SIMOTICS S-1FK2 CT Servo motor M0=22 Nm; PN = 3.6 kW at nN=2000 rpm; Converter at max. 480 V supply system; Degree of protection IP64; Cylindrical shaft D32x58 mm; Absolute encoder 22-bit + 12-bit Multiturn (encoder AM22DQC); With DRIVE-CLiQ interface; Power connector Size M23 | novo out 2017 | 0 | 0
1FK2208-4AC00-0SB0 |  | 1FK2208-4AC00-0SB0 | 1 | UN | 1 | 20 | D | D | N | N | 85015220 | 1 | 4042948695586 | 14.6 | KG | 1612.72 | 1612.72 | MC05 | MC05 | SIMOTICS S-1FK2 CT Servo motor M0=22 Nm; PN = 3.6 kW at nN=2000 rpm; Converter at max. 480 V supply system; Degree of protection IP64; Cylindrical shaft D32x58 mm; Absolute encoder single-turn 22 bit (encoder AS22DQC); With DRIVE-CLiQ interface; Power connector size M23 | novo out 2017 | 0 | 0
1FK2208-4AC00-1MB0 |  | 1FK2208-4AC00-1MB0 | 1 | UN | 1 | 20 | D | D | N | N | 85015220 | 1 | 4042948695593 | 14.6 | KG | 1820.98 | 1820.98 | MC05 | MC05 | SIMOTICS S-1FK2 CT Servo motor M0=22 Nm; PN = 3.6 kW at nN=2000 rpm; Converter at max. 480 V supply system; Degree of protection IP64; Shaft D32x58 mm with fitted key; Absolute encoder 22-bit + 12-bit Multiturn (encoder AM22DQC); With DRIVE-CLiQ interface; Power connector Size M23 | novo out 2017 | 0 | 0
1FK2208-4AC00-1SB0 |  | 1FK2208-4AC00-1SB0 | 1 | UN | 1 | 20 | D | D | N | N | 85015220 | 1 | 4042948695609 | 14.6 | KG | 1612.72 | 1612.72 | MC05 | MC05 | SIMOTICS S-1FK2 CT Servo motor M0=22 Nm; PN = 3.6 kW at nN=2000 rpm; Converter at max. 480 V supply system; Degree of protection IP64; Shaft D32x58 mm with feather key; Absolute encoder single-turn 22 bit (encoder AS22DQC); With DRIVE-CLiQ interface; Power connector size M23 | novo out 2017 | 0 | 0
1FK2208-4AC01-0MB0 |  | 1FK2208-4AC01-0MB0 | 1 | UN | 1 | 20 | D | D | N | N | 85015220 | 1 | 4042948695616 | 14.6 | KG | 1879.13 | 1879.13 | MC05 | MC05 | SIMOTICS S-1FK2 CT Servo motor M0=22 Nm; PN = 3.6 kW at nN=2000 rpm; Converter at max. 480 V supply system; Degree of protection IP65; Cylindrical shaft D32x58 mm; Absolute encoder 22-bit + 12-bit Multiturn (encoder AM22DQC); With DRIVE-CLiQ interface; Power connector Size M23 | novo out 2017 | 0 | 0
1FK2208-4AC01-0SB0 |  | 1FK2208-4AC01-0SB0 | 1 | UN | 1 | 20 | D | D | N | N | 85015220 | 1 | 4042948695623 | 14.6 | KG | 1670.87 | 1670.87 | MC05 | MC05 | SIMOTICS S-1FK2 CT Servo motor M0=22 Nm; PN = 3.6 kW at nN=2000 rpm; Converter at max. 480 V supply system; Degree of protection IP65; Cylindrical shaft D32x58 mm; Absolute encoder single-turn 22 bit (encoder AS22DQC); With DRIVE-CLiQ interface; Power connector size M23 | novo out 2017 | 0 | 0
1FK2208-4AC01-1MB0 |  | 1FK2208-4AC01-1MB0 | 1 | UN | 1 | 20 | D | D | N | N | 85015220 | 1 | 4042948695630 | 14.6 | KG | 1879.13 | 1879.13 | MC05 | MC05 | SIMOTICS S-1FK2 CT Servo motor M0=22 Nm; PN = 3.6 kW at nN=2000 rpm; Converter at max. 480 V supply system; Degree of protection IP65; Shaft D32x58 mm with fitted key; Absolute encoder 22-bit + 12-bit Multiturn (encoder AM22DQC); With DRIVE-CLiQ interface; Power connector Size M23 | novo out 2017 | 0 | 0
1FK2208-4AC01-1SB0 |  | 1FK2208-4AC01-1SB0 | 1 | UN | 1 | 20 | D | D | N | N | 85015220 | 1 | 4042948695647 | 14.6 | KG | 1670.87 | 1670.87 | MC05 | MC05 | SIMOTICS S-1FK2 CT Servo motor M0=22 Nm; PN = 3.6 kW at nN=2000 rpm; Converter at max. 480 V supply system; Degree of protection IP65; Shaft D32x58 mm with feather key; Absolute encoder single-turn 22 bit (encoder AS22DQC); With DRIVE-CLiQ interface; Power connector size M23 | novo out 2017 | 0 | 0
1FK2208-4AC10-0MB0 |  | 1FK2208-4AC10-0MB0 | 1 | UN | 1 | 20 | D | D | N | N | 85015220 | 1 | 4042948695654 | 17.3 | KG | 2099.19 | 2099.19 | MC05 | MC05 | SIMOTICS S-1FK2 CT Servo motor M0=22 Nm; PN = 3.6 kW at nN=2000 rpm; Converter at max. 480 V supply system; With holding brake; Degree of protection IP64; Cylindrical shaft D32x58 mm; Absolute encoder 22-bit + 12-bit Multiturn (encoder AM22DQC); With DRIVE-CLiQ interface; Power connector Size M23 | novo out 2017 | 0 | 0
1FK2208-4AC10-0SB0 |  | 1FK2208-4AC10-0SB0 | 1 | UN | 1 | 20 | D | D | N | N | 85015220 | 1 | 4042948695661 | 17.3 | KG | 1890.93 | 1890.93 | MC05 | MC05 | SIMOTICS S-1FK2 CT Servo motor M0=22 Nm; PN = 3.6 kW at nN=2000 rpm; Converter at max. 480 V supply system; With holding brake; Degree of protection IP64; Cylindrical shaft D32x58 mm; Absolute encoder single-turn 22 bit (encoder AS22DQC); With DRIVE-CLiQ interface; Power connector size M23 | novo out 2017 | 0 | 0
1FK2208-4AC10-1MB0 |  | 1FK2208-4AC10-1MB0 | 1 | UN | 1 | 20 | D | D | N | N | 85015220 | 1 | 4042948695678 | 17.3 | KG | 2099.19 | 2099.19 | MC05 | MC05 | SIMOTICS S-1FK2 CT Servo motor M0=22 Nm; PN = 3.6 kW at nN=2000 rpm; Converter at max. 480 V supply system; With holding brake; Degree of protection IP64; Shaft D32x58 mm with fitted key; Absolute encoder 22-bit + 12-bit Multiturn (encoder AM22DQC); With DRIVE-CLiQ interface; Power connector Size M23 | novo out 2017 | 0 | 0
1FK2208-4AC10-1SB0 |  | 1FK2208-4AC10-1SB0 | 1 | UN | 1 | 20 | D | D | N | N | 85015220 | 1 | 4042948695685 | 17.3 | KG | 1890.93 | 1890.93 | MC05 | MC05 | SIMOTICS S-1FK2 CT Servo motor M0=22 Nm; PN = 3.6 kW at nN=2000 rpm; Converter at max. 480 V supply system; With holding brake; Degree of protection IP64; Shaft D32x58 mm with feather key; Absolute encoder single-turn 22 bit (encoder AS22DQC); With DRIVE-CLiQ interface; Power connector size M23 | novo out 2017 | 0 | 0
1FK2208-4AC11-0MB0 |  | 1FK2208-4AC11-0MB0 | 1 | UN | 1 | 20 | D | D | N | N | 85015220 | 1 | 4042948695692 | 17.3 | KG | 2157.34 | 2157.34 | MC05 | MC05 | SIMOTICS S-1FK2 CT Servo motor M0=22 Nm; PN = 3.6 kW at nN=2000 rpm; Converter at max. 480 V supply system; With holding brake; Degree of protection IP65; Cylindrical shaft D32x58 mm; Absolute encoder 22-bit + 12-bit Multiturn (encoder AM22DQC); With DRIVE-CLiQ interface; Power connector Size M23 | novo out 2017 | 0 | 0
1FK2208-4AC11-0SB0 |  | 1FK2208-4AC11-0SB0 | 1 | UN | 1 | 20 | D | D | N | N | 85015220 | 1 | 4042948695708 | 17.3 | KG | 1949.08 | 1949.08 | MC05 | MC05 | SIMOTICS S-1FK2 CT Servo motor M0=22 Nm; PN = 3.6 kW at nN=2000 rpm; Converter at max. 480 V supply system; With holding brake; Degree of protection IP65; Cylindrical shaft D32x58 mm; Absolute encoder single-turn 22 bit (encoder AS22DQC); With DRIVE-CLiQ interface; Power connector size M23 | novo out 2017 | 0 | 0
1FK2208-4AC11-1MB0 |  | 1FK2208-4AC11-1MB0 | 1 | UN | 1 | 20 | D | D | N | N | 85015220 | 1 | 4042948695715 | 17.3 | KG | 2157.34 | 2157.34 | MC05 | MC05 | SIMOTICS S-1FK2 CT Servo motor M0=22 Nm; PN = 3.6 kW at nN=2000 rpm; Converter at max. 480 V supply system; With holding brake; Degree of protection IP65; Shaft D32x58 mm with fitted key; Absolute encoder 22-bit + 12-bit Multiturn (encoder AM22DQC); With DRIVE-CLiQ interface; Power connector Size M23 | novo out 2017 | 0 | 0
1FK2208-4AC11-1SB0 |  | 1FK2208-4AC11-1SB0 | 1 | UN | 1 | 20 | D | D | N | N | 85015220 | 1 | 4042948695722 | 17.3 | KG | 1949.08 | 1949.08 | MC05 | MC05 | SIMOTICS S-1FK2 CT Servo motor M0=22 Nm; PN = 3.6 kW at nN=2000 rpm; Converter at max. 480 V supply system; With holding brake; Degree of protection IP65; Shaft D32x58 mm with feather key; Absolute encoder single-turn 22 bit (encoder AS22DQC); With DRIVE-CLiQ interface; Power connector size M23 | novo out 2017 | 0 | 0
1FK2208-5AC00-0MB0 |  | 1FK2208-5AC00-0MB0 | 1 | UN | 1 | 20 | D | D | N | N | 85015220 | 1 | 4042948695739 | 16.6 | KG | 2029.24 | 2029.24 | MC05 | MC05 | SIMOTICS S-1FK2 CT Servo motor M0=27 Nm; PN = 4.0 kW at nN=2000 rpm; Converter at max. 480 V supply system; Degree of protection IP64; Cylindrical shaft D32x58 mm; Absolute encoder 22-bit + 12-bit Multiturn (encoder AM22DQC); With DRIVE-CLiQ interface; Power connector Size M23 | novo out 2017 | 0 | 0
1FK2208-5AC00-0SB0 |  | 1FK2208-5AC00-0SB0 | 1 | UN | 1 | 20 | D | D | N | N | 85015220 | 1 | 4042948695746 | 16.6 | KG | 1820.98 | 1820.98 | MC05 | MC05 | SIMOTICS S-1FK2 CT Servo motor M0=27 Nm; PN = 4.0 kW at nN=2000 rpm; Converter at max. 480 V supply system; Degree of protection IP64; Cylindrical shaft D32x58 mm; Absolute encoder single-turn 22 bit (encoder AS22DQC); With DRIVE-CLiQ interface; Power connector size M23 | novo out 2017 | 0 | 0
1FK2208-5AC00-1MB0 |  | 1FK2208-5AC00-1MB0 | 1 | UN | 1 | 20 | D | D | N | N | 85015220 | 1 | 4042948695753 | 16.6 | KG | 2029.24 | 2029.24 | MC05 | MC05 | SIMOTICS S-1FK2 CT Servo motor M0=27 Nm; PN = 4.0 kW at nN=2000 rpm; Converter at max. 480 V supply system; Degree of protection IP64; Shaft D32x58 mm with fitted key; Absolute encoder 22-bit + 12-bit Multiturn (encoder AM22DQC); With DRIVE-CLiQ interface; Power connector Size M23 | novo out 2017 | 0 | 0
1FK2208-5AC00-1SB0 |  | 1FK2208-5AC00-1SB0 | 1 | UN | 1 | 20 | D | D | N | N | 85015220 | 1 | 4042948695760 | 16.6 | KG | 1820.98 | 1820.98 | MC05 | MC05 | SIMOTICS S-1FK2 CT Servo motor M0=27 Nm; PN = 4.0 kW at nN=2000 rpm; Converter at max. 480 V supply system; Degree of protection IP64; Shaft D32x58 mm with feather key; Absolute encoder single-turn 22 bit (encoder AS22DQC); With DRIVE-CLiQ interface; Power connector size M23 | novo out 2017 | 0 | 0
1FK2208-5AC01-0MB0 |  | 1FK2208-5AC01-0MB0 | 1 | UN | 1 | 20 | D | D | N | N | 85015220 | 1 | 4042948695777 | 16.6 | KG | 2087.39 | 2087.39 | MC05 | MC05 | SIMOTICS S-1FK2 CT Servo motor M0=27 Nm; PN = 4.0 kW at nN=2000 rpm; Converter at max. 480 V supply system; Degree of protection IP65; Cylindrical shaft D32x58 mm; Absolute encoder 22-bit + 12-bit Multiturn (encoder AM22DQC); With DRIVE-CLiQ interface; Power connector Size M23 | novo out 2017 | 0 | 0
1FK2208-5AC01-0SB0 |  | 1FK2208-5AC01-0SB0 | 1 | UN | 1 | 20 | D | D | N | N | 85015220 | 1 | 4042948695784 | 16.6 | KG | 1879.13 | 1879.13 | MC05 | MC05 | SIMOTICS S-1FK2 CT Servo motor M0=27 Nm; PN = 4.0 kW at nN=2000 rpm; Converter at max. 480 V supply system; Degree of protection IP65; Cylindrical shaft D32x58 mm; Absolute encoder single-turn 22 bit (encoder AS22DQC); With DRIVE-CLiQ interface; Power connector size M23 | novo out 2017 | 0 | 0
1FK2208-5AC01-1MB0 |  | 1FK2208-5AC01-1MB0 | 1 | UN | 1 | 20 | D | D | N | N | 85015220 | 1 | 4042948695791 | 16.6 | KG | 2087.39 | 2087.39 | MC05 | MC05 | SIMOTICS S-1FK2 CT Servo motor M0=27 Nm; PN = 4.0 kW at nN=2000 rpm; Converter at max. 480 V supply system; Degree of protection IP65; Shaft D32x58 mm with fitted key; Absolute encoder 22-bit + 12-bit Multiturn (encoder AM22DQC); With DRIVE-CLiQ interface; Power connector Size M23 | novo out 2017 | 0 | 0
1FK2208-5AC01-1SB0 |  | 1FK2208-5AC01-1SB0 | 1 | UN | 1 | 20 | D | D | N | N | 85015220 | 1 | 4042948695807 | 16.6 | KG | 1879.13 | 1879.13 | MC05 | MC05 | SIMOTICS S-1FK2 CT Servo motor M0=27 Nm; PN = 4.0 kW at nN=2000 rpm; Converter at max. 480 V supply system; Degree of protection IP65; Shaft D32x58 mm with feather key; Absolute encoder single-turn 22 bit (encoder AS22DQC); With DRIVE-CLiQ interface; Power connector size M23 | novo out 2017 | 0 | 0
1FK2208-5AC10-0MB0 |  | 1FK2208-5AC10-0MB0 | 1 | UN | 1 | 20 | D | D | N | N | 85015220 | 1 | 4042948695814 | 19.3 | KG | 2307.45 | 2307.45 | MC05 | MC05 | SIMOTICS S-1FK2 CT Servo motor M0=27 Nm; PN = 4.0 kW at nN=2000 rpm; Converter at max. 480 V supply system; With holding brake; Degree of protection IP64; Cylindrical shaft D32x58 mm; Absolute encoder 22-bit + 12-bit Multiturn (encoder AM22DQC); With DRIVE-CLiQ interface; Power connector Size M23 | novo out 2017 | 0 | 0
1FK2208-5AC10-0SB0 |  | 1FK2208-5AC10-0SB0 | 1 | UN | 1 | 20 | D | D | N | N | 85015220 | 1 | 4042948695821 | 19.3 | KG | 2099.19 | 2099.19 | MC05 | MC05 | SIMOTICS S-1FK2 CT Servo motor M0=27 Nm; PN = 4.0 kW at nN=2000 rpm; Converter at max. 480 V supply system; With holding brake; Degree of protection IP64; Cylindrical shaft D32x58 mm; Absolute encoder single-turn 22 bit (encoder AS22DQC); With DRIVE-CLiQ interface; Power connector size M23 | novo out 2017 | 0 | 0
1FK2208-5AC10-1MB0 |  | 1FK2208-5AC10-1MB0 | 1 | UN | 1 | 20 | D | D | N | N | 85015220 | 1 | 4042948695838 | 19.3 | KG | 2307.45 | 2307.45 | MC05 | MC05 | SIMOTICS S-1FK2 CT Servo motor M0=27 Nm; PN = 4.0 kW at nN=2000 rpm; Converter at max. 480 V supply system; With holding brake; Degree of protection IP64; Shaft D32x58 mm with fitted key; Absolute encoder 22-bit + 12-bit Multiturn (encoder AM22DQC); With DRIVE-CLiQ interface; Power connector Size M23 | novo out 2017 | 0 | 0
1FK2208-5AC10-1SB0 |  | 1FK2208-5AC10-1SB0 | 1 | UN | 1 | 20 | D | D | N | N | 85015220 | 1 | 4042948695845 | 19.3 | KG | 2099.19 | 2099.19 | MC05 | MC05 | SIMOTICS S-1FK2 CT Servo motor M0=27 Nm; PN = 4.0 kW at nN=2000 rpm; Converter at max. 480 V supply system; With holding brake; Degree of protection IP64; Shaft D32x58 mm with feather key; Absolute encoder single-turn 22 bit (encoder AS22DQC); With DRIVE-CLiQ interface; Power connector size M23 | novo out 2017 | 0 | 0
1FK2208-5AC11-0MB0 |  | 1FK2208-5AC11-0MB0 | 1 | UN | 1 | 20 | D | D | N | N | 85015220 | 1 | 4042948695852 | 19.3 | KG | 2365.6 | 2365.6 | MC05 | MC05 | SIMOTICS S-1FK2 CT Servo motor M0=27 Nm; PN = 4.0 kW at nN=2000 rpm; Converter at max. 480 V supply system; With holding brake; Degree of protection IP65; Cylindrical shaft D32x58 mm; Absolute encoder 22-bit + 12-bit Multiturn (encoder AM22DQC); With DRIVE-CLiQ interface; Power connector Size M23 | novo out 2017 | 0 | 0
1FK2208-5AC11-0SB0 |  | 1FK2208-5AC11-0SB0 | 1 | UN | 1 | 20 | D | D | N | N | 85015220 | 1 | 4042948695869 | 19.3 | KG | 2157.34 | 2157.34 | MC05 | MC05 | SIMOTICS S-1FK2 CT Servo motor M0=27 Nm; PN = 4.0 kW at nN=2000 rpm; Converter at max. 480 V supply system; With holding brake; Degree of protection IP65; Cylindrical shaft D32x58 mm; Absolute encoder single-turn 22 bit (encoder AS22DQC); With DRIVE-CLiQ interface; Power connector size M23 | novo out 2017 | 0 | 0
1FK2208-5AC11-1MB0 |  | 1FK2208-5AC11-1MB0 | 1 | UN | 1 | 20 | D | D | N | N | 85015220 | 1 | 4042948695876 | 19.3 | KG | 2365.6 | 2365.6 | MC05 | MC05 | SIMOTICS S-1FK2 CT Servo motor M0=27 Nm; PN = 4.0 kW at nN=2000 rpm; Converter at max. 480 V supply system; With holding brake; Degree of protection IP65; Shaft D32x58 mm with fitted key; Absolute encoder 22-bit + 12-bit Multiturn (encoder AM22DQC); With DRIVE-CLiQ interface; Power connector Size M23 | novo out 2017 | 0 | 0
1FK2208-5AC11-1SB0 |  | 1FK2208-5AC11-1SB0 | 1 | UN | 1 | 20 | D | D | N | N | 85015220 | 1 | 4042948695883 | 19.3 | KG | 2157.34 | 2157.34 | MC05 | MC05 | SIMOTICS S-1FK2 CT Servo motor M0=27 Nm; PN = 4.0 kW at nN=2000 rpm; Converter at max. 480 V supply system; With holding brake; Degree of protection IP65; Shaft D32x58 mm with feather key; Absolute encoder single-turn 22 bit (encoder AS22DQC); With DRIVE-CLiQ interface; Power connector size M23 | novo out 2017 | 0 | 0
1FK2210-3AB00-0MB0 |  | 1FK2210-3AB00-0MB0 | 1 | UN | 1 | 20 | D | D | N | N | 85015220 | 1 | 4025515676720 | 24.1 | KG | 2140.33 | 2140.33 | MC05 | MC05 | SIMOTICS S-1FK2 CT Servo motor M0=30 Nm; PN = 4.5kW at nN=1500 rpm; Converter on max. 480V AC 3-ph. mains Degree of protection IP64; Cylindrical shaft D38x80 mm; Absolute encoder 22-bit + 12-bit multi-turn (encoder AM22DQC) with DRIVE-CLiQ interface; Power connector size M23 Power connector size M23 |  | 0 | 0
1FK2210-3AB00-0SB0 |  | 1FK2210-3AB00-0SB0 | 1 | UN | 1 | 20 | D | D | N | N | 85015220 | 1 | 4025515676706 | 24.1 | KG | 1932.07 | 1932.07 | MC05 | MC05 | SIMOTICS S-1FK2 CT Servo motor M0=30 Nm; PN = 4.5kW at nN=1500 rpm; Converter on max. 480V AC 3-ph. mains Degree of protection IP64; Cylindrical shaft D38x80 mm; Absolute encoder single-turn 22-bit (encoder AS22DQC); with DRIVE-CLiQ interface; Power connector size M23 Power connector size M23 |  | 0 | 0
1FK2210-3AB00-1MB0 |  | 1FK2210-3AB00-1MB0 | 1 | UN | 1 | 20 | D | D | N | N | 85015220 | 1 | 4025515676812 | 24.1 | KG | 2140.33 | 2140.33 | MC05 | MC05 | SIMOTICS S-1FK2 CT Servo motor M0=30 Nm; PN = 4.5kW at nN=1500 rpm; Converter on max. 480V AC 3-ph. mains Degree of protection IP64; Shaft D38x80 mm with feather key; Absolute encoder 22-bit + 12-bit multi-turn (encoder AM22DQC) with DRIVE-CLiQ interface; Power connector size M23 Power connector size M23 |  | 0 | 0
1FK2210-3AB00-1SB0 |  | 1FK2210-3AB00-1SB0 | 1 | UN | 1 | 20 | D | D | N | N | 85015220 | 1 | 4025515677116 | 24.1 | KG | 1932.07 | 1932.07 | MC05 | MC05 | SIMOTICS S-1FK2 CT Servo motor M0=30 Nm; PN = 4.5kW at nN=1500 rpm; Converter on max. 480V AC 3-ph. mains Degree of protection IP64; Shaft D38x80 mm with feather key; Absolute encoder single-turn 22-bit (encoder AS22DQC); with DRIVE-CLiQ interface; Power connector size M23 Power connector size M23 |  | 0 | 0
1FK2210-3AB01-0MB0 |  | 1FK2210-3AB01-0MB0 | 1 | UN | 1 | 20 | D | D | N | N | 85015220 | 1 | 4025515677154 | 24.1 | KG | 2198.48 | 2198.48 | MC05 | MC05 | SIMOTICS S-1FK2 CT Servo motor M0=30 Nm; PN = 4.5kW at nN=1500 rpm; Converter on max. 480V AC 3-ph. mains Degree of protection IP65; Cylindrical shaft D38x80 mm; Absolute encoder 22-bit + 12-bit multi-turn (encoder AM22DQC) with DRIVE-CLiQ interface; Power connector size M23 Power connector size M23 |  | 0 | 0
1FK2210-3AB01-0SB0 |  | 1FK2210-3AB01-0SB0 | 1 | UN | 1 | 20 | D | D | N | N | 85015220 | 1 | 4025515677222 | 24.1 | KG | 1990.22 | 1990.22 | MC05 | MC05 | SIMOTICS S-1FK2 CT Servo motor M0=30 Nm; PN = 4.5kW at nN=1500 rpm; Converter on max. 480V AC 3-ph. mains Degree of protection IP65; Cylindrical shaft D38x80 mm; Absolute encoder single-turn 22-bit (encoder AS22DQC); with DRIVE-CLiQ interface; Power connector size M23 Power connector size M23 |  | 0 | 0
1FK2210-3AB01-1MB0 |  | 1FK2210-3AB01-1MB0 | 1 | UN | 1 | 20 | D | D | N | N | 85015220 | 1 | 4025515677093 | 24.1 | KG | 2198.48 | 2198.48 | MC05 | MC05 | SIMOTICS S-1FK2 CT Servo motor M0=30 Nm; PN = 4.5kW at nN=1500 rpm; Converter on max. 480V AC 3-ph. mains Degree of protection IP65; Shaft D38x80 mm with feather key; Absolute encoder 22-bit + 12-bit multi-turn (encoder AM22DQC) with DRIVE-CLiQ interface; Power connector size M23 Power connector size M23 |  | 0 | 0
1FK2210-3AB01-1SB0 |  | 1FK2210-3AB01-1SB0 | 1 | UN | 1 | 20 | D | D | N | N | 85015220 | 1 | 4025515677161 | 24.1 | KG | 1990.22 | 1990.22 | MC05 | MC05 | SIMOTICS S-1FK2 CT Servo motor M0=30 Nm; PN = 4.5kW at nN=1500 rpm; Converter on max. 480V AC 3-ph. mains Degree of protection IP65; Shaft D38x80 mm with feather key; Absolute encoder single-turn 22-bit (encoder AS22DQC); with DRIVE-CLiQ interface; Power connector size M23 Power connector size M23 |  | 0 | 0
1FK2210-3AB10-0MB0 |  | 1FK2210-3AB10-0MB0 | 1 | UN | 1 | 20 | D | D | N | N | 85015220 | 1 | 4025515676294 | 27.1 | KG | 2446.37 | 2446.37 | MC05 | MC05 | SIMOTICS S-1FK2 CT Servo motor M0=30 Nm; PN = 4.5kW at nN=1500 rpm; Converter on max. 480V AC 3-ph. mains with holding brake; Degree of protection IP64; Cylindrical shaft D38x80 mm; Absolute encoder 22-bit + 12-bit multi-turn (encoder AM22DQC) with DRIVE-CLiQ interface; Power connector size M23 |  | 0 | 0
1FK2210-3AB10-0SB0 |  | 1FK2210-3AB10-0SB0 | 1 | UN | 1 | 20 | D | D | N | N | 85015220 | 1 | 4025515676300 | 27.1 | KG | 2238.11 | 2238.11 | MC05 | MC05 | SIMOTICS S-1FK2 CT Servo motor M0=30 Nm; PN = 4.5kW at nN=1500 rpm; Converter on max. 480V AC 3-ph. mains with holding brake; Degree of protection IP64; Cylindrical shaft D38x80 mm; Absolute encoder single-turn 22-bit (encoder AS22DQC); with DRIVE-CLiQ interface; Power connector size M23 |  | 0 | 0
1FK2210-3AB10-1MB0 |  | 1FK2210-3AB10-1MB0 | 1 | UN | 1 | 20 | D | D | N | N | 85015220 | 1 | 4025515676355 | 27.1 | KG | 2446.37 | 2446.37 | MC05 | MC05 | SIMOTICS S-1FK2 CT Servo motor M0=30 Nm; PN = 4.5kW at nN=1500 rpm; Converter on max. 480V AC 3-ph. mains with holding brake; Degree of protection IP64; Shaft D38x80 mm with feather key; Absolute encoder 22-bit + 12-bit multi-turn (encoder AM22DQC) with DRIVE-CLiQ interface; Power connector size M23 |  | 0 | 0
1FK2210-3AB10-1SB0 |  | 1FK2210-3AB10-1SB0 | 1 | UN | 1 | 20 | D | D | N | N | 85015220 | 1 | 4025515676362 | 27.1 | KG | 2238.11 | 2238.11 | MC05 | MC05 | SIMOTICS S-1FK2 CT Servo motor M0=30 Nm; PN = 4.5kW at nN=1500 rpm; Converter on max. 480V AC 3-ph. mains with holding brake; Degree of protection IP64; Shaft D38x80 mm with feather key; Absolute encoder single-turn 22-bit (encoder AS22DQC); with DRIVE-CLiQ interface; Power connector size M23 |  | 0 | 0
1FK2210-3AB11-0MB0 |  | 1FK2210-3AB11-0MB0 | 1 | UN | 1 | 20 | D | D | N | N | 85015220 | 1 | 4025515676256 | 27.1 | KG | 2504.52 | 2504.52 | MC05 | MC05 | SIMOTICS S-1FK2 CT Servo motor M0=30 Nm; PN = 4.5kW at nN=1500 rpm; Converter on max. 480V AC 3-ph. mains with holding brake; Degree of protection IP65; Cylindrical shaft D38x80 mm; Absolute encoder 22-bit + 12-bit multi-turn (encoder AM22DQC) with DRIVE-CLiQ interface; Power connector size M23 |  | 0 | 0
1FK2210-3AB11-0SB0 |  | 1FK2210-3AB11-0SB0 | 1 | UN | 1 | 20 | D | D | N | N | 85015220 | 1 | 4025515676669 | 27.1 | KG | 2296.26 | 2296.26 | MC05 | MC05 | SIMOTICS S-1FK2 CT Servo motor M0=30 Nm; PN = 4.5kW at nN=1500 rpm; Converter on max. 480V AC 3-ph. mains with holding brake; Degree of protection IP65; Cylindrical shaft D38x80 mm; Absolute encoder single-turn 22-bit (encoder AS22DQC); with DRIVE-CLiQ interface; Power connector size M23 |  | 0 | 0
1FK2210-3AB11-1MB0 |  | 1FK2210-3AB11-1MB0 | 1 | UN | 1 | 20 | D | D | N | N | 85015220 | 1 | 4025515676553 | 27.1 | KG | 2504.52 | 2504.52 | MC05 | MC05 | SIMOTICS S-1FK2 CT Servo motor M0=30 Nm; PN = 4.5kW at nN=1500 rpm; Converter on max. 480V AC 3-ph. mains with holding brake; Degree of protection IP65; Shaft D38x80 mm with feather key; Absolute encoder 22-bit + 12-bit multi-turn (encoder AM22DQC) with DRIVE-CLiQ interface; Power connector size M23 |  | 0 | 0
1FK2210-3AB11-1SB0 |  | 1FK2210-3AB11-1SB0 | 1 | UN | 1 | 20 | D | D | N | N | 85015220 | 1 | 4025515676522 | 27.1 | KG | 2296.26 | 2296.26 | MC05 | MC05 | SIMOTICS S-1FK2 CT Servo motor M0=30 Nm; PN = 4.5kW at nN=1500 rpm; Converter on max. 480V AC 3-ph. mains with holding brake; Degree of protection IP65; Shaft D38x80 mm with feather key; Absolute encoder single-turn 22-bit (encoder AS22DQC); with DRIVE-CLiQ interface; Power connector size M23 |  | 0 | 0
1FK2210-3AC00-0MB0 |  | 1FK2210-3AC00-0MB0 | 1 | UN | 1 | 20 | D | D | N | N | 85015220 | 1 |  | 22 | KG | 2140.33 | 2140.33 | MC05 | MC05 | SIMOTICS S-1FK2 CT Servo motor M0=30 Nm; PN = 5.5 kW at nN=2000 rpm; Converter at max. 480 V supply system; Degree of protection IP64; Cylindrical shaft D 38x80 mm; Absolute encoder 22-bit + 12-bit multi-turn (encoder AM22DQC); with DRIVE-CLiQ interface; Power connector Size M23 | novo out 2017 | 0 | 0
1FK2210-3AC00-0SB0 |  | 1FK2210-3AC00-0SB0 | 1 | UN | 1 | 20 | D | D | N | N | 85015220 | 1 |  | 22 | KG | 1932.07 | 1932.07 | MC05 | MC05 | SIMOTICS S-1FK2 CT Servo motor M0=30 Nm; PN = 5.5 kW at nN=2000 rpm; Converter at max. 480 V supply system; Degree of protection IP64; Cylindrical shaft D38x80 mm; Absolute encoder single-turn 22 bit (encoder AS22DQC); With DRIVE-CLiQ interface; Power connector size M23 | novo out 2017 | 0 | 0
1FK2210-3AC00-1MB0 |  | 1FK2210-3AC00-1MB0 | 1 | UN | 1 | 20 | D | D | N | N | 85015220 | 1 |  | 22 | KG | 2140.33 | 2140.33 | MC05 | MC05 | SIMOTICS S-1FK2 CT Servo motor M0=30 Nm; PN = 5.5 kW at nN=2000 rpm; Converter at max. 480 V supply system; Degree of protection IP64; Shaft D 38x80 mm with fitted key; Absolute encoder 22-bit + 12-bit multi-turn (encoder AM22DQC); with DRIVE-CLiQ interface; Power connector Size M23 | novo out 2017 | 0 | 0
1FK2210-3AC00-1SB0 |  | 1FK2210-3AC00-1SB0 | 1 | UN | 1 | 20 | D | D | N | N | 85015220 | 1 |  | 22 | KG | 1932.07 | 1932.07 | MC05 | MC05 | SIMOTICS S-1FK2 CT Servo motor M0=30 Nm; PN = 5.5 kW at nN=2000 rpm; Converter at max. 480 V supply system; Degree of protection IP64; Shaft D38x80 mm with feather key; Absolute encoder single-turn 22 bit (encoder AS22DQC); With DRIVE-CLiQ interface; Power connector size M23 | novo out 2017 | 0 | 0
1FK2210-3AC01-0MB0 |  | 1FK2210-3AC01-0MB0 | 1 | UN | 1 | 20 | D | D | N | N | 85015220 | 1 |  | 22 | KG | 2198.48 | 2198.48 | MC05 | MC05 | SIMOTICS S-1FK2 CT Servo motor M0=30 Nm; PN = 5.5 kW at nN=2000 rpm; Converter at max. 480 V supply system; Degree of protection IP65; Cylindrical shaft D 38x80 mm; Absolute encoder 22-bit + 12-bit multi-turn (encoder AM22DQC); with DRIVE-CLiQ interface; Power connector Size M23 | novo out 2017 | 0 | 0
1FK2210-3AC01-0SB0 |  | 1FK2210-3AC01-0SB0 | 1 | UN | 1 | 20 | D | D | N | N | 85015220 | 1 |  | 22 | KG | 1990.22 | 1990.22 | MC05 | MC05 | SIMOTICS S-1FK2 CT Servo motor M0=30 Nm; PN = 5.5 kW at nN=2000 rpm; Converter at max. 480 V supply system; Degree of protection IP65; Cylindrical shaft D38x80 mm; Absolute encoder single-turn 22 bit (encoder AS22DQC); With DRIVE-CLiQ interface; Power connector size M23 | novo out 2017 | 0 | 0
1FK2210-3AC01-1MB0 |  | 1FK2210-3AC01-1MB0 | 1 | UN | 1 | 20 | D | D | N | N | 85015220 | 1 |  | 22 | KG | 2198.48 | 2198.48 | MC05 | MC05 | SIMOTICS S-1FK2 CT Servo motor M0=30 Nm; PN = 5.5 kW at nN=2000 rpm; Converter at max. 480 V supply system; Degree of protection IP65; Shaft D 38x80 mm with fitted key; Absolute encoder 22-bit + 12-bit multi-turn (encoder AM22DQC); with DRIVE-CLiQ interface; Power connector Size M23 | novo out 2017 | 0 | 0
1FK2210-3AC01-1SB0 |  | 1FK2210-3AC01-1SB0 | 1 | UN | 1 | 20 | D | D | N | N | 85015220 | 1 |  | 22 | KG | 1990.22 | 1990.22 | MC05 | MC05 | SIMOTICS S-1FK2 CT Servo motor M0=30 Nm; PN = 5.5 kW at nN=2000 rpm; Converter at max. 480 V supply system; Degree of protection IP65; Shaft D38x80 mm with feather key; Absolute encoder single-turn 22 bit (encoder AS22DQC); With DRIVE-CLiQ interface; Power connector size M23 | novo out 2017 | 0 | 0
1FK2210-3AC10-0MB0 |  | 1FK2210-3AC10-0MB0 | 1 | UN | 1 | 20 | D | D | N | N | 85015220 | 1 |  | 25 | KG | 2446.37 | 2446.37 | MC05 | MC05 | SIMOTICS S-1FK2 CT Servo motor M0=30 Nm; PN = 5.5 kW at nN=2000 rpm; Converter at max. 480 V supply system; with holding brake; Degree of protection IP64; Cylindrical shaft D 38x80 mm; Absolute encoder 22-bit + 12-bit multi-turn (encoder AM22DQC); with DRIVE-CLiQ interface; Power connector Size M23 | novo out 2017 | 0 | 0
1FK2210-3AC10-0SB0 |  | 1FK2210-3AC10-0SB0 | 1 | UN | 1 | 20 | D | D | N | N | 85015220 | 1 |  | 25 | KG | 2238.11 | 2238.11 | MC05 | MC05 | SIMOTICS S-1FK2 CT Servo motor M0=30 Nm; PN = 5.5 kW at nN=2000 rpm; Converter at max. 480 V supply system; With holding brake; Degree of protection IP64; Cylindrical shaft D38x80 mm; Absolute encoder single-turn 22 bit (encoder AS22DQC); With DRIVE-CLiQ interface; Power connector size M23 | novo out 2017 | 0 | 0
1FK2210-3AC10-1MB0 |  | 1FK2210-3AC10-1MB0 | 1 | UN | 1 | 20 | D | D | N | N | 85015220 | 1 |  | 25 | KG | 2446.37 | 2446.37 | MC05 | MC05 | SIMOTICS S-1FK2 CT Servo motor M0=30 Nm; PN = 5.5 kW at nN=2000 rpm; Converter at max. 480 V supply system; with holding brake; Degree of protection IP64; Shaft D 38x80 mm with fitted key; Absolute encoder 22-bit + 12-bit multi-turn (encoder AM22DQC); with DRIVE-CLiQ interface; Power connector Size M23 | novo out 2017 | 0 | 0
1FK2210-3AC10-1SB0 |  | 1FK2210-3AC10-1SB0 | 1 | UN | 1 | 20 | D | D | N | N | 85015220 | 1 |  | 25 | KG | 2238.11 | 2238.11 | MC05 | MC05 | SIMOTICS S-1FK2 CT Servo motor M0=30 Nm; PN = 5.5 kW at nN=2000 rpm; Converter at max. 480 V supply system; With holding brake; Degree of protection IP64; Shaft D38x80 mm with feather key; Absolute encoder single-turn 22 bit (encoder AS22DQC); With DRIVE-CLiQ interface; Power connector size M23 | novo out 2017 | 0 | 0
1FK2210-3AC11-0MB0 |  | 1FK2210-3AC11-0MB0 | 1 | UN | 1 | 20 | D | D | N | N | 85015220 | 1 |  | 25 | KG | 2504.52 | 2504.52 | MC05 | MC05 | SIMOTICS S-1FK2 CT Servo motor M0=30 Nm; PN = 5.5 kW at nN=2000 rpm; Converter at max. 480 V supply system; with holding brake; Degree of protection IP65; Cylindrical shaft D 38x80 mm; Absolute encoder 22-bit + 12-bit multi-turn (encoder AM22DQC); with DRIVE-CLiQ interface; Power connector Size M23 | novo out 2017 | 0 | 0
1FK2210-3AC11-0SB0 |  | 1FK2210-3AC11-0SB0 | 1 | UN | 1 | 20 | D | D | N | N | 85015220 | 1 |  | 25 | KG | 2296.26 | 2296.26 | MC05 | MC05 | SIMOTICS S-1FK2 CT Servo motor M0=30 Nm; PN = 5.5 kW at nN=2000 rpm; Converter at max. 480 V supply system; With holding brake; Degree of protection IP65; Cylindrical shaft D38x80 mm; Absolute encoder single-turn 22 bit (encoder AS22DQC); With DRIVE-CLiQ interface; Power connector size M23 | novo out 2017 | 0 | 0
1FK2210-3AC11-1MB0 |  | 1FK2210-3AC11-1MB0 | 1 | UN | 1 | 20 | D | D | N | N | 85015220 | 1 |  | 25 | KG | 2504.52 | 2504.52 | MC05 | MC05 | SIMOTICS S-1FK2 CT Servo motor M0=30 Nm; PN = 5.5 kW at nN=2000 rpm; Converter at max. 480 V supply system; with holding brake; Degree of protection IP65; Shaft D 38x80 mm with fitted key; Absolute encoder 22-bit + 12-bit multi-turn (encoder AM22DQC); with DRIVE-CLiQ interface; Power connector Size M23 | novo out 2017 | 0 | 0
1FK2210-3AC11-1SB0 |  | 1FK2210-3AC11-1SB0 | 1 | UN | 1 | 20 | D | D | N | N | 85015220 | 1 |  | 25 | KG | 2296.26 | 2296.26 | MC05 | MC05 | SIMOTICS S-1FK2 CT Servo motor M0=30 Nm; PN = 5.5 kW at nN=2000 rpm; Converter at max. 480 V supply system; With holding brake; Degree of protection IP65; Shaft D38x80 mm with feather key; Absolute encoder single-turn 22 bit (encoder AS22DQC); With DRIVE-CLiQ interface; Power connector size M23 | novo out 2017 | 0 | 0
1FK2210-4AB00-0MB0 |  | 1FK2210-4AB00-0MB0 | 1 | UN | 1 | 20 | D | D | N | N | 85015220 | 1 | 4025515676584 | 29.1 | KG | 2573.63 | 2573.63 | MC05 | MC05 | SIMOTICS S-1FK2 CT Servo motor M0=40 Nm; PN = 5.4kW at nN=1500 rpm; Converter on max. 480V AC 3-ph. mains Degree of protection IP64; Cylindrical shaft D38x80 mm; Absolute encoder 22-bit + 12-bit multi-turn (encoder AM22DQC) with DRIVE-CLiQ interface; Power connector size M23 Power connector size M23 |  | 0 | 0
1FK2210-4AB00-0SB0 |  | 1FK2210-4AB00-0SB0 | 1 | UN | 1 | 20 | D | D | N | N | 85015220 | 1 | 4025515676607 | 29.1 | KG | 2365.37 | 2365.37 | MC05 | MC05 | SIMOTICS S-1FK2 CT Servo motor M0=40 Nm; PN = 5.4kW at nN=1500 rpm; Converter on max. 480V AC 3-ph. mains Degree of protection IP64; Cylindrical shaft D38x80 mm; Absolute encoder single-turn 22-bit (encoder AS22DQC); with DRIVE-CLiQ interface; Power connector size M23 Power connector size M23 |  | 0 | 0
1FK2210-4AB00-1MB0 |  | 1FK2210-4AB00-1MB0 | 1 | UN | 1 | 20 | D | D | N | N | 85015220 | 1 | 4025515676379 | 29.1 | KG | 2573.63 | 2573.63 | MC05 | MC05 | SIMOTICS S-1FK2 CT Servo motor M0=40 Nm; PN = 5.4kW at nN=1500 rpm; Converter on max. 480V AC 3-ph. mains Degree of protection IP64; Shaft D38x80 mm with feather key; Absolute encoder 22-bit + 12-bit multi-turn (encoder AM22DQC) with DRIVE-CLiQ interface; Power connector size M23 Power connector size M23 |  | 0 | 0
1FK2210-4AB00-1SB0 |  | 1FK2210-4AB00-1SB0 | 1 | UN | 1 | 20 | D | D | N | N | 85015220 | 1 | 4025515676652 | 29.1 | KG | 2365.37 | 2365.37 | MC05 | MC05 | SIMOTICS S-1FK2 CT Servo motor M0=40 Nm; PN = 5.4kW at nN=1500 rpm; Converter on max. 480V AC 3-ph. mains Degree of protection IP64; Shaft D38x80 mm with feather key; Absolute encoder single-turn 22-bit (encoder AS22DQC); with DRIVE-CLiQ interface; Power connector size M23 Power connector size M23 |  | 0 | 0
1FK2210-4AB01-0MB0 |  | 1FK2210-4AB01-0MB0 | 1 | UN | 1 | 20 | D | D | N | N | 85015220 | 1 | 4025515676645 | 29.1 | KG | 2631.78 | 2631.78 | MC05 | MC05 | SIMOTICS S-1FK2 CT Servo motor M0=40 Nm; PN = 5.4kW at nN=1500 rpm; Converter on max. 480V AC 3-ph. mains Degree of protection IP65; Cylindrical shaft D38x80 mm; Absolute encoder 22-bit + 12-bit multi-turn (encoder AM22DQC) with DRIVE-CLiQ interface; Power connector size M23 Power connector size M23 |  | 0 | 0
1FK2210-4AB01-0SB0 |  | 1FK2210-4AB01-0SB0 | 1 | UN | 1 | 20 | D | D | N | N | 85015220 | 1 | 4025515676317 | 29.1 | KG | 2423.52 | 2423.52 | MC05 | MC05 | SIMOTICS S-1FK2 CT Servo motor M0=40 Nm; PN = 5.4kW at nN=1500 rpm; Converter on max. 480V AC 3-ph. mains Degree of protection IP65; Cylindrical shaft D38x80 mm; Absolute encoder single-turn 22-bit (encoder AS22DQC); with DRIVE-CLiQ interface; Power connector size M23 Power connector size M23 |  | 0 | 0
1FK2210-4AB01-1MB0 |  | 1FK2210-4AB01-1MB0 | 1 | UN | 1 | 20 | D | D | N | N | 85015220 | 1 | 4025515676515 | 29.1 | KG | 2631.78 | 2631.78 | MC05 | MC05 | SIMOTICS S-1FK2 CT Servo motor M0=40 Nm; PN = 5.4kW at nN=1500 rpm; Converter on max. 480V AC 3-ph. mains Degree of protection IP65; Shaft D38x80 mm with feather key; Absolute encoder 22-bit + 12-bit multi-turn (encoder AM22DQC) with DRIVE-CLiQ interface; Power connector size M23 Power connector size M23 |  | 0 | 0
1FK2210-4AB01-1SB0 |  | 1FK2210-4AB01-1SB0 | 1 | UN | 1 | 20 | D | D | N | N | 85015220 | 1 | 4025515676591 | 29.1 | KG | 2423.52 | 2423.52 | MC05 | MC05 | SIMOTICS S-1FK2 CT Servo motor M0=40 Nm; PN = 5.4kW at nN=1500 rpm; Converter on max. 480V AC 3-ph. mains Degree of protection IP65; Shaft D38x80 mm with feather key; Absolute encoder single-turn 22-bit (encoder AS22DQC); with DRIVE-CLiQ interface; Power connector size M23 Power connector size M23 |  | 0 | 0
1FK2210-4AB10-0MB0 |  | 1FK2210-4AB10-0MB0 | 1 | UN | 1 | 20 | D | D | N | N | 85015220 | 1 | 4025515676577 | 38.7 | KG | 2879.41 | 2879.41 | MC05 | MC05 | SIMOTICS S-1FK2 CT Servo motor M0=40 Nm; PN = 5.4kW at nN=1500 rpm; Converter on max. 480V AC 3-ph. mains with holding brake; Degree of protection IP64; Cylindrical shaft D38x80 mm; Absolute encoder 22-bit + 12-bit multi-turn (encoder AM22DQC) with DRIVE-CLiQ interface; Power connector size M23 |  | 0 | 0
1FK2210-4AB10-0SB0 |  | 1FK2210-4AB10-0SB0 | 1 | UN | 1 | 20 | D | D | N | N | 85015220 | 1 | 4025515676201 | 38.7 | KG | 2671.17 | 2671.17 | MC05 | MC05 | SIMOTICS S-1FK2 CT Servo motor M0=40 Nm; PN = 5.4kW at nN=1500 rpm; Converter on max. 480V AC 3-ph. mains with holding brake; Degree of protection IP64; Cylindrical shaft D38x80 mm; Absolute encoder single-turn 22-bit (encoder AS22DQC); with DRIVE-CLiQ interface; Power connector size M23 |  | 0 | 0
1FK2210-4AB10-1MB0 |  | 1FK2210-4AB10-1MB0 | 1 | UN | 1 | 20 | D | D | N | N | 85015220 | 1 | 4025515677017 | 38.7 | KG | 2879.41 | 2879.41 | MC05 | MC05 | SIMOTICS S-1FK2 CT Servo motor M0=40 Nm; PN = 5.4kW at nN=1500 rpm; Converter on max. 480V AC 3-ph. mains with holding brake; Degree of protection IP64; Shaft D38x80 mm with feather key; Absolute encoder 22-bit + 12-bit multi-turn (encoder AM22DQC) with DRIVE-CLiQ interface; Power connector size M23 |  | 0 | 0
1FK2210-4AB10-1SB0 |  | 1FK2210-4AB10-1SB0 | 1 | UN | 1 | 20 | D | D | N | N | 85015220 | 1 | 4025515677079 | 38.7 | KG | 2671.17 | 2671.17 | MC05 | MC05 | SIMOTICS S-1FK2 CT Servo motor M0=40 Nm; PN = 5.4kW at nN=1500 rpm; Converter on max. 480V AC 3-ph. mains with holding brake; Degree of protection IP64; Shaft D38x80 mm with feather key; Absolute encoder single-turn 22-bit (encoder AS22DQC); with DRIVE-CLiQ interface; Power connector size M23 |  | 0 | 0
1FK2210-4AB11-0MB0 |  | 1FK2210-4AB11-0MB0 | 1 | UN | 1 | 20 | D | D | N | N | 85015220 | 1 | 4025515676980 | 38.7 | KG | 2937.56 | 2937.56 | MC05 | MC05 | SIMOTICS S-1FK2 CT Servo motor M0=40 Nm; PN = 5.4kW at nN=1500 rpm; Converter on max. 480V AC 3-ph. mains with holding brake; Degree of protection IP65; Cylindrical shaft D38x80 mm; Absolute encoder 22-bit + 12-bit multi-turn (encoder AM22DQC) with DRIVE-CLiQ interface; Power connector size M23 |  | 0 | 0
1FK2210-4AB11-0SB0 |  | 1FK2210-4AB11-0SB0 | 1 | UN | 1 | 20 | D | D | N | N | 85015220 | 1 | 4025515676997 | 38.7 | KG | 2729.32 | 2729.32 | MC05 | MC05 | SIMOTICS S-1FK2 CT Servo motor M0=40 Nm; PN = 5.4kW at nN=1500 rpm; Converter on max. 480V AC 3-ph. mains with holding brake; Degree of protection IP65; Cylindrical shaft D38x80 mm; Absolute encoder single-turn 22-bit (encoder AS22DQC); with DRIVE-CLiQ interface; Power connector size M23 |  | 0 | 0
1FK2210-4AB11-1MB0 |  | 1FK2210-4AB11-1MB0 | 1 | UN | 1 | 20 | D | D | N | N | 85015220 | 1 | 4025515676713 | 38.7 | KG | 2937.56 | 2937.56 | MC05 | MC05 | SIMOTICS S-1FK2 CT Servo motor M0=40 Nm; PN = 5.4kW at nN=1500 rpm; Converter on max. 480V AC 3-ph. mains with holding brake; Degree of protection IP65; Shaft D38x80 mm with feather key; Absolute encoder 22-bit + 12-bit multi-turn (encoder AM22DQC) with DRIVE-CLiQ interface; Power connector size M23 |  | 0 | 0
1FK2210-4AB11-1SB0 |  | 1FK2210-4AB11-1SB0 | 1 | UN | 1 | 20 | D | D | N | N | 85015220 | 1 | 4025515676638 | 38.7 | KG | 2729.32 | 2729.32 | MC05 | MC05 | SIMOTICS S-1FK2 CT Servo motor M0=40 Nm; PN = 5.4kW at nN=1500 rpm; Converter on max. 480V AC 3-ph. mains with holding brake; Degree of protection IP65; Shaft D38x80 mm with feather key; Absolute encoder single-turn 22-bit (encoder AS22DQC); with DRIVE-CLiQ interface; Power connector size M23 |  | 0 | 0
1FK2210-4AC00-0MB0 |  | 1FK2210-4AC00-0MB0 | 1 | UN | 1 | 20 | D | D | N | N | 85015220 | 1 |  | 27 | KG | 2573.63 | 2573.63 | MC05 | MC05 | SIMOTICS S-1FK2 CT Servo motor M0=40 Nm; PN = 6.4 kW at nN=2000 rpm; Converter at max. 480 V supply system; Degree of protection IP64; Cylindrical shaft D 38x80 mm; Absolute encoder 22-bit + 12-bit multi-turn (encoder AM22DQC); with DRIVE-CLiQ interface; Power connector Size M23 | novo out 2017 | 0 | 0
1FK2210-4AC00-0SB0 |  | 1FK2210-4AC00-0SB0 | 1 | UN | 1 | 20 | D | D | N | N | 85015220 | 1 |  | 27 | KG | 2365.37 | 2365.37 | MC05 | MC05 | SIMOTICS S-1FK2 CT Servo motor M0=40 Nm; PN = 6.4 kW at nN=2000 rpm; Converter at max. 480 V supply system; Degree of protection IP64; Cylindrical shaft D38x80 mm; Absolute encoder single-turn 22 bit (encoder AS22DQC); With DRIVE-CLiQ interface; Power connector size M23 | novo out 2017 | 0 | 0
1FK2210-4AC00-1MB0 |  | 1FK2210-4AC00-1MB0 | 1 | UN | 1 | 20 | D | D | N | N | 85015220 | 1 |  | 27 | KG | 2573.63 | 2573.63 | MC05 | MC05 | SIMOTICS S-1FK2 CT Servo motor M0=40 Nm; PN = 6.4 kW at nN=2000 rpm; Converter at max. 480 V supply system; Degree of protection IP64; Shaft D 38x80 mm with fitted key; Absolute encoder 22-bit + 12-bit multi-turn (encoder AM22DQC); with DRIVE-CLiQ interface; Power connector Size M23 | novo out 2017 | 0 | 0
1FK2210-4AC00-1SB0 |  | 1FK2210-4AC00-1SB0 | 1 | UN | 1 | 20 | D | D | N | N | 85015220 | 1 |  | 27 | KG | 2365.37 | 2365.37 | MC05 | MC05 | SIMOTICS S-1FK2 CT Servo motor M0=40 Nm; PN = 6.4 kW at nN=2000 rpm; Converter at max. 480 V supply system; Degree of protection IP64; Shaft D38x80 mm with feather key; Absolute encoder single-turn 22 bit (encoder AS22DQC); With DRIVE-CLiQ interface; Power connector size M23 | novo out 2017 | 0 | 0
1FK2210-4AC01-0MB0 |  | 1FK2210-4AC01-0MB0 | 1 | UN | 1 | 20 | D | D | N | N | 85015220 | 1 |  | 27 | KG | 2631.78 | 2631.78 | MC05 | MC05 | SIMOTICS S-1FK2 CT Servo motor M0=40 Nm; PN = 6.4 kW at nN=2000 rpm; Converter at max. 480 V supply system; Degree of protection IP65; Cylindrical shaft D 38x80 mm; Absolute encoder 22-bit + 12-bit multi-turn (encoder AM22DQC); with DRIVE-CLiQ interface; Power connector Size M23 | novo out 2017 | 0 | 0
1FK2210-4AC01-0SB0 |  | 1FK2210-4AC01-0SB0 | 1 | UN | 1 | 20 | D | D | N | N | 85015220 | 1 |  | 27 | KG | 2423.52 | 2423.52 | MC05 | MC05 | SIMOTICS S-1FK2 CT Servo motor M0=40 Nm; PN = 6.4 kW at nN=2000 rpm; Converter at max. 480 V supply system; Degree of protection IP65; Cylindrical shaft D38x80 mm; Absolute encoder single-turn 22 bit (encoder AS22DQC); With DRIVE-CLiQ interface; Power connector size M23 | novo out 2017 | 0 | 0
1FK2210-4AC01-1MB0 |  | 1FK2210-4AC01-1MB0 | 1 | UN | 1 | 20 | D | D | N | N | 85015220 | 1 |  | 27 | KG | 2631.78 | 2631.78 | MC05 | MC05 | SIMOTICS S-1FK2 CT Servo motor M0=40 Nm; PN = 6.4 kW at nN=2000 rpm; Converter at max. 480 V supply system; Degree of protection IP65; Shaft D 38x80 mm with fitted key; Absolute encoder 22-bit + 12-bit multi-turn (encoder AM22DQC); with DRIVE-CLiQ interface; Power connector Size M23 | novo out 2017 | 0 | 0
1FK2210-4AC01-1SB0 |  | 1FK2210-4AC01-1SB0 | 1 | UN | 1 | 20 | D | D | N | N | 85015220 | 1 |  | 27 | KG | 2423.52 | 2423.52 | MC05 | MC05 | SIMOTICS S-1FK2 CT Servo motor M0=40 Nm; PN = 6.4 kW at nN=2000 rpm; Converter at max. 480 V supply system; Degree of protection IP65; Shaft D38x80 mm with feather key; Absolute encoder single-turn 22 bit (encoder AS22DQC); With DRIVE-CLiQ interface; Power connector size M23 | novo out 2017 | 0 | 0
1FK2210-4AC10-0MB0 |  | 1FK2210-4AC10-0MB0 | 1 | UN | 1 | 20 | D | D | N | N | 85015220 | 1 |  | 31 | KG | 2879.41 | 2879.41 | MC05 | MC05 | SIMOTICS S-1FK2 CT Servo motor M0=40 Nm; PN = 6.4 kW at nN=2000 rpm; Converter at max. 480 V supply system; with holding brake; Degree of protection IP64; Cylindrical shaft D 38x80 mm; Absolute encoder 22-bit + 12-bit multi-turn (encoder AM22DQC); with DRIVE-CLiQ interface; Power connector Size M23 | novo out 2017 | 0 | 0
1FK2210-4AC10-0SB0 |  | 1FK2210-4AC10-0SB0 | 1 | UN | 1 | 20 | D | D | N | N | 85015220 | 1 |  | 31 | KG | 2671.17 | 2671.17 | MC05 | MC05 | SIMOTICS S-1FK2 CT Servo motor M0=40 Nm; PN = 6.4 kW at nN=2000 rpm; Converter at max. 480 V supply system; With holding brake; Degree of protection IP64; Cylindrical shaft D38x80 mm; Absolute encoder single-turn 22 bit (encoder AS22DQC); With DRIVE-CLiQ interface; Power connector size M23 | novo out 2017 | 0 | 0
1FK2210-4AC10-1MB0 |  | 1FK2210-4AC10-1MB0 | 1 | UN | 1 | 20 | D | D | N | N | 85015220 | 1 |  | 31 | KG | 2879.41 | 2879.41 | MC05 | MC05 | SIMOTICS S-1FK2 CT Servo motor M0=40 Nm; PN = 6.4 kW at nN=2000 rpm; Converter at max. 480 V supply system; with holding brake; Degree of protection IP64; Shaft D 38x80 mm with fitted key; Absolute encoder 22-bit + 12-bit multi-turn (encoder AM22DQC); with DRIVE-CLiQ interface; Power connector Size M23 | novo out 2017 | 0 | 0
1FK2210-4AC10-1SB0 |  | 1FK2210-4AC10-1SB0 | 1 | UN | 1 | 20 | D | D | N | N | 85015220 | 1 |  | 31 | KG | 2671.17 | 2671.17 | MC05 | MC05 | SIMOTICS S-1FK2 CT Servo motor M0=40 Nm; PN = 6.4 kW at nN=2000 rpm; Converter at max. 480 V supply system; With holding brake; Degree of protection IP64; Shaft D38x80 mm with feather key; Absolute encoder single-turn 22 bit (encoder AS22DQC); With DRIVE-CLiQ interface; Power connector size M23 | novo out 2017 | 0 | 0
1FK2210-4AC11-0MB0 |  | 1FK2210-4AC11-0MB0 | 1 | UN | 1 | 20 | D | D | N | N | 85015220 | 1 |  | 31 | KG | 2937.56 | 2937.56 | MC05 | MC05 | SIMOTICS S-1FK2 CT Servo motor M0=40 Nm; PN = 6.4 kW at nN=2000 rpm; Converter at max. 480 V supply system; with holding brake; Degree of protection IP65; Cylindrical shaft D 38x80 mm; Absolute encoder 22-bit + 12-bit multi-turn (encoder AM22DQC); with DRIVE-CLiQ interface; Power connector Size M23 | novo out 2017 | 0 | 0
1FK2210-4AC11-0SB0 |  | 1FK2210-4AC11-0SB0 | 1 | UN | 1 | 20 | D | D | N | N | 85015220 | 1 |  | 31 | KG | 2729.32 | 2729.32 | MC05 | MC05 | SIMOTICS S-1FK2 CT Servo motor M0=40 Nm; PN = 6.4 kW at nN=2000 rpm; Converter at max. 480 V supply system; With holding brake; Degree of protection IP65; Cylindrical shaft D38x80 mm; Absolute encoder single-turn 22 bit (encoder AS22DQC); With DRIVE-CLiQ interface; Power connector size M23 | novo out 2017 | 0 | 0
1FK2210-4AC11-1MB0 |  | 1FK2210-4AC11-1MB0 | 1 | UN | 1 | 20 | D | D | N | N | 85015220 | 1 |  | 31 | KG | 2937.56 | 2937.56 | MC05 | MC05 | SIMOTICS S-1FK2 CT Servo motor M0=40 Nm; PN = 6.4 kW at nN=2000 rpm; Converter at max. 480 V supply system; with holding brake; Degree of protection IP65; Shaft D 38x80 mm with fitted key; Absolute encoder 22-bit + 12-bit multi-turn (encoder AM22DQC); with DRIVE-CLiQ interface; Power connector Size M23 | novo out 2017 | 0 | 0
1FK2210-4AC11-1SB0 |  | 1FK2210-4AC11-1SB0 | 1 | UN | 1 | 20 | D | D | N | N | 85015220 | 1 |  | 31 | KG | 2729.32 | 2729.32 | MC05 | MC05 | SIMOTICS S-1FK2 CT Servo motor M0=40 Nm; PN = 6.4 kW at nN=2000 rpm; Converter at max. 480 V supply system; With holding brake; Degree of protection IP65; Shaft D38x80 mm with feather key; Absolute encoder single-turn 22 bit (encoder AS22DQC); With DRIVE-CLiQ interface; Power connector size M23 | novo out 2017 | 0 | 0
1FK2210-5AC00-0MB0 |  | 1FK2210-5AC00-0MB0 | 1 | UN | 1 | 20 | D | D | N | N | 85015220 | 1 |  | 32 | KG | 2996.5 | 2996.5 | MC05 | MC05 | SIMOTICS S-1FK2 CT Servo motor M0=50 Nm; PN = 7.1 kW at nN=2000 rpm; Converter at max. 480 V supply system; Degree of protection IP64; Cylindrical shaft D 38x80 mm; Absolute encoder 22-bit + 12-bit multi-turn (encoder AM22DQC); with DRIVE-CLiQ interface; Power connector Size M40 | novo out 2017 | 0 | 0
1FK2210-5AC00-0SB0 |  | 1FK2210-5AC00-0SB0 | 1 | UN | 1 | 20 | D | D | N | N | 85015220 | 1 |  | 32 | KG | 2788.25 | 2788.25 | MC05 | MC05 | SIMOTICS S-1FK2 CT Servo motor M0=50 Nm; PN = 7.1 kW at nN=2000 rpm; Converter at max. 480 V supply system; Degree of protection IP64; Cylindrical shaft D38x80 mm; Absolute encoder single-turn 22 bit (encoder AS22DQC); With DRIVE-CLiQ interface; Power connector size M40 | novo out 2017 | 0 | 0
1FK2210-5AC00-1MB0 |  | 1FK2210-5AC00-1MB0 | 1 | UN | 1 | 20 | D | D | N | N | 85015220 | 1 |  | 32 | KG | 2996.5 | 2996.5 | MC05 | MC05 | SIMOTICS S-1FK2 CT Servo motor M0=50 Nm; PN = 7.1 kW at nN=2000 rpm; Converter at max. 480 V supply system; Degree of protection IP64; Shaft D 38x80 mm with fitted key; Absolute encoder 22-bit + 12-bit multi-turn (encoder AM22DQC); with DRIVE-CLiQ interface; Power connector Size M40 | novo out 2017 | 0 | 0
1FK2210-5AC00-1SB0 |  | 1FK2210-5AC00-1SB0 | 1 | UN | 1 | 20 | D | D | N | N | 85015220 | 1 |  | 32 | KG | 2788.25 | 2788.25 | MC05 | MC05 | SIMOTICS S-1FK2 CT Servo motor M0=50 Nm; PN = 7.1 kW at nN=2000 rpm; Converter at max. 480 V supply system; Degree of protection IP64; Shaft D38x80 mm with feather key; Absolute encoder single-turn 22 bit (encoder AS22DQC); With DRIVE-CLiQ interface; Power connector size M40 | novo out 2017 | 0 | 0
1FK2210-5AC01-0MB0 |  | 1FK2210-5AC01-0MB0 | 1 | UN | 1 | 20 | D | D | N | N | 85015220 | 1 |  | 32 | KG | 3054.65 | 3054.65 | MC05 | MC05 | SIMOTICS S-1FK2 CT Servo motor M0=50 Nm; PN = 7.1 kW at nN=2000 rpm; Converter at max. 480 V supply system; Degree of protection IP65; Cylindrical shaft D 38x80 mm; Absolute encoder 22-bit + 12-bit multi-turn (encoder AM22DQC); with DRIVE-CLiQ interface; Power connector Size M40 | novo out 2017 | 0 | 0
1FK2210-5AC01-0SB0 |  | 1FK2210-5AC01-0SB0 | 1 | UN | 1 | 20 | D | D | N | N | 85015220 | 1 |  | 32 | KG | 2846.4 | 2846.4 | MC05 | MC05 | SIMOTICS S-1FK2 CT Servo motor M0=50 Nm; PN = 7.1 kW at nN=2000 rpm; Converter at max. 480 V supply system; Degree of protection IP65; Cylindrical shaft D38x80 mm; Absolute encoder single-turn 22 bit (encoder AS22DQC); With DRIVE-CLiQ interface; Power connector size M40 | novo out 2017 | 0 | 0
1FK2210-5AC01-1MB0 |  | 1FK2210-5AC01-1MB0 | 1 | UN | 1 | 20 | D | D | N | N | 85015220 | 1 |  | 32 | KG | 3054.65 | 3054.65 | MC05 | MC05 | SIMOTICS S-1FK2 CT Servo motor M0=50 Nm; PN = 7.1 kW at nN=2000 rpm; Converter at max. 480 V supply system; Degree of protection IP65; Shaft D 38x80 mm with fitted key; Absolute encoder 22-bit + 12-bit multi-turn (encoder AM22DQC); with DRIVE-CLiQ interface; Power connector Size M40 | novo out 2017 | 0 | 0
1FK2210-5AC01-1SB0 |  | 1FK2210-5AC01-1SB0 | 1 | UN | 1 | 20 | D | D | N | N | 85015220 | 1 |  | 32 | KG | 2846.4 | 2846.4 | MC05 | MC05 | SIMOTICS S-1FK2 CT Servo motor M0=50 Nm; PN = 7.1 kW at nN=2000 rpm; Converter at max. 480 V supply system; Degree of protection IP65; Shaft D38x80 mm with feather key; Absolute encoder single-turn 22 bit (encoder AS22DQC); With DRIVE-CLiQ interface; Power connector size M40 | novo out 2017 | 0 | 0
1FK2210-5AC10-0MB0 |  | 1FK2210-5AC10-0MB0 | 1 | UN | 1 | 20 | D | D | N | N | 85015220 | 1 |  | 36 | KG | 3302.55 | 3302.55 | MC05 | MC05 | SIMOTICS S-1FK2 CT Servo motor M0=50 Nm; PN = 7.1 kW at nN=2000 rpm; Converter at max. 480 V supply system; with holding brake; Degree of protection IP64; Cylindrical shaft D 38x80 mm; Absolute encoder 22-bit + 12-bit multi-turn (encoder AM22DQC); with DRIVE-CLiQ interface; Power connector Size M40 | novo out 2017 | 0 | 0
1FK2210-5AC10-0SB0 |  | 1FK2210-5AC10-0SB0 | 1 | UN | 1 | 20 | D | D | N | N | 85015220 | 1 |  | 36 | KG | 3094.29 | 3094.29 | MC05 | MC05 | SIMOTICS S-1FK2 CT Servo motor M0=50 Nm; PN = 7.1 kW at nN=2000 rpm; Converter at max. 480 V supply system; With holding brake; Degree of protection IP64; Cylindrical shaft D38x80 mm; Absolute encoder single-turn 22 bit (encoder AS22DQC); With DRIVE-CLiQ interface; Power connector size M40 | novo out 2017 | 0 | 0
1FK2210-5AC10-1MB0 |  | 1FK2210-5AC10-1MB0 | 1 | UN | 1 | 20 | D | D | N | N | 85015220 | 1 |  | 36 | KG | 3302.55 | 3302.55 | MC05 | MC05 | SIMOTICS S-1FK2 CT Servo motor M0=50 Nm; PN = 7.1 kW at nN=2000 rpm; Converter at max. 480 V supply system; with holding brake; Degree of protection IP64; Shaft D 38x80 mm with fitted key; Absolute encoder 22-bit + 12-bit multi-turn (encoder AM22DQC); with DRIVE-CLiQ interface; Power connector Size M40 | novo out 2017 | 0 | 0
1FK2210-5AC10-1SB0 |  | 1FK2210-5AC10-1SB0 | 1 | UN | 1 | 20 | D | D | N | N | 85015220 | 1 |  | 36 | KG | 3094.29 | 3094.29 | MC05 | MC05 | SIMOTICS S-1FK2 CT Servo motor M0=50 Nm; PN = 7.1 kW at nN=2000 rpm; Converter at max. 480 V supply system; With holding brake; Degree of protection IP64; Shaft D38x80 mm with feather key; Absolute encoder single-turn 22 bit (encoder AS22DQC); With DRIVE-CLiQ interface; Power connector size M40 | novo out 2017 | 0 | 0
1FK2210-5AC11-0MB0 |  | 1FK2210-5AC11-0MB0 | 1 | UN | 1 | 20 | D | D | N | N | 85015220 | 1 |  | 36 | KG | 3360.7 | 3360.7 | MC05 | MC05 | SIMOTICS S-1FK2 CT Servo motor M0=50 Nm; PN = 7.1 kW at nN=2000 rpm; Converter at max. 480 V supply system; with holding brake; Degree of protection IP65; Cylindrical shaft D 38x80 mm; Absolute encoder 22-bit + 12-bit multi-turn (encoder AM22DQC); with DRIVE-CLiQ interface; Power connector Size M40 | novo out 2017 | 0 | 0
1FK2210-5AC11-0SB0 |  | 1FK2210-5AC11-0SB0 | 1 | UN | 1 | 20 | D | D | N | N | 85015220 | 1 |  | 36 | KG | 3152.44 | 3152.44 | MC05 | MC05 | SIMOTICS S-1FK2 CT Servo motor M0=50 Nm; PN = 7.1 kW at nN=2000 rpm; Converter at max. 480 V supply system; With holding brake; Degree of protection IP65; Cylindrical shaft D38x80 mm; Absolute encoder single-turn 22 bit (encoder AS22DQC); With DRIVE-CLiQ interface; Power connector size M40 | novo out 2017 | 0 | 0
1FK2210-5AC11-1MB0 |  | 1FK2210-5AC11-1MB0 | 1 | UN | 1 | 20 | D | D | N | N | 85015220 | 1 |  | 36 | KG | 3360.7 | 3360.7 | MC05 | MC05 | SIMOTICS S-1FK2 CT Servo motor M0=50 Nm; PN = 7.1 kW at nN=2000 rpm; Converter at max. 480 V supply system; with holding brake; Degree of protection IP65; Shaft D 38x80 mm with fitted key; Absolute encoder 22-bit + 12-bit multi-turn (encoder AM22DQC); with DRIVE-CLiQ interface; Power connector Size M40 | novo out 2017 | 0 | 0
1FK2210-5AC11-1SB0 |  | 1FK2210-5AC11-1SB0 | 1 | UN | 1 | 20 | D | D | N | N | 85015220 | 1 |  | 36 | KG | 3152.44 | 3152.44 | MC05 | MC05 | SIMOTICS S-1FK2 CT Servo motor M0=50 Nm; PN = 7.1 kW at nN=2000 rpm; Converter at max. 480 V supply system; With holding brake; Degree of protection IP65; Shaft D38x80 mm with feather key; Absolute encoder single-turn 22 bit (encoder AS22DQC); With DRIVE-CLiQ interface; Power connector size M40 | novo out 2017 | 0 | 0
1FK2306-2AC00-0MB0 |  | 1FK2306-2AC00-0MB0 | 1 | UN | 1 | 30 | D | D | N | N | 85015220 | 1 |  | 8.3 | KG | 1107.84 | 1107.84 | MC05 | MC05 | SIMOTICS S-1FK2 HI servo motor M0=6Nm; PN = 1.15kW at nN=2000 rpm; converter on max. 480V supply system; degree of protection IP64; cylindrical shaft D24x50mm; absolute encoder multi-turn 22-bit + 12-bit (encoder AM22DQC) with DRIVE-CLiQ interface; power connector size M23 |  | 0 | 0
1FK2306-2AC00-0SB0 |  | 1FK2306-2AC00-0SB0 | 1 | UN | 1 | 30 | D | D | N | N | 85015220 | 1 | 4025515669746 | 8.3 | KG | 899.58 | 899.58 | MC05 | MC05 | SIMOTICS S-1FK2 HI servo motor M0=6Nm; PN = 1.15kW at nN=2000 rpm; converter on max. 480V supply system; degree of protection IP64; cylindrical shaft D24x50mm; absolute encoder single-turn 22-bit (encoder AS22DQC); with DRIVE-CLiQ interface; power connector size M23 |  | 0 | 0
1FK2306-2AC00-1MB0 |  | 1FK2306-2AC00-1MB0 | 1 | UN | 1 | 30 | D | D | N | N | 85015220 | 1 | 4025515669753 | 8.3 | KG | 1107.84 | 1107.84 | MC05 | MC05 | SIMOTICS S-1FK2 HI servo motor M0=6Nm; PN = 1.15kW at nN=2000 rpm; converter on max. 480V supply system; degree of protection IP64; shaft D24x50mm with feather key; absolute encoder multi-turn 22-bit + 12-bit (encoder AM22DQC) with DRIVE-CLiQ interface; power connector size M23 |  | 0 | 0
1FK2306-2AC00-1SB0 |  | 1FK2306-2AC00-1SB0 | 1 | UN | 1 | 30 | D | D | N | N | 85015220 | 1 | 4025515669760 | 8.3 | KG | 899.58 | 899.58 | MC05 | MC05 | SIMOTICS S-1FK2 HI servo motor M0=6Nm; PN = 1.15kW at nN=2000 rpm; converter on max. 480V supply system; degree of protection IP64; shaft D24x50mm with feather key; absolute encoder single-turn 22-bit (encoder AS22DQC); with DRIVE-CLiQ interface; power connector size M23 |  | 0 | 0
1FK2306-2AC01-0MB0 |  | 1FK2306-2AC01-0MB0 | 1 | UN | 1 | 30 | D | D | N | N | 85015220 | 1 | 4025515669777 | 8.3 | KG | 1165.99 | 1165.99 | MC05 | MC05 | SIMOTICS S-1FK2 HI servo motor M0=6Nm; PN = 1.15kW at nN=2000 rpm; converter on max. 480V supply system; degree of protection IP65; cylindrical shaft D24x50mm; absolute encoder multi-turn 22-bit + 12-bit (encoder AM22DQC) with DRIVE-CLiQ interface; power connector size M23 |  | 0 | 0
1FK2306-2AC01-0SB0 |  | 1FK2306-2AC01-0SB0 | 1 | UN | 1 | 30 | D | D | N | N | 85015220 | 1 | 4025515669784 | 8.3 | KG | 957.73 | 957.73 | MC05 | MC05 | SIMOTICS S-1FK2 HI servo motor M0=6Nm; PN = 1.15kW at nN=2000 rpm; converter on max. 480V supply system; degree of protection IP65; cylindrical shaft D24x50mm; absolute encoder single-turn 22-bit (encoder AS22DQC); with DRIVE-CLiQ interface; power connector size M23 |  | 0 | 0
1FK2306-2AC01-1MB0 |  | 1FK2306-2AC01-1MB0 | 1 | UN | 1 | 30 | D | D | N | N | 85015220 | 1 | 4025515669791 | 8.3 | KG | 1165.99 | 1165.99 | MC05 | MC05 | SIMOTICS S-1FK2 HI servo motor M0=6Nm; PN = 1.15kW at nN=2000 rpm; converter on max. 480V supply system; degree of protection IP65; shaft D24x50mm with feather key; absolute encoder multi-turn 22-bit + 12-bit (encoder AM22DQC) with DRIVE-CLiQ interface; power connector size M23 |  | 0 | 0
1FK2306-2AC01-1SB0 |  | 1FK2306-2AC01-1SB0 | 1 | UN | 1 | 30 | D | D | N | N | 85015220 | 1 | 4025515669807 | 8.3 | KG | 957.73 | 957.73 | MC05 | MC05 | SIMOTICS S-1FK2 HI servo motor M0=6Nm; PN = 1.15kW at nN=2000 rpm; converter on max. 480V supply system; degree of protection IP65; shaft D24x50mm with feather key; absolute encoder single-turn 22-bit (encoder AS22DQC); with DRIVE-CLiQ interface; power connector size M23 |  | 0 | 0
1FK2306-2AC10-0MB0 |  | 1FK2306-2AC10-0MB0 | 1 | UN | 1 | 30 | D | D | N | N | 85015220 | 1 | 4025515669814 | 9.7 | KG | 1330.41 | 1330.41 | MC05 | MC05 | SIMOTICS S-1FK2 HI servo motor M0=6Nm; PN = 1.15kW at nN=2000 rpm; converter on max. 480V supply system; with holding brake;degree of protection IP64; cylindrical shaft D24x50mm; absolute encoder multi-turn 22-bit + 12-bit (encoder AM22DQC) with DRIVE-CLiQ interface; power connector size M23 |  | 0 | 0
1FK2306-2AC10-0SB0 |  | 1FK2306-2AC10-0SB0 | 1 | UN | 1 | 30 | D | D | N | N | 85015220 | 1 | 4025515669821 | 9.7 | KG | 1122.16 | 1122.16 | MC05 | MC05 | SIMOTICS S-1FK2 HI servo motor M0=6Nm; PN = 1.15kW at nN=2000 rpm; converter on max. 480V supply system; with holding brake;degree of protection IP64; cylindrical shaft D24x50mm; absolute encoder single-turn 22-bit (encoder AS22DQC); with DRIVE-CLiQ interface; power connector size M23 |  | 0 | 0
1FK2306-2AC10-1MB0 |  | 1FK2306-2AC10-1MB0 | 1 | UN | 1 | 30 | D | D | N | N | 85015220 | 1 | 4025515669838 | 9.7 | KG | 1330.41 | 1330.41 | MC05 | MC05 | SIMOTICS S-1FK2 HI servo motor M0=6Nm; PN = 1.15kW at nN=2000 rpm; converter on max. 480V supply system; with holding brake;degree of protection IP64; shaft D24x50mm with feather key; absolute encoder multi-turn 22-bit + 12-bit (encoder AM22DQC) with DRIVE-CLiQ interface; power connector size M23 |  | 0 | 0
1FK2306-2AC10-1SB0 |  | 1FK2306-2AC10-1SB0 | 1 | UN | 1 | 30 | D | D | N | N | 85015220 | 1 | 4025515669845 | 9.7 | KG | 1122.16 | 1122.16 | MC05 | MC05 | SIMOTICS S-1FK2 HI servo motor M0=6Nm; PN = 1.15kW at nN=2000 rpm; converter on max. 480V supply system; with holding brake;degree of protection IP64; shaft D24x50mm with feather key; absolute encoder single-turn 22-bit (encoder AS22DQC); with DRIVE-CLiQ interface; power connector size M23 |  | 0 | 0
1FK2306-2AC11-0MB0 |  | 1FK2306-2AC11-0MB0 | 1 | UN | 1 | 30 | D | D | N | N | 85015220 | 1 | 4025515669852 | 9.7 | KG | 1388.56 | 1388.56 | MC05 | MC05 | SIMOTICS S-1FK2 HI servo motor M0=6Nm; PN = 1.15kW at nN=2000 rpm; converter on max. 480V supply system; with holding brake;degree of protection IP65; cylindrical shaft D24x50mm; absolute encoder multi-turn 22-bit + 12-bit (encoder AM22DQC) with DRIVE-CLiQ interface; power connector size M23 |  | 0 | 0
1FK2306-2AC11-0SB0 |  | 1FK2306-2AC11-0SB0 | 1 | UN | 1 | 30 | D | D | N | N | 85015220 | 1 | 4025515669869 | 9.7 | KG | 1180.31 | 1180.31 | MC05 | MC05 | SIMOTICS S-1FK2 HI servo motor M0=6Nm; PN = 1.15kW at nN=2000 rpm; converter on max. 480V supply system; with holding brake;degree of protection IP65; cylindrical shaft D24x50mm; absolute encoder single-turn 22-bit (encoder AS22DQC); with DRIVE-CLiQ interface; power connector size M23 |  | 0 | 0
1FK2306-2AC11-1MB0 |  | 1FK2306-2AC11-1MB0 | 1 | UN | 1 | 30 | D | D | N | N | 85015220 | 1 | 4025515669876 | 9.7 | KG | 1388.56 | 1388.56 | MC05 | MC05 | SIMOTICS S-1FK2 HI servo motor M0=6Nm; PN = 1.15kW at nN=2000 rpm; converter on max. 480V supply system; with holding brake;degree of protection IP65; shaft D24x50mm with feather key; absolute encoder multi-turn 22-bit + 12-bit (encoder AM22DQC) with DRIVE-CLiQ interface; power connector size M23 |  | 0 | 0
1FK2306-2AC11-1SB0 |  | 1FK2306-2AC11-1SB0 | 1 | UN | 1 | 30 | D | D | N | N | 85015220 | 1 | 4025515669883 | 9.7 | KG | 1180.31 | 1180.31 | MC05 | MC05 | SIMOTICS S-1FK2 HI servo motor M0=6Nm; PN = 1.15kW at nN=2000 rpm; converter on max. 480V supply system; with holding brake;degree of protection IP65; shaft D24x50mm with feather key; absolute encoder single-turn 22-bit (encoder AS22DQC); with DRIVE-CLiQ interface; power connector size M23 |  | 0 | 0
1FK2306-4AC00-0MB0 |  | 1FK2306-4AC00-0MB0 | 1 | UN | 1 | 30 | D | D | N | N | 85015220 | 1 | 4025515669890 | 12.1 | KG | 1412.31 | 1412.31 | MC05 | MC05 | SIMOTICS S-1FK2 HI servo motor M0=12Nm; PN = 2.2kW at nN=2000 rpm; converter on max. 480V supply system; degree of protection IP64; cylindrical shaft D24x50mm; absolute encoder multi-turn 22-bit + 12-bit (encoder AM22DQC) with DRIVE-CLiQ interface; power connector size M23 |  | 0 | 0
1FK2306-4AC00-0SB0 |  | 1FK2306-4AC00-0SB0 | 1 | UN | 1 | 30 | D | D | N | N | 85015220 | 1 | 4025515669906 | 12.1 | KG | 1204.05 | 1204.05 | MC05 | MC05 | SIMOTICS S-1FK2 HI servo motor M0=12Nm; PN = 2.2kW at nN=2000 rpm; converter on max. 480V supply system; degree of protection IP64; cylindrical shaft D24x50mm; absolute encoder single-turn 22-bit (encoder AS22DQC); with DRIVE-CLiQ interface; power connector size M23 |  | 0 | 0
1FK2306-4AC00-1MB0 |  | 1FK2306-4AC00-1MB0 | 1 | UN | 1 | 30 | D | D | N | N | 85015220 | 1 | 4025515669913 | 12.1 | KG | 1412.31 | 1412.31 | MC05 | MC05 | SIMOTICS S-1FK2 HI servo motor M0=12Nm; PN = 2.2kW at nN=2000 rpm; converter on max. 480V supply system; degree of protection IP64; shaft D24x50mm with feather key; absolute encoder multi-turn 22-bit + 12-bit (encoder AM22DQC) with DRIVE-CLiQ interface; power connector size M23 |  | 0 | 0
1FK2306-4AC00-1SB0 |  | 1FK2306-4AC00-1SB0 | 1 | UN | 1 | 30 | D | D | N | N | 85015220 | 1 | 4025515669920 | 12.1 | KG | 1204.05 | 1204.05 | MC05 | MC05 | SIMOTICS S-1FK2 HI servo motor M0=12Nm; PN = 2.2kW at nN=2000 rpm; converter on max. 480V supply system; degree of protection IP64; shaft D24x50mm with feather key; absolute encoder single-turn 22-bit (encoder AS22DQC); with DRIVE-CLiQ interface; power connector size M23 |  | 0 | 0
1FK2306-4AC01-0MB0 |  | 1FK2306-4AC01-0MB0 | 1 | UN | 1 | 30 | D | D | N | N | 85015220 | 1 | 4025515669937 | 12.1 | KG | 1470.46 | 1470.46 | MC05 | MC05 | SIMOTICS S-1FK2 HI servo motor M0=12Nm; PN = 2.2kW at nN=2000 rpm; converter on max. 480V supply system; degree of protection IP65; cylindrical shaft D24x50mm; absolute encoder multi-turn 22-bit + 12-bit (encoder AM22DQC) with DRIVE-CLiQ interface; power connector size M23 |  | 0 | 0
1FK2306-4AC01-0SB0 |  | 1FK2306-4AC01-0SB0 | 1 | UN | 1 | 30 | D | D | N | N | 85015220 | 1 | 4025515669944 | 12.1 | KG | 1262.2 | 1262.2 | MC05 | MC05 | SIMOTICS S-1FK2 HI servo motor M0=12Nm; PN = 2.2kW at nN=2000 rpm; converter on max. 480V supply system; degree of protection IP65; cylindrical shaft D24x50mm; absolute encoder single-turn 22-bit (encoder AS22DQC); with DRIVE-CLiQ interface; power connector size M23 |  | 0 | 0
1FK2306-4AC01-1MB0 |  | 1FK2306-4AC01-1MB0 | 1 | UN | 1 | 30 | D | D | N | N | 85015220 | 1 | 4025515669951 | 12.1 | KG | 1470.46 | 1470.46 | MC05 | MC05 | SIMOTICS S-1FK2 HI servo motor M0=12Nm; PN = 2.2kW at nN=2000 rpm; converter on max. 480V supply system; degree of protection IP65; shaft D24x50mm with feather key; absolute encoder multi-turn 22-bit + 12-bit (encoder AM22DQC) with DRIVE-CLiQ interface; power connector size M23 |  | 0 | 0
1FK2306-4AC01-1SB0 |  | 1FK2306-4AC01-1SB0 | 1 | UN | 1 | 30 | D | D | N | N | 85015220 | 1 | 4025515669968 | 12.1 | KG | 1262.2 | 1262.2 | MC05 | MC05 | SIMOTICS S-1FK2 HI servo motor M0=12Nm; PN = 2.2kW at nN=2000 rpm; converter on max. 480V supply system; degree of protection IP65; shaft D24x50mm with feather key; absolute encoder single-turn 22-bit (encoder AS22DQC); with DRIVE-CLiQ interface; power connector size M23 |  | 0 | 0
1FK2306-4AC10-0MB0 |  | 1FK2306-4AC10-0MB0 | 1 | UN | 1 | 30 | D | D | N | N | 85015220 | 1 | 4025515669975 | 13.6 | KG | 1634.89 | 1634.89 | MC05 | MC05 | SIMOTICS S-1FK2 HI servo motor M0=12Nm; PN = 2.2kW at nN=2000 rpm; converter on max. 480V supply system; with holding brake;degree of protection IP64; cylindrical shaft D24x50mm; absolute encoder multi-turn 22-bit + 12-bit (encoder AM22DQC) with DRIVE-CLiQ interface; power connector size M23 |  | 0 | 0
1FK2306-4AC10-0SB0 |  | 1FK2306-4AC10-0SB0 | 1 | UN | 1 | 30 | D | D | N | N | 85015220 | 1 | 4025515669982 | 13.6 | KG | 1426.63 | 1426.63 | MC05 | MC05 | SIMOTICS S-1FK2 HI servo motor M0=12Nm; PN = 2.2kW at nN=2000 rpm; converter on max. 480V supply system; with holding brake;degree of protection IP64; cylindrical shaft D24x50mm; absolute encoder single-turn 22-bit (encoder AS22DQC); with DRIVE-CLiQ interface; power connector size M23 |  | 0 | 0
1FK2306-4AC10-1MB0 |  | 1FK2306-4AC10-1MB0 | 1 | UN | 1 | 30 | D | D | N | N | 85015220 | 1 | 4025515669999 | 13.6 | KG | 1634.89 | 1634.89 | MC05 | MC05 | SIMOTICS S-1FK2 HI servo motor M0=12Nm; PN = 2.2kW at nN=2000 rpm; converter on max. 480V supply system; with holding brake;degree of protection IP64; shaft D24x50mm with feather key; absolute encoder multi-turn 22-bit + 12-bit (encoder AM22DQC) with DRIVE-CLiQ interface; power connector size M23 |  | 0 | 0
1FK2306-4AC10-1SB0 |  | 1FK2306-4AC10-1SB0 | 1 | UN | 1 | 30 | D | D | N | N | 85015220 | 1 | 4025515670001 | 13.6 | KG | 1426.63 | 1426.63 | MC05 | MC05 | SIMOTICS S-1FK2 HI servo motor M0=12Nm; PN = 2.2kW at nN=2000 rpm; converter on max. 480V supply system; with holding brake;degree of protection IP64; shaft D24x50mm with feather key; absolute encoder single-turn 22-bit (encoder AS22DQC); with DRIVE-CLiQ interface; power connector size M23 |  | 0 | 0
1FK2306-4AC11-0MB0 |  | 1FK2306-4AC11-0MB0 | 1 | UN | 1 | 30 | D | D | N | N | 85015220 | 1 | 4025515670018 | 13.6 | KG | 1693.04 | 1693.04 | MC05 | MC05 | SIMOTICS S-1FK2 HI servo motor M0=12Nm; PN = 2.2kW at nN=2000 rpm; converter on max. 480V supply system; with holding brake;degree of protection IP65; cylindrical shaft D24x50mm; absolute encoder multi-turn 22-bit + 12-bit (encoder AM22DQC) with DRIVE-CLiQ interface; power connector size M23 |  | 0 | 0
1FK2306-4AC11-0SB0 |  | 1FK2306-4AC11-0SB0 | 1 | UN | 1 | 30 | D | D | N | N | 85015220 | 1 | 4025515670025 | 13.6 | KG | 1484.78 | 1484.78 | MC05 | MC05 | SIMOTICS S-1FK2 HI servo motor M0=12Nm; PN = 2.2kW at nN=2000 rpm; converter on max. 480V supply system; with holding brake;degree of protection IP65; cylindrical shaft D24x50mm; absolute encoder single-turn 22-bit (encoder AS22DQC); with DRIVE-CLiQ interface; power connector size M23 |  | 0 | 0
1FK2306-4AC11-1MB0 |  | 1FK2306-4AC11-1MB0 | 1 | UN | 1 | 30 | D | D | N | N | 85015220 | 1 | 4025515670032 | 13.6 | KG | 1693.04 | 1693.04 | MC05 | MC05 | SIMOTICS S-1FK2 HI servo motor M0=12Nm; PN = 2.2kW at nN=2000 rpm; converter on max. 480V supply system; with holding brake;degree of protection IP65; shaft D24x50mm with feather key; absolute encoder multi-turn 22-bit + 12-bit (encoder AM22DQC) with DRIVE-CLiQ interface; power connector size M23 |  | 0 | 0
1FK2306-4AC11-1SB0 |  | 1FK2306-4AC11-1SB0 | 1 | UN | 1 | 30 | D | D | N | N | 85015220 | 1 | 4025515670049 | 13.6 | KG | 1484.78 | 1484.78 | MC05 | MC05 | SIMOTICS S-1FK2 HI servo motor M0=12Nm; PN = 2.2kW at nN=2000 rpm; converter on max. 480V supply system; with holding brake;degree of protection IP65; shaft D24x50mm with feather key; absolute encoder single-turn 22-bit (encoder AS22DQC); with DRIVE-CLiQ interface; power connector size M23 |  | 0 | 0
1FK2308-3AB00-0MB0 |  | 1FK2308-3AB00-0MB0 | 1 | UN | 1 | 30 | D | D | N | N | 85015220 | 1 | 4025515670056 | 17 | KG | 1655.34 | 1655.34 | MC05 | MC05 | SIMOTICS S-1FK2 HI servo motor M0=18Nm; PN = 2.5kW at nN=1500 rpm; converter on max. 480V supply system; degree of protection IP64; cylindrical shaft D32x58mm; absolute encoder multi-turn 22-bit + 12-bit (encoder AM22DQC) with DRIVE-CLiQ interface; power connector size M23 |  | 0 | 0
1FK2308-3AB00-0SB0 |  | 1FK2308-3AB00-0SB0 | 1 | UN | 1 | 30 | D | D | N | N | 85015220 | 1 | 4025515670063 | 17 | KG | 1447.09 | 1447.09 | MC05 | MC05 | SIMOTICS S-1FK2 HI servo motor M0=18Nm; PN = 2.5kW at nN=1500 rpm; converter on max. 480V supply system; degree of protection IP64; cylindrical shaft D32x58mm; absolute encoder single-turn 22-bit (encoder AS22DQC); with DRIVE-CLiQ interface; power connector size M23 |  | 0 | 0
1FK2308-3AB00-1MB0 |  | 1FK2308-3AB00-1MB0 | 1 | UN | 1 | 30 | D | D | N | N | 85015220 | 1 | 4025515670070 | 17 | KG | 1655.34 | 1655.34 | MC05 | MC05 | SIMOTICS S-1FK2 HI servo motor M0=18Nm; PN = 2.5kW at nN=1500 rpm; converter on max. 480V supply system; degree of protection IP64; shaft D32x58mm with feather key; absolute encoder multi-turn 22-bit + 12-bit (encoder AM22DQC) with DRIVE-CLiQ interface; power connector size M23 |  | 0 | 0
1FK2308-3AB00-1SB0 |  | 1FK2308-3AB00-1SB0 | 1 | UN | 1 | 30 | D | D | N | N | 85015220 | 1 | 4025515670087 | 17 | KG | 1447.09 | 1447.09 | MC05 | MC05 | SIMOTICS S-1FK2 HI servo motor M0=18Nm; PN = 2.5kW at nN=1500 rpm; converter on max. 480V supply system; degree of protection IP64; shaft D32x58mm with feather key; absolute encoder single-turn 22-bit (encoder AS22DQC); with DRIVE-CLiQ interface; power connector size M23 |  | 0 | 0
1FK2308-3AB01-0MB0 |  | 1FK2308-3AB01-0MB0 | 1 | UN | 1 | 30 | D | D | N | N | 85015220 | 1 | 4025515670094 | 17 | KG | 1713.49 | 1713.49 | MC05 | MC05 | SIMOTICS S-1FK2 HI servo motor M0=18Nm; PN = 2.5kW at nN=1500 rpm; converter on max. 480V supply system; degree of protection IP65; cylindrical shaft D32x58mm; absolute encoder multi-turn 22-bit + 12-bit (encoder AM22DQC) with DRIVE-CLiQ interface; power connector size M23 |  | 0 | 0
1FK2308-3AB01-0SB0 |  | 1FK2308-3AB01-0SB0 | 1 | UN | 1 | 30 | D | D | N | N | 85015220 | 1 | 4025515670100 | 17 | KG | 1505.24 | 1505.24 | MC05 | MC05 | SIMOTICS S-1FK2 HI servo motor M0=18Nm; PN = 2.5kW at nN=1500 rpm; converter on max. 480V supply system; degree of protection IP65; cylindrical shaft D32x58mm; absolute encoder single-turn 22-bit (encoder AS22DQC); with DRIVE-CLiQ interface; power connector size M23 |  | 0 | 0
1FK2308-3AB01-1MB0 |  | 1FK2308-3AB01-1MB0 | 1 | UN | 1 | 30 | D | D | N | N | 85015220 | 1 | 4025515670117 | 17 | KG | 1713.49 | 1713.49 | MC05 | MC05 | SIMOTICS S-1FK2 HI servo motor M0=18Nm; PN = 2.5kW at nN=1500 rpm; converter on max. 480V supply system; degree of protection IP65; shaft D32x58mm with feather key; absolute encoder multi-turn 22-bit + 12-bit (encoder AM22DQC) with DRIVE-CLiQ interface; power connector size M23 |  | 0 | 0
1FK2308-3AB01-1SB0 |  | 1FK2308-3AB01-1SB0 | 1 | UN | 1 | 30 | D | D | N | N | 85015220 | 1 | 4025515670124 | 17 | KG | 1505.24 | 1505.24 | MC05 | MC05 | SIMOTICS S-1FK2 HI servo motor M0=18Nm; PN = 2.5kW at nN=1500 rpm; converter on max. 480V supply system; degree of protection IP65; shaft D32x58mm with feather key; absolute encoder single-turn 22-bit (encoder AS22DQC); with DRIVE-CLiQ interface; power connector size M23 |  | 0 | 0
1FK2308-3AB10-0MB0 |  | 1FK2308-3AB10-0MB0 | 1 | UN | 1 | 30 | D | D | N | N | 85015220 | 1 | 4025515670131 | 18.8 | KG | 1933.56 | 1933.56 | MC05 | MC05 | SIMOTICS S-1FK2 HI servo motor M0=18Nm; PN = 2.5kW at nN=1500 rpm; converter on max. 480V supply system; with holding brake;degree of protection IP64; cylindrical shaft D32x58mm; absolute encoder multi-turn 22-bit + 12-bit (encoder AM22DQC) with DRIVE-CLiQ interface; power connector size M23 |  | 0 | 0
1FK2308-3AB10-0SB0 |  | 1FK2308-3AB10-0SB0 | 1 | UN | 1 | 30 | D | D | N | N | 85015220 | 1 | 4025515670148 | 18.8 | KG | 1725.3 | 1725.3 | MC05 | MC05 | SIMOTICS S-1FK2 HI servo motor M0=18Nm; PN = 2.5kW at nN=1500 rpm; converter on max. 480V supply system; with holding brake;degree of protection IP64; cylindrical shaft D32x58mm; absolute encoder single-turn 22-bit (encoder AS22DQC); with DRIVE-CLiQ interface; power connector size M23 |  | 0 | 0
1FK2308-3AB10-1MB0 |  | 1FK2308-3AB10-1MB0 | 1 | UN | 1 | 30 | D | D | N | N | 85015220 | 1 | 4025515670155 | 18.8 | KG | 1933.56 | 1933.56 | MC05 | MC05 | SIMOTICS S-1FK2 HI servo motor M0=18Nm; PN = 2.5kW at nN=1500 rpm; converter on max. 480V supply system; with holding brake;degree of protection IP64; shaft D32x58mm with feather key; absolute encoder multi-turn 22-bit + 12-bit (encoder AM22DQC) with DRIVE-CLiQ interface; power connector size M23 |  | 0 | 0
1FK2308-3AB10-1SB0 |  | 1FK2308-3AB10-1SB0 | 1 | UN | 1 | 30 | D | D | N | N | 85015220 | 1 | 4025515670162 | 18.8 | KG | 1725.3 | 1725.3 | MC05 | MC05 | SIMOTICS S-1FK2 HI servo motor M0=18Nm; PN = 2.5kW at nN=1500 rpm; converter on max. 480V supply system; with holding brake;degree of protection IP64; shaft D32x58mm with feather key; absolute encoder single-turn 22-bit (encoder AS22DQC); with DRIVE-CLiQ interface; power connector size M23 |  | 0 | 0
1FK2308-3AB11-0MB0 |  | 1FK2308-3AB11-0MB0 | 1 | UN | 1 | 30 | D | D | N | N | 85015220 | 1 | 4025515670179 | 18.8 | KG | 1991.71 | 1991.71 | MC05 | MC05 | SIMOTICS S-1FK2 HI servo motor M0=18Nm; PN = 2.5kW at nN=1500 rpm; converter on max. 480V supply system; with holding brake;degree of protection IP65; cylindrical shaft D32x58mm; absolute encoder multi-turn 22-bit + 12-bit (encoder AM22DQC) with DRIVE-CLiQ interface; power connector size M23 |  | 0 | 0
1FK2308-3AB11-0SB0 |  | 1FK2308-3AB11-0SB0 | 1 | UN | 1 | 30 | D | D | N | N | 85015220 | 1 | 4025515670186 | 18.8 | KG | 1783.45 | 1783.45 | MC05 | MC05 | SIMOTICS S-1FK2 HI servo motor M0=18Nm; PN = 2.5kW at nN=1500 rpm; converter on max. 480V supply system; with holding brake;degree of protection IP65; cylindrical shaft D32x58mm; absolute encoder single-turn 22-bit (encoder AS22DQC); with DRIVE-CLiQ interface; power connector size M23 |  | 0 | 0
1FK2308-3AB11-1MB0 |  | 1FK2308-3AB11-1MB0 | 1 | UN | 1 | 30 | D | D | N | N | 85015220 | 1 | 4025515670193 | 18.8 | KG | 1991.71 | 1991.71 | MC05 | MC05 | SIMOTICS S-1FK2 HI servo motor M0=18Nm; PN = 2.5kW at nN=1500 rpm; converter on max. 480V supply system; with holding brake;degree of protection IP65; shaft D32x58mm with feather key; absolute encoder multi-turn 22-bit + 12-bit (encoder AM22DQC) with DRIVE-CLiQ interface; power connector size M23 |  | 0 | 0
1FK2308-3AB11-1SB0 |  | 1FK2308-3AB11-1SB0 | 1 | UN | 1 | 30 | D | D | N | N | 85015220 | 1 | 4025515670209 | 18.8 | KG | 1783.45 | 1783.45 | MC05 | MC05 | SIMOTICS S-1FK2 HI servo motor M0=18Nm; PN = 2.5kW at nN=1500 rpm; converter on max. 480V supply system; with holding brake;degree of protection IP65; shaft D32x58mm with feather key; absolute encoder single-turn 22-bit (encoder AS22DQC); with DRIVE-CLiQ interface; power connector size M23 |  | 0 | 0
1FK2308-4AB00-0MB0 |  | 1FK2308-4AB00-0MB0 | 1 | UN | 1 | 30 | D | D | N | N | 85015220 | 1 | 4025515670216 | 19.3 | KG | 1820.98 | 1820.98 | MC05 | MC05 | SIMOTICS S-1FK2 HI servo motor M0=22Nm; PN = 2.9kW at nN=1500 rpm; converter on max. 480V supply system; degree of protection IP64; cylindrical shaft D32x58mm; absolute encoder multi-turn 22-bit + 12-bit (encoder AM22DQC) with DRIVE-CLiQ interface; power connector size M23 |  | 0 | 0
1FK2308-4AB00-0SB0 |  | 1FK2308-4AB00-0SB0 | 1 | UN | 1 | 30 | D | D | N | N | 85015220 | 1 | 4025515670223 | 19.3 | KG | 1612.72 | 1612.72 | MC05 | MC05 | SIMOTICS S-1FK2 HI servo motor M0=22Nm; PN = 2.9kW at nN=1500 rpm; converter on max. 480V supply system; degree of protection IP64; cylindrical shaft D32x58mm; absolute encoder single-turn 22-bit (encoder AS22DQC); with DRIVE-CLiQ interface; power connector size M23 |  | 0 | 0
1FK2308-4AB00-1MB0 |  | 1FK2308-4AB00-1MB0 | 1 | UN | 1 | 30 | D | D | N | N | 85015220 | 1 | 4025515670230 | 19.3 | KG | 1820.98 | 1820.98 | MC05 | MC05 | SIMOTICS S-1FK2 HI servo motor M0=22Nm; PN = 2.9kW at nN=1500 rpm; converter on max. 480V supply system; degree of protection IP64; shaft D32x58mm with feather key; absolute encoder multi-turn 22-bit + 12-bit (encoder AM22DQC) with DRIVE-CLiQ interface; power connector size M23 |  | 0 | 0
1FK2308-4AB00-1SB0 |  | 1FK2308-4AB00-1SB0 | 1 | UN | 1 | 30 | D | D | N | N | 85015220 | 1 | 4025515670247 | 19.3 | KG | 1612.72 | 1612.72 | MC05 | MC05 | SIMOTICS S-1FK2 HI servo motor M0=22Nm; PN = 2.9kW at nN=1500 rpm; converter on max. 480V supply system; degree of protection IP64; shaft D32x58mm with feather key; absolute encoder single-turn 22-bit (encoder AS22DQC); with DRIVE-CLiQ interface; power connector size M23 |  | 0 | 0
1FK2308-4AB01-0MB0 |  | 1FK2308-4AB01-0MB0 | 1 | UN | 1 | 30 | D | D | N | N | 85015220 | 1 | 4025515670254 | 19.3 | KG | 1879.13 | 1879.13 | MC05 | MC05 | SIMOTICS S-1FK2 HI servo motor M0=22Nm; PN = 2.9kW at nN=1500 rpm; converter on max. 480V supply system; degree of protection IP65; cylindrical shaft D32x58mm; absolute encoder multi-turn 22-bit + 12-bit (encoder AM22DQC) with DRIVE-CLiQ interface; power connector size M23 |  | 0 | 0
1FK2308-4AB01-0SB0 |  | 1FK2308-4AB01-0SB0 | 1 | UN | 1 | 30 | D | D | N | N | 85015220 | 1 | 4025515670261 | 19.3 | KG | 1670.87 | 1670.87 | MC05 | MC05 | SIMOTICS S-1FK2 HI servo motor M0=22Nm; PN = 2.9kW at nN=1500 rpm; converter on max. 480V supply system; degree of protection IP65; cylindrical shaft D32x58mm; absolute encoder single-turn 22-bit (encoder AS22DQC); with DRIVE-CLiQ interface; power connector size M23 |  | 0 | 0
1FK2308-4AB01-1MB0 |  | 1FK2308-4AB01-1MB0 | 1 | UN | 1 | 30 | D | D | N | N | 85015220 | 1 | 4025515670278 | 19.3 | KG | 1879.13 | 1879.13 | MC05 | MC05 | SIMOTICS S-1FK2 HI servo motor M0=22Nm; PN = 2.9kW at nN=1500 rpm; converter on max. 480V supply system; degree of protection IP65; shaft D32x58mm with feather key; absolute encoder multi-turn 22-bit + 12-bit (encoder AM22DQC) with DRIVE-CLiQ interface; power connector size M23 |  | 0 | 0
1FK2308-4AB01-1SB0 |  | 1FK2308-4AB01-1SB0 | 1 | UN | 1 | 30 | D | D | N | N | 85015220 | 1 | 4025515670285 | 19.3 | KG | 1670.87 | 1670.87 | MC05 | MC05 | SIMOTICS S-1FK2 HI servo motor M0=22Nm; PN = 2.9kW at nN=1500 rpm; converter on max. 480V supply system; degree of protection IP65; shaft D32x58mm with feather key; absolute encoder single-turn 22-bit (encoder AS22DQC); with DRIVE-CLiQ interface; power connector size M23 |  | 0 | 0
1FK2308-4AB10-0MB0 |  | 1FK2308-4AB10-0MB0 | 1 | UN | 1 | 30 | D | D | N | N | 85015220 | 1 | 4025515670292 | 21.2 | KG | 2099.19 | 2099.19 | MC05 | MC05 | SIMOTICS S-1FK2 HI servo motor M0=22Nm; PN = 2.9kW at nN=1500 rpm; converter on max. 480V supply system; with holding brake;degree of protection IP64; cylindrical shaft D32x58mm; absolute encoder multi-turn 22-bit + 12-bit (encoder AM22DQC) with DRIVE-CLiQ interface; power connector size M23 |  | 0 | 0
1FK2308-4AB10-0SB0 |  | 1FK2308-4AB10-0SB0 | 1 | UN | 1 | 30 | D | D | N | N | 85015220 | 1 | 4025515670308 | 21.2 | KG | 1890.93 | 1890.93 | MC05 | MC05 | SIMOTICS S-1FK2 HI servo motor M0=22Nm; PN = 2.9kW at nN=1500 rpm; converter on max. 480V supply system; with holding brake;degree of protection IP64; cylindrical shaft D32x58mm; absolute encoder single-turn 22-bit (encoder AS22DQC); with DRIVE-CLiQ interface; power connector size M23 |  | 0 | 0
1FK2308-4AB10-1MB0 |  | 1FK2308-4AB10-1MB0 | 1 | UN | 1 | 30 | D | D | N | N | 85015220 | 1 | 4025515670315 | 21.2 | KG | 2099.19 | 2099.19 | MC05 | MC05 | SIMOTICS S-1FK2 HI servo motor M0=22Nm; PN = 2.9kW at nN=1500 rpm; converter on max. 480V supply system; with holding brake;degree of protection IP64; shaft D32x58mm with feather key; absolute encoder multi-turn 22-bit + 12-bit (encoder AM22DQC) with DRIVE-CLiQ interface; power connector size M23 |  | 0 | 0
1FK2308-4AB10-1SB0 |  | 1FK2308-4AB10-1SB0 | 1 | UN | 1 | 30 | D | D | N | N | 85015220 | 1 | 4025515670322 | 21.2 | KG | 1890.93 | 1890.93 | MC05 | MC05 | SIMOTICS S-1FK2 HI servo motor M0=22Nm; PN = 2.9kW at nN=1500 rpm; converter on max. 480V supply system; with holding brake;degree of protection IP64; shaft D32x58mm with feather key; absolute encoder single-turn 22-bit (encoder AS22DQC); with DRIVE-CLiQ interface; power connector size M23 |  | 0 | 0
1FK2308-4AB11-0MB0 |  | 1FK2308-4AB11-0MB0 | 1 | UN | 1 | 30 | D | D | N | N | 85015220 | 1 | 4025515670339 | 21.2 | KG | 2157.34 | 2157.34 | MC05 | MC05 | SIMOTICS S-1FK2 HI servo motor M0=22Nm; PN = 2.9kW at nN=1500 rpm; converter on max. 480V supply system; with holding brake;degree of protection IP65; cylindrical shaft D32x58mm; absolute encoder multi-turn 22-bit + 12-bit (encoder AM22DQC) with DRIVE-CLiQ interface; power connector size M23 |  | 0 | 0
1FK2308-4AB11-0SB0 |  | 1FK2308-4AB11-0SB0 | 1 | UN | 1 | 30 | D | D | N | N | 85015220 | 1 | 4025515670346 | 21.2 | KG | 1949.08 | 1949.08 | MC05 | MC05 | SIMOTICS S-1FK2 HI servo motor M0=22Nm; PN = 2.9kW at nN=1500 rpm; converter on max. 480V supply system; with holding brake;degree of protection IP65; cylindrical shaft D32x58mm; absolute encoder single-turn 22-bit (encoder AS22DQC); with DRIVE-CLiQ interface; power connector size M23 |  | 0 | 0
1FK2308-4AB11-1MB0 |  | 1FK2308-4AB11-1MB0 | 1 | UN | 1 | 30 | D | D | N | N | 85015220 | 1 | 4025515670353 | 21.2 | KG | 2157.34 | 2157.34 | MC05 | MC05 | SIMOTICS S-1FK2 HI servo motor M0=22Nm; PN = 2.9kW at nN=1500 rpm; converter on max. 480V supply system; with holding brake;degree of protection IP65; shaft D32x58mm with feather key; absolute encoder multi-turn 22-bit + 12-bit (encoder AM22DQC) with DRIVE-CLiQ interface; power connector size M23 |  | 0 | 0
1FK2308-4AB11-1SB0 |  | 1FK2308-4AB11-1SB0 | 1 | UN | 1 | 30 | D | D | N | N | 85015220 | 1 | 4025515670360 | 21.2 | KG | 1949.08 | 1949.08 | MC05 | MC05 | SIMOTICS S-1FK2 HI servo motor M0=22Nm; PN = 2.9kW at nN=1500 rpm; converter on max. 480V supply system; with holding brake;degree of protection IP65; shaft D32x58mm with feather key; absolute encoder single-turn 22-bit (encoder AS22DQC); with DRIVE-CLiQ interface; power connector size M23 |  | 0 | 0
1FK7011-5AF01-1SH0-Z | S27 | 1FK7011-5AF01-1SH0-ZS27 | 1 | UN | 1 | 15 | C | D | N | N | 85015100 | 1 |  | 0.9 | KG | 583.83 | 583.83 | MC05 | MC05 | SIMOTICS S 1FK7 synchronous servo motor Compact naturally cooled; NN=3000rpm; UDC=24V; IMB 5 design; Power connector rotatable; Resolver multi-pole; smooth shaft, tolerance N with holding brake; Degree of protection IP64; S27: Customer-specific version Customer-specific motor Only in connection with S27 | - | 0 | 7
1FK7011-5AF01-1SV0-Z | S68 | 1FK7011-5AF01-1SV0-ZS68 | 1 | UN | 1 | 30 | D | D | N | N | 85015100 | 1 |  | 0.9 | KG | 1093.39 | 1093.39 | MC05 | MC05 | SIMOTICS S-1FK7 Synchronous servo motor 1FK7 Compact; naturally cooled; NN=3000rpm; UDC=24V; IMB 5 design; Power connector rotatable; Resolver multi-pole; Direct gearbox mounting with holding brake; Degree of protection IP64; S68: customer-specific version customer-specific motor Only in connection with S68 | - | 0 | 7
1FK7011-5AK21-1AA3 |  | 1FK7011-5AK21-1AA3 | 1 | UN | 1 | 15 | C | D | N | N | 85015100 | 1 |  | 0.902 | KG | 874.74 | 874.74 | MC05 | MC05 | SIMOTICS S Synchronous servo motor 1FK7 Compact, DC link 300V 0.18Nm, 100K, 6000rpm 0.05kW, Naturally cooled Power/signal connectors Connector can be rotated by 270Â° Degree of protection IP54; paint finish RAL7016 IMB 5 design (IM V1, IM V3) Flange 1, with KTY temperature sensor Incremental encoder sin/cos 1 Vss 2048 S/R (encoder I-2048) SHAFT WITH FITTED KEY, TOLERANCE N; W/O HOLDING BRAKE | - | 0 | 0
1FK7011-5AK21-1AB3 |  | 1FK7011-5AK21-1AB3 | 1 | UN | 1 | 15 | C | D | N | N | 85015100 | 1 |  | 1.101 | KG | 1027.96 | 1027.96 | MC05 | MC05 | SIMOTICS S Synchronous servo motor 1FK7 Compact, DC link 300V 0.18Nm, 100K, 6000rpm 0.05kW, Naturally cooled Power/signal connectors Connector can be rotated by 270Â° Degree of protection IP54; paint finish RAL7016 IMB 5 design (IM V1, IM V3) Flange 1, with KTY temperature sensor Incremental encoder sin/cos 1 Vss 2048 S/R (encoder I-2048) SHAFT WITH FITTED KEY, TOLERANCE N; WITH HOLDING BRAKE | - | 0 | 0
1FK7011-5AK21-1AG3 |  | 1FK7011-5AK21-1AG3 | 1 | UN | 1 | 15 | C | D | N | N | 85015100 | 1 |  | 0.902 | KG | 845.35 | 845.35 | MC05 | MC05 | SIMOTICS S Synchronous servo motor 1FK7 Compact, DC link 300V 0.18Nm, 100K, 6000rpm 0.05kW, Naturally cooled Power/signal connectors Connector can be rotated by 270Â° Degree of protection IP54; paint finish RAL7016 IMB 5 design (IM V1, IM V3) Flange 1, with KTY temperature sensor Incremental encoder sin/cos 1 Vss 2048 S/R (encoder I-2048) PLAIN SHAFT, TOLERANCE N; W/O HOLDING BRAKE | - | 0 | 0
1FK7011-5AK21-1AH3 |  | 1FK7011-5AK21-1AH3 | 1 | UN | 1 | 15 | C | D | N | N | 85015100 | 1 |  | 1.101 | KG | 965.92 | 965.92 | MC05 | MC05 | SIMOTICS S Synchronous servo motor 1FK7 Compact, DC link 300V 0.18Nm, 100K, 6000rpm 0.05kW, Naturally cooled Power/signal connectors Connector can be rotated by 270Â° Degree of protection IP54; paint finish RAL7016 IMB 5 design (IM V1, IM V3) Flange 1, with KTY temperature sensor Incremental encoder sin/cos 1 Vss 2048 S/R (encoder I-2048) PLAIN SHAFT, TOLERANCE N; WITH HOLDING BRAKE | - | 0 | 0
1FK7011-5AK21-1JA3 |  | 1FK7011-5AK21-1JA3 | 1 | UN | 1 | 15 | C | D | N | N | 85015100 | 1 |  | 0.902 | KG | 783.29 | 783.29 | MC05 | MC05 | SIMOTICS S Synchronous servo motor 1FK7 Compact, DC link 300V 0.18Nm, 100K, 6000rpm 0.05kW, Naturally cooled Power/signal connectors Connector can be rotated by 270Â° Degree of protection IP54; paint finish RAL7016 IMB 5 design (IM V1, IM V3) Flange 1, with KTY temperature sensor absolute encoder 16 S/R (encoder A-16); Derating 10% due to absolute encoder SHAFT WITH FITTED KEY, TOLERANCE N; W/O HOLDING BRAKE | - | 0 | 0
1FK7011-5AK21-1JB3 |  | 1FK7011-5AK21-1JB3 | 1 | UN | 1 | 15 | C | D | N | N | 85015100 | 1 |  | 1.101 | KG | 936.51 | 936.51 | MC05 | MC05 | SIMOTICS S Synchronous servo motor 1FK7 Compact, DC link 300V 0.18Nm, 100K, 6000rpm 0.05kW, Naturally cooled Power/signal connectors Connector can be rotated by 270Â° Degree of protection IP54; paint finish RAL7016 IMB 5 design (IM V1, IM V3) Flange 1, with KTY temperature sensor absolute encoder 16 S/R (encoder A-16); Derating 10% due to absolute encoder SHAFT WITH FITTED KEY, TOLERANCE N; WITH HOLDING BRAKE | - | 0 | 0
1FK7011-5AK21-1JG3 |  | 1FK7011-5AK21-1JG3 | 1 | UN | 1 | 15 | C | D | N | N | 85015100 | 1 |  | 0.902 | KG | 753.9 | 753.9 | MC05 | MC05 | SIMOTICS S Synchronous servo motor 1FK7 Compact, DC link 300V 0.18Nm, 100K, 6000rpm 0.05kW, Naturally cooled Power/signal connectors Connector can be rotated by 270Â° Degree of protection IP54; paint finish RAL7016 IMB 5 design (IM V1, IM V3) Flange 1, with KTY temperature sensor absolute encoder 16 S/R (encoder A-16); Derating 10% due to absolute encoder PLAIN SHAFT, TOLERANCE N; W/O HOLDING BRAKE | - | 0 | 0
1FK7011-5AK21-1JG3-Z | X01 | 1FK7011-5AK21-1JG3-ZX01 | 1 | UN | 1 | 15 | C | D | N | N | 85015100 | 1 |  | 0.903 | KG | 819.37 | 819.37 | MC05 | MC05 | SIMOTICS S Synchronous servo motor 1FK7 Compact, DC link 300V 0.18Nm, 100K, 6000rpm 0.05kW, Naturally cooled Power/signal connectors Connector can be rotated by 270Â° Degree of protection IP54; paint finish RAL7016 IMB 5 design (IM V1, IM V3) Flange 1, with KTY temperature sensor absolute encoder 16 S/R (encoder A-16); Derating 10% due to absolute encoder PLAIN SHAFT, TOLERANCE N; W/O HOLDING BRAKE X01: PAINT FINISH DULL BLACK RAL9005 | - | 0 | 0
1FK7011-5AK21-1JH3 |  | 1FK7011-5AK21-1JH3 | 1 | UN | 1 | 15 | C | D | N | N | 85015100 | 1 |  | 1.101 | KG | 874.47 | 874.47 | MC05 | MC05 | SIMOTICS S Synchronous servo motor 1FK7 Compact, DC link 300V 0.18Nm, 100K, 6000rpm 0.05kW, Naturally cooled Power/signal connectors Connector can be rotated by 270Â° Degree of protection IP54; paint finish RAL7016 IMB 5 design (IM V1, IM V3) Flange 1, with KTY temperature sensor absolute encoder 16 S/R (encoder A-16); Derating 10% due to absolute encoder PLAIN SHAFT, TOLERANCE N; WITH HOLDING BRAKE | - | 0 | 0
1FK7011-5AK21-1SA3 |  | 1FK7011-5AK21-1SA3 | 1 | UN | 1 | 15 | C | D | N | N | 85015100 | 1 |  | 0.902 | KG | 475.85 | 475.85 | MC05 | MC05 | SIMOTICS S Synchronous servo motor 1FK7 Compact, DC link 300V 0.18Nm, 100K, 6000rpm 0.05kW, Naturally cooled Power/signal connectors Connector can be rotated by 270Â° Degree of protection IP54; paint finish RAL7016 IMB 5 design (IM V1, IM V3) Flange 1, with KTY temperature sensor Resolver multi-pole (resolver P=4) SHAFT WITH FITTED KEY, TOLERANCE N; W/O HOLDING BRAKE | - | 0 | 0
1FK7011-5AK21-1SB3 |  | 1FK7011-5AK21-1SB3 | 1 | UN | 1 | 15 | C | D | N | N | 85015100 | 1 |  | 1.101 | KG | 629.07 | 629.07 | MC05 | MC05 | SIMOTICS S Synchronous servo motor 1FK7 Compact, DC link 300V 0.18Nm, 100K, 6000rpm 0.05kW, Naturally cooled Power/signal connectors Connector can be rotated by 270Â° Degree of protection IP54; paint finish RAL7016 IMB 5 design (IM V1, IM V3) Flange 1, with KTY temperature sensor Resolver multi-pole (resolver P=4) SHAFT WITH FITTED KEY, TOLERANCE N; WITH HOLDING BRAKE | - | 0 | 0
1FK7011-5AK21-1SG3 |  | 1FK7011-5AK21-1SG3 | 1 | UN | 1 | 15 | C | D | N | N | 85015100 | 1 |  | 0.902 | KG | 446.46 | 446.46 | MC05 | MC05 | SIMOTICS S Synchronous servo motor 1FK7 Compact, DC link 300V 0.18Nm, 100K, 6000rpm 0.05kW, Naturally cooled Power/signal connectors Connector can be rotated by 270Â° Degree of protection IP54; paint finish RAL7016 IMB 5 design (IM V1, IM V3) Flange 1, with KTY temperature sensor Resolver multi-pole (resolver P=4) PLAIN SHAFT, TOLERANCE N; W/O HOLDING BRAKE | - | 0 | 0
1FK7011-5AK21-1SH3 |  | 1FK7011-5AK21-1SH3 | 1 | UN | 1 | 15 | C | D | N | N | 85015100 | 1 |  | 1.101 | KG | 567.03 | 567.03 | MC05 | MC05 | SIMOTICS S Synchronous servo motor 1FK7 Compact, DC link 300V 0.18Nm, 100K, 6000rpm 0.05kW, Naturally cooled Power/signal connectors Connector can be rotated by 270Â° Degree of protection IP54; paint finish RAL7016 IMB 5 design (IM V1, IM V3) Flange 1, with KTY temperature sensor Resolver multi-pole (resolver P=4) PLAIN SHAFT, TOLERANCE N; WITH HOLDING BRAKE | - | 0 | 0
1FK7011-5AK21-1TA3 |  | 1FK7011-5AK21-1TA3 | 1 | UN | 1 | 15 | C | D | N | N | 85015100 | 1 |  | 0.902 | KG | 475.85 | 475.85 | MC05 | MC05 | SIMOTICS S Synchronous servo motor 1FK7 Compact, DC link 300V 0.18Nm, 100K, 6000rpm 0.05kW, Naturally cooled Power/signal connectors Connector can be rotated by 270Â° Degree of protection IP54; paint finish RAL7016 IMB 5 design (IM V1, IM V3) Flange 1, with KTY temperature sensor Resolver 2-pole (resolver P=1) SHAFT WITH FITTED KEY, TOLERANCE N; W/O HOLDING BRAKE | - | 0 | 0
1FK7011-5AK21-1TB3 |  | 1FK7011-5AK21-1TB3 | 1 | UN | 1 | 15 | C | D | N | N | 85015100 | 1 |  | 1.101 | KG | 629.07 | 629.07 | MC05 | MC05 | SIMOTICS S Synchronous servo motor 1FK7 Compact, DC link 300V 0.18Nm, 100K, 6000rpm 0.05kW, Naturally cooled Power/signal connectors Connector can be rotated by 270Â° Degree of protection IP54; paint finish RAL7016 IMB 5 design (IM V1, IM V3) Flange 1, with KTY temperature sensor Resolver 2-pole (resolver P=1) SHAFT WITH FITTED KEY, TOLERANCE N; WITH HOLDING BRAKE | - | 0 | 0
1FK7011-5AK21-1TG3 |  | 1FK7011-5AK21-1TG3 | 1 | UN | 1 | 15 | C | D | N | N | 85015100 | 1 |  | 0.902 | KG | 446.46 | 446.46 | MC05 | MC05 | SIMOTICS S Synchronous servo motor 1FK7 Compact, DC link 300V 0.18Nm, 100K, 6000rpm 0.05kW, Naturally cooled Power/signal connectors Connector can be rotated by 270Â° Degree of protection IP54; paint finish RAL7016 IMB 5 design (IM V1, IM V3) Flange 1, with KTY temperature sensor Resolver 2-pole (resolver P=1) PLAIN SHAFT, TOLERANCE N; W/O HOLDING BRAKE | - | 0 | 0
1FK7011-5AK21-1TH3 |  | 1FK7011-5AK21-1TH3 | 1 | UN | 1 | 15 | C | D | N | N | 85015100 | 1 |  | 1.101 | KG | 567.03 | 567.03 | MC05 | MC05 | SIMOTICS S Synchronous servo motor 1FK7 Compact, DC link 300V 0.18Nm, 100K, 6000rpm 0.05kW, Naturally cooled Power/signal connectors Connector can be rotated by 270Â° Degree of protection IP54; paint finish RAL7016 IMB 5 design (IM V1, IM V3) Flange 1, with KTY temperature sensor Resolver 2-pole (resolver P=1) PLAIN SHAFT, TOLERANCE N; WITH HOLDING BRAKE | - | 0 | 0
1FK7011-5AK24-1AA3 |  | 1FK7011-5AK24-1AA3 | 1 | UN | 1 | 15 | C | D | N | N | 85015100 | 1 |  | 0.902 | KG | 874.74 | 874.74 | MC05 | MC05 | SIMOTICS S Synchronous servo motor 1FK7 Compact, DC link 300V 0.18Nm, 100K, 6000rpm 0.05kW, Naturally cooled Power/signal connectors Connector can be rotated by 270Â° Degree of protection IP54; paint finish RAL7016 IMB 5 design (IM V1, IM V3) Flange 1, with Pt1000 temperature sensor INCREM. ENCODER, SIN/COS 1 VPP 2048 P/REV (ENCODER I-2048); SHAFT WITH FITTED KEY, TOLERANCE N; W/O HOLDING BRAKE | - | 0 | 0
1FK7011-5AK24-1AB3 |  | 1FK7011-5AK24-1AB3 | 1 | UN | 1 | 15 | C | D | N | N | 85015100 | 1 |  | 1.101 | KG | 1027.96 | 1027.96 | MC05 | MC05 | SIMOTICS S Synchronous servo motor 1FK7 Compact, DC link 300V 0.18Nm, 100K, 6000rpm 0.05kW, Naturally cooled Power/signal connectors Connector can be rotated by 270Â° Degree of protection IP54; paint finish RAL7016 IMB 5 design (IM V1, IM V3) Flange 1, with Pt1000 temperature sensor INCREM. ENCODER, SIN/COS 1 VPP 2048 P/REV (ENCODER I-2048); SHAFT WITH FITTED KEY, TOLERANCE N; WITH HOLDING BRAKE | - | 0 | 0
1FK7011-5AK24-1AG3 |  | 1FK7011-5AK24-1AG3 | 1 | UN | 1 | 15 | C | D | N | N | 85015100 | 1 |  | 0.902 | KG | 845.35 | 845.35 | MC05 | MC05 | SIMOTICS S Synchronous servo motor 1FK7 Compact, DC link 300V 0.18Nm, 100K, 6000rpm 0.05kW, Naturally cooled Power/signal connectors Connector can be rotated by 270Â° Degree of protection IP54; paint finish RAL7016 IMB 5 design (IM V1, IM V3) Flange 1, with Pt1000 temperature sensor INCREM. ENCODER, SIN/COS 1 VPP 2048 P/REV (ENCODER I-2048); PLAIN SHAFT, TOLERANCE N; W/O HOLDING BRAKE | - | 0 | 0
1FK7011-5AK24-1AH3 |  | 1FK7011-5AK24-1AH3 | 1 | UN | 1 | 15 | C | D | N | N | 85015100 | 1 |  | 1.101 | KG | 965.92 | 965.92 | MC05 | MC05 | SIMOTICS S Synchronous servo motor 1FK7 Compact, DC link 300V 0.18Nm, 100K, 6000rpm 0.05kW, Naturally cooled Power/signal connectors Connector can be rotated by 270Â° Degree of protection IP54; paint finish RAL7016 IMB 5 design (IM V1, IM V3) Flange 1, with Pt1000 temperature sensor INCREM. ENCODER, SIN/COS 1 VPP 2048 P/REV (ENCODER I-2048); PLAIN SHAFT, TOLERANCE N; WITH HOLDING BRAKE | - | 0 | 0
1FK7011-5AK24-1JA3 |  | 1FK7011-5AK24-1JA3 | 1 | UN | 1 | 15 | C | D | N | N | 85015100 | 1 |  | 0.902 | KG | 783.29 | 783.29 | MC05 | MC05 | SIMOTICS S Synchronous servo motor 1FK7 Compact, DC link 300V 0.18Nm, 100K, 6000rpm 0.05kW, Naturally cooled Power/signal connectors Connector can be rotated by 270Â° Degree of protection IP54; paint finish RAL7016 IMB 5 design (IM V1, IM V3) Flange 1, with Pt1000 temperature sensor ABSOLUTE ENCODER 16 S/R (ENCODER A-16); PERFORMANCE REDUCTION BY 10% DUE TO ABSOLUTE ENCODER; SHAFT WITH FITTED KEY, TOLERANCE N; W/O HOLDING BRAKE | - | 0 | 0
1FK7011-5AK24-1JB3 |  | 1FK7011-5AK24-1JB3 | 1 | UN | 1 | 15 | C | D | N | N | 85015100 | 1 |  | 1.101 | KG | 936.51 | 936.51 | MC05 | MC05 | SIMOTICS S Synchronous servo motor 1FK7 Compact, DC link 300V 0.18Nm, 100K, 6000rpm 0.05kW, Naturally cooled Power/signal connectors Connector can be rotated by 270Â° Degree of protection IP54; paint finish RAL7016 IMB 5 design (IM V1, IM V3) Flange 1, with Pt1000 temperature sensor ABSOLUTE ENCODER 16 S/R (ENCODER A-16); PERFORMANCE REDUCTION BY 10% DUE TO ABSOLUTE ENCODER; SHAFT WITH FITTED KEY, TOLERANCE N; WITH HOLDING BRAKE | - | 0 | 0
1FK7011-5AK24-1JG3 |  | 1FK7011-5AK24-1JG3 | 1 | UN | 1 | 15 | C | D | N | N | 85015100 | 1 |  | 0.902 | KG | 753.9 | 753.9 | MC05 | MC05 | SIMOTICS S Synchronous servo motor 1FK7 Compact, DC link 300V 0.18Nm, 100K, 6000rpm 0.05kW, Naturally cooled Power/signal connectors Connector can be rotated by 270Â° Degree of protection IP54; paint finish RAL7016 IMB 5 design (IM V1, IM V3) Flange 1, with Pt1000 temperature sensor ABSOLUTE ENCODER 16 S/R (ENCODER A-16); PERFORMANCE REDUCTION BY 10% DUE TO ABSOLUTE ENCODER; PLAIN SHAFT, TOLERANCE N; W/O HOLDING BRAKE | - | 0 | 0
1FK7011-5AK24-1JH3 |  | 1FK7011-5AK24-1JH3 | 1 | UN | 1 | 15 | C | D | N | N | 85015100 | 1 |  | 1.101 | KG | 874.47 | 874.47 | MC05 | MC05 | SIMOTICS S Synchronous servo motor 1FK7 Compact, DC link 300V 0.18Nm, 100K, 6000rpm 0.05kW, Naturally cooled Power/signal connectors Connector can be rotated by 270Â° Degree of protection IP54; paint finish RAL7016 IMB 5 design (IM V1, IM V3) Flange 1, with Pt1000 temperature sensor ABSOLUTE ENCODER 16 S/R (ENCODER A-16); PERFORMANCE REDUCTION BY 10% DUE TO ABSOLUTE ENCODER; PLAIN SHAFT, TOLERANCE N; WITH HOLDING BRAKE | - | 0 | 0
1FK7011-5AK24-1SA3 |  | 1FK7011-5AK24-1SA3 | 1 | UN | 1 | 15 | C | D | N | N | 85015100 | 1 |  | 0.902 | KG | 475.85 | 475.85 | MC05 | MC05 | SIMOTICS S Synchronous servo motor 1FK7 Compact, DC link 300V 0.18Nm, 100K, 6000rpm 0.05kW, Naturally cooled Power/signal connectors Connector can be rotated by 270Â° Degree of protection IP54; paint finish RAL7016 IMB 5 design (IM V1, IM V3) Flange 1, with Pt1000 temperature sensor RESOLVER MULTI-POLE (RESOLVER P=4); SHAFT WITH FITTED KEY, TOLERANCE N; W/O HOLDING BRAKE | - | 0 | 0
1FK7011-5AK24-1SB3 |  | 1FK7011-5AK24-1SB3 | 1 | UN | 1 | 15 | C | D | N | N | 85015100 | 1 |  | 1.101 | KG | 629.07 | 629.07 | MC05 | MC05 | SIMOTICS S Synchronous servo motor 1FK7 Compact, DC link 300V 0.18Nm, 100K, 6000rpm 0.05kW, Naturally cooled Power/signal connectors Connector can be rotated by 270Â° Degree of protection IP54; paint finish RAL7016 IMB 5 design (IM V1, IM V3) Flange 1, with Pt1000 temperature sensor RESOLVER MULTI-POLE (RESOLVER P=4); SHAFT WITH FITTED KEY, TOLERANCE N; WITH HOLDING BRAKE | - | 0 | 0
1FK7011-5AK24-1SG3 |  | 1FK7011-5AK24-1SG3 | 1 | UN | 1 | 15 | C | D | N | N | 85015100 | 1 |  | 0.902 | KG | 446.46 | 446.46 | MC05 | MC05 | SIMOTICS S Synchronous servo motor 1FK7 Compact, DC link 300V 0.18Nm, 100K, 6000rpm 0.05kW, Naturally cooled Power/signal connectors Connector can be rotated by 270Â° Degree of protection IP54; paint finish RAL7016 IMB 5 design (IM V1, IM V3) Flange 1, with Pt1000 temperature sensor RESOLVER MULTI-POLE (RESOLVER P=4); PLAIN SHAFT, TOLERANCE N; W/O HOLDING BRAKE | - | 0 | 0
1FK7011-5AK24-1SH3 |  | 1FK7011-5AK24-1SH3 | 1 | UN | 1 | 15 | C | D | N | N | 85015100 | 1 |  | 1.101 | KG | 567.03 | 567.03 | MC05 | MC05 | SIMOTICS S Synchronous servo motor 1FK7 Compact, DC link 300V 0.18Nm, 100K, 6000rpm 0.05kW, Naturally cooled Power/signal connectors Connector can be rotated by 270Â° Degree of protection IP54; paint finish RAL7016 IMB 5 design (IM V1, IM V3) Flange 1, with Pt1000 temperature sensor RESOLVER MULTI-POLE (RESOLVER P=4); PLAIN SHAFT, TOLERANCE N; WITH HOLDING BRAKE | - | 0 | 0
1FK7011-5AK24-1TA3 |  | 1FK7011-5AK24-1TA3 | 1 | UN | 1 | 15 | C | D | N | N | 85015100 | 1 |  | 0.902 | KG | 475.85 | 475.85 | MC05 | MC05 | SIMOTICS S Synchronous servo motor 1FK7 Compact, DC link 300V 0.18Nm, 100K, 6000rpm 0.05kW, Naturally cooled Power/signal connectors Connector can be rotated by 270Â° Degree of protection IP54; paint finish RAL7016 IMB 5 design (IM V1, IM V3) Flange 1, with Pt1000 temperature sensor RESOLVER 2-POLE (RESOLVER P=1); SHAFT WITH FITTED KEY, TOLERANCE N; W/O HOLDING BRAKE | - | 0 | 0
1FK7011-5AK24-1TB3 |  | 1FK7011-5AK24-1TB3 | 1 | UN | 1 | 15 | C | D | N | N | 85015100 | 1 |  | 1.101 | KG | 629.07 | 629.07 | MC05 | MC05 | SIMOTICS S Synchronous servo motor 1FK7 Compact, DC link 300V 0.18Nm, 100K, 6000rpm 0.05kW, Naturally cooled Power/signal connectors Connector can be rotated by 270Â° Degree of protection IP54; paint finish RAL7016 IMB 5 design (IM V1, IM V3) Flange 1, with Pt1000 temperature sensor RESOLVER 2-POLE (RESOLVER P=1); SHAFT WITH FITTED KEY, TOLERANCE N; WITH HOLDING BRAKE | - | 0 | 0
1FK7011-5AK24-1TG3 |  | 1FK7011-5AK24-1TG3 | 1 | UN | 1 | 15 | C | D | N | N | 85015100 | 1 |  | 0.902 | KG | 446.46 | 446.46 | MC05 | MC05 | SIMOTICS S Synchronous servo motor 1FK7 Compact, DC link 300V 0.18Nm, 100K, 6000rpm 0.05kW, Naturally cooled Power/signal connectors Connector can be rotated by 270Â° Degree of protection IP54; paint finish RAL7016 IMB 5 design (IM V1, IM V3) Flange 1, with Pt1000 temperature sensor RESOLVER 2-POLE (RESOLVER P=1); PLAIN SHAFT, TOLERANCE N; W/O HOLDING BRAKE | - | 0 | 0
1FK7011-5AK24-1TH3 |  | 1FK7011-5AK24-1TH3 | 1 | UN | 1 | 15 | C | D | N | N | 85015100 | 1 |  | 1.101 | KG | 567.03 | 567.03 | MC05 | MC05 | SIMOTICS S Synchronous servo motor 1FK7 Compact, DC link 300V 0.18Nm, 100K, 6000rpm 0.05kW, Naturally cooled Power/signal connectors Connector can be rotated by 270Â° Degree of protection IP54; paint finish RAL7016 IMB 5 design (IM V1, IM V3) Flange 1, with Pt1000 temperature sensor RESOLVER 2-POLE (RESOLVER P=1); PLAIN SHAFT, TOLERANCE N; WITH HOLDING BRAKE | - | 0 | 0
1FK7011-5AK71-1AA3 |  | 1FK7011-5AK71-1AA3 | 1 | UN | 1 | 15 | C | D | N | N | 85015100 | 1 |  | 0.902 | KG | 874.74 | 874.74 | MC05 | MC05 | SIMOTICS S Synchronous servo motor 1FK7 Compact 0.18Nm, 100K, 6000rpm; 0.05kW Naturally cooled Power/signal connectors Connector can be rotated by 270Â° Degree of protection IP54; paint finish RAL7016 IMB 5 design (IM V1, IM V3) Flange 1, with KTY temperature sensor Incremental encoder sin/cos 1 Vss 2048 S/R (encoder I-2048) SHAFT WITH FITTED KEY, TOLERANCE N; W/O HOLDING BRAKE | - | 0 | 0
1FK7011-5AK71-1AB3 |  | 1FK7011-5AK71-1AB3 | 1 | UN | 1 | 15 | C | D | N | N | 85015100 | 1 |  | 1.101 | KG | 1027.96 | 1027.96 | MC05 | MC05 | SIMOTICS S Synchronous servo motor 1FK7 Compact 0.18Nm, 100K, 6000rpm; 0.05kW Naturally cooled Power/signal connectors Connector can be rotated by 270Â° Degree of protection IP54; paint finish RAL7016 IMB 5 design (IM V1, IM V3) Flange 1, with KTY temperature sensor Incremental encoder sin/cos 1 Vss 2048 S/R (encoder I-2048) SHAFT WITH FITTED KEY, TOLERANCE N; WITH HOLDING BRAKE | - | 0 | 0
1FK7011-5AK71-1AG3 |  | 1FK7011-5AK71-1AG3 | 1 | UN | 1 | 15 | C | D | N | N | 85015100 | 1 |  | 0.902 | KG | 845.35 | 845.35 | MC05 | MC05 | SIMOTICS S Synchronous servo motor 1FK7 Compact 0.18Nm, 100K, 6000rpm; 0.05kW Naturally cooled Power/signal connectors Connector can be rotated by 270Â° Degree of protection IP54; paint finish RAL7016 IMB 5 design (IM V1, IM V3) Flange 1, with KTY temperature sensor Incremental encoder sin/cos 1 Vss 2048 S/R (encoder I-2048) PLAIN SHAFT, TOLERANCE N; W/O HOLDING BRAKE | - | 0 | 0
1FK7011-5AK71-1AH3 |  | 1FK7011-5AK71-1AH3 | 1 | UN | 1 | 15 | C | D | N | N | 85015100 | 1 |  | 1.101 | KG | 965.92 | 965.92 | MC05 | MC05 | SIMOTICS S Synchronous servo motor 1FK7 Compact 0.18Nm, 100K, 6000rpm; 0.05kW Naturally cooled Power/signal connectors Connector can be rotated by 270Â° Degree of protection IP54; paint finish RAL7016 IMB 5 design (IM V1, IM V3) Flange 1, with KTY temperature sensor Incremental encoder sin/cos 1 Vss 2048 S/R (encoder I-2048) PLAIN SHAFT, TOLERANCE N; WITH HOLDING BRAKE | - | 0 | 0
1FK7011-5AK71-1JA3 |  | 1FK7011-5AK71-1JA3 | 1 | UN | 1 | 15 | C | D | N | N | 85015100 | 1 |  | 0.902 | KG | 783.29 | 783.29 | MC05 | MC05 | SIMOTICS S Synchronous servo motor 1FK7 Compact 0.18Nm, 100K, 6000rpm; 0.05kW Naturally cooled Power/signal connectors Connector can be rotated by 270Â° Degree of protection IP54; paint finish RAL7016 IMB 5 design (IM V1, IM V3) Flange 1, with KTY temperature sensor absolute encoder 16 S/R (encoder A-16); Derating 10% due to absolute encoder SHAFT WITH FITTED KEY, TOLERANCE N; W/O HOLDING BRAKE | - | 0 | 0
1FK7011-5AK71-1JB3 |  | 1FK7011-5AK71-1JB3 | 1 | UN | 1 | 15 | C | D | N | N | 85015100 | 1 |  | 1.101 | KG | 936.51 | 936.51 | MC05 | MC05 | SIMOTICS S Synchronous servo motor 1FK7 Compact 0.18Nm, 100K, 6000rpm; 0.05kW Naturally cooled Power/signal connectors Connector can be rotated by 270Â° Degree of protection IP54; paint finish RAL7016 IMB 5 design (IM V1, IM V3) Flange 1, with KTY temperature sensor absolute encoder 16 S/R (encoder A-16); Derating 10% due to absolute encoder SHAFT WITH FITTED KEY, TOLERANCE N; WITH HOLDING BRAKE | - | 0 | 0
1FK7011-5AK71-1JG3 |  | 1FK7011-5AK71-1JG3 | 1 | UN | 1 | 15 | C | D | N | N | 85015100 | 1 |  | 0.902 | KG | 753.9 | 753.9 | MC05 | MC05 | SIMOTICS S Synchronous servo motor 1FK7 Compact 0.18Nm, 100K, 6000rpm; 0.05kW Naturally cooled Power/signal connectors Connector can be rotated by 270Â° Degree of protection IP54; paint finish RAL7016 IMB 5 design (IM V1, IM V3) Flange 1, with KTY temperature sensor absolute encoder 16 S/R (encoder A-16); Derating 10% due to absolute encoder PLAIN SHAFT, TOLERANCE N; W/O HOLDING BRAKE | - | 0 | 0
1FK7011-5AK71-1JH3 |  | 1FK7011-5AK71-1JH3 | 1 | UN | 1 | 15 | C | D | N | N | 85015100 | 1 |  | 1.101 | KG | 874.47 | 874.47 | MC05 | MC05 | SIMOTICS S Synchronous servo motor 1FK7 Compact 0.18Nm, 100K, 6000rpm; 0.05kW Naturally cooled Power/signal connectors Connector can be rotated by 270Â° Degree of protection IP54; paint finish RAL7016 IMB 5 design (IM V1, IM V3) Flange 1, with KTY temperature sensor absolute encoder 16 S/R (encoder A-16); Derating 10% due to absolute encoder PLAIN SHAFT, TOLERANCE N; WITH HOLDING BRAKE | - | 0 | 0
1FK7011-5AK71-1JH3-Z | X01 | 1FK7011-5AK71-1JH3-ZX01 | 1 | UN | 1 | 15 | C | D | N | N | 85015100 | 1 |  | 1.102 | KG | 939.94 | 939.94 | MC05 | MC05 | SIMOTICS S Synchronous servo motor 1FK7 Compact 0.18Nm, 100K, 6000rpm; 0.05kW Naturally cooled Power/signal connectors Connector can be rotated by 270Â° Degree of protection IP54; paint finish RAL7016 IMB 5 design (IM V1, IM V3) Flange 1, with KTY temperature sensor absolute encoder 16 S/R (encoder A-16); Derating 10% due to absolute encoder PLAIN SHAFT, TOLERANCE N; WITH HOLDING BRAKE X01: PAINT FINISH DULL BLACK RAL9005 | - | 0 | 0
1FK7011-5AK71-1JV3-Z | A20 | 1FK7011-5AK71-1JV3-ZA20 | 1 | UN | 1 | 30 | D | D | N | N | 85015100 | 1 |  | 0.9 | KG | 1553.67 | 1553.67 | MC05 | MC05 | SIMOTICS S-1FK7 1FK7 synchronous servo motor Compact naturally cooled; NN=6000rpm; UDC=600V; IMB 5 design; Power connector rotatable; Absolute encoder 16 S/R (encoder A-16); Direct gearbox mounting with holding brake; Degree of protection IP 64 Color RAL 7016 (anthracite); A20: Customer-specific version customer-specific motor Only in connection with A20 | - | 0 | 7
1FK7011-5AK71-1SA3 |  | 1FK7011-5AK71-1SA3 | 1 | UN | 1 | 15 | C | D | N | N | 85015100 | 1 |  | 0.902 | KG | 475.85 | 475.85 | MC05 | MC05 | SIMOTICS S Synchronous servo motor 1FK7 Compact 0.18Nm, 100K, 6000rpm; 0.05kW Naturally cooled Power/signal connectors Connector can be rotated by 270Â° Degree of protection IP54; paint finish RAL7016 IMB 5 design (IM V1, IM V3) Flange 1, with KTY temperature sensor Resolver multi-pole (resolver P=4) SHAFT WITH FITTED KEY, TOLERANCE N; W/O HOLDING BRAKE | - | 0 | 0
1FK7011-5AK71-1SB3 |  | 1FK7011-5AK71-1SB3 | 1 | UN | 1 | 15 | C | D | N | N | 85015100 | 1 |  | 1.101 | KG | 629.07 | 629.07 | MC05 | MC05 | SIMOTICS S Synchronous servo motor 1FK7 Compact 0.18Nm, 100K, 6000rpm; 0.05kW Naturally cooled Power/signal connectors Connector can be rotated by 270Â° Degree of protection IP54; paint finish RAL7016 IMB 5 design (IM V1, IM V3) Flange 1, with KTY temperature sensor Resolver multi-pole (resolver P=4) SHAFT WITH FITTED KEY, TOLERANCE N; WITH HOLDING BRAKE | - | 0 | 0
1FK7011-5AK71-1SG3 |  | 1FK7011-5AK71-1SG3 | 1 | UN | 1 | 15 | C | D | N | N | 85015100 | 1 |  | 0.902 | KG | 446.46 | 446.46 | MC05 | MC05 | SIMOTICS S Synchronous servo motor 1FK7 Compact 0.18Nm, 100K, 6000rpm; 0.05kW Naturally cooled Power/signal connectors Connector can be rotated by 270Â° Degree of protection IP54; paint finish RAL7016 IMB 5 design (IM V1, IM V3) Flange 1, with KTY temperature sensor Resolver multi-pole (resolver P=4) PLAIN SHAFT, TOLERANCE N; W/O HOLDING BRAKE | - | 0 | 0
1FK7011-5AK71-1SH3 |  | 1FK7011-5AK71-1SH3 | 1 | UN | 1 | 15 | C | D | N | N | 85015100 | 1 |  | 1.101 | KG | 567.03 | 567.03 | MC05 | MC05 | SIMOTICS S Synchronous servo motor 1FK7 Compact 0.18Nm, 100K, 6000rpm; 0.05kW Naturally cooled Power/signal connectors Connector can be rotated by 270Â° Degree of protection IP54; paint finish RAL7016 IMB 5 design (IM V1, IM V3) Flange 1, with KTY temperature sensor Resolver multi-pole (resolver P=4) PLAIN SHAFT, TOLERANCE N; WITH HOLDING BRAKE | - | 0 | 0
1FK7011-5AK71-1TA3 |  | 1FK7011-5AK71-1TA3 | 1 | UN | 1 | 15 | C | D | N | N | 85015100 | 1 |  | 0.902 | KG | 475.85 | 475.85 | MC05 | MC05 | SIMOTICS S Synchronous servo motor 1FK7 Compact 0.18Nm, 100K, 6000rpm; 0.05kW Naturally cooled Power/signal connectors Connector can be rotated by 270Â° Degree of protection IP54; paint finish RAL7016 IMB 5 design (IM V1, IM V3) Flange 1, with KTY temperature sensor Resolver 2-pole (resolver P=1) SHAFT WITH FITTED KEY, TOLERANCE N; W/O HOLDING BRAKE | - | 0 | 0
1FK7011-5AK71-1TB3 |  | 1FK7011-5AK71-1TB3 | 1 | UN | 1 | 15 | C | D | N | N | 85015100 | 1 |  | 1.101 | KG | 629.07 | 629.07 | MC05 | MC05 | SIMOTICS S Synchronous servo motor 1FK7 Compact 0.18Nm, 100K, 6000rpm; 0.05kW Naturally cooled Power/signal connectors Connector can be rotated by 270Â° Degree of protection IP54; paint finish RAL7016 IMB 5 design (IM V1, IM V3) Flange 1, with KTY temperature sensor Resolver 2-pole (resolver P=1) SHAFT WITH FITTED KEY, TOLERANCE N; WITH HOLDING BRAKE | - | 0 | 0
1FK7011-5AK71-1TG3 |  | 1FK7011-5AK71-1TG3 | 1 | UN | 1 | 15 | C | D | N | N | 85015100 | 1 |  | 0.902 | KG | 446.46 | 446.46 | MC05 | MC05 | SIMOTICS S Synchronous servo motor 1FK7 Compact 0.18Nm, 100K, 6000rpm; 0.05kW Naturally cooled Power/signal connectors Connector can be rotated by 270Â° Degree of protection IP54; paint finish RAL7016 IMB 5 design (IM V1, IM V3) Flange 1, with KTY temperature sensor Resolver 2-pole (resolver P=1) PLAIN SHAFT, TOLERANCE N; W/O HOLDING BRAKE | - | 0 | 0
1FK7011-5AK71-1TH3 |  | 1FK7011-5AK71-1TH3 | 1 | UN | 1 | 15 | C | D | N | N | 85015100 | 1 |  | 1.101 | KG | 567.03 | 567.03 | MC05 | MC05 | SIMOTICS S Synchronous servo motor 1FK7 Compact 0.18Nm, 100K, 6000rpm; 0.05kW Naturally cooled Power/signal connectors Connector can be rotated by 270Â° Degree of protection IP54; paint finish RAL7016 IMB 5 design (IM V1, IM V3) Flange 1, with KTY temperature sensor Resolver 2-pole (resolver P=1) PLAIN SHAFT, TOLERANCE N; WITH HOLDING BRAKE | - | 0 | 0
1FK7011-5AK74-1AA3 |  | 1FK7011-5AK74-1AA3 | 1 | UN | 1 | 15 | C | D | N | N | 85015100 | 1 |  | 0.902 | KG | 874.74 | 874.74 | MC05 | MC05 | SIMOTICS S Synchronous servo motor 1FK7 Compact 0.18Nm, 100K, 6000rpm; 0.05kW Naturally cooled Power/signal connectors Connector can be rotated by 270Â° Degree of protection IP54; paint finish RAL7016 IMB 5 design (IM V1, IM V3) Flange 1, with Pt1000 temperature sensor INCREM. ENCODER, SIN/COS 1 VPP 2048 P/REV (ENCODER I-2048); SHAFT WITH FITTED KEY, TOLERANCE N; W/O HOLDING BRAKE | - | 0 | 0
1FK7011-5AK74-1AB3 |  | 1FK7011-5AK74-1AB3 | 1 | UN | 1 | 15 | C | D | N | N | 85015100 | 1 |  | 1.101 | KG | 1027.96 | 1027.96 | MC05 | MC05 | SIMOTICS S Synchronous servo motor 1FK7 Compact 0.18Nm, 100K, 6000rpm; 0.05kW Naturally cooled Power/signal connectors Connector can be rotated by 270Â° Degree of protection IP54; paint finish RAL7016 IMB 5 design (IM V1, IM V3) Flange 1, with Pt1000 temperature sensor INCREM. ENCODER, SIN/COS 1 VPP 2048 P/REV (ENCODER I-2048); SHAFT WITH FITTED KEY, TOLERANCE N; WITH HOLDING BRAKE | - | 0 | 0
1FK7011-5AK74-1AG3 |  | 1FK7011-5AK74-1AG3 | 1 | UN | 1 | 15 | C | D | N | N | 85015100 | 1 |  | 0.902 | KG | 845.35 | 845.35 | MC05 | MC05 | SIMOTICS S Synchronous servo motor 1FK7 Compact 0.18Nm, 100K, 6000rpm; 0.05kW Naturally cooled Power/signal connectors Connector can be rotated by 270Â° Degree of protection IP54; paint finish RAL7016 IMB 5 design (IM V1, IM V3) Flange 1, with Pt1000 temperature sensor INCREM. ENCODER, SIN/COS 1 VPP 2048 P/REV (ENCODER I-2048); PLAIN SHAFT, TOLERANCE N; W/O HOLDING BRAKE | - | 0 | 0
1FK7011-5AK74-1AG3-Z | X01 | 1FK7011-5AK74-1AG3-ZX01 | 1 | UN | 1 | 15 | C | D | N | N | 85015100 | 1 |  | 0.903 | KG | 910.82 | 910.82 | MC05 | MC05 | SIMOTICS S Synchronous servo motor 1FK7 Compact 0.18Nm, 100K, 6000rpm; 0.05kW Naturally cooled Power/signal connectors Connector can be rotated by 270Â° Degree of protection IP54; paint finish RAL7016 IMB 5 design (IM V1, IM V3) Flange 1, with Pt1000 temperature sensor INCREM. ENCODER, SIN/COS 1 VPP 2048 P/REV (ENCODER I-2048); PLAIN SHAFT, TOLERANCE N; W/O HOLDING BRAKE X01: PAINT FINISH DULL BLACK RAL9005 | - | 0 | 0
1FK7011-5AK74-1AH3 |  | 1FK7011-5AK74-1AH3 | 1 | UN | 1 | 15 | C | D | N | N | 85015100 | 1 |  | 1.101 | KG | 965.92 | 965.92 | MC05 | MC05 | SIMOTICS S Synchronous servo motor 1FK7 Compact 0.18Nm, 100K, 6000rpm; 0.05kW Naturally cooled Power/signal connectors Connector can be rotated by 270Â° Degree of protection IP54; paint finish RAL7016 IMB 5 design (IM V1, IM V3) Flange 1, with Pt1000 temperature sensor INCREM. ENCODER, SIN/COS 1 VPP 2048 P/REV (ENCODER I-2048); PLAIN SHAFT, TOLERANCE N; WITH HOLDING BRAKE | - | 0 | 0
1FK7011-5AK74-1JA3 |  | 1FK7011-5AK74-1JA3 | 1 | UN | 1 | 15 | C | D | N | N | 85015100 | 1 |  | 0.902 | KG | 783.29 | 783.29 | MC05 | MC05 | SIMOTICS S Synchronous servo motor 1FK7 Compact 0.18Nm, 100K, 6000rpm; 0.05kW Naturally cooled Power/signal connectors Connector can be rotated by 270Â° Degree of protection IP54; paint finish RAL7016 IMB 5 design (IM V1, IM V3) Flange 1, with Pt1000 temperature sensor ABSOLUTE ENCODER 16 S/R (ENCODER A-16); PERFORMANCE REDUCTION BY 10% DUE TO ABSOLUTE ENCODER; SHAFT WITH FITTED KEY, TOLERANCE N; W/O HOLDING BRAKE | - | 0 | 0
1FK7011-5AK74-1JB3 |  | 1FK7011-5AK74-1JB3 | 1 | UN | 1 | 15 | C | D | N | N | 85015100 | 1 |  | 1.101 | KG | 936.51 | 936.51 | MC05 | MC05 | SIMOTICS S Synchronous servo motor 1FK7 Compact 0.18Nm, 100K, 6000rpm; 0.05kW Naturally cooled Power/signal connectors Connector can be rotated by 270Â° Degree of protection IP54; paint finish RAL7016 IMB 5 design (IM V1, IM V3) Flange 1, with Pt1000 temperature sensor ABSOLUTE ENCODER 16 S/R (ENCODER A-16); PERFORMANCE REDUCTION BY 10% DUE TO ABSOLUTE ENCODER; SHAFT WITH FITTED KEY, TOLERANCE N; WITH HOLDING BRAKE | - | 0 | 0
1FK7011-5AK74-1JG3 |  | 1FK7011-5AK74-1JG3 | 1 | UN | 1 | 15 | C | D | N | N | 85015100 | 1 |  | 0.902 | KG | 753.9 | 753.9 | MC05 | MC05 | SIMOTICS S Synchronous servo motor 1FK7 Compact 0.18Nm, 100K, 6000rpm; 0.05kW Naturally cooled Power/signal connectors Connector can be rotated by 270Â° Degree of protection IP54; paint finish RAL7016 IMB 5 design (IM V1, IM V3) Flange 1, with Pt1000 temperature sensor ABSOLUTE ENCODER 16 S/R (ENCODER A-16); PERFORMANCE REDUCTION BY 10% DUE TO ABSOLUTE ENCODER; PLAIN SHAFT, TOLERANCE N; W/O HOLDING BRAKE | - | 0 | 0
1FK7011-5AK74-1JH3 |  | 1FK7011-5AK74-1JH3 | 1 | UN | 1 | 15 | C | D | N | N | 85015100 | 1 |  | 1.101 | KG | 874.47 | 874.47 | MC05 | MC05 | SIMOTICS S Synchronous servo motor 1FK7 Compact 0.18Nm, 100K, 6000rpm; 0.05kW Naturally cooled Power/signal connectors Connector can be rotated by 270Â° Degree of protection IP54; paint finish RAL7016 IMB 5 design (IM V1, IM V3) Flange 1, with Pt1000 temperature sensor ABSOLUTE ENCODER 16 S/R (ENCODER A-16); PERFORMANCE REDUCTION BY 10% DUE TO ABSOLUTE ENCODER; PLAIN SHAFT, TOLERANCE N; WITH HOLDING BRAKE | - | 0 | 0
1FK7011-5AK74-1SA3 |  | 1FK7011-5AK74-1SA3 | 1 | UN | 1 | 15 | C | D | N | N | 85015100 | 1 |  | 0.902 | KG | 475.85 | 475.85 | MC05 | MC05 | SIMOTICS S Synchronous servo motor 1FK7 Compact 0.18Nm, 100K, 6000rpm; 0.05kW Naturally cooled Power/signal connectors Connector can be rotated by 270Â° Degree of protection IP54; paint finish RAL7016 IMB 5 design (IM V1, IM V3) Flange 1, with Pt1000 temperature sensor RESOLVER MULTI-POLE (RESOLVER P=4); SHAFT WITH FITTED KEY, TOLERANCE N; W/O HOLDING BRAKE | - | 0 | 0
1FK7011-5AK74-1SB3 |  | 1FK7011-5AK74-1SB3 | 1 | UN | 1 | 15 | C | D | N | N | 85015100 | 1 |  | 1.101 | KG | 629.07 | 629.07 | MC05 | MC05 | SIMOTICS S Synchronous servo motor 1FK7 Compact 0.18Nm, 100K, 6000rpm; 0.05kW Naturally cooled Power/signal connectors Connector can be rotated by 270Â° Degree of protection IP54; paint finish RAL7016 IMB 5 design (IM V1, IM V3) Flange 1, with Pt1000 temperature sensor RESOLVER MULTI-POLE (RESOLVER P=4); SHAFT WITH FITTED KEY, TOLERANCE N; WITH HOLDING BRAKE | - | 0 | 0
1FK7011-5AK74-1SG3 |  | 1FK7011-5AK74-1SG3 | 1 | UN | 1 | 15 | C | D | N | N | 85015100 | 1 |  | 0.902 | KG | 446.46 | 446.46 | MC05 | MC05 | SIMOTICS S Synchronous servo motor 1FK7 Compact 0.18Nm, 100K, 6000rpm; 0.05kW Naturally cooled Power/signal connectors Connector can be rotated by 270Â° Degree of protection IP54; paint finish RAL7016 IMB 5 design (IM V1, IM V3) Flange 1, with Pt1000 temperature sensor RESOLVER MULTI-POLE (RESOLVER P=4); PLAIN SHAFT, TOLERANCE N; W/O HOLDING BRAKE | - | 0 | 0
1FK7011-5AK74-1SH3 |  | 1FK7011-5AK74-1SH3 | 1 | UN | 1 | 15 | C | D | N | N | 85015100 | 1 |  | 1.101 | KG | 567.03 | 567.03 | MC05 | MC05 | SIMOTICS S Synchronous servo motor 1FK7 Compact 0.18Nm, 100K, 6000rpm; 0.05kW Naturally cooled Power/signal connectors Connector can be rotated by 270Â° Degree of protection IP54; paint finish RAL7016 IMB 5 design (IM V1, IM V3) Flange 1, with Pt1000 temperature sensor RESOLVER MULTI-POLE (RESOLVER P=4); PLAIN SHAFT, TOLERANCE N; WITH HOLDING BRAKE | - | 0 | 0
1FK7011-5AK74-1TA3 |  | 1FK7011-5AK74-1TA3 | 1 | UN | 1 | 15 | C | D | N | N | 85015100 | 1 |  | 0.902 | KG | 475.85 | 475.85 | MC05 | MC05 | SIMOTICS S Synchronous servo motor 1FK7 Compact 0.18Nm, 100K, 6000rpm; 0.05kW Naturally cooled Power/signal connectors Connector can be rotated by 270Â° Degree of protection IP54; paint finish RAL7016 IMB 5 design (IM V1, IM V3) Flange 1, with Pt1000 temperature sensor RESOLVER 2-POLE (RESOLVER P=1); SHAFT WITH FITTED KEY, TOLERANCE N; W/O HOLDING BRAKE | - | 0 | 0
1FK7011-5AK74-1TB3 |  | 1FK7011-5AK74-1TB3 | 1 | UN | 1 | 15 | C | D | N | N | 85015100 | 1 |  | 1.101 | KG | 629.07 | 629.07 | MC05 | MC05 | SIMOTICS S Synchronous servo motor 1FK7 Compact 0.18Nm, 100K, 6000rpm; 0.05kW Naturally cooled Power/signal connectors Connector can be rotated by 270Â° Degree of protection IP54; paint finish RAL7016 IMB 5 design (IM V1, IM V3) Flange 1, with Pt1000 temperature sensor RESOLVER 2-POLE (RESOLVER P=1); SHAFT WITH FITTED KEY, TOLERANCE N; WITH HOLDING BRAKE | - | 0 | 0
1FK7011-5AK74-1TG3 |  | 1FK7011-5AK74-1TG3 | 1 | UN | 1 | 15 | C | D | N | N | 85015100 | 1 |  | 0.902 | KG | 446.46 | 446.46 | MC05 | MC05 | SIMOTICS S Synchronous servo motor 1FK7 Compact 0.18Nm, 100K, 6000rpm; 0.05kW Naturally cooled Power/signal connectors Connector can be rotated by 270Â° Degree of protection IP54; paint finish RAL7016 IMB 5 design (IM V1, IM V3) Flange 1, with Pt1000 temperature sensor RESOLVER 2-POLE (RESOLVER P=1); PLAIN SHAFT, TOLERANCE N; W/O HOLDING BRAKE | - | 0 | 0
1FK7011-5AK74-1TH3 |  | 1FK7011-5AK74-1TH3 | 1 | UN | 1 | 15 | C | D | N | N | 85015100 | 1 |  | 1.101 | KG | 567.03 | 567.03 | MC05 | MC05 | SIMOTICS S Synchronous servo motor 1FK7 Compact 0.18Nm, 100K, 6000rpm; 0.05kW Naturally cooled Power/signal connectors Connector can be rotated by 270Â° Degree of protection IP54; paint finish RAL7016 IMB 5 design (IM V1, IM V3) Flange 1, with Pt1000 temperature sensor RESOLVER 2-POLE (RESOLVER P=1); PLAIN SHAFT, TOLERANCE N; WITH HOLDING BRAKE | - | 0 | 0
1FK7015-5AF01-1SB0-Z | S27 | 1FK7015-5AF01-1SB0-ZS27 | 1 | UN | 1 | 15 | C | D | N | N | 85015100 | 1 |  | 1.1 | KG | 590.29 | 590.29 | MC05 | MC05 | SIMOTICS S-1FK7 1FK7 synchronous servo motor Compact naturally cooled; NN=3000rpm; UDC=24V; IMB 5 design; Power connector rotatable; Resolver multi-pole; Shaft with feather key Tolerance N with holding brake; Degree of protection IP64; S27: Customer-specific version Customer-specific motor Only in connection with S27 | - | 0 | 7
1FK7015-5AF01-7SV0-Z | S22S26 | 1FK7015-5AF01-7SV0-ZS22S26 | 1 | UN | 1 | 30 | D | D | N | N | 85015100 | 1 |  | 1.1 | KG | 752.84 | 752.84 | MC05 | MC05 | SIMOTICS S-1FK7 Synchronous servo motor 1FK7 Compact; naturally cooled; NN=3000rpm; UDC=24V; IMB 5 design; Cable tail toward NDE; Resolver multi-pole; Direct gearbox mounting with holding brake; Degree of protection IP64; customer-specific motor Only in connection with S option customer-specific motor Only in connection with S option | - | 0 | 7
1FK7015-5AF01-8SV0-Z | S21 | 1FK7015-5AF01-8SV0-ZS21 | 1 | UN | 1 | 30 | D | D | N | N | 85015100 | 1 |  | 1.1 | KG | 694.18 | 694.18 | MC05 | MC05 | SIMOTICS S-1FK7 Synchronous servo motor 1FK7 Compact; naturally cooled; NN=3000rpm; UDC=24V; IMB 5 design; Cable tail toward DE; Resolver multi-pole; Direct gearbox mounting with holding brake; S21: Customer-specific version customer-specific motor Only in connection with S21 | - | 0 | 7
1FK7015-5AK21-1AA3 |  | 1FK7015-5AK21-1AA3 | 1 | UN | 1 | 15 | C | D | N | N | 85015100 | 1 |  | 1.102 | KG | 930.88 | 930.88 | MC05 | MC05 | SIMOTICS S Synchronous servo motor 1FK7 Compact, DC link 300V 0.35Nm, 100K, 6000rpm, 0.10kW Naturally cooled Power/signal connectors Connector can be rotated by 270Â° Degree of protection IP54; paint finish RAL7016 IMB 5 design (IM V1, IM V3) Flange 1, with KTY temperature sensor Incremental encoder sin/cos 1 Vss 2048 S/R (encoder I-2048) SHAFT WITH FITTED KEY, TOLERANCE N; W/O HOLDING BRAKE | - | 0 | 0
1FK7015-5AK21-1AB3 |  | 1FK7015-5AK21-1AB3 | 1 | UN | 1 | 15 | C | D | N | N | 85015100 | 1 |  | 1.301 | KG | 1084.1 | 1084.1 | MC05 | MC05 | SIMOTICS S Synchronous servo motor 1FK7 Compact, DC link 300V 0.35Nm, 100K, 6000rpm, 0.10kW Naturally cooled Power/signal connectors Connector can be rotated by 270Â° Degree of protection IP54; paint finish RAL7016 IMB 5 design (IM V1, IM V3) Flange 1, with KTY temperature sensor Incremental encoder sin/cos 1 Vss 2048 S/R (encoder I-2048) SHAFT WITH FITTED KEY, TOLERANCE N; WITH HOLDING BRAKE | - | 0 | 0
1FK7015-5AK21-1AG3 |  | 1FK7015-5AK21-1AG3 | 1 | UN | 1 | 15 | C | D | N | N | 85015100 | 1 |  | 1.102 | KG | 901.49 | 901.49 | MC05 | MC05 | SIMOTICS S Synchronous servo motor 1FK7 Compact, DC link 300V 0.35Nm, 100K, 6000rpm, 0.10kW Naturally cooled Power/signal connectors Connector can be rotated by 270Â° Degree of protection IP54; paint finish RAL7016 IMB 5 design (IM V1, IM V3) Flange 1, with KTY temperature sensor Incremental encoder sin/cos 1 Vss 2048 S/R (encoder I-2048) PLAIN SHAFT, TOLERANCE N; W/O HOLDING BRAKE | - | 0 | 0
1FK7015-5AK21-1AH3 |  | 1FK7015-5AK21-1AH3 | 1 | UN | 1 | 15 | C | D | N | N | 85015100 | 1 |  | 1.301 | KG | 1022.06 | 1022.06 | MC05 | MC05 | SIMOTICS S Synchronous servo motor 1FK7 Compact, DC link 300V 0.35Nm, 100K, 6000rpm, 0.10kW Naturally cooled Power/signal connectors Connector can be rotated by 270Â° Degree of protection IP54; paint finish RAL7016 IMB 5 design (IM V1, IM V3) Flange 1, with KTY temperature sensor Incremental encoder sin/cos 1 Vss 2048 S/R (encoder I-2048) PLAIN SHAFT, TOLERANCE N; WITH HOLDING BRAKE | - | 0 | 0
1FK7015-5AK21-1JA3 |  | 1FK7015-5AK21-1JA3 | 1 | UN | 1 | 15 | C | D | N | N | 85015100 | 1 |  | 1.102 | KG | 839.43 | 839.43 | MC05 | MC05 | SIMOTICS S Synchronous servo motor 1FK7 Compact, DC link 300V 0.35Nm, 100K, 6000rpm, 0.10kW Naturally cooled Power/signal connectors Connector can be rotated by 270Â° Degree of protection IP54; paint finish RAL7016 IMB 5 design (IM V1, IM V3) Flange 1, with KTY temperature sensor absolute encoder 16 S/R (encoder A-16); Derating 10% due to absolute encoder SHAFT WITH FITTED KEY, TOLERANCE N; W/O HOLDING BRAKE | - | 0 | 0
1FK7015-5AK21-1JB3 |  | 1FK7015-5AK21-1JB3 | 1 | UN | 1 | 15 | C | D | N | N | 85015100 | 1 |  | 1.301 | KG | 992.65 | 992.65 | MC05 | MC05 | SIMOTICS S Synchronous servo motor 1FK7 Compact, DC link 300V 0.35Nm, 100K, 6000rpm, 0.10kW Naturally cooled Power/signal connectors Connector can be rotated by 270Â° Degree of protection IP54; paint finish RAL7016 IMB 5 design (IM V1, IM V3) Flange 1, with KTY temperature sensor absolute encoder 16 S/R (encoder A-16); Derating 10% due to absolute encoder SHAFT WITH FITTED KEY, TOLERANCE N; WITH HOLDING BRAKE | - | 0 | 0
1FK7015-5AK21-1JG3 |  | 1FK7015-5AK21-1JG3 | 1 | UN | 1 | 15 | C | D | N | N | 85015100 | 1 |  | 1.102 | KG | 810.04 | 810.04 | MC05 | MC05 | SIMOTICS S Synchronous servo motor 1FK7 Compact, DC link 300V 0.35Nm, 100K, 6000rpm, 0.10kW Naturally cooled Power/signal connectors Connector can be rotated by 270Â° Degree of protection IP54; paint finish RAL7016 IMB 5 design (IM V1, IM V3) Flange 1, with KTY temperature sensor absolute encoder 16 S/R (encoder A-16); Derating 10% due to absolute encoder PLAIN SHAFT, TOLERANCE N; W/O HOLDING BRAKE | - | 0 | 0
1FK7015-5AK21-1JH3 |  | 1FK7015-5AK21-1JH3 | 1 | UN | 1 | 15 | C | D | N | N | 85015100 | 1 |  | 1.301 | KG | 930.61 | 930.61 | MC05 | MC05 | SIMOTICS S Synchronous servo motor 1FK7 Compact, DC link 300V 0.35Nm, 100K, 6000rpm, 0.10kW Naturally cooled Power/signal connectors Connector can be rotated by 270Â° Degree of protection IP54; paint finish RAL7016 IMB 5 design (IM V1, IM V3) Flange 1, with KTY temperature sensor absolute encoder 16 S/R (encoder A-16); Derating 10% due to absolute encoder PLAIN SHAFT, TOLERANCE N; WITH HOLDING BRAKE | - | 0 | 0
1FK7015-5AK21-1SA3 |  | 1FK7015-5AK21-1SA3 | 1 | UN | 1 | 15 | C | D | N | N | 85015100 | 1 |  | 1.102 | KG | 531.99 | 531.99 | MC05 | MC05 | SIMOTICS S Synchronous servo motor 1FK7 Compact, DC link 300V 0.35Nm, 100K, 6000rpm, 0.10kW Naturally cooled Power/signal connectors Connector can be rotated by 270Â° Degree of protection IP54; paint finish RAL7016 IMB 5 design (IM V1, IM V3) Flange 1, with KTY temperature sensor Resolver multi-pole (resolver P=4) SHAFT WITH FITTED KEY, TOLERANCE N; W/O HOLDING BRAKE | - | 0 | 0
1FK7015-5AK21-1SB3 |  | 1FK7015-5AK21-1SB3 | 1 | UN | 1 | 15 | C | D | N | N | 85015100 | 1 |  | 1.301 | KG | 685.21 | 685.21 | MC05 | MC05 | SIMOTICS S Synchronous servo motor 1FK7 Compact, DC link 300V 0.35Nm, 100K, 6000rpm, 0.10kW Naturally cooled Power/signal connectors Connector can be rotated by 270Â° Degree of protection IP54; paint finish RAL7016 IMB 5 design (IM V1, IM V3) Flange 1, with KTY temperature sensor Resolver multi-pole (resolver P=4) SHAFT WITH FITTED KEY, TOLERANCE N; WITH HOLDING BRAKE | - | 0 | 0
1FK7015-5AK21-1SG3 |  | 1FK7015-5AK21-1SG3 | 1 | UN | 1 | 15 | C | D | N | N | 85015100 | 1 |  | 1.102 | KG | 502.6 | 502.6 | MC05 | MC05 | SIMOTICS S Synchronous servo motor 1FK7 Compact, DC link 300V 0.35Nm, 100K, 6000rpm, 0.10kW Naturally cooled Power/signal connectors Connector can be rotated by 270Â° Degree of protection IP54; paint finish RAL7016 IMB 5 design (IM V1, IM V3) Flange 1, with KTY temperature sensor Resolver multi-pole (resolver P=4) PLAIN SHAFT, TOLERANCE N; W/O HOLDING BRAKE | - | 0 | 0
1FK7015-5AK21-1SH3 |  | 1FK7015-5AK21-1SH3 | 1 | UN | 1 | 15 | C | D | N | N | 85015100 | 1 |  | 1.301 | KG | 623.17 | 623.17 | MC05 | MC05 | SIMOTICS S Synchronous servo motor 1FK7 Compact, DC link 300V 0.35Nm, 100K, 6000rpm, 0.10kW Naturally cooled Power/signal connectors Connector can be rotated by 270Â° Degree of protection IP54; paint finish RAL7016 IMB 5 design (IM V1, IM V3) Flange 1, with KTY temperature sensor Resolver multi-pole (resolver P=4) PLAIN SHAFT, TOLERANCE N; WITH HOLDING BRAKE | - | 0 | 0
1FK7015-5AK21-1TA3 |  | 1FK7015-5AK21-1TA3 | 1 | UN | 1 | 15 | C | D | N | N | 85015100 | 1 |  | 1.102 | KG | 531.99 | 531.99 | MC05 | MC05 | SIMOTICS S Synchronous servo motor 1FK7 Compact, DC link 300V 0.35Nm, 100K, 6000rpm, 0.10kW Naturally cooled Power/signal connectors Connector can be rotated by 270Â° Degree of protection IP54; paint finish RAL7016 IMB 5 design (IM V1, IM V3) Flange 1, with KTY temperature sensor Resolver 2-pole (resolver P=1) SHAFT WITH FITTED KEY, TOLERANCE N; W/O HOLDING BRAKE | - | 0 | 0
1FK7015-5AK21-1TB3 |  | 1FK7015-5AK21-1TB3 | 1 | UN | 1 | 15 | C | D | N | N | 85015100 | 1 |  | 1.301 | KG | 685.21 | 685.21 | MC05 | MC05 | SIMOTICS S Synchronous servo motor 1FK7 Compact, DC link 300V 0.35Nm, 100K, 6000rpm, 0.10kW Naturally cooled Power/signal connectors Connector can be rotated by 270Â° Degree of protection IP54; paint finish RAL7016 IMB 5 design (IM V1, IM V3) Flange 1, with KTY temperature sensor Resolver 2-pole (resolver P=1) SHAFT WITH FITTED KEY, TOLERANCE N; WITH HOLDING BRAKE | - | 0 | 0
1FK7015-5AK21-1TG3 |  | 1FK7015-5AK21-1TG3 | 1 | UN | 1 | 15 | C | D | N | N | 85015100 | 1 |  | 1.102 | KG | 502.6 | 502.6 | MC05 | MC05 | SIMOTICS S Synchronous servo motor 1FK7 Compact, DC link 300V 0.35Nm, 100K, 6000rpm, 0.10kW Naturally cooled Power/signal connectors Connector can be rotated by 270Â° Degree of protection IP54; paint finish RAL7016 IMB 5 design (IM V1, IM V3) Flange 1, with KTY temperature sensor Resolver 2-pole (resolver P=1) PLAIN SHAFT, TOLERANCE N; W/O HOLDING BRAKE | - | 0 | 0
1FK7015-5AK21-1TH3 |  | 1FK7015-5AK21-1TH3 | 1 | UN | 1 | 15 | C | D | N | N | 85015100 | 1 |  | 1.301 | KG | 623.17 | 623.17 | MC05 | MC05 | SIMOTICS S Synchronous servo motor 1FK7 Compact, DC link 300V 0.35Nm, 100K, 6000rpm, 0.10kW Naturally cooled Power/signal connectors Connector can be rotated by 270Â° Degree of protection IP54; paint finish RAL7016 IMB 5 design (IM V1, IM V3) Flange 1, with KTY temperature sensor Resolver 2-pole (resolver P=1) PLAIN SHAFT, TOLERANCE N; WITH HOLDING BRAKE | - | 0 | 0
1FK7015-5AK24-1AA3 |  | 1FK7015-5AK24-1AA3 | 1 | UN | 1 | 15 | C | D | N | N | 85015100 | 1 |  | 1.102 | KG | 930.88 | 930.88 | MC05 | MC05 | SIMOTICS S Synchronous servo motor 1FK7 Compact, DC link 300V 0.35Nm, 100K, 6000rpm, 0.10kW Naturally cooled Power/signal connectors Connector can be rotated by 270Â° Degree of protection IP54; paint finish RAL7016 IMB 5 design (IM V1, IM V3) Flange 1, with Pt1000 temperature sensor INCREM. ENCODER, SIN/COS 1 VPP 2048 P/REV (ENCODER I-2048); SHAFT WITH FITTED KEY, TOLERANCE N; W/O HOLDING BRAKE | - | 0 | 0
1FK7015-5AK24-1AB3 |  | 1FK7015-5AK24-1AB3 | 1 | UN | 1 | 15 | C | D | N | N | 85015100 | 1 |  | 1.301 | KG | 1084.1 | 1084.1 | MC05 | MC05 | SIMOTICS S Synchronous servo motor 1FK7 Compact, DC link 300V 0.35Nm, 100K, 6000rpm, 0.10kW Naturally cooled Power/signal connectors Connector can be rotated by 270Â° Degree of protection IP54; paint finish RAL7016 IMB 5 design (IM V1, IM V3) Flange 1, with Pt1000 temperature sensor INCREM. ENCODER, SIN/COS 1 VPP 2048 P/REV (ENCODER I-2048); SHAFT WITH FITTED KEY, TOLERANCE N; WITH HOLDING BRAKE | - | 0 | 0
1FK7015-5AK24-1AG3 |  | 1FK7015-5AK24-1AG3 | 1 | UN | 1 | 15 | C | D | N | N | 85015100 | 1 |  | 1.102 | KG | 901.49 | 901.49 | MC05 | MC05 | SIMOTICS S Synchronous servo motor 1FK7 Compact, DC link 300V 0.35Nm, 100K, 6000rpm, 0.10kW Naturally cooled Power/signal connectors Connector can be rotated by 270Â° Degree of protection IP54; paint finish RAL7016 IMB 5 design (IM V1, IM V3) Flange 1, with Pt1000 temperature sensor INCREM. ENCODER, SIN/COS 1 VPP 2048 P/REV (ENCODER I-2048); PLAIN SHAFT, TOLERANCE N; W/O HOLDING BRAKE | - | 0 | 0
1FK7015-5AK24-1AH3 |  | 1FK7015-5AK24-1AH3 | 1 | UN | 1 | 15 | C | D | N | N | 85015100 | 1 |  | 1.301 | KG | 1022.06 | 1022.06 | MC05 | MC05 | SIMOTICS S Synchronous servo motor 1FK7 Compact, DC link 300V 0.35Nm, 100K, 6000rpm, 0.10kW Naturally cooled Power/signal connectors Connector can be rotated by 270Â° Degree of protection IP54; paint finish RAL7016 IMB 5 design (IM V1, IM V3) Flange 1, with Pt1000 temperature sensor INCREM. ENCODER, SIN/COS 1 VPP 2048 P/REV (ENCODER I-2048); PLAIN SHAFT, TOLERANCE N; WITH HOLDING BRAKE | - | 0 | 0
1FK7015-5AK24-1JA3 |  | 1FK7015-5AK24-1JA3 | 1 | UN | 1 | 15 | C | D | N | N | 85015100 | 1 |  | 1.102 | KG | 839.43 | 839.43 | MC05 | MC05 | SIMOTICS S Synchronous servo motor 1FK7 Compact, DC link 300V 0.35Nm, 100K, 6000rpm, 0.10kW Naturally cooled Power/signal connectors Connector can be rotated by 270Â° Degree of protection IP54; paint finish RAL7016 IMB 5 design (IM V1, IM V3) Flange 1, with Pt1000 temperature sensor ABSOLUTE ENCODER 16 S/R (ENCODER A-16); PERFORMANCE REDUCTION BY 10% DUE TO ABSOLUTE ENCODER; SHAFT WITH FITTED KEY, TOLERANCE N; W/O HOLDING BRAKE | - | 0 | 0
1FK7015-5AK24-1JB3 |  | 1FK7015-5AK24-1JB3 | 1 | UN | 1 | 15 | C | D | N | N | 85015100 | 1 |  | 1.301 | KG | 992.65 | 992.65 | MC05 | MC05 | SIMOTICS S Synchronous servo motor 1FK7 Compact, DC link 300V 0.35Nm, 100K, 6000rpm, 0.10kW Naturally cooled Power/signal connectors Connector can be rotated by 270Â° Degree of protection IP54; paint finish RAL7016 IMB 5 design (IM V1, IM V3) Flange 1, with Pt1000 temperature sensor ABSOLUTE ENCODER 16 S/R (ENCODER A-16); PERFORMANCE REDUCTION BY 10% DUE TO ABSOLUTE ENCODER; SHAFT WITH FITTED KEY, TOLERANCE N; WITH HOLDING BRAKE | - | 0 | 0
1FK7015-5AK24-1JG3 |  | 1FK7015-5AK24-1JG3 | 1 | UN | 1 | 15 | C | D | N | N | 85015100 | 1 |  | 1.102 | KG | 810.04 | 810.04 | MC05 | MC05 | SIMOTICS S Synchronous servo motor 1FK7 Compact, DC link 300V 0.35Nm, 100K, 6000rpm, 0.10kW Naturally cooled Power/signal connectors Connector can be rotated by 270Â° Degree of protection IP54; paint finish RAL7016 IMB 5 design (IM V1, IM V3) Flange 1, with Pt1000 temperature sensor ABSOLUTE ENCODER 16 S/R (ENCODER A-16); PERFORMANCE REDUCTION BY 10% DUE TO ABSOLUTE ENCODER; PLAIN SHAFT, TOLERANCE N; W/O HOLDING BRAKE | - | 0 | 0
1FK7015-5AK24-1JH3 |  | 1FK7015-5AK24-1JH3 | 1 | UN | 1 | 15 | C | D | N | N | 85015100 | 1 |  | 1.301 | KG | 930.61 | 930.61 | MC05 | MC05 | SIMOTICS S Synchronous servo motor 1FK7 Compact, DC link 300V 0.35Nm, 100K, 6000rpm, 0.10kW Naturally cooled Power/signal connectors Connector can be rotated by 270Â° Degree of protection IP54; paint finish RAL7016 IMB 5 design (IM V1, IM V3) Flange 1, with Pt1000 temperature sensor ABSOLUTE ENCODER 16 S/R (ENCODER A-16); PERFORMANCE REDUCTION BY 10% DUE TO ABSOLUTE ENCODER; PLAIN SHAFT, TOLERANCE N; WITH HOLDING BRAKE | - | 0 | 0
1FK7015-5AK24-1SA3 |  | 1FK7015-5AK24-1SA3 | 1 | UN | 1 | 15 | C | D | N | N | 85015100 | 1 |  | 1.102 | KG | 531.99 | 531.99 | MC05 | MC05 | SIMOTICS S Synchronous servo motor 1FK7 Compact, DC link 300V 0.35Nm, 100K, 6000rpm, 0.10kW Naturally cooled Power/signal connectors Connector can be rotated by 270Â° Degree of protection IP54; paint finish RAL7016 IMB 5 design (IM V1, IM V3) Flange 1, with Pt1000 temperature sensor RESOLVER MULTI-POLE (RESOLVER P=4); SHAFT WITH FITTED KEY, TOLERANCE N; W/O HOLDING BRAKE | - | 0 | 0
1FK7015-5AK24-1SB3 |  | 1FK7015-5AK24-1SB3 | 1 | UN | 1 | 15 | C | D | N | N | 85015100 | 1 |  | 1.301 | KG | 685.21 | 685.21 | MC05 | MC05 | SIMOTICS S Synchronous servo motor 1FK7 Compact, DC link 300V 0.35Nm, 100K, 6000rpm, 0.10kW Naturally cooled Power/signal connectors Connector can be rotated by 270Â° Degree of protection IP54; paint finish RAL7016 IMB 5 design (IM V1, IM V3) Flange 1, with Pt1000 temperature sensor RESOLVER MULTI-POLE (RESOLVER P=4); SHAFT WITH FITTED KEY, TOLERANCE N; WITH HOLDING BRAKE | - | 0 | 0
1FK7015-5AK24-1SG3 |  | 1FK7015-5AK24-1SG3 | 1 | UN | 1 | 15 | C | D | N | N | 85015100 | 1 |  | 1.102 | KG | 502.6 | 502.6 | MC05 | MC05 | SIMOTICS S Synchronous servo motor 1FK7 Compact, DC link 300V 0.35Nm, 100K, 6000rpm, 0.10kW Naturally cooled Power/signal connectors Connector can be rotated by 270Â° Degree of protection IP54; paint finish RAL7016 IMB 5 design (IM V1, IM V3) Flange 1, with Pt1000 temperature sensor RESOLVER MULTI-POLE (RESOLVER P=4); PLAIN SHAFT, TOLERANCE N; W/O HOLDING BRAKE | - | 0 | 0
1FK7015-5AK24-1SH3 |  | 1FK7015-5AK24-1SH3 | 1 | UN | 1 | 15 | C | D | N | N | 85015100 | 1 |  | 1.301 | KG | 623.17 | 623.17 | MC05 | MC05 | SIMOTICS S Synchronous servo motor 1FK7 Compact, DC link 300V 0.35Nm, 100K, 6000rpm, 0.10kW Naturally cooled Power/signal connectors Connector can be rotated by 270Â° Degree of protection IP54; paint finish RAL7016 IMB 5 design (IM V1, IM V3) Flange 1, with Pt1000 temperature sensor RESOLVER MULTI-POLE (RESOLVER P=4); PLAIN SHAFT, TOLERANCE N; WITH HOLDING BRAKE | - | 0 | 0
1FK7015-5AK24-1TA3 |  | 1FK7015-5AK24-1TA3 | 1 | UN | 1 | 15 | C | D | N | N | 85015100 | 1 |  | 1.102 | KG | 531.99 | 531.99 | MC05 | MC05 | SIMOTICS S Synchronous servo motor 1FK7 Compact, DC link 300V 0.35Nm, 100K, 6000rpm, 0.10kW Naturally cooled Power/signal connectors Connector can be rotated by 270Â° Degree of protection IP54; paint finish RAL7016 IMB 5 design (IM V1, IM V3) Flange 1, with Pt1000 temperature sensor RESOLVER 2-POLE (RESOLVER P=1); SHAFT WITH FITTED KEY, TOLERANCE N; W/O HOLDING BRAKE | - | 0 | 0
1FK7015-5AK24-1TB3 |  | 1FK7015-5AK24-1TB3 | 1 | UN | 1 | 15 | C | D | N | N | 85015100 | 1 |  | 1.301 | KG | 685.21 | 685.21 | MC05 | MC05 | SIMOTICS S Synchronous servo motor 1FK7 Compact, DC link 300V 0.35Nm, 100K, 6000rpm, 0.10kW Naturally cooled Power/signal connectors Connector can be rotated by 270Â° Degree of protection IP54; paint finish RAL7016 IMB 5 design (IM V1, IM V3) Flange 1, with Pt1000 temperature sensor RESOLVER 2-POLE (RESOLVER P=1); SHAFT WITH FITTED KEY, TOLERANCE N; WITH HOLDING BRAKE | - | 0 | 0
1FK7015-5AK24-1TG3 |  | 1FK7015-5AK24-1TG3 | 1 | UN | 1 | 15 | C | D | N | N | 85015100 | 1 |  | 1.102 | KG | 502.6 | 502.6 | MC05 | MC05 | SIMOTICS S Synchronous servo motor 1FK7 Compact, DC link 300V 0.35Nm, 100K, 6000rpm, 0.10kW Naturally cooled Power/signal connectors Connector can be rotated by 270Â° Degree of protection IP54; paint finish RAL7016 IMB 5 design (IM V1, IM V3) Flange 1, with Pt1000 temperature sensor RESOLVER 2-POLE (RESOLVER P=1); PLAIN SHAFT, TOLERANCE N; W/O HOLDING BRAKE | - | 0 | 0
1FK7015-5AK24-1TH3 |  | 1FK7015-5AK24-1TH3 | 1 | UN | 1 | 15 | C | D | N | N | 85015100 | 1 |  | 1.301 | KG | 623.17 | 623.17 | MC05 | MC05 | SIMOTICS S Synchronous servo motor 1FK7 Compact, DC link 300V 0.35Nm, 100K, 6000rpm, 0.10kW Naturally cooled Power/signal connectors Connector can be rotated by 270Â° Degree of protection IP54; paint finish RAL7016 IMB 5 design (IM V1, IM V3) Flange 1, with Pt1000 temperature sensor RESOLVER 2-POLE (RESOLVER P=1); PLAIN SHAFT, TOLERANCE N; WITH HOLDING BRAKE | - | 0 | 0
1FK7015-5AK71-1AA3 |  | 1FK7015-5AK71-1AA3 | 1 | UN | 1 | 15 | C | D | N | N | 85015100 | 1 |  | 1.102 | KG | 930.88 | 930.88 | MC05 | MC05 | SIMOTICS S Synchronous servo motor 1FK7 Compact 0.35Nm, 100K, 6000rpm 0.10kW, Naturally cooled Power/signal connectors Connector can be rotated by 270Â° Degree of protection IP54; paint finish RAL7016 IMB 5 design (IM V1, IM V3) Flange 1, with KTY temperature sensor Incremental encoder sin/cos 1 Vss 2048 S/R (encoder I-2048) SHAFT WITH FITTED KEY, TOLERANCE N; W/O HOLDING BRAKE | - | 0 | 0
1FK7015-5AK71-1AB3 |  | 1FK7015-5AK71-1AB3 | 1 | UN | 1 | 15 | C | D | N | N | 85015100 | 1 |  | 1.301 | KG | 1084.1 | 1084.1 | MC05 | MC05 | SIMOTICS S Synchronous servo motor 1FK7 Compact 0.35Nm, 100K, 6000rpm 0.10kW, Naturally cooled Power/signal connectors Connector can be rotated by 270Â° Degree of protection IP54; paint finish RAL7016 IMB 5 design (IM V1, IM V3) Flange 1, with KTY temperature sensor Incremental encoder sin/cos 1 Vss 2048 S/R (encoder I-2048) SHAFT WITH FITTED KEY, TOLERANCE N; WITH HOLDING BRAKE | - | 0 | 0
1FK7015-5AK71-1AG3 |  | 1FK7015-5AK71-1AG3 | 1 | UN | 1 | 15 | C | D | N | N | 85015100 | 1 |  | 1.102 | KG | 901.49 | 901.49 | MC05 | MC05 | SIMOTICS S Synchronous servo motor 1FK7 Compact 0.35Nm, 100K, 6000rpm 0.10kW, Naturally cooled Power/signal connectors Connector can be rotated by 270Â° Degree of protection IP54; paint finish RAL7016 IMB 5 design (IM V1, IM V3) Flange 1, with KTY temperature sensor Incremental encoder sin/cos 1 Vss 2048 S/R (encoder I-2048) PLAIN SHAFT, TOLERANCE N; W/O HOLDING BRAKE | - | 0 | 0
1FK7015-5AK71-1AH3 |  | 1FK7015-5AK71-1AH3 | 1 | UN | 1 | 15 | C | D | N | N | 85015100 | 1 |  | 1.301 | KG | 1022.06 | 1022.06 | MC05 | MC05 | SIMOTICS S Synchronous servo motor 1FK7 Compact 0.35Nm, 100K, 6000rpm 0.10kW, Naturally cooled Power/signal connectors Connector can be rotated by 270Â° Degree of protection IP54; paint finish RAL7016 IMB 5 design (IM V1, IM V3) Flange 1, with KTY temperature sensor Incremental encoder sin/cos 1 Vss 2048 S/R (encoder I-2048) PLAIN SHAFT, TOLERANCE N; WITH HOLDING BRAKE | - | 0 | 0
1FK7015-5AK71-1JA3 |  | 1FK7015-5AK71-1JA3 | 1 | UN | 1 | 15 | C | D | N | N | 85015100 | 1 |  | 1.102 | KG | 839.43 | 839.43 | MC05 | MC05 | SIMOTICS S Synchronous servo motor 1FK7 Compact 0.35Nm, 100K, 6000rpm 0.10kW, Naturally cooled Power/signal connectors Connector can be rotated by 270Â° Degree of protection IP54; paint finish RAL7016 IMB 5 design (IM V1, IM V3) Flange 1, with KTY temperature sensor absolute encoder 16 S/R (encoder A-16); Derating 10% due to absolute encoder SHAFT WITH FITTED KEY, TOLERANCE N; W/O HOLDING BRAKE | - | 0 | 0
1FK7015-5AK71-1JB3 |  | 1FK7015-5AK71-1JB3 | 1 | UN | 1 | 15 | C | D | N | N | 85015100 | 1 |  | 1.301 | KG | 992.65 | 992.65 | MC05 | MC05 | SIMOTICS S Synchronous servo motor 1FK7 Compact 0.35Nm, 100K, 6000rpm 0.10kW, Naturally cooled Power/signal connectors Connector can be rotated by 270Â° Degree of protection IP54; paint finish RAL7016 IMB 5 design (IM V1, IM V3) Flange 1, with KTY temperature sensor absolute encoder 16 S/R (encoder A-16); Derating 10% due to absolute encoder SHAFT WITH FITTED KEY, TOLERANCE N; WITH HOLDING BRAKE | - | 0 | 0
1FK7015-5AK71-1JG3 |  | 1FK7015-5AK71-1JG3 | 1 | UN | 1 | 15 | C | D | N | N | 85015100 | 1 |  | 1.102 | KG | 810.04 | 810.04 | MC05 | MC05 | SIMOTICS S Synchronous servo motor 1FK7 Compact 0.35Nm, 100K, 6000rpm 0.10kW, Naturally cooled Power/signal connectors Connector can be rotated by 270Â° Degree of protection IP54; paint finish RAL7016 IMB 5 design (IM V1, IM V3) Flange 1, with KTY temperature sensor absolute encoder 16 S/R (encoder A-16); Derating 10% due to absolute encoder PLAIN SHAFT, TOLERANCE N; W/O HOLDING BRAKE | - | 0 | 0
1FK7015-5AK71-1JH3 |  | 1FK7015-5AK71-1JH3 | 1 | UN | 1 | 15 | C | D | N | N | 85015100 | 1 |  | 1.301 | KG | 930.61 | 930.61 | MC05 | MC05 | SIMOTICS S Synchronous servo motor 1FK7 Compact 0.35Nm, 100K, 6000rpm 0.10kW, Naturally cooled Power/signal connectors Connector can be rotated by 270Â° Degree of protection IP54; paint finish RAL7016 IMB 5 design (IM V1, IM V3) Flange 1, with KTY temperature sensor absolute encoder 16 S/R (encoder A-16); Derating 10% due to absolute encoder PLAIN SHAFT, TOLERANCE N; WITH HOLDING BRAKE | - | 0 | 0
1FK7015-5AK71-1SA3 |  | 1FK7015-5AK71-1SA3 | 1 | UN | 1 | 15 | C | D | N | N | 85015100 | 1 |  | 1.102 | KG | 531.99 | 531.99 | MC05 | MC05 | SIMOTICS S Synchronous servo motor 1FK7 Compact 0.35Nm, 100K, 6000rpm 0.10kW, Naturally cooled Power/signal connectors Connector can be rotated by 270Â° Degree of protection IP54; paint finish RAL7016 IMB 5 design (IM V1, IM V3) Flange 1, with KTY temperature sensor Resolver multi-pole (resolver P=4) SHAFT WITH FITTED KEY, TOLERANCE N; W/O HOLDING BRAKE | - | 0 | 0
1FK7015-5AK71-1SB3 |  | 1FK7015-5AK71-1SB3 | 1 | UN | 1 | 15 | C | D | N | N | 85015100 | 1 |  | 1.301 | KG | 685.21 | 685.21 | MC05 | MC05 | SIMOTICS S Synchronous servo motor 1FK7 Compact 0.35Nm, 100K, 6000rpm 0.10kW, Naturally cooled Power/signal connectors Connector can be rotated by 270Â° Degree of protection IP54; paint finish RAL7016 IMB 5 design (IM V1, IM V3) Flange 1, with KTY temperature sensor Resolver multi-pole (resolver P=4) SHAFT WITH FITTED KEY, TOLERANCE N; WITH HOLDING BRAKE | - | 0 | 0
1FK7015-5AK71-1SG3 |  | 1FK7015-5AK71-1SG3 | 1 | UN | 1 | 15 | C | D | N | N | 85015100 | 1 |  | 1.102 | KG | 502.6 | 502.6 | MC05 | MC05 | SIMOTICS S Synchronous servo motor 1FK7 Compact 0.35Nm, 100K, 6000rpm 0.10kW, Naturally cooled Power/signal connectors Connector can be rotated by 270Â° Degree of protection IP54; paint finish RAL7016 IMB 5 design (IM V1, IM V3) Flange 1, with KTY temperature sensor Resolver multi-pole (resolver P=4) PLAIN SHAFT, TOLERANCE N; W/O HOLDING BRAKE | - | 0 | 0
1FK7015-5AK71-1SH3 |  | 1FK7015-5AK71-1SH3 | 1 | UN | 1 | 15 | C | D | N | N | 85015100 | 1 |  | 1.301 | KG | 623.17 | 623.17 | MC05 | MC05 | SIMOTICS S Synchronous servo motor 1FK7 Compact 0.35Nm, 100K, 6000rpm 0.10kW, Naturally cooled Power/signal connectors Connector can be rotated by 270Â° Degree of protection IP54; paint finish RAL7016 IMB 5 design (IM V1, IM V3) Flange 1, with KTY temperature sensor Resolver multi-pole (resolver P=4) PLAIN SHAFT, TOLERANCE N; WITH HOLDING BRAKE | - | 0 | 0
1FK7015-5AK71-1TA3 |  | 1FK7015-5AK71-1TA3 | 1 | UN | 1 | 15 | C | D | N | N | 85015100 | 1 |  | 1.102 | KG | 531.99 | 531.99 | MC05 | MC05 | SIMOTICS S Synchronous servo motor 1FK7 Compact 0.35Nm, 100K, 6000rpm 0.10kW, Naturally cooled Power/signal connectors Connector can be rotated by 270Â° Degree of protection IP54; paint finish RAL7016 IMB 5 design (IM V1, IM V3) Flange 1, with KTY temperature sensor Resolver 2-pole (resolver P=1) SHAFT WITH FITTED KEY, TOLERANCE N; W/O HOLDING BRAKE | - | 0 | 0
1FK7015-5AK71-1TB3 |  | 1FK7015-5AK71-1TB3 | 1 | UN | 1 | 15 | C | D | N | N | 85015100 | 1 |  | 1.301 | KG | 685.21 | 685.21 | MC05 | MC05 | SIMOTICS S Synchronous servo motor 1FK7 Compact 0.35Nm, 100K, 6000rpm 0.10kW, Naturally cooled Power/signal connectors Connector can be rotated by 270Â° Degree of protection IP54; paint finish RAL7016 IMB 5 design (IM V1, IM V3) Flange 1, with KTY temperature sensor Resolver 2-pole (resolver P=1) SHAFT WITH FITTED KEY, TOLERANCE N; WITH HOLDING BRAKE | - | 0 | 0
1FK7015-5AK71-1TG3 |  | 1FK7015-5AK71-1TG3 | 1 | UN | 1 | 15 | C | D | N | N | 85015100 | 1 |  | 1.102 | KG | 502.6 | 502.6 | MC05 | MC05 | SIMOTICS S Synchronous servo motor 1FK7 Compact 0.35Nm, 100K, 6000rpm 0.10kW, Naturally cooled Power/signal connectors Connector can be rotated by 270Â° Degree of protection IP54; paint finish RAL7016 IMB 5 design (IM V1, IM V3) Flange 1, with KTY temperature sensor Resolver 2-pole (resolver P=1) PLAIN SHAFT, TOLERANCE N; W/O HOLDING BRAKE | - | 0 | 0
1FK7015-5AK71-1TH3 |  | 1FK7015-5AK71-1TH3 | 1 | UN | 1 | 15 | C | D | N | N | 85015100 | 1 |  | 1.301 | KG | 623.17 | 623.17 | MC05 | MC05 | SIMOTICS S Synchronous servo motor 1FK7 Compact 0.35Nm, 100K, 6000rpm 0.10kW, Naturally cooled Power/signal connectors Connector can be rotated by 270Â° Degree of protection IP54; paint finish RAL7016 IMB 5 design (IM V1, IM V3) Flange 1, with KTY temperature sensor Resolver 2-pole (resolver P=1) PLAIN SHAFT, TOLERANCE N; WITH HOLDING BRAKE | - | 0 | 0
1FK7015-5AK74-1AA3 |  | 1FK7015-5AK74-1AA3 | 1 | UN | 1 | 15 | C | D | N | N | 85015100 | 1 |  | 1.102 | KG | 930.88 | 930.88 | MC05 | MC05 | SIMOTICS S Synchronous servo motor 1FK7 Compact 0.35Nm, 100K, 6000rpm 0.10kW, Naturally cooled Power/signal connectors Connector can be rotated by 270Â° Degree of protection IP54; paint finish RAL7016 IMB 5 design (IM V1, IM V3) Flange 1, with Pt1000 temperature sensor INCREM. ENCODER, SIN/COS 1 VPP 2048 P/REV (ENCODER I-2048); SHAFT WITH FITTED KEY, TOLERANCE N; W/O HOLDING BRAKE | - | 0 | 0
1FK7015-5AK74-1AB3 |  | 1FK7015-5AK74-1AB3 | 1 | UN | 1 | 15 | C | D | N | N | 85015100 | 1 |  | 1.301 | KG | 1084.1 | 1084.1 | MC05 | MC05 | SIMOTICS S Synchronous servo motor 1FK7 Compact 0.35Nm, 100K, 6000rpm 0.10kW, Naturally cooled Power/signal connectors Connector can be rotated by 270Â° Degree of protection IP54; paint finish RAL7016 IMB 5 design (IM V1, IM V3) Flange 1, with Pt1000 temperature sensor INCREM. ENCODER, SIN/COS 1 VPP 2048 P/REV (ENCODER I-2048); SHAFT WITH FITTED KEY, TOLERANCE N; WITH HOLDING BRAKE | - | 0 | 0
1FK7015-5AK74-1AG3 |  | 1FK7015-5AK74-1AG3 | 1 | UN | 1 | 15 | C | D | N | N | 85015100 | 1 |  | 1.102 | KG | 901.49 | 901.49 | MC05 | MC05 | SIMOTICS S Synchronous servo motor 1FK7 Compact 0.35Nm, 100K, 6000rpm 0.10kW, Naturally cooled Power/signal connectors Connector can be rotated by 270Â° Degree of protection IP54; paint finish RAL7016 IMB 5 design (IM V1, IM V3) Flange 1, with Pt1000 temperature sensor INCREM. ENCODER, SIN/COS 1 VPP 2048 P/REV (ENCODER I-2048); PLAIN SHAFT, TOLERANCE N; W/O HOLDING BRAKE | - | 0 | 0
1FK7015-5AK74-1AH3 |  | 1FK7015-5AK74-1AH3 | 1 | UN | 1 | 15 | C | D | N | N | 85015100 | 1 |  | 1.301 | KG | 1022.06 | 1022.06 | MC05 | MC05 | SIMOTICS S Synchronous servo motor 1FK7 Compact 0.35Nm, 100K, 6000rpm 0.10kW, Naturally cooled Power/signal connectors Connector can be rotated by 270Â° Degree of protection IP54; paint finish RAL7016 IMB 5 design (IM V1, IM V3) Flange 1, with Pt1000 temperature sensor INCREM. ENCODER, SIN/COS 1 VPP 2048 P/REV (ENCODER I-2048); PLAIN SHAFT, TOLERANCE N; WITH HOLDING BRAKE | - | 0 | 0
1FK7015-5AK74-1JA3 |  | 1FK7015-5AK74-1JA3 | 1 | UN | 1 | 15 | C | D | N | N | 85015100 | 1 |  | 1.102 | KG | 839.43 | 839.43 | MC05 | MC05 | SIMOTICS S Synchronous servo motor 1FK7 Compact 0.35Nm, 100K, 6000rpm 0.10kW, Naturally cooled Power/signal connectors Connector can be rotated by 270Â° Degree of protection IP54; paint finish RAL7016 IMB 5 design (IM V1, IM V3) Flange 1, with Pt1000 temperature sensor ABSOLUTE ENCODER 16 S/R (ENCODER A-16); PERFORMANCE REDUCTION BY 10% DUE TO ABSOLUTE ENCODER; SHAFT WITH FITTED KEY, TOLERANCE N; W/O HOLDING BRAKE | - | 0 | 0
1FK7015-5AK74-1JB3 |  | 1FK7015-5AK74-1JB3 | 1 | UN | 1 | 15 | C | D | N | N | 85015100 | 1 |  | 1.301 | KG | 992.65 | 992.65 | MC05 | MC05 | SIMOTICS S Synchronous servo motor 1FK7 Compact 0.35Nm, 100K, 6000rpm 0.10kW, Naturally cooled Power/signal connectors Connector can be rotated by 270Â° Degree of protection IP54; paint finish RAL7016 IMB 5 design (IM V1, IM V3) Flange 1, with Pt1000 temperature sensor ABSOLUTE ENCODER 16 S/R (ENCODER A-16); PERFORMANCE REDUCTION BY 10% DUE TO ABSOLUTE ENCODER; SHAFT WITH FITTED KEY, TOLERANCE N; WITH HOLDING BRAKE | - | 0 | 0
1FK7015-5AK74-1JG3 |  | 1FK7015-5AK74-1JG3 | 1 | UN | 1 | 15 | C | D | N | N | 85015100 | 1 |  | 1.102 | KG | 810.04 | 810.04 | MC05 | MC05 | SIMOTICS S Synchronous servo motor 1FK7 Compact 0.35Nm, 100K, 6000rpm 0.10kW, Naturally cooled Power/signal connectors Connector can be rotated by 270Â° Degree of protection IP54; paint finish RAL7016 IMB 5 design (IM V1, IM V3) Flange 1, with Pt1000 temperature sensor ABSOLUTE ENCODER 16 S/R (ENCODER A-16); PERFORMANCE REDUCTION BY 10% DUE TO ABSOLUTE ENCODER; PLAIN SHAFT, TOLERANCE N; W/O HOLDING BRAKE | - | 0 | 0
1FK7015-5AK74-1JH3 |  | 1FK7015-5AK74-1JH3 | 1 | UN | 1 | 15 | C | D | N | N | 85015100 | 1 |  | 1.301 | KG | 930.61 | 930.61 | MC05 | MC05 | SIMOTICS S Synchronous servo motor 1FK7 Compact 0.35Nm, 100K, 6000rpm 0.10kW, Naturally cooled Power/signal connectors Connector can be rotated by 270Â° Degree of protection IP54; paint finish RAL7016 IMB 5 design (IM V1, IM V3) Flange 1, with Pt1000 temperature sensor ABSOLUTE ENCODER 16 S/R (ENCODER A-16); PERFORMANCE REDUCTION BY 10% DUE TO ABSOLUTE ENCODER; PLAIN SHAFT, TOLERANCE N; WITH HOLDING BRAKE | - | 0 | 0
1FK7015-5AK74-1SA3 |  | 1FK7015-5AK74-1SA3 | 1 | UN | 1 | 15 | C | D | N | N | 85015100 | 1 |  | 1.102 | KG | 531.99 | 531.99 | MC05 | MC05 | SIMOTICS S Synchronous servo motor 1FK7 Compact 0.35Nm, 100K, 6000rpm 0.10kW, Naturally cooled Power/signal connectors Connector can be rotated by 270Â° Degree of protection IP54; paint finish RAL7016 IMB 5 design (IM V1, IM V3) Flange 1, with Pt1000 temperature sensor RESOLVER MULTI-POLE (RESOLVER P=4); SHAFT WITH FITTED KEY, TOLERANCE N; W/O HOLDING BRAKE | - | 0 | 0
1FK7015-5AK74-1SB3 |  | 1FK7015-5AK74-1SB3 | 1 | UN | 1 | 15 | C | D | N | N | 85015100 | 1 |  | 1.301 | KG | 685.21 | 685.21 | MC05 | MC05 | SIMOTICS S Synchronous servo motor 1FK7 Compact 0.35Nm, 100K, 6000rpm 0.10kW, Naturally cooled Power/signal connectors Connector can be rotated by 270Â° Degree of protection IP54; paint finish RAL7016 IMB 5 design (IM V1, IM V3) Flange 1, with Pt1000 temperature sensor RESOLVER MULTI-POLE (RESOLVER P=4); SHAFT WITH FITTED KEY, TOLERANCE N; WITH HOLDING BRAKE | - | 0 | 0
1FK7015-5AK74-1SG3 |  | 1FK7015-5AK74-1SG3 | 1 | UN | 1 | 15 | C | D | N | N | 85015100 | 1 |  | 1.102 | KG | 502.6 | 502.6 | MC05 | MC05 | SIMOTICS S Synchronous servo motor 1FK7 Compact 0.35Nm, 100K, 6000rpm 0.10kW, Naturally cooled Power/signal connectors Connector can be rotated by 270Â° Degree of protection IP54; paint finish RAL7016 IMB 5 design (IM V1, IM V3) Flange 1, with Pt1000 temperature sensor RESOLVER MULTI-POLE (RESOLVER P=4); PLAIN SHAFT, TOLERANCE N; W/O HOLDING BRAKE | - | 0 | 0
1FK7015-5AK74-1SH3 |  | 1FK7015-5AK74-1SH3 | 1 | UN | 1 | 15 | C | D | N | N | 85015100 | 1 |  | 1.301 | KG | 623.17 | 623.17 | MC05 | MC05 | SIMOTICS S Synchronous servo motor 1FK7 Compact 0.35Nm, 100K, 6000rpm 0.10kW, Naturally cooled Power/signal connectors Connector can be rotated by 270Â° Degree of protection IP54; paint finish RAL7016 IMB 5 design (IM V1, IM V3) Flange 1, with Pt1000 temperature sensor RESOLVER MULTI-POLE (RESOLVER P=4); PLAIN SHAFT, TOLERANCE N; WITH HOLDING BRAKE | - | 0 | 0
1FK7015-5AK74-1TA3 |  | 1FK7015-5AK74-1TA3 | 1 | UN | 1 | 15 | C | D | N | N | 85015100 | 1 |  | 1.102 | KG | 531.99 | 531.99 | MC05 | MC05 | SIMOTICS S Synchronous servo motor 1FK7 Compact 0.35Nm, 100K, 6000rpm 0.10kW, Naturally cooled Power/signal connectors Connector can be rotated by 270Â° Degree of protection IP54; paint finish RAL7016 IMB 5 design (IM V1, IM V3) Flange 1, with Pt1000 temperature sensor RESOLVER 2-POLE (RESOLVER P=1); SHAFT WITH FITTED KEY, TOLERANCE N; W/O HOLDING BRAKE | - | 0 | 0
1FK7015-5AK74-1TB3 |  | 1FK7015-5AK74-1TB3 | 1 | UN | 1 | 15 | C | D | N | N | 85015100 | 1 |  | 1.301 | KG | 685.21 | 685.21 | MC05 | MC05 | SIMOTICS S Synchronous servo motor 1FK7 Compact 0.35Nm, 100K, 6000rpm 0.10kW, Naturally cooled Power/signal connectors Connector can be rotated by 270Â° Degree of protection IP54; paint finish RAL7016 IMB 5 design (IM V1, IM V3) Flange 1, with Pt1000 temperature sensor RESOLVER 2-POLE (RESOLVER P=1); SHAFT WITH FITTED KEY, TOLERANCE N; WITH HOLDING BRAKE | - | 0 | 0
1FK7015-5AK74-1TG3 |  | 1FK7015-5AK74-1TG3 | 1 | UN | 1 | 15 | C | D | N | N | 85015100 | 1 |  | 1.102 | KG | 502.6 | 502.6 | MC05 | MC05 | SIMOTICS S Synchronous servo motor 1FK7 Compact 0.35Nm, 100K, 6000rpm 0.10kW, Naturally cooled Power/signal connectors Connector can be rotated by 270Â° Degree of protection IP54; paint finish RAL7016 IMB 5 design (IM V1, IM V3) Flange 1, with Pt1000 temperature sensor RESOLVER 2-POLE (RESOLVER P=1); PLAIN SHAFT, TOLERANCE N; W/O HOLDING BRAKE | - | 0 | 0
1FK7015-5AK74-1TH3 |  | 1FK7015-5AK74-1TH3 | 1 | UN | 1 | 15 | C | D | N | N | 85015100 | 1 |  | 1.301 | KG | 623.17 | 623.17 | MC05 | MC05 | SIMOTICS S Synchronous servo motor 1FK7 Compact 0.35Nm, 100K, 6000rpm 0.10kW, Naturally cooled Power/signal connectors Connector can be rotated by 270Â° Degree of protection IP54; paint finish RAL7016 IMB 5 design (IM V1, IM V3) Flange 1, with Pt1000 temperature sensor RESOLVER 2-POLE (RESOLVER P=1); PLAIN SHAFT, TOLERANCE N; WITH HOLDING BRAKE | - | 0 | 0
1FK7022-5AF01-1AB0 |  | 1FK7022-5AF01-1AB0 | 1 | UN | 1 | 15 | C | D | N | N | 85015100 | 1 |  | 1.8 | KG | 1223.45 | 1223.45 | MC05 | MC05 | SIMOTICS S-1FK7 Synchronous servo motor 1FK7 Compact; naturally cooled; NN=3000rpm; UDC=24V; IMB 5 design; Power connector rotatable; Incremental encoder sin/cos 1VSS 2048 S/R (encoder I-2048); Shaft with feather key Tolerance N with holding brake; Degree of protection IP64; Customer-specific version customer-specific motor | - | 0 | 7
1FK7022-5AF01-1SB0-Z | S27 | 1FK7022-5AF01-1SB0-ZS27 | 1 | UN | 1 | 15 | C | D | N | N | 85015100 | 1 |  | 1.8 | KG | 872.54 | 872.54 | MC05 | MC05 | SIMOTICS S-1FK7 Synchronous servo motor 1FK7 Compact; naturally cooled; N=3000rpm; UDC=24V; IMB 5 design; Power connector rotatable; Resolver multi-pole; Shaft with feather key Tolerance N with holding brake; Degree of protection IP64; S27: Customer-specific version Customer-specific motor Only in connection with S27 | - | 0 | 7
1FK7022-5AF01-1SU0-Z | S21 | 1FK7022-5AF01-1SU0-ZS21 | 1 | UN | 1 | 30 | D | D | N | N | 85015100 | 1 |  | 1.8 | KG | 757.49 | 757.49 | MC05 | MC05 | SIMOTICS S-1FK7 Synchronous servo motor 1FK7 Compact; naturally cooled; NN=3000rpm; UDC=24V; IMB 5 design; Power connector rotatable; Resolver multi-pole; Direct gearbox mounting without holding brake; Degree of protection IP64; S21: Customer-specific version customer-specific motor Only in connection with S21 | - | 0 | 7
1FK7022-5AF01-1SV0-Z | S21S69 | 1FK7022-5AF01-1SV0-ZS21S69 | 1 | UN | 1 | 30 | D | D | N | N | 85015100 | 1 |  | 1.8 | KG | 1285.87 | 1285.87 | MC05 | MC05 | SIMOTICS S-1FK7 Synchronous servo motor 1FK7 Compact; naturally cooled; NN=3000rpm; UDC=24V; IMB 5 design; Power connector rotatable; Resolver multi-pole; Direct gearbox mounting with holding brake; Degree of protection IP64; S21: Customer-specific version S69: Customer-specific version customer-specific motor Only in connection with S option | - | 0 | 7
1FK7022-5AF01-1SV0-Z | S69 | 1FK7022-5AF01-1SV0-ZS69 | 1 | UN | 1 | 30 | D | D | N | N | 85015100 | 1 |  | 1.8 | KG | 1285.87 | 1285.87 | MC05 | MC05 | SIMOTICS S-1FK7 Synchronous servo motor 1FK7 Compact, naturally cooled; NN=3000rpm; UDC=24V; IMB 5 design; Power connector rotatable; Resolver multi-pole; Direct gearbox mounting with holding brake; Degree of protection IP64; S21: Customer-specific version S69: Customer-specific version customer-specific motor Only in connection with S option | - | 0 | 7
1FK7022-5AK21-1AA0 |  | 1FK7022-5AK21-1AA0 | 1 | UN | 1 | 15 | C | D | N | N | 85015100 | 1 |  | 1.803 | KG | 1074.33 | 1074.33 | MC05 | MC05 | SIMOTICS S Synchronous servo motor 1FK7 Compact, DC link 300V 0.85Nm, 100K, 6000rpm 0.38kW, Naturally cooled Power/signal connectors Connector can be rotated by 270Â° IMB 5 design (IM V1, IM V3) Flange 1, with KTY temperature sensor Incremental encoder sin/cos 1 Vss 2048 S/R (encoder I-2048) SHAFT WITH FITTED KEY, TOLERANCE N; W/O HOLDING BRAKE DEGREE OF PROTECTION IP64 | - | 0 | 0
1FK7022-5AK21-1AA2 |  | 1FK7022-5AK21-1AA2 | 1 | UN | 1 | 15 | C | D | N | N | 85015100 | 1 |  | 1.803 | KG | 1139.8 | 1139.8 | MC05 | MC05 | SIMOTICS S Synchronous servo motor 1FK7 Compact, DC link 300V 0.85Nm, 100K, 6000rpm 0.38kW, Naturally cooled Power/signal connectors Connector can be rotated by 270Â° IMB 5 design (IM V1, IM V3) Flange 1, with KTY temperature sensor Incremental encoder sin/cos 1 Vss 2048 S/R (encoder I-2048) SHAFT WITH FITTED KEY, TOLERANCE N; W/O HOLDING BRAKE DEGREE OF PROTECTION IP65 FLANGE ON DRIVE END IP67 | - | 0 | 0
1FK7022-5AK21-1AA3 |  | 1FK7022-5AK21-1AA3 | 1 | UN | 1 | 15 | C | D | N | N | 85015100 | 1 |  | 1.803 | KG | 1106.07 | 1106.07 | MC05 | MC05 | SIMOTICS S Synchronous servo motor 1FK7 Compact, DC link 300V 0.85Nm, 100K, 6000rpm 0.38kW, Naturally cooled Power/signal connectors Connector can be rotated by 270Â° IMB 5 design (IM V1, IM V3) Flange 1, with KTY temperature sensor Incremental encoder sin/cos 1 Vss 2048 S/R (encoder I-2048) SHAFT WITH FITTED KEY, TOLERANCE N; W/O HOLDING BRAKE DEGREE OF PROTECTION IP64; PAINT FINISH RAL7016 | - | 0 | 0
1FK7022-5AK21-1AA5 |  | 1FK7022-5AK21-1AA5 | 1 | UN | 1 | 15 | C | D | N | N | 85015100 | 1 |  | 1.803 | KG | 1171.52 | 1171.52 | MC05 | MC05 | SIMOTICS S Synchronous servo motor 1FK7 Compact, DC link 300V 0.85Nm, 100K, 6000rpm 0.38kW, Naturally cooled Power/signal connectors Connector can be rotated by 270Â° IMB 5 design (IM V1, IM V3) Flange 1, with KTY temperature sensor Incremental encoder sin/cos 1 Vss 2048 S/R (encoder I-2048) SHAFT WITH FITTED KEY, TOLERANCE N; W/O HOLDING BRAKE DEGREE OF PROTECTION IP65 AS FLANGE IP67; PAINT FINISH RAL7016 | - | 0 | 0
1FK7022-5AK21-1AA8 |  | 1FK7022-5AK21-1AA8 | 1 | UN | 1 | 15 | C | D | N | N | 85015100 | 1 |  | 1.803 | KG | 1241.48 | 1241.48 | MC05 | MC05 | SIMOTICS S Synchronous servo motor 1FK7 Compact, DC link 300V 0.85Nm, 100K, 6000rpm 0.38kW, Naturally cooled Power/signal connectors Connector can be rotated by 270Â° IMB 5 design (IM V1, IM V3) Flange 1, with KTY temperature sensor Incremental encoder sin/cos 1 Vss 2048 S/R (encoder I-2048) SHAFT WITH FITTED KEY, TOLERANCE N; W/O HOLDING BRAKE DEGREE OF PROTECTION IP65 IP67 D-END FLANGE; RAL7016 COATING; METALLIC RATING PLATE AT MOTOR | - | 0 | 0
1FK7022-5AK21-1AB0 |  | 1FK7022-5AK21-1AB0 | 1 | UN | 1 | 15 | C | D | N | N | 85015100 | 1 |  | 2.002 | KG | 1227.55 | 1227.55 | MC05 | MC05 | SIMOTICS S Synchronous servo motor 1FK7 Compact, DC link 300V 0.85Nm, 100K, 6000rpm 0.38kW, Naturally cooled Power/signal connectors Connector can be rotated by 270Â° IMB 5 design (IM V1, IM V3) Flange 1, with KTY temperature sensor Incremental encoder sin/cos 1 Vss 2048 S/R (encoder I-2048) SHAFT WITH FITTED KEY, TOLERANCE N; WITH HOLDING BRAKE DEGREE OF PROTECTION IP64 | - | 0 | 0
1FK7022-5AK21-1AB2 |  | 1FK7022-5AK21-1AB2 | 1 | UN | 1 | 15 | C | D | N | N | 85015100 | 1 |  | 2.002 | KG | 1293.02 | 1293.02 | MC05 | MC05 | SIMOTICS S Synchronous servo motor 1FK7 Compact, DC link 300V 0.85Nm, 100K, 6000rpm 0.38kW, Naturally cooled Power/signal connectors Connector can be rotated by 270Â° IMB 5 design (IM V1, IM V3) Flange 1, with KTY temperature sensor Incremental encoder sin/cos 1 Vss 2048 S/R (encoder I-2048) SHAFT WITH FITTED KEY, TOLERANCE N; WITH HOLDING BRAKE DEGREE OF PROTECTION IP65 FLANGE ON DRIVE END IP67 | - | 0 | 0
1FK7022-5AK21-1AB3 |  | 1FK7022-5AK21-1AB3 | 1 | UN | 1 | 15 | C | D | N | N | 85015100 | 1 |  | 2.002 | KG | 1259.29 | 1259.29 | MC05 | MC05 | SIMOTICS S Synchronous servo motor 1FK7 Compact, DC link 300V 0.85Nm, 100K, 6000rpm 0.38kW, Naturally cooled Power/signal connectors Connector can be rotated by 270Â° IMB 5 design (IM V1, IM V3) Flange 1, with KTY temperature sensor Incremental encoder sin/cos 1 Vss 2048 S/R (encoder I-2048) SHAFT WITH FITTED KEY, TOLERANCE N; WITH HOLDING BRAKE DEGREE OF PROTECTION IP64; PAINT FINISH RAL7016 | - | 0 | 0
1FK7022-5AK21-1AB5 |  | 1FK7022-5AK21-1AB5 | 1 | UN | 1 | 15 | C | D | N | N | 85015100 | 1 |  | 2.002 | KG | 1324.74 | 1324.74 | MC05 | MC05 | SIMOTICS S Synchronous servo motor 1FK7 Compact, DC link 300V 0.85Nm, 100K, 6000rpm 0.38kW, Naturally cooled Power/signal connectors Connector can be rotated by 270Â° IMB 5 design (IM V1, IM V3) Flange 1, with KTY temperature sensor Incremental encoder sin/cos 1 Vss 2048 S/R (encoder I-2048) SHAFT WITH FITTED KEY, TOLERANCE N; WITH HOLDING BRAKE DEGREE OF PROTECTION IP65 AS FLANGE IP67; PAINT FINISH RAL7016 | - | 0 | 0
1FK7022-5AK21-1AB8 |  | 1FK7022-5AK21-1AB8 | 1 | UN | 1 | 15 | C | D | N | N | 85015100 | 1 |  | 2.002 | KG | 1394.7 | 1394.7 | MC05 | MC05 | SIMOTICS S Synchronous servo motor 1FK7 Compact, DC link 300V 0.85Nm, 100K, 6000rpm 0.38kW, Naturally cooled Power/signal connectors Connector can be rotated by 270Â° IMB 5 design (IM V1, IM V3) Flange 1, with KTY temperature sensor Incremental encoder sin/cos 1 Vss 2048 S/R (encoder I-2048) SHAFT WITH FITTED KEY, TOLERANCE N; WITH HOLDING BRAKE DEGREE OF PROTECTION IP65 IP67 D-END FLANGE; RAL7016 COATING; METALLIC RATING PLATE AT MOTOR | - | 0 | 0
1FK7022-5AK21-1AG0 |  | 1FK7022-5AK21-1AG0 | 1 | UN | 1 | 15 | C | D | N | N | 85015100 | 1 |  | 1.803 | KG | 1013.98 | 1013.98 | MC05 | MC05 | SIMOTICS S Synchronous servo motor 1FK7 Compact, DC link 300V 0.85Nm, 100K, 6000rpm 0.38kW, Naturally cooled Power/signal connectors Connector can be rotated by 270Â° IMB 5 design (IM V1, IM V3) Flange 1, with KTY temperature sensor Incremental encoder sin/cos 1 Vss 2048 S/R (encoder I-2048) PLAIN SHAFT, TOLERANCE N; W/O HOLDING BRAKE DEGREE OF PROTECTION IP64 | - | 0 | 0
1FK7022-5AK21-1AG2 |  | 1FK7022-5AK21-1AG2 | 1 | UN | 1 | 15 | C | D | N | N | 85015100 | 1 |  | 1.803 | KG | 1079.45 | 1079.45 | MC05 | MC05 | SIMOTICS S Synchronous servo motor 1FK7 Compact, DC link 300V 0.85Nm, 100K, 6000rpm 0.38kW, Naturally cooled Power/signal connectors Connector can be rotated by 270Â° IMB 5 design (IM V1, IM V3) Flange 1, with KTY temperature sensor Incremental encoder sin/cos 1 Vss 2048 S/R (encoder I-2048) PLAIN SHAFT, TOLERANCE N; W/O HOLDING BRAKE DEGREE OF PROTECTION IP65 FLANGE ON DRIVE END IP67 | - | 0 | 0
1FK7022-5AK21-1AG3 |  | 1FK7022-5AK21-1AG3 | 1 | UN | 1 | 15 | C | D | N | N | 85015100 | 1 |  | 1.803 | KG | 1045.72 | 1045.72 | MC05 | MC05 | SIMOTICS S Synchronous servo motor 1FK7 Compact, DC link 300V 0.85Nm, 100K, 6000rpm 0.38kW, Naturally cooled Power/signal connectors Connector can be rotated by 270Â° IMB 5 design (IM V1, IM V3) Flange 1, with KTY temperature sensor Incremental encoder sin/cos 1 Vss 2048 S/R (encoder I-2048) PLAIN SHAFT, TOLERANCE N; W/O HOLDING BRAKE DEGREE OF PROTECTION IP64; PAINT FINISH RAL7016 | - | 0 | 0
1FK7022-5AK21-1AG5 |  | 1FK7022-5AK21-1AG5 | 1 | UN | 1 | 15 | C | D | N | N | 85015100 | 1 |  | 1.803 | KG | 1111.17 | 1111.17 | MC05 | MC05 | SIMOTICS S Synchronous servo motor 1FK7 Compact, DC link 300V 0.85Nm, 100K, 6000rpm 0.38kW, Naturally cooled Power/signal connectors Connector can be rotated by 270Â° IMB 5 design (IM V1, IM V3) Flange 1, with KTY temperature sensor Incremental encoder sin/cos 1 Vss 2048 S/R (encoder I-2048) PLAIN SHAFT, TOLERANCE N; W/O HOLDING BRAKE DEGREE OF PROTECTION IP65 AS FLANGE IP67; PAINT FINISH RAL7016 | - | 0 | 0
1FK7022-5AK21-1AG8 |  | 1FK7022-5AK21-1AG8 | 1 | UN | 1 | 15 | C | D | N | N | 85015100 | 1 |  | 1.803 | KG | 1181.13 | 1181.13 | MC05 | MC05 | SIMOTICS S Synchronous servo motor 1FK7 Compact, DC link 300V 0.85Nm, 100K, 6000rpm 0.38kW, Naturally cooled Power/signal connectors Connector can be rotated by 270Â° IMB 5 design (IM V1, IM V3) Flange 1, with KTY temperature sensor Incremental encoder sin/cos 1 Vss 2048 S/R (encoder I-2048) PLAIN SHAFT, TOLERANCE N; W/O HOLDING BRAKE DEGREE OF PROTECTION IP65 IP67 D-END FLANGE; RAL7016 COATING; METALLIC RATING PLATE AT MOTOR | - | 0 | 0
1FK7022-5AK21-1AH0 |  | 1FK7022-5AK21-1AH0 | 1 | UN | 1 | 15 | C | D | N | N | 85015100 | 1 |  | 2.002 | KG | 1165.51 | 1165.51 | MC05 | MC05 | SIMOTICS S Synchronous servo motor 1FK7 Compact, DC link 300V 0.85Nm, 100K, 6000rpm 0.38kW, Naturally cooled Power/signal connectors Connector can be rotated by 270Â° IMB 5 design (IM V1, IM V3) Flange 1, with KTY temperature sensor Incremental encoder sin/cos 1 Vss 2048 S/R (encoder I-2048) PLAIN SHAFT, TOLERANCE N; WITH HOLDING BRAKE DEGREE OF PROTECTION IP64 | - | 0 | 0
1FK7022-5AK21-1AH2 |  | 1FK7022-5AK21-1AH2 | 1 | UN | 1 | 15 | C | D | N | N | 85015100 | 1 |  | 2.002 | KG | 1230.98 | 1230.98 | MC05 | MC05 | SIMOTICS S Synchronous servo motor 1FK7 Compact, DC link 300V 0.85Nm, 100K, 6000rpm 0.38kW, Naturally cooled Power/signal connectors Connector can be rotated by 270Â° IMB 5 design (IM V1, IM V3) Flange 1, with KTY temperature sensor Incremental encoder sin/cos 1 Vss 2048 S/R (encoder I-2048) PLAIN SHAFT, TOLERANCE N; WITH HOLDING BRAKE DEGREE OF PROTECTION IP65 FLANGE ON DRIVE END IP67 | - | 0 | 0
1FK7022-5AK21-1AH3 |  | 1FK7022-5AK21-1AH3 | 1 | UN | 1 | 15 | C | D | N | N | 85015100 | 1 |  | 2.002 | KG | 1197.25 | 1197.25 | MC05 | MC05 | SIMOTICS S Synchronous servo motor 1FK7 Compact, DC link 300V 0.85Nm, 100K, 6000rpm 0.38kW, Naturally cooled Power/signal connectors Connector can be rotated by 270Â° IMB 5 design (IM V1, IM V3) Flange 1, with KTY temperature sensor Incremental encoder sin/cos 1 Vss 2048 S/R (encoder I-2048) PLAIN SHAFT, TOLERANCE N; WITH HOLDING BRAKE DEGREE OF PROTECTION IP64; PAINT FINISH RAL7016 | - | 0 | 0
1FK7022-5AK21-1AH5 |  | 1FK7022-5AK21-1AH5 | 1 | UN | 1 | 15 | C | D | N | N | 85015100 | 1 |  | 2.002 | KG | 1262.7 | 1262.7 | MC05 | MC05 | SIMOTICS S Synchronous servo motor 1FK7 Compact, DC link 300V 0.85Nm, 100K, 6000rpm 0.38kW, Naturally cooled Power/signal connectors Connector can be rotated by 270Â° IMB 5 design (IM V1, IM V3) Flange 1, with KTY temperature sensor Incremental encoder sin/cos 1 Vss 2048 S/R (encoder I-2048) PLAIN SHAFT, TOLERANCE N; WITH HOLDING BRAKE DEGREE OF PROTECTION IP65 AS FLANGE IP67; PAINT FINISH RAL7016 | - | 0 | 0
1FK7022-5AK21-1AH8 |  | 1FK7022-5AK21-1AH8 | 1 | UN | 1 | 15 | C | D | N | N | 85015100 | 1 |  | 2.002 | KG | 1332.66 | 1332.66 | MC05 | MC05 | SIMOTICS S Synchronous servo motor 1FK7 Compact, DC link 300V 0.85Nm, 100K, 6000rpm 0.38kW, Naturally cooled Power/signal connectors Connector can be rotated by 270Â° IMB 5 design (IM V1, IM V3) Flange 1, with KTY temperature sensor Incremental encoder sin/cos 1 Vss 2048 S/R (encoder I-2048) PLAIN SHAFT, TOLERANCE N; WITH HOLDING BRAKE DEGREE OF PROTECTION IP65 IP67 D-END FLANGE; RAL7016 COATING; METALLIC RATING PLATE AT MOTOR | - | 0 | 0
1FK7022-5AK21-1DA0 |  | 1FK7022-5AK21-1DA0 | 1 | UN | 1 | 15 | C | D | N | N | 85015100 | 1 |  | 1.803 | KG | 1254.29 | 1254.29 | MC05 | MC05 | SIMOTICS S Synchronous servo motor 1FK7 Compact, DC link 300V 0.85Nm, 100K, 6000rpm 0.38kW, Naturally cooled Power/signal connectors Connector can be rotated by 270Â° FRAME SIZE IMB 5 (IM V1, IM V3) FLANGE 1 INCREMENTAL ENCODER 2048 P/REV (ENCODER I-2048) WITH DRIVE-CLIQ INTERFACE; SHAFT WITH FITTED KEY, TOLERANCE N; W/O HOLDING BRAKE DEGREE OF PROTECTION IP64 | - | 0 | 0
1FK7022-5AK21-1DA2 |  | 1FK7022-5AK21-1DA2 | 1 | UN | 1 | 15 | C | D | N | N | 85015100 | 1 |  | 1.803 | KG | 1319.76 | 1319.76 | MC05 | MC05 | SIMOTICS S Synchronous servo motor 1FK7 Compact, DC link 300V 0.85Nm, 100K, 6000rpm 0.38kW, Naturally cooled Power/signal connectors Connector can be rotated by 270Â° FRAME SIZE IMB 5 (IM V1, IM V3) FLANGE 1 INCREMENTAL ENCODER 2048 P/REV (ENCODER I-2048) WITH DRIVE-CLIQ INTERFACE; SHAFT WITH FITTED KEY, TOLERANCE N; W/O HOLDING BRAKE DEGREE OF PROTECTION IP65 FLANGE ON DRIVE END IP67 | - | 0 | 0
1FK7022-5AK21-1DA3 |  | 1FK7022-5AK21-1DA3 | 1 | UN | 1 | 15 | C | D | N | N | 85015100 | 1 |  | 1.803 | KG | 1286.03 | 1286.03 | MC05 | MC05 | SIMOTICS S Synchronous servo motor 1FK7 Compact, DC link 300V 0.85Nm, 100K, 6000rpm 0.38kW, Naturally cooled Power/signal connectors Connector can be rotated by 270Â° FRAME SIZE IMB 5 (IM V1, IM V3) FLANGE 1 INCREMENTAL ENCODER 2048 P/REV (ENCODER I-2048) WITH DRIVE-CLIQ INTERFACE; SHAFT WITH FITTED KEY, TOLERANCE N; W/O HOLDING BRAKE DEGREE OF PROTECTION IP64; PAINT FINISH RAL7016 | - | 0 | 0
1FK7022-5AK21-1DA5 |  | 1FK7022-5AK21-1DA5 | 1 | UN | 1 | 15 | C | D | N | N | 85015100 | 1 |  | 1.803 | KG | 1351.48 | 1351.48 | MC05 | MC05 | SIMOTICS S Synchronous servo motor 1FK7 Compact, DC link 300V 0.85Nm, 100K, 6000rpm 0.38kW, Naturally cooled Power/signal connectors Connector can be rotated by 270Â° FRAME SIZE IMB 5 (IM V1, IM V3) FLANGE 1 INCREMENTAL ENCODER 2048 P/REV (ENCODER I-2048) WITH DRIVE-CLIQ INTERFACE; SHAFT WITH FITTED KEY, TOLERANCE N; W/O HOLDING BRAKE DEGREE OF PROTECTION IP65 AS FLANGE IP67; PAINT FINISH RAL7016 | - | 0 | 0
1FK7022-5AK21-1DA8 |  | 1FK7022-5AK21-1DA8 | 1 | UN | 1 | 15 | C | D | N | N | 85015100 | 1 |  | 1.803 | KG | 1421.44 | 1421.44 | MC05 | MC05 | SIMOTICS S Synchronous servo motor 1FK7 Compact, DC link 300V 0.85Nm, 100K, 6000rpm 0.38kW, Naturally cooled Power/signal connectors Connector can be rotated by 270Â° FRAME SIZE IMB 5 (IM V1, IM V3) FLANGE 1 INCREMENTAL ENCODER 2048 P/REV (ENCODER I-2048) WITH DRIVE-CLIQ INTERFACE; SHAFT WITH FITTED KEY, TOLERANCE N; W/O HOLDING BRAKE DEGREE OF PROTECTION IP65 IP67 D-END FLANGE; RAL7016 COATING; METALLIC RATING PLATE AT MOTOR | - | 0 | 0
1FK7022-5AK21-1DB0 |  | 1FK7022-5AK21-1DB0 | 1 | UN | 1 | 15 | C | D | N | N | 85015100 | 1 |  | 2.002 | KG | 1407.51 | 1407.51 | MC05 | MC05 | SIMOTICS S Synchronous servo motor 1FK7 Compact, DC link 300V 0.85Nm, 100K, 6000rpm 0.38kW, Naturally cooled Power/signal connectors Connector can be rotated by 270Â° FRAME SIZE IMB 5 (IM V1, IM V3) FLANGE 1 INCREMENTAL ENCODER 2048 P/REV (ENCODER I-2048) WITH DRIVE-CLIQ INTERFACE; SHAFT WITH FITTED KEY, TOLERANCE N; WITH HOLDING BRAKE DEGREE OF PROTECTION IP64 | - | 0 | 0
1FK7022-5AK21-1DB2 |  | 1FK7022-5AK21-1DB2 | 1 | UN | 1 | 15 | C | D | N | N | 85015100 | 1 |  | 2.002 | KG | 1472.98 | 1472.98 | MC05 | MC05 | SIMOTICS S Synchronous servo motor 1FK7 Compact, DC link 300V 0.85Nm, 100K, 6000rpm 0.38kW, Naturally cooled Power/signal connectors Connector can be rotated by 270Â° FRAME SIZE IMB 5 (IM V1, IM V3) FLANGE 1 INCREMENTAL ENCODER 2048 P/REV (ENCODER I-2048) WITH DRIVE-CLIQ INTERFACE; SHAFT WITH FITTED KEY, TOLERANCE N; WITH HOLDING BRAKE DEGREE OF PROTECTION IP65 FLANGE ON DRIVE END IP67 | - | 0 | 0
1FK7022-5AK21-1DB3 |  | 1FK7022-5AK21-1DB3 | 1 | UN | 1 | 15 | C | D | N | N | 85015100 | 1 |  | 2.002 | KG | 1439.25 | 1439.25 | MC05 | MC05 | SIMOTICS S Synchronous servo motor 1FK7 Compact, DC link 300V 0.85Nm, 100K, 6000rpm 0.38kW, Naturally cooled Power/signal connectors Connector can be rotated by 270Â° FRAME SIZE IMB 5 (IM V1, IM V3) FLANGE 1 INCREMENTAL ENCODER 2048 P/REV (ENCODER I-2048) WITH DRIVE-CLIQ INTERFACE; SHAFT WITH FITTED KEY, TOLERANCE N; WITH HOLDING BRAKE DEGREE OF PROTECTION IP64; PAINT FINISH RAL7016 | - | 0 | 0
1FK7022-5AK21-1DB5 |  | 1FK7022-5AK21-1DB5 | 1 | UN | 1 | 15 | C | D | N | N | 85015100 | 1 |  | 2.002 | KG | 1504.7 | 1504.7 | MC05 | MC05 | SIMOTICS S Synchronous servo motor 1FK7 Compact, DC link 300V 0.85Nm, 100K, 6000rpm 0.38kW, Naturally cooled Power/signal connectors Connector can be rotated by 270Â° FRAME SIZE IMB 5 (IM V1, IM V3) FLANGE 1 INCREMENTAL ENCODER 2048 P/REV (ENCODER I-2048) WITH DRIVE-CLIQ INTERFACE; SHAFT WITH FITTED KEY, TOLERANCE N; WITH HOLDING BRAKE DEGREE OF PROTECTION IP65 AS FLANGE IP67; PAINT FINISH RAL7016 | - | 0 | 0
1FK7022-5AK21-1DB8 |  | 1FK7022-5AK21-1DB8 | 1 | UN | 1 | 15 | C | D | N | N | 85015100 | 1 |  | 2.002 | KG | 1574.66 | 1574.66 | MC05 | MC05 | SIMOTICS S Synchronous servo motor 1FK7 Compact, DC link 300V 0.85Nm, 100K, 6000rpm 0.38kW, Naturally cooled Power/signal connectors Connector can be rotated by 270Â° FRAME SIZE IMB 5 (IM V1, IM V3) FLANGE 1 INCREMENTAL ENCODER 2048 P/REV (ENCODER I-2048) WITH DRIVE-CLIQ INTERFACE; SHAFT WITH FITTED KEY, TOLERANCE N; WITH HOLDING BRAKE DEGREE OF PROTECTION IP65 IP67 D-END FLANGE; RAL7016 COATING; METALLIC RATING PLATE AT MOTOR | - | 0 | 0
1FK7022-5AK21-1DG0 |  | 1FK7022-5AK21-1DG0 | 1 | UN | 1 | 15 | C | D | N | N | 85015100 | 1 |  | 1.803 | KG | 1193.94 | 1193.94 | MC05 | MC05 | SIMOTICS S Synchronous servo motor 1FK7 Compact, DC link 300V 0.85Nm, 100K, 6000rpm 0.38kW, Naturally cooled Power/signal connectors Connector can be rotated by 270Â° FRAME SIZE IMB 5 (IM V1, IM V3) FLANGE 1 INCREMENTAL ENCODER 2048 P/REV (ENCODER I-2048) WITH DRIVE-CLIQ INTERFACE; PLAIN SHAFT, TOLERANCE N; W/O HOLDING BRAKE DEGREE OF PROTECTION IP64 | - | 0 | 0
1FK7022-5AK21-1DG2 |  | 1FK7022-5AK21-1DG2 | 1 | UN | 1 | 15 | C | D | N | N | 85015100 | 1 |  | 1.803 | KG | 1259.41 | 1259.41 | MC05 | MC05 | SIMOTICS S Synchronous servo motor 1FK7 Compact, DC link 300V 0.85Nm, 100K, 6000rpm 0.38kW, Naturally cooled Power/signal connectors Connector can be rotated by 270Â° FRAME SIZE IMB 5 (IM V1, IM V3) FLANGE 1 INCREMENTAL ENCODER 2048 P/REV (ENCODER I-2048) WITH DRIVE-CLIQ INTERFACE; PLAIN SHAFT, TOLERANCE N; W/O HOLDING BRAKE DEGREE OF PROTECTION IP65 FLANGE ON DRIVE END IP67 | - | 0 | 0
1FK7022-5AK21-1DG3 |  | 1FK7022-5AK21-1DG3 | 1 | UN | 1 | 15 | C | D | N | N | 85015100 | 1 |  | 1.803 | KG | 1225.68 | 1225.68 | MC05 | MC05 | SIMOTICS S Synchronous servo motor 1FK7 Compact, DC link 300V 0.85Nm, 100K, 6000rpm 0.38kW, Naturally cooled Power/signal connectors Connector can be rotated by 270Â° FRAME SIZE IMB 5 (IM V1, IM V3) FLANGE 1 INCREMENTAL ENCODER 2048 P/REV (ENCODER I-2048) WITH DRIVE-CLIQ INTERFACE; PLAIN SHAFT, TOLERANCE N; W/O HOLDING BRAKE DEGREE OF PROTECTION IP64; PAINT FINISH RAL7016 | - | 0 | 0
1FK7022-5AK21-1DG5 |  | 1FK7022-5AK21-1DG5 | 1 | UN | 1 | 15 | C | D | N | N | 85015100 | 1 |  | 1.803 | KG | 1291.13 | 1291.13 | MC05 | MC05 | SIMOTICS S Synchronous servo motor 1FK7 Compact, DC link 300V 0.85Nm, 100K, 6000rpm 0.38kW, Naturally cooled Power/signal connectors Connector can be rotated by 270Â° FRAME SIZE IMB 5 (IM V1, IM V3) FLANGE 1 INCREMENTAL ENCODER 2048 P/REV (ENCODER I-2048) WITH DRIVE-CLIQ INTERFACE; PLAIN SHAFT, TOLERANCE N; W/O HOLDING BRAKE DEGREE OF PROTECTION IP65 AS FLANGE IP67; PAINT FINISH RAL7016 | - | 0 | 0
1FK7022-5AK21-1DG8 |  | 1FK7022-5AK21-1DG8 | 1 | UN | 1 | 15 | C | D | N | N | 85015100 | 1 |  | 1.803 | KG | 1361.09 | 1361.09 | MC05 | MC05 | SIMOTICS S Synchronous servo motor 1FK7 Compact, DC link 300V 0.85Nm, 100K, 6000rpm 0.38kW, Naturally cooled Power/signal connectors Connector can be rotated by 270Â° FRAME SIZE IMB 5 (IM V1, IM V3) FLANGE 1 INCREMENTAL ENCODER 2048 P/REV (ENCODER I-2048) WITH DRIVE-CLIQ INTERFACE; PLAIN SHAFT, TOLERANCE N; W/O HOLDING BRAKE DEGREE OF PROTECTION IP65 IP67 D-END FLANGE; RAL7016 COATING; METALLIC RATING PLATE AT MOTOR | - | 0 | 0
1FK7022-5AK21-1DH0 |  | 1FK7022-5AK21-1DH0 | 1 | UN | 1 | 15 | C | D | N | N | 85015100 | 1 |  | 2.002 | KG | 1345.47 | 1345.47 | MC05 | MC05 | SIMOTICS S Synchronous servo motor 1FK7 Compact, DC link 300V 0.85Nm, 100K, 6000rpm 0.38kW, Naturally cooled Power/signal connectors Connector can be rotated by 270Â° FRAME SIZE IMB 5 (IM V1, IM V3) FLANGE 1 INCREMENTAL ENCODER 2048 P/REV (ENCODER I-2048) WITH DRIVE-CLIQ INTERFACE; PLAIN SHAFT, TOLERANCE N; WITH HOLDING BRAKE DEGREE OF PROTECTION IP64 | - | 0 | 0
1FK7022-5AK21-1DH2 |  | 1FK7022-5AK21-1DH2 | 1 | UN | 1 | 15 | C | D | N | N | 85015100 | 1 |  | 2.002 | KG | 1410.94 | 1410.94 | MC05 | MC05 | SIMOTICS S Synchronous servo motor 1FK7 Compact, DC link 300V 0.85Nm, 100K, 6000rpm 0.38kW, Naturally cooled Power/signal connectors Connector can be rotated by 270Â° FRAME SIZE IMB 5 (IM V1, IM V3) FLANGE 1 INCREMENTAL ENCODER 2048 P/REV (ENCODER I-2048) WITH DRIVE-CLIQ INTERFACE; PLAIN SHAFT, TOLERANCE N; WITH HOLDING BRAKE DEGREE OF PROTECTION IP65 FLANGE ON DRIVE END IP67 | - | 0 | 0
1FK7022-5AK21-1DH3 |  | 1FK7022-5AK21-1DH3 | 1 | UN | 1 | 15 | C | D | N | N | 85015100 | 1 |  | 2.002 | KG | 1377.21 | 1377.21 | MC05 | MC05 | SIMOTICS S Synchronous servo motor 1FK7 Compact, DC link 300V 0.85Nm, 100K, 6000rpm 0.38kW, Naturally cooled Power/signal connectors Connector can be rotated by 270Â° FRAME SIZE IMB 5 (IM V1, IM V3) FLANGE 1 INCREMENTAL ENCODER 2048 P/REV (ENCODER I-2048) WITH DRIVE-CLIQ INTERFACE; PLAIN SHAFT, TOLERANCE N; WITH HOLDING BRAKE DEGREE OF PROTECTION IP64; PAINT FINISH RAL7016 | - | 0 | 0
1FK7022-5AK21-1DH5 |  | 1FK7022-5AK21-1DH5 | 1 | UN | 1 | 15 | C | D | N | N | 85015100 | 1 |  | 2.002 | KG | 1442.66 | 1442.66 | MC05 | MC05 | SIMOTICS S Synchronous servo motor 1FK7 Compact, DC link 300V 0.85Nm, 100K, 6000rpm 0.38kW, Naturally cooled Power/signal connectors Connector can be rotated by 270Â° FRAME SIZE IMB 5 (IM V1, IM V3) FLANGE 1 INCREMENTAL ENCODER 2048 P/REV (ENCODER I-2048) WITH DRIVE-CLIQ INTERFACE; PLAIN SHAFT, TOLERANCE N; WITH HOLDING BRAKE DEGREE OF PROTECTION IP65 AS FLANGE IP67; PAINT FINISH RAL7016 | - | 0 | 0
1FK7022-5AK21-1DH8 |  | 1FK7022-5AK21-1DH8 | 1 | UN | 1 | 15 | C | D | N | N | 85015100 | 1 |  | 2.002 | KG | 1512.62 | 1512.62 | MC05 | MC05 | SIMOTICS S Synchronous servo motor 1FK7 Compact, DC link 300V 0.85Nm, 100K, 6000rpm 0.38kW, Naturally cooled Power/signal connectors Connector can be rotated by 270Â° FRAME SIZE IMB 5 (IM V1, IM V3) FLANGE 1 INCREMENTAL ENCODER 2048 P/REV (ENCODER I-2048) WITH DRIVE-CLIQ INTERFACE; PLAIN SHAFT, TOLERANCE N; WITH HOLDING BRAKE DEGREE OF PROTECTION IP65 IP67 D-END FLANGE; RAL7016 COATING; METALLIC RATING PLATE AT MOTOR | - | 0 | 0
1FK7022-5AK21-1HA0 |  | 1FK7022-5AK21-1HA0 | 1 | UN | 1 | 15 | C | D | N | N | 85015100 | 1 |  | 1.803 | KG | 1345.61 | 1345.61 | MC05 | MC05 | SIMOTICS S Synchronous servo motor 1FK7 Compact, DC link 300V 0.85Nm, 100K, 6000rpm 0.38kW, Naturally cooled Power/signal connectors Connector can be rotated by 270Â° IMB 5 design (IM V1, IM V3) Flange 1, with KTY temperature sensor absolute encoder 512 S/R (encoder A-512); Derating 10% due to absolute encoder SHAFT WITH FITTED KEY, TOLERANCE N; W/O HOLDING BRAKE DEGREE OF PROTECTION IP64 | - | 0 | 0
1FK7022-5AK21-1HA2 |  | 1FK7022-5AK21-1HA2 | 1 | UN | 1 | 15 | C | D | N | N | 85015100 | 1 |  | 1.803 | KG | 1411.08 | 1411.08 | MC05 | MC05 | SIMOTICS S Synchronous servo motor 1FK7 Compact, DC link 300V 0.85Nm, 100K, 6000rpm 0.38kW, Naturally cooled Power/signal connectors Connector can be rotated by 270Â° IMB 5 design (IM V1, IM V3) Flange 1, with KTY temperature sensor absolute encoder 512 S/R (encoder A-512); Derating 10% due to absolute encoder SHAFT WITH FITTED KEY, TOLERANCE N; W/O HOLDING BRAKE DEGREE OF PROTECTION IP65 FLANGE ON DRIVE END IP67 | - | 0 | 0
1FK7022-5AK21-1HA3 |  | 1FK7022-5AK21-1HA3 | 1 | UN | 1 | 15 | C | D | N | N | 85015100 | 1 |  | 1.803 | KG | 1377.35 | 1377.35 | MC05 | MC05 | SIMOTICS S Synchronous servo motor 1FK7 Compact, DC link 300V 0.85Nm, 100K, 6000rpm 0.38kW, Naturally cooled Power/signal connectors Connector can be rotated by 270Â° IMB 5 design (IM V1, IM V3) Flange 1, with KTY temperature sensor absolute encoder 512 S/R (encoder A-512); Derating 10% due to absolute encoder SHAFT WITH FITTED KEY, TOLERANCE N; W/O HOLDING BRAKE DEGREE OF PROTECTION IP64; PAINT FINISH RAL7016 | - | 0 | 0
1FK7022-5AK21-1HA5 |  | 1FK7022-5AK21-1HA5 | 1 | UN | 1 | 15 | C | D | N | N | 85015100 | 1 |  | 1.803 | KG | 1442.8 | 1442.8 | MC05 | MC05 | SIMOTICS S Synchronous servo motor 1FK7 Compact, DC link 300V 0.85Nm, 100K, 6000rpm 0.38kW, Naturally cooled Power/signal connectors Connector can be rotated by 270Â° IMB 5 design (IM V1, IM V3) Flange 1, with KTY temperature sensor absolute encoder 512 S/R (encoder A-512); Derating 10% due to absolute encoder SHAFT WITH FITTED KEY, TOLERANCE N; W/O HOLDING BRAKE DEGREE OF PROTECTION IP65 AS FLANGE IP67; PAINT FINISH RAL7016 | - | 0 | 0
1FK7022-5AK21-1HA8 |  | 1FK7022-5AK21-1HA8 | 1 | UN | 1 | 15 | C | D | N | N | 85015100 | 1 |  | 1.803 | KG | 1512.76 | 1512.76 | MC05 | MC05 | SIMOTICS S Synchronous servo motor 1FK7 Compact, DC link 300V 0.85Nm, 100K, 6000rpm 0.38kW, Naturally cooled Power/signal connectors Connector can be rotated by 270Â° IMB 5 design (IM V1, IM V3) Flange 1, with KTY temperature sensor absolute encoder 512 S/R (encoder A-512); Derating 10% due to absolute encoder SHAFT WITH FITTED KEY, TOLERANCE N; W/O HOLDING BRAKE DEGREE OF PROTECTION IP65 IP67 D-END FLANGE; RAL7016 COATING; METALLIC RATING PLATE AT MOTOR | - | 0 | 0
1FK7022-5AK21-1HB0 |  | 1FK7022-5AK21-1HB0 | 1 | UN | 1 | 15 | C | D | N | N | 85015100 | 1 |  | 2.002 | KG | 1498.83 | 1498.83 | MC05 | MC05 | SIMOTICS S Synchronous servo motor 1FK7 Compact, DC link 300V 0.85Nm, 100K, 6000rpm 0.38kW, Naturally cooled Power/signal connectors Connector can be rotated by 270Â° IMB 5 design (IM V1, IM V3) Flange 1, with KTY temperature sensor absolute encoder 512 S/R (encoder A-512); Derating 10% due to absolute encoder SHAFT WITH FITTED KEY, TOLERANCE N; WITH HOLDING BRAKE DEGREE OF PROTECTION IP64 | - | 0 | 0
1FK7022-5AK21-1HB2 |  | 1FK7022-5AK21-1HB2 | 1 | UN | 1 | 15 | C | D | N | N | 85015100 | 1 |  | 2.002 | KG | 1564.3 | 1564.3 | MC05 | MC05 | SIMOTICS S Synchronous servo motor 1FK7 Compact, DC link 300V 0.85Nm, 100K, 6000rpm 0.38kW, Naturally cooled Power/signal connectors Connector can be rotated by 270Â° IMB 5 design (IM V1, IM V3) Flange 1, with KTY temperature sensor absolute encoder 512 S/R (encoder A-512); Derating 10% due to absolute encoder SHAFT WITH FITTED KEY, TOLERANCE N; WITH HOLDING BRAKE DEGREE OF PROTECTION IP65 FLANGE ON DRIVE END IP67 | - | 0 | 0
1FK7022-5AK21-1HB3 |  | 1FK7022-5AK21-1HB3 | 1 | UN | 1 | 15 | C | D | N | N | 85015100 | 1 |  | 2.002 | KG | 1530.57 | 1530.57 | MC05 | MC05 | SIMOTICS S Synchronous servo motor 1FK7 Compact, DC link 300V 0.85Nm, 100K, 6000rpm 0.38kW, Naturally cooled Power/signal connectors Connector can be rotated by 270Â° IMB 5 design (IM V1, IM V3) Flange 1, with KTY temperature sensor absolute encoder 512 S/R (encoder A-512); Derating 10% due to absolute encoder SHAFT WITH FITTED KEY, TOLERANCE N; WITH HOLDING BRAKE DEGREE OF PROTECTION IP64; PAINT FINISH RAL7016 | - | 0 | 0
1FK7022-5AK21-1HB5 |  | 1FK7022-5AK21-1HB5 | 1 | UN | 1 | 15 | C | D | N | N | 85015100 | 1 |  | 2.002 | KG | 1596.02 | 1596.02 | MC05 | MC05 | SIMOTICS S Synchronous servo motor 1FK7 Compact, DC link 300V 0.85Nm, 100K, 6000rpm 0.38kW, Naturally cooled Power/signal connectors Connector can be rotated by 270Â° IMB 5 design (IM V1, IM V3) Flange 1, with KTY temperature sensor absolute encoder 512 S/R (encoder A-512); Derating 10% due to absolute encoder SHAFT WITH FITTED KEY, TOLERANCE N; WITH HOLDING BRAKE DEGREE OF PROTECTION IP65 AS FLANGE IP67; PAINT FINISH RAL7016 | - | 0 | 0
1FK7022-5AK21-1HB8 |  | 1FK7022-5AK21-1HB8 | 1 | UN | 1 | 15 | C | D | N | N | 85015100 | 1 |  | 2.002 | KG | 1665.98 | 1665.98 | MC05 | MC05 | SIMOTICS S Synchronous servo motor 1FK7 Compact, DC link 300V 0.85Nm, 100K, 6000rpm 0.38kW, Naturally cooled Power/signal connectors Connector can be rotated by 270Â° IMB 5 design (IM V1, IM V3) Flange 1, with KTY temperature sensor absolute encoder 512 S/R (encoder A-512); Derating 10% due to absolute encoder SHAFT WITH FITTED KEY, TOLERANCE N; WITH HOLDING BRAKE DEGREE OF PROTECTION IP65 IP67 D-END FLANGE; RAL7016 COATING; METALLIC RATING PLATE AT MOTOR | - | 0 | 0
1FK7022-5AK21-1HG0 |  | 1FK7022-5AK21-1HG0 | 1 | UN | 1 | 15 | C | D | N | N | 85015100 | 1 |  | 1.803 | KG | 1285.26 | 1285.26 | MC05 | MC05 | SIMOTICS S Synchronous servo motor 1FK7 Compact, DC link 300V 0.85Nm, 100K, 6000rpm 0.38kW, Naturally cooled Power/signal connectors Connector can be rotated by 270Â° IMB 5 design (IM V1, IM V3) Flange 1, with KTY temperature sensor absolute encoder 512 S/R (encoder A-512); Derating 10% due to absolute encoder PLAIN SHAFT, TOLERANCE N; W/O HOLDING BRAKE DEGREE OF PROTECTION IP64 | - | 0 | 0
1FK7022-5AK21-1HG2 |  | 1FK7022-5AK21-1HG2 | 1 | UN | 1 | 15 | C | D | N | N | 85015100 | 1 |  | 1.803 | KG | 1350.73 | 1350.73 | MC05 | MC05 | SIMOTICS S Synchronous servo motor 1FK7 Compact, DC link 300V 0.85Nm, 100K, 6000rpm 0.38kW, Naturally cooled Power/signal connectors Connector can be rotated by 270Â° IMB 5 design (IM V1, IM V3) Flange 1, with KTY temperature sensor absolute encoder 512 S/R (encoder A-512); Derating 10% due to absolute encoder PLAIN SHAFT, TOLERANCE N; W/O HOLDING BRAKE DEGREE OF PROTECTION IP65 FLANGE ON DRIVE END IP67 | - | 0 | 0
1FK7022-5AK21-1HG3 |  | 1FK7022-5AK21-1HG3 | 1 | UN | 1 | 15 | C | D | N | N | 85015100 | 1 |  | 1.803 | KG | 1317 | 1317 | MC05 | MC05 | SIMOTICS S Synchronous servo motor 1FK7 Compact, DC link 300V 0.85Nm, 100K, 6000rpm 0.38kW, Naturally cooled Power/signal connectors Connector can be rotated by 270Â° IMB 5 design (IM V1, IM V3) Flange 1, with KTY temperature sensor absolute encoder 512 S/R (encoder A-512); Derating 10% due to absolute encoder PLAIN SHAFT, TOLERANCE N; W/O HOLDING BRAKE DEGREE OF PROTECTION IP64; PAINT FINISH RAL7016 | - | 0 | 0
1FK7022-5AK21-1HG5 |  | 1FK7022-5AK21-1HG5 | 1 | UN | 1 | 15 | C | D | N | N | 85015100 | 1 |  | 1.803 | KG | 1382.45 | 1382.45 | MC05 | MC05 | SIMOTICS S Synchronous servo motor 1FK7 Compact, DC link 300V 0.85Nm, 100K, 6000rpm 0.38kW, Naturally cooled Power/signal connectors Connector can be rotated by 270Â° IMB 5 design (IM V1, IM V3) Flange 1, with KTY temperature sensor absolute encoder 512 S/R (encoder A-512); Derating 10% due to absolute encoder PLAIN SHAFT, TOLERANCE N; W/O HOLDING BRAKE DEGREE OF PROTECTION IP65 AS FLANGE IP67; PAINT FINISH RAL7016 | - | 0 | 0
1FK7022-5AK21-1HG8 |  | 1FK7022-5AK21-1HG8 | 1 | UN | 1 | 15 | C | D | N | N | 85015100 | 1 |  | 1.803 | KG | 1452.41 | 1452.41 | MC05 | MC05 | SIMOTICS S Synchronous servo motor 1FK7 Compact, DC link 300V 0.85Nm, 100K, 6000rpm 0.38kW, Naturally cooled Power/signal connectors Connector can be rotated by 270Â° IMB 5 design (IM V1, IM V3) Flange 1, with KTY temperature sensor absolute encoder 512 S/R (encoder A-512); Derating 10% due to absolute encoder PLAIN SHAFT, TOLERANCE N; W/O HOLDING BRAKE DEGREE OF PROTECTION IP65 IP67 D-END FLANGE; RAL7016 COATING; METALLIC RATING PLATE AT MOTOR | - | 0 | 0
1FK7022-5AK21-1HH0 |  | 1FK7022-5AK21-1HH0 | 1 | UN | 1 | 15 | C | D | N | N | 85015100 | 1 |  | 2.002 | KG | 1436.79 | 1436.79 | MC05 | MC05 | SIMOTICS S Synchronous servo motor 1FK7 Compact, DC link 300V 0.85Nm, 100K, 6000rpm 0.38kW, Naturally cooled Power/signal connectors Connector can be rotated by 270Â° IMB 5 design (IM V1, IM V3) Flange 1, with KTY temperature sensor absolute encoder 512 S/R (encoder A-512); Derating 10% due to absolute encoder PLAIN SHAFT, TOLERANCE N; WITH HOLDING BRAKE DEGREE OF PROTECTION IP64 | - | 0 | 0
1FK7022-5AK21-1HH2 |  | 1FK7022-5AK21-1HH2 | 1 | UN | 1 | 15 | C | D | N | N | 85015100 | 1 |  | 2.002 | KG | 1502.26 | 1502.26 | MC05 | MC05 | SIMOTICS S Synchronous servo motor 1FK7 Compact, DC link 300V 0.85Nm, 100K, 6000rpm 0.38kW, Naturally cooled Power/signal connectors Connector can be rotated by 270Â° IMB 5 design (IM V1, IM V3) Flange 1, with KTY temperature sensor absolute encoder 512 S/R (encoder A-512); Derating 10% due to absolute encoder PLAIN SHAFT, TOLERANCE N; WITH HOLDING BRAKE DEGREE OF PROTECTION IP65 FLANGE ON DRIVE END IP67 | - | 0 | 0
1FK7022-5AK21-1HH3 |  | 1FK7022-5AK21-1HH3 | 1 | UN | 1 | 15 | C | D | N | N | 85015100 | 1 |  | 2.002 | KG | 1468.53 | 1468.53 | MC05 | MC05 | SIMOTICS S Synchronous servo motor 1FK7 Compact, DC link 300V 0.85Nm, 100K, 6000rpm 0.38kW, Naturally cooled Power/signal connectors Connector can be rotated by 270Â° IMB 5 design (IM V1, IM V3) Flange 1, with KTY temperature sensor absolute encoder 512 S/R (encoder A-512); Derating 10% due to absolute encoder PLAIN SHAFT, TOLERANCE N; WITH HOLDING BRAKE DEGREE OF PROTECTION IP64; PAINT FINISH RAL7016 | - | 0 | 0
1FK7022-5AK21-1HH5 |  | 1FK7022-5AK21-1HH5 | 1 | UN | 1 | 15 | C | D | N | N | 85015100 | 1 |  | 2.002 | KG | 1533.98 | 1533.98 | MC05 | MC05 | SIMOTICS S Synchronous servo motor 1FK7 Compact, DC link 300V 0.85Nm, 100K, 6000rpm 0.38kW, Naturally cooled Power/signal connectors Connector can be rotated by 270Â° IMB 5 design (IM V1, IM V3) Flange 1, with KTY temperature sensor absolute encoder 512 S/R (encoder A-512); Derating 10% due to absolute encoder PLAIN SHAFT, TOLERANCE N; WITH HOLDING BRAKE DEGREE OF PROTECTION IP65 AS FLANGE IP67; PAINT FINISH RAL7016 | - | 0 | 0
1FK7022-5AK21-1HH5-Z | J12 | 1FK7022-5AK21-1HH5-ZJ12 | 1 | UN | 1 | 15 | C | D | N | N | 85015100 | 1 |  | 4.002 | KG | 3669.81 | 3669.81 | MC05 | MC05 | SIMOTICS S Synchronous servo motor 1FK7 Compact, DC link 300V 0.85Nm, 100K, 6000rpm 0.38kW, Naturally cooled Power/signal connectors Connector can be rotated by 270Â° IMB 5 design (IM V1, IM V3) Flange 1, with KTY temperature sensor absolute encoder 512 S/R (encoder A-512); Derating 10% due to absolute encoder PLAIN SHAFT, TOLERANCE N; WITH HOLDING BRAKE DEGREE OF PROTECTION IP65 AS FLANGE IP67; PAINT FINISH RAL7016 J12: ALPHA SP+, SP 060S-MF2 PLANETARY GEARING 2 STAGES,I=16, WITH FEATHER KEY | - | 0 | 0
1FK7022-5AK21-1HH8 |  | 1FK7022-5AK21-1HH8 | 1 | UN | 1 | 15 | C | D | N | N | 85015100 | 1 |  | 2.002 | KG | 1603.94 | 1603.94 | MC05 | MC05 | SIMOTICS S Synchronous servo motor 1FK7 Compact, DC link 300V 0.85Nm, 100K, 6000rpm 0.38kW, Naturally cooled Power/signal connectors Connector can be rotated by 270Â° IMB 5 design (IM V1, IM V3) Flange 1, with KTY temperature sensor absolute encoder 512 S/R (encoder A-512); Derating 10% due to absolute encoder PLAIN SHAFT, TOLERANCE N; WITH HOLDING BRAKE DEGREE OF PROTECTION IP65 IP67 D-END FLANGE; RAL7016 COATING; METALLIC RATING PLATE AT MOTOR | - | 0 | 0
1FK7022-5AK21-1JA0 |  | 1FK7022-5AK21-1JA0 | 1 | UN | 1 | 15 | C | D | N | N | 85015100 | 1 |  | 1.803 | KG | 982.88 | 982.88 | MC05 | MC05 | SIMOTICS S Synchronous servo motor 1FK7 Compact, DC link 300V 0.85Nm, 100K, 6000rpm 0.38kW, Naturally cooled Power/signal connectors Connector can be rotated by 270Â° IMB 5 design (IM V1, IM V3) Flange 1, with KTY temperature sensor absolute encoder 16 S/R (encoder A-16); Derating 10% due to absolute encoder SHAFT WITH FITTED KEY, TOLERANCE N; W/O HOLDING BRAKE DEGREE OF PROTECTION IP64 | - | 0 | 0
1FK7022-5AK21-1JA2 |  | 1FK7022-5AK21-1JA2 | 1 | UN | 1 | 15 | C | D | N | N | 85015100 | 1 |  | 1.803 | KG | 1048.35 | 1048.35 | MC05 | MC05 | SIMOTICS S Synchronous servo motor 1FK7 Compact, DC link 300V 0.85Nm, 100K, 6000rpm 0.38kW, Naturally cooled Power/signal connectors Connector can be rotated by 270Â° IMB 5 design (IM V1, IM V3) Flange 1, with KTY temperature sensor absolute encoder 16 S/R (encoder A-16); Derating 10% due to absolute encoder SHAFT WITH FITTED KEY, TOLERANCE N; W/O HOLDING BRAKE DEGREE OF PROTECTION IP65 FLANGE ON DRIVE END IP67 | - | 0 | 0
1FK7022-5AK21-1JA3 |  | 1FK7022-5AK21-1JA3 | 1 | UN | 1 | 15 | C | D | N | N | 85015100 | 1 |  | 1.803 | KG | 1014.62 | 1014.62 | MC05 | MC05 | SIMOTICS S Synchronous servo motor 1FK7 Compact, DC link 300V 0.85Nm, 100K, 6000rpm 0.38kW, Naturally cooled Power/signal connectors Connector can be rotated by 270Â° IMB 5 design (IM V1, IM V3) Flange 1, with KTY temperature sensor absolute encoder 16 S/R (encoder A-16); Derating 10% due to absolute encoder SHAFT WITH FITTED KEY, TOLERANCE N; W/O HOLDING BRAKE DEGREE OF PROTECTION IP64; PAINT FINISH RAL7016 | - | 0 | 0
1FK7022-5AK21-1JA5 |  | 1FK7022-5AK21-1JA5 | 1 | UN | 1 | 15 | C | D | N | N | 85015100 | 1 |  | 1.803 | KG | 1080.07 | 1080.07 | MC05 | MC05 | SIMOTICS S Synchronous servo motor 1FK7 Compact, DC link 300V 0.85Nm, 100K, 6000rpm 0.38kW, Naturally cooled Power/signal connectors Connector can be rotated by 270Â° IMB 5 design (IM V1, IM V3) Flange 1, with KTY temperature sensor absolute encoder 16 S/R (encoder A-16); Derating 10% due to absolute encoder SHAFT WITH FITTED KEY, TOLERANCE N; W/O HOLDING BRAKE DEGREE OF PROTECTION IP65 AS FLANGE IP67; PAINT FINISH RAL7016 | - | 0 | 0
1FK7022-5AK21-1JA8 |  | 1FK7022-5AK21-1JA8 | 1 | UN | 1 | 15 | C | D | N | N | 85015100 | 1 |  | 1.803 | KG | 1150.03 | 1150.03 | MC05 | MC05 | SIMOTICS S Synchronous servo motor 1FK7 Compact, DC link 300V 0.85Nm, 100K, 6000rpm 0.38kW, Naturally cooled Power/signal connectors Connector can be rotated by 270Â° IMB 5 design (IM V1, IM V3) Flange 1, with KTY temperature sensor absolute encoder 16 S/R (encoder A-16); Derating 10% due to absolute encoder SHAFT WITH FITTED KEY, TOLERANCE N; W/O HOLDING BRAKE DEGREE OF PROTECTION IP65 IP67 D-END FLANGE; RAL7016 COATING; METALLIC RATING PLATE AT MOTOR | - | 0 | 0
1FK7022-5AK21-1JB0 |  | 1FK7022-5AK21-1JB0 | 1 | UN | 1 | 15 | C | D | N | N | 85015100 | 1 |  | 2.002 | KG | 1136.1 | 1136.1 | MC05 | MC05 | SIMOTICS S Synchronous servo motor 1FK7 Compact, DC link 300V 0.85Nm, 100K, 6000rpm 0.38kW, Naturally cooled Power/signal connectors Connector can be rotated by 270Â° IMB 5 design (IM V1, IM V3) Flange 1, with KTY temperature sensor absolute encoder 16 S/R (encoder A-16); Derating 10% due to absolute encoder SHAFT WITH FITTED KEY, TOLERANCE N; WITH HOLDING BRAKE DEGREE OF PROTECTION IP64 | - | 0 | 0
1FK7022-5AK21-1JB2 |  | 1FK7022-5AK21-1JB2 | 1 | UN | 1 | 15 | C | D | N | N | 85015100 | 1 |  | 2.002 | KG | 1201.57 | 1201.57 | MC05 | MC05 | SIMOTICS S Synchronous servo motor 1FK7 Compact, DC link 300V 0.85Nm, 100K, 6000rpm 0.38kW, Naturally cooled Power/signal connectors Connector can be rotated by 270Â° IMB 5 design (IM V1, IM V3) Flange 1, with KTY temperature sensor absolute encoder 16 S/R (encoder A-16); Derating 10% due to absolute encoder SHAFT WITH FITTED KEY, TOLERANCE N; WITH HOLDING BRAKE DEGREE OF PROTECTION IP65 FLANGE ON DRIVE END IP67 | - | 0 | 0
1FK7022-5AK21-1JB3 |  | 1FK7022-5AK21-1JB3 | 1 | UN | 1 | 15 | C | D | N | N | 85015100 | 1 |  | 2.002 | KG | 1167.84 | 1167.84 | MC05 | MC05 | SIMOTICS S Synchronous servo motor 1FK7 Compact, DC link 300V 0.85Nm, 100K, 6000rpm 0.38kW, Naturally cooled Power/signal connectors Connector can be rotated by 270Â° IMB 5 design (IM V1, IM V3) Flange 1, with KTY temperature sensor absolute encoder 16 S/R (encoder A-16); Derating 10% due to absolute encoder SHAFT WITH FITTED KEY, TOLERANCE N; WITH HOLDING BRAKE DEGREE OF PROTECTION IP64; PAINT FINISH RAL7016 | - | 0 | 0
1FK7022-5AK21-1JB5 |  | 1FK7022-5AK21-1JB5 | 1 | UN | 1 | 15 | C | D | N | N | 85015100 | 1 |  | 2.002 | KG | 1233.29 | 1233.29 | MC05 | MC05 | SIMOTICS S Synchronous servo motor 1FK7 Compact, DC link 300V 0.85Nm, 100K, 6000rpm 0.38kW, Naturally cooled Power/signal connectors Connector can be rotated by 270Â° IMB 5 design (IM V1, IM V3) Flange 1, with KTY temperature sensor absolute encoder 16 S/R (encoder A-16); Derating 10% due to absolute encoder SHAFT WITH FITTED KEY, TOLERANCE N; WITH HOLDING BRAKE DEGREE OF PROTECTION IP65 AS FLANGE IP67; PAINT FINISH RAL7016 | - | 0 | 0
1FK7022-5AK21-1JB8 |  | 1FK7022-5AK21-1JB8 | 1 | UN | 1 | 15 | C | D | N | N | 85015100 | 1 |  | 2.002 | KG | 1303.25 | 1303.25 | MC05 | MC05 | SIMOTICS S Synchronous servo motor 1FK7 Compact, DC link 300V 0.85Nm, 100K, 6000rpm 0.38kW, Naturally cooled Power/signal connectors Connector can be rotated by 270Â° IMB 5 design (IM V1, IM V3) Flange 1, with KTY temperature sensor absolute encoder 16 S/R (encoder A-16); Derating 10% due to absolute encoder SHAFT WITH FITTED KEY, TOLERANCE N; WITH HOLDING BRAKE DEGREE OF PROTECTION IP65 IP67 D-END FLANGE; RAL7016 COATING; METALLIC RATING PLATE AT MOTOR | - | 0 | 0
1FK7022-5AK21-1JG0 |  | 1FK7022-5AK21-1JG0 | 1 | UN | 1 | 15 | C | D | N | N | 85015100 | 1 |  | 1.803 | KG | 922.53 | 922.53 | MC05 | MC05 | SIMOTICS S Synchronous servo motor 1FK7 Compact, DC link 300V 0.85Nm, 100K, 6000rpm 0.38kW, Naturally cooled Power/signal connectors Connector can be rotated by 270Â° IMB 5 design (IM V1, IM V3) Flange 1, with KTY temperature sensor absolute encoder 16 S/R (encoder A-16); Derating 10% due to absolute encoder PLAIN SHAFT, TOLERANCE N; W/O HOLDING BRAKE DEGREE OF PROTECTION IP64 | - | 0 | 0
1FK7022-5AK21-1JG2 |  | 1FK7022-5AK21-1JG2 | 1 | UN | 1 | 15 | C | D | N | N | 85015100 | 1 |  | 1.803 | KG | 988 | 988 | MC05 | MC05 | SIMOTICS S Synchronous servo motor 1FK7 Compact, DC link 300V 0.85Nm, 100K, 6000rpm 0.38kW, Naturally cooled Power/signal connectors Connector can be rotated by 270Â° IMB 5 design (IM V1, IM V3) Flange 1, with KTY temperature sensor absolute encoder 16 S/R (encoder A-16); Derating 10% due to absolute encoder PLAIN SHAFT, TOLERANCE N; W/O HOLDING BRAKE DEGREE OF PROTECTION IP65 FLANGE ON DRIVE END IP67 | - | 0 | 0
1FK7022-5AK21-1JG3 |  | 1FK7022-5AK21-1JG3 | 1 | UN | 1 | 15 | C | D | N | N | 85015100 | 1 |  | 1.803 | KG | 954.27 | 954.27 | MC05 | MC05 | SIMOTICS S Synchronous servo motor 1FK7 Compact, DC link 300V 0.85Nm, 100K, 6000rpm 0.38kW, Naturally cooled Power/signal connectors Connector can be rotated by 270Â° IMB 5 design (IM V1, IM V3) Flange 1, with KTY temperature sensor absolute encoder 16 S/R (encoder A-16); Derating 10% due to absolute encoder PLAIN SHAFT, TOLERANCE N; W/O HOLDING BRAKE DEGREE OF PROTECTION IP64; PAINT FINISH RAL7016 | - | 0 | 0
1FK7022-5AK21-1JG5 |  | 1FK7022-5AK21-1JG5 | 1 | UN | 1 | 15 | C | D | N | N | 85015100 | 1 |  | 1.803 | KG | 1019.72 | 1019.72 | MC05 | MC05 | SIMOTICS S Synchronous servo motor 1FK7 Compact, DC link 300V 0.85Nm, 100K, 6000rpm 0.38kW, Naturally cooled Power/signal connectors Connector can be rotated by 270Â° IMB 5 design (IM V1, IM V3) Flange 1, with KTY temperature sensor absolute encoder 16 S/R (encoder A-16); Derating 10% due to absolute encoder PLAIN SHAFT, TOLERANCE N; W/O HOLDING BRAKE DEGREE OF PROTECTION IP65 AS FLANGE IP67; PAINT FINISH RAL7016 | - | 0 | 0
1FK7022-5AK21-1JG8 |  | 1FK7022-5AK21-1JG8 | 1 | UN | 1 | 15 | C | D | N | N | 85015100 | 1 |  | 1.803 | KG | 1089.68 | 1089.68 | MC05 | MC05 | SIMOTICS S Synchronous servo motor 1FK7 Compact, DC link 300V 0.85Nm, 100K, 6000rpm 0.38kW, Naturally cooled Power/signal connectors Connector can be rotated by 270Â° IMB 5 design (IM V1, IM V3) Flange 1, with KTY temperature sensor absolute encoder 16 S/R (encoder A-16); Derating 10% due to absolute encoder PLAIN SHAFT, TOLERANCE N; W/O HOLDING BRAKE DEGREE OF PROTECTION IP65 IP67 D-END FLANGE; RAL7016 COATING; METALLIC RATING PLATE AT MOTOR | - | 0 | 0
1FK7022-5AK21-1JH0 |  | 1FK7022-5AK21-1JH0 | 1 | UN | 1 | 15 | C | D | N | N | 85015100 | 1 |  | 2.002 | KG | 1074.06 | 1074.06 | MC05 | MC05 | SIMOTICS S Synchronous servo motor 1FK7 Compact, DC link 300V 0.85Nm, 100K, 6000rpm 0.38kW, Naturally cooled Power/signal connectors Connector can be rotated by 270Â° IMB 5 design (IM V1, IM V3) Flange 1, with KTY temperature sensor absolute encoder 16 S/R (encoder A-16); Derating 10% due to absolute encoder PLAIN SHAFT, TOLERANCE N; WITH HOLDING BRAKE DEGREE OF PROTECTION IP64 | - | 0 | 0
1FK7022-5AK21-1JH2 |  | 1FK7022-5AK21-1JH2 | 1 | UN | 1 | 15 | C | D | N | N | 85015100 | 1 |  | 2.002 | KG | 1139.53 | 1139.53 | MC05 | MC05 | SIMOTICS S Synchronous servo motor 1FK7 Compact, DC link 300V 0.85Nm, 100K, 6000rpm 0.38kW, Naturally cooled Power/signal connectors Connector can be rotated by 270Â° IMB 5 design (IM V1, IM V3) Flange 1, with KTY temperature sensor absolute encoder 16 S/R (encoder A-16); Derating 10% due to absolute encoder PLAIN SHAFT, TOLERANCE N; WITH HOLDING BRAKE DEGREE OF PROTECTION IP65 FLANGE ON DRIVE END IP67 | - | 0 | 0
1FK7022-5AK21-1JH3 |  | 1FK7022-5AK21-1JH3 | 1 | UN | 1 | 15 | C | D | N | N | 85015100 | 1 |  | 2.002 | KG | 1105.8 | 1105.8 | MC05 | MC05 | SIMOTICS S Synchronous servo motor 1FK7 Compact, DC link 300V 0.85Nm, 100K, 6000rpm 0.38kW, Naturally cooled Power/signal connectors Connector can be rotated by 270Â° IMB 5 design (IM V1, IM V3) Flange 1, with KTY temperature sensor absolute encoder 16 S/R (encoder A-16); Derating 10% due to absolute encoder PLAIN SHAFT, TOLERANCE N; WITH HOLDING BRAKE DEGREE OF PROTECTION IP64; PAINT FINISH RAL7016 | - | 0 | 0
1FK7022-5AK21-1JH5 |  | 1FK7022-5AK21-1JH5 | 1 | UN | 1 | 15 | C | D | N | N | 85015100 | 1 |  | 2.002 | KG | 1171.25 | 1171.25 | MC05 | MC05 | SIMOTICS S Synchronous servo motor 1FK7 Compact, DC link 300V 0.85Nm, 100K, 6000rpm 0.38kW, Naturally cooled Power/signal connectors Connector can be rotated by 270Â° IMB 5 design (IM V1, IM V3) Flange 1, with KTY temperature sensor absolute encoder 16 S/R (encoder A-16); Derating 10% due to absolute encoder PLAIN SHAFT, TOLERANCE N; WITH HOLDING BRAKE DEGREE OF PROTECTION IP65 AS FLANGE IP67; PAINT FINISH RAL7016 | - | 0 | 0
1FK7022-5AK21-1JH8 |  | 1FK7022-5AK21-1JH8 | 1 | UN | 1 | 15 | C | D | N | N | 85015100 | 1 |  | 2.002 | KG | 1241.21 | 1241.21 | MC05 | MC05 | SIMOTICS S Synchronous servo motor 1FK7 Compact, DC link 300V 0.85Nm, 100K, 6000rpm 0.38kW, Naturally cooled Power/signal connectors Connector can be rotated by 270Â° IMB 5 design (IM V1, IM V3) Flange 1, with KTY temperature sensor absolute encoder 16 S/R (encoder A-16); Derating 10% due to absolute encoder PLAIN SHAFT, TOLERANCE N; WITH HOLDING BRAKE DEGREE OF PROTECTION IP65 IP67 D-END FLANGE; RAL7016 COATING; METALLIC RATING PLATE AT MOTOR | - | 0 | 0
1FK7022-5AK21-1LA0 |  | 1FK7022-5AK21-1LA0 | 1 | UN | 1 | 15 | C | D | N | N | 85015100 | 1 |  | 1.803 | KG | 1512.73 | 1512.73 | MC05 | MC05 | SIMOTICS S Synchronous servo motor 1FK7 Compact, DC link 300V 0.85Nm, 100K, 6000rpm 0.38kW, Naturally cooled Power/signal connectors Connector can be rotated by 270Â° FRAME SIZE IMB 5 (IM V1, IM V3) FLANGE 1 ABSOLUTE ENCODER 512 P/REV (ENCODER A-512) WITH DRIVE-CLIQ INTERFACE; PERFORMANCE REDUCTION BY 10% DUE TO ABSOLUTE ENCODER; SHAFT WITH FITTED KEY, TOLERANCE N; W/O HOLDING BRAKE DEGREE OF PROTECTION IP64 | - | 0 | 0
1FK7022-5AK21-1LA2 |  | 1FK7022-5AK21-1LA2 | 1 | UN | 1 | 15 | C | D | N | N | 85015100 | 1 |  | 1.803 | KG | 1578.2 | 1578.2 | MC05 | MC05 | SIMOTICS S Synchronous servo motor 1FK7 Compact, DC link 300V 0.85Nm, 100K, 6000rpm 0.38kW, Naturally cooled Power/signal connectors Connector can be rotated by 270Â° FRAME SIZE IMB 5 (IM V1, IM V3) FLANGE 1 ABSOLUTE ENCODER 512 P/REV (ENCODER A-512) WITH DRIVE-CLIQ INTERFACE; PERFORMANCE REDUCTION BY 10% DUE TO ABSOLUTE ENCODER; SHAFT WITH FITTED KEY, TOLERANCE N; W/O HOLDING BRAKE DEGREE OF PROTECTION IP65 FLANGE ON DRIVE END IP67 | - | 0 | 0
1FK7022-5AK21-1LA3 |  | 1FK7022-5AK21-1LA3 | 1 | UN | 1 | 15 | C | D | N | N | 85015100 | 1 |  | 1.803 | KG | 1544.47 | 1544.47 | MC05 | MC05 | SIMOTICS S Synchronous servo motor 1FK7 Compact, DC link 300V 0.85Nm, 100K, 6000rpm 0.38kW, Naturally cooled Power/signal connectors Connector can be rotated by 270Â° FRAME SIZE IMB 5 (IM V1, IM V3) FLANGE 1 ABSOLUTE ENCODER 512 P/REV (ENCODER A-512) WITH DRIVE-CLIQ INTERFACE; PERFORMANCE REDUCTION BY 10% DUE TO ABSOLUTE ENCODER; SHAFT WITH FITTED KEY, TOLERANCE N; W/O HOLDING BRAKE DEGREE OF PROTECTION IP64; PAINT FINISH RAL7016 | - | 0 | 0
1FK7022-5AK21-1LA5 |  | 1FK7022-5AK21-1LA5 | 1 | UN | 1 | 15 | C | D | N | N | 85015100 | 1 |  | 1.803 | KG | 1609.92 | 1609.92 | MC05 | MC05 | SIMOTICS S Synchronous servo motor 1FK7 Compact, DC link 300V 0.85Nm, 100K, 6000rpm 0.38kW, Naturally cooled Power/signal connectors Connector can be rotated by 270Â° FRAME SIZE IMB 5 (IM V1, IM V3) FLANGE 1 ABSOLUTE ENCODER 512 P/REV (ENCODER A-512) WITH DRIVE-CLIQ INTERFACE; PERFORMANCE REDUCTION BY 10% DUE TO ABSOLUTE ENCODER; SHAFT WITH FITTED KEY, TOLERANCE N; W/O HOLDING BRAKE DEGREE OF PROTECTION IP65 AS FLANGE IP67; PAINT FINISH RAL7016 | - | 0 | 0
1FK7022-5AK21-1LA8 |  | 1FK7022-5AK21-1LA8 | 1 | UN | 1 | 15 | C | D | N | N | 85015100 | 1 |  | 1.803 | KG | 1679.88 | 1679.88 | MC05 | MC05 | SIMOTICS S Synchronous servo motor 1FK7 Compact, DC link 300V 0.85Nm, 100K, 6000rpm 0.38kW, Naturally cooled Power/signal connectors Connector can be rotated by 270Â° FRAME SIZE IMB 5 (IM V1, IM V3) FLANGE 1 ABSOLUTE ENCODER 512 P/REV (ENCODER A-512) WITH DRIVE-CLIQ INTERFACE; PERFORMANCE REDUCTION BY 10% DUE TO ABSOLUTE ENCODER; SHAFT WITH FITTED KEY, TOLERANCE N; W/O HOLDING BRAKE DEGREE OF PROTECTION IP65 IP67 D-END FLANGE; RAL7016 COATING; METALLIC RATING PLATE AT MOTOR | - | 0 | 0
1FK7022-5AK21-1LB0 |  | 1FK7022-5AK21-1LB0 | 1 | UN | 1 | 15 | C | D | N | N | 85015100 | 1 |  | 2.002 | KG | 1665.95 | 1665.95 | MC05 | MC05 | SIMOTICS S Synchronous servo motor 1FK7 Compact, DC link 300V 0.85Nm, 100K, 6000rpm 0.38kW, Naturally cooled Power/signal connectors Connector can be rotated by 270Â° FRAME SIZE IMB 5 (IM V1, IM V3) FLANGE 1 ABSOLUTE ENCODER 512 P/REV (ENCODER A-512) WITH DRIVE-CLIQ INTERFACE; PERFORMANCE REDUCTION BY 10% DUE TO ABSOLUTE ENCODER; SHAFT WITH FITTED KEY, TOLERANCE N; WITH HOLDING BRAKE DEGREE OF PROTECTION IP64 | - | 0 | 0
1FK7022-5AK21-1LB2 |  | 1FK7022-5AK21-1LB2 | 1 | UN | 1 | 15 | C | D | N | N | 85015100 | 1 |  | 2.002 | KG | 1731.42 | 1731.42 | MC05 | MC05 | SIMOTICS S Synchronous servo motor 1FK7 Compact, DC link 300V 0.85Nm, 100K, 6000rpm 0.38kW, Naturally cooled Power/signal connectors Connector can be rotated by 270Â° FRAME SIZE IMB 5 (IM V1, IM V3) FLANGE 1 ABSOLUTE ENCODER 512 P/REV (ENCODER A-512) WITH DRIVE-CLIQ INTERFACE; PERFORMANCE REDUCTION BY 10% DUE TO ABSOLUTE ENCODER; SHAFT WITH FITTED KEY, TOLERANCE N; WITH HOLDING BRAKE DEGREE OF PROTECTION IP65 FLANGE ON DRIVE END IP67 | - | 0 | 0
1FK7022-5AK21-1LB3 |  | 1FK7022-5AK21-1LB3 | 1 | UN | 1 | 15 | C | D | N | N | 85015100 | 1 |  | 2.002 | KG | 1697.69 | 1697.69 | MC05 | MC05 | SIMOTICS S Synchronous servo motor 1FK7 Compact, DC link 300V 0.85Nm, 100K, 6000rpm 0.38kW, Naturally cooled Power/signal connectors Connector can be rotated by 270Â° FRAME SIZE IMB 5 (IM V1, IM V3) FLANGE 1 ABSOLUTE ENCODER 512 P/REV (ENCODER A-512) WITH DRIVE-CLIQ INTERFACE; PERFORMANCE REDUCTION BY 10% DUE TO ABSOLUTE ENCODER; SHAFT WITH FITTED KEY, TOLERANCE N; WITH HOLDING BRAKE DEGREE OF PROTECTION IP64; PAINT FINISH RAL7016 | - | 0 | 0
1FK7022-5AK21-1LB5 |  | 1FK7022-5AK21-1LB5 | 1 | UN | 1 | 15 | C | D | N | N | 85015100 | 1 |  | 2.002 | KG | 1763.14 | 1763.14 | MC05 | MC05 | SIMOTICS S Synchronous servo motor 1FK7 Compact, DC link 300V 0.85Nm, 100K, 6000rpm 0.38kW, Naturally cooled Power/signal connectors Connector can be rotated by 270Â° FRAME SIZE IMB 5 (IM V1, IM V3) FLANGE 1 ABSOLUTE ENCODER 512 P/REV (ENCODER A-512) WITH DRIVE-CLIQ INTERFACE; PERFORMANCE REDUCTION BY 10% DUE TO ABSOLUTE ENCODER; SHAFT WITH FITTED KEY, TOLERANCE N; WITH HOLDING BRAKE DEGREE OF PROTECTION IP65 AS FLANGE IP67; PAINT FINISH RAL7016 | - | 0 | 0
1FK7022-5AK21-1LB8 |  | 1FK7022-5AK21-1LB8 | 1 | UN | 1 | 15 | C | D | N | N | 85015100 | 1 |  | 2.002 | KG | 1833.1 | 1833.1 | MC05 | MC05 | SIMOTICS S Synchronous servo motor 1FK7 Compact, DC link 300V 0.85Nm, 100K, 6000rpm 0.38kW, Naturally cooled Power/signal connectors Connector can be rotated by 270Â° FRAME SIZE IMB 5 (IM V1, IM V3) FLANGE 1 ABSOLUTE ENCODER 512 P/REV (ENCODER A-512) WITH DRIVE-CLIQ INTERFACE; PERFORMANCE REDUCTION BY 10% DUE TO ABSOLUTE ENCODER; SHAFT WITH FITTED KEY, TOLERANCE N; WITH HOLDING BRAKE DEGREE OF PROTECTION IP65 IP67 D-END FLANGE; RAL7016 COATING; METALLIC RATING PLATE AT MOTOR | - | 0 | 0
1FK7022-5AK21-1LG0 |  | 1FK7022-5AK21-1LG0 | 1 | UN | 1 | 15 | C | D | N | N | 85015100 | 1 |  | 1.803 | KG | 1452.38 | 1452.38 | MC05 | MC05 | SIMOTICS S Synchronous servo motor 1FK7 Compact, DC link 300V 0.85Nm, 100K, 6000rpm 0.38kW, Naturally cooled Power/signal connectors Connector can be rotated by 270Â° FRAME SIZE IMB 5 (IM V1, IM V3) FLANGE 1 ABSOLUTE ENCODER 512 P/REV (ENCODER A-512) WITH DRIVE-CLIQ INTERFACE; PERFORMANCE REDUCTION BY 10% DUE TO ABSOLUTE ENCODER; PLAIN SHAFT, TOLERANCE N; W/O HOLDING BRAKE DEGREE OF PROTECTION IP64 | - | 0 | 0
1FK7022-5AK21-1LG2 |  | 1FK7022-5AK21-1LG2 | 1 | UN | 1 | 15 | C | D | N | N | 85015100 | 1 |  | 1.803 | KG | 1517.85 | 1517.85 | MC05 | MC05 | SIMOTICS S Synchronous servo motor 1FK7 Compact, DC link 300V 0.85Nm, 100K, 6000rpm 0.38kW, Naturally cooled Power/signal connectors Connector can be rotated by 270Â° FRAME SIZE IMB 5 (IM V1, IM V3) FLANGE 1 ABSOLUTE ENCODER 512 P/REV (ENCODER A-512) WITH DRIVE-CLIQ INTERFACE; PERFORMANCE REDUCTION BY 10% DUE TO ABSOLUTE ENCODER; PLAIN SHAFT, TOLERANCE N; W/O HOLDING BRAKE DEGREE OF PROTECTION IP65 FLANGE ON DRIVE END IP67 | - | 0 | 0
1FK7022-5AK21-1LG3 |  | 1FK7022-5AK21-1LG3 | 1 | UN | 1 | 15 | C | D | N | N | 85015100 | 1 |  | 1.803 | KG | 1484.12 | 1484.12 | MC05 | MC05 | SIMOTICS S Synchronous servo motor 1FK7 Compact, DC link 300V 0.85Nm, 100K, 6000rpm 0.38kW, Naturally cooled Power/signal connectors Connector can be rotated by 270Â° FRAME SIZE IMB 5 (IM V1, IM V3) FLANGE 1 ABSOLUTE ENCODER 512 P/REV (ENCODER A-512) WITH DRIVE-CLIQ INTERFACE; PERFORMANCE REDUCTION BY 10% DUE TO ABSOLUTE ENCODER; PLAIN SHAFT, TOLERANCE N; W/O HOLDING BRAKE DEGREE OF PROTECTION IP64; PAINT FINISH RAL7016 | - | 0 | 0
1FK7022-5AK21-1LG5 |  | 1FK7022-5AK21-1LG5 | 1 | UN | 1 | 15 | C | D | N | N | 85015100 | 1 |  | 1.803 | KG | 1549.57 | 1549.57 | MC05 | MC05 | SIMOTICS S Synchronous servo motor 1FK7 Compact, DC link 300V 0.85Nm, 100K, 6000rpm 0.38kW, Naturally cooled Power/signal connectors Connector can be rotated by 270Â° FRAME SIZE IMB 5 (IM V1, IM V3) FLANGE 1 ABSOLUTE ENCODER 512 P/REV (ENCODER A-512) WITH DRIVE-CLIQ INTERFACE; PERFORMANCE REDUCTION BY 10% DUE TO ABSOLUTE ENCODER; PLAIN SHAFT, TOLERANCE N; W/O HOLDING BRAKE DEGREE OF PROTECTION IP65 AS FLANGE IP67; PAINT FINISH RAL7016 | - | 0 | 0
1FK7022-5AK21-1LG8 |  | 1FK7022-5AK21-1LG8 | 1 | UN | 1 | 15 | C | D | N | N | 85015100 | 1 |  | 1.803 | KG | 1619.53 | 1619.53 | MC05 | MC05 | SIMOTICS S Synchronous servo motor 1FK7 Compact, DC link 300V 0.85Nm, 100K, 6000rpm 0.38kW, Naturally cooled Power/signal connectors Connector can be rotated by 270Â° FRAME SIZE IMB 5 (IM V1, IM V3) FLANGE 1 ABSOLUTE ENCODER 512 P/REV (ENCODER A-512) WITH DRIVE-CLIQ INTERFACE; PERFORMANCE REDUCTION BY 10% DUE TO ABSOLUTE ENCODER; PLAIN SHAFT, TOLERANCE N; W/O HOLDING BRAKE DEGREE OF PROTECTION IP65 IP67 D-END FLANGE; RAL7016 COATING; METALLIC RATING PLATE AT MOTOR | - | 0 | 0
1FK7022-5AK21-1LH0 |  | 1FK7022-5AK21-1LH0 | 1 | UN | 1 | 15 | C | D | N | N | 85015100 | 1 |  | 2.002 | KG | 1603.91 | 1603.91 | MC05 | MC05 | SIMOTICS S Synchronous servo motor 1FK7 Compact, DC link 300V 0.85Nm, 100K, 6000rpm 0.38kW, Naturally cooled Power/signal connectors Connector can be rotated by 270Â° FRAME SIZE IMB 5 (IM V1, IM V3) FLANGE 1 ABSOLUTE ENCODER 512 P/REV (ENCODER A-512) WITH DRIVE-CLIQ INTERFACE; PERFORMANCE REDUCTION BY 10% DUE TO ABSOLUTE ENCODER; PLAIN SHAFT, TOLERANCE N; WITH HOLDING BRAKE DEGREE OF PROTECTION IP64 | - | 0 | 0
1FK7022-5AK21-1LH2 |  | 1FK7022-5AK21-1LH2 | 1 | UN | 1 | 15 | C | D | N | N | 85015100 | 1 |  | 2.002 | KG | 1669.38 | 1669.38 | MC05 | MC05 | SIMOTICS S Synchronous servo motor 1FK7 Compact, DC link 300V 0.85Nm, 100K, 6000rpm 0.38kW, Naturally cooled Power/signal connectors Connector can be rotated by 270Â° FRAME SIZE IMB 5 (IM V1, IM V3) FLANGE 1 ABSOLUTE ENCODER 512 P/REV (ENCODER A-512) WITH DRIVE-CLIQ INTERFACE; PERFORMANCE REDUCTION BY 10% DUE TO ABSOLUTE ENCODER; PLAIN SHAFT, TOLERANCE N; WITH HOLDING BRAKE DEGREE OF PROTECTION IP65 FLANGE ON DRIVE END IP67 | - | 0 | 0
1FK7022-5AK21-1LH3 |  | 1FK7022-5AK21-1LH3 | 1 | UN | 1 | 15 | C | D | N | N | 85015100 | 1 |  | 2.002 | KG | 1635.65 | 1635.65 | MC05 | MC05 | SIMOTICS S Synchronous servo motor 1FK7 Compact, DC link 300V 0.85Nm, 100K, 6000rpm 0.38kW, Naturally cooled Power/signal connectors Connector can be rotated by 270Â° FRAME SIZE IMB 5 (IM V1, IM V3) FLANGE 1 ABSOLUTE ENCODER 512 P/REV (ENCODER A-512) WITH DRIVE-CLIQ INTERFACE; PERFORMANCE REDUCTION BY 10% DUE TO ABSOLUTE ENCODER; PLAIN SHAFT, TOLERANCE N; WITH HOLDING BRAKE DEGREE OF PROTECTION IP64; PAINT FINISH RAL7016 | - | 0 | 0
1FK7022-5AK21-1LH5 |  | 1FK7022-5AK21-1LH5 | 1 | UN | 1 | 15 | C | D | N | N | 85015100 | 1 |  | 2.002 | KG | 1701.1 | 1701.1 | MC05 | MC05 | SIMOTICS S Synchronous servo motor 1FK7 Compact, DC link 300V 0.85Nm, 100K, 6000rpm 0.38kW, Naturally cooled Power/signal connectors Connector can be rotated by 270Â° FRAME SIZE IMB 5 (IM V1, IM V3) FLANGE 1 ABSOLUTE ENCODER 512 P/REV (ENCODER A-512) WITH DRIVE-CLIQ INTERFACE; PERFORMANCE REDUCTION BY 10% DUE TO ABSOLUTE ENCODER; PLAIN SHAFT, TOLERANCE N; WITH HOLDING BRAKE DEGREE OF PROTECTION IP65 AS FLANGE IP67; PAINT FINISH RAL7016 | - | 0 | 0
1FK7022-5AK21-1LH8 |  | 1FK7022-5AK21-1LH8 | 1 | UN | 1 | 15 | C | D | N | N | 85015100 | 1 |  | 2.002 | KG | 1771.06 | 1771.06 | MC05 | MC05 | SIMOTICS S Synchronous servo motor 1FK7 Compact, DC link 300V 0.85Nm, 100K, 6000rpm 0.38kW, Naturally cooled Power/signal connectors Connector can be rotated by 270Â° FRAME SIZE IMB 5 (IM V1, IM V3) FLANGE 1 ABSOLUTE ENCODER 512 P/REV (ENCODER A-512) WITH DRIVE-CLIQ INTERFACE; PERFORMANCE REDUCTION BY 10% DUE TO ABSOLUTE ENCODER; PLAIN SHAFT, TOLERANCE N; WITH HOLDING BRAKE DEGREE OF PROTECTION IP65 IP67 D-END FLANGE; RAL7016 COATING; METALLIC RATING PLATE AT MOTOR | - | 0 | 0
1FK7022-5AK21-1PA0 |  | 1FK7022-5AK21-1PA0 | 1 | UN | 1 | 15 | C | D | N | N | 85015100 | 1 |  | 1.803 | KG | 844.15 | 844.15 | MC05 | MC05 | SIMOTICS S Synchronous servo motor 1FK7 Compact, DC link 300V 0.85Nm, 100K, 6000rpm 0.38kW, Naturally cooled Power/signal connectors Connector can be rotated by 270Â° FRAME SIZE IMB 5 (IM V1, IM V3) FLANGE 1 RESOLVER 2-POLE (RESOLVER P=1) WITH DRIVE-CLIQ INTERFACE; SHAFT WITH FITTED KEY, TOLERANCE N; W/O HOLDING BRAKE DEGREE OF PROTECTION IP64 | - | 0 | 0
1FK7022-5AK21-1PA2 |  | 1FK7022-5AK21-1PA2 | 1 | UN | 1 | 15 | C | D | N | N | 85015100 | 1 |  | 1.803 | KG | 909.62 | 909.62 | MC05 | MC05 | SIMOTICS S Synchronous servo motor 1FK7 Compact, DC link 300V 0.85Nm, 100K, 6000rpm 0.38kW, Naturally cooled Power/signal connectors Connector can be rotated by 270Â° FRAME SIZE IMB 5 (IM V1, IM V3) FLANGE 1 RESOLVER 2-POLE (RESOLVER P=1) WITH DRIVE-CLIQ INTERFACE; SHAFT WITH FITTED KEY, TOLERANCE N; W/O HOLDING BRAKE DEGREE OF PROTECTION IP65 FLANGE ON DRIVE END IP67 | - | 0 | 0
1FK7022-5AK21-1PA3 |  | 1FK7022-5AK21-1PA3 | 1 | UN | 1 | 15 | C | D | N | N | 85015100 | 1 |  | 1.803 | KG | 875.89 | 875.89 | MC05 | MC05 | SIMOTICS S Synchronous servo motor 1FK7 Compact, DC link 300V 0.85Nm, 100K, 6000rpm 0.38kW, Naturally cooled Power/signal connectors Connector can be rotated by 270Â° FRAME SIZE IMB 5 (IM V1, IM V3) FLANGE 1 RESOLVER 2-POLE (RESOLVER P=1) WITH DRIVE-CLIQ INTERFACE; SHAFT WITH FITTED KEY, TOLERANCE N; W/O HOLDING BRAKE DEGREE OF PROTECTION IP64; PAINT FINISH RAL7016 | - | 0 | 0
1FK7022-5AK21-1PA5 |  | 1FK7022-5AK21-1PA5 | 1 | UN | 1 | 15 | C | D | N | N | 85015100 | 1 |  | 1.803 | KG | 941.34 | 941.34 | MC05 | MC05 | SIMOTICS S Synchronous servo motor 1FK7 Compact, DC link 300V 0.85Nm, 100K, 6000rpm 0.38kW, Naturally cooled Power/signal connectors Connector can be rotated by 270Â° FRAME SIZE IMB 5 (IM V1, IM V3) FLANGE 1 RESOLVER 2-POLE (RESOLVER P=1) WITH DRIVE-CLIQ INTERFACE; SHAFT WITH FITTED KEY, TOLERANCE N; W/O HOLDING BRAKE DEGREE OF PROTECTION IP65 AS FLANGE IP67; PAINT FINISH RAL7016 | - | 0 | 0
1FK7022-5AK21-1PA8 |  | 1FK7022-5AK21-1PA8 | 1 | UN | 1 | 15 | C | D | N | N | 85015100 | 1 |  | 1.803 | KG | 1011.3 | 1011.3 | MC05 | MC05 | SIMOTICS S Synchronous servo motor 1FK7 Compact, DC link 300V 0.85Nm, 100K, 6000rpm 0.38kW, Naturally cooled Power/signal connectors Connector can be rotated by 270Â° FRAME SIZE IMB 5 (IM V1, IM V3) FLANGE 1 RESOLVER 2-POLE (RESOLVER P=1) WITH DRIVE-CLIQ INTERFACE; SHAFT WITH FITTED KEY, TOLERANCE N; W/O HOLDING BRAKE DEGREE OF PROTECTION IP65 IP67 D-END FLANGE; RAL7016 COATING; METALLIC RATING PLATE AT MOTOR | - | 0 | 0
1FK7022-5AK21-1PB0 |  | 1FK7022-5AK21-1PB0 | 1 | UN | 1 | 15 | C | D | N | N | 85015100 | 1 |  | 2.002 | KG | 997.37 | 997.37 | MC05 | MC05 | SIMOTICS S Synchronous servo motor 1FK7 Compact, DC link 300V 0.85Nm, 100K, 6000rpm 0.38kW, Naturally cooled Power/signal connectors Connector can be rotated by 270Â° FRAME SIZE IMB 5 (IM V1, IM V3) FLANGE 1 RESOLVER 2-POLE (RESOLVER P=1) WITH DRIVE-CLIQ INTERFACE; SHAFT WITH FITTED KEY, TOLERANCE N; WITH HOLDING BRAKE DEGREE OF PROTECTION IP64 | - | 0 | 0
1FK7022-5AK21-1PB2 |  | 1FK7022-5AK21-1PB2 | 1 | UN | 1 | 15 | C | D | N | N | 85015100 | 1 |  | 2.002 | KG | 1062.84 | 1062.84 | MC05 | MC05 | SIMOTICS S Synchronous servo motor 1FK7 Compact, DC link 300V 0.85Nm, 100K, 6000rpm 0.38kW, Naturally cooled Power/signal connectors Connector can be rotated by 270Â° FRAME SIZE IMB 5 (IM V1, IM V3) FLANGE 1 RESOLVER 2-POLE (RESOLVER P=1) WITH DRIVE-CLIQ INTERFACE; SHAFT WITH FITTED KEY, TOLERANCE N; WITH HOLDING BRAKE DEGREE OF PROTECTION IP65 FLANGE ON DRIVE END IP67 | - | 0 | 0
1FK7022-5AK21-1PB3 |  | 1FK7022-5AK21-1PB3 | 1 | UN | 1 | 15 | C | D | N | N | 85015100 | 1 |  | 2.002 | KG | 1029.11 | 1029.11 | MC05 | MC05 | SIMOTICS S Synchronous servo motor 1FK7 Compact, DC link 300V 0.85Nm, 100K, 6000rpm 0.38kW, Naturally cooled Power/signal connectors Connector can be rotated by 270Â° FRAME SIZE IMB 5 (IM V1, IM V3) FLANGE 1 RESOLVER 2-POLE (RESOLVER P=1) WITH DRIVE-CLIQ INTERFACE; SHAFT WITH FITTED KEY, TOLERANCE N; WITH HOLDING BRAKE DEGREE OF PROTECTION IP64; PAINT FINISH RAL7016 | - | 0 | 0
1FK7022-5AK21-1PB5 |  | 1FK7022-5AK21-1PB5 | 1 | UN | 1 | 15 | C | D | N | N | 85015100 | 1 |  | 2.002 | KG | 1094.56 | 1094.56 | MC05 | MC05 | SIMOTICS S Synchronous servo motor 1FK7 Compact, DC link 300V 0.85Nm, 100K, 6000rpm 0.38kW, Naturally cooled Power/signal connectors Connector can be rotated by 270Â° FRAME SIZE IMB 5 (IM V1, IM V3) FLANGE 1 RESOLVER 2-POLE (RESOLVER P=1) WITH DRIVE-CLIQ INTERFACE; SHAFT WITH FITTED KEY, TOLERANCE N; WITH HOLDING BRAKE DEGREE OF PROTECTION IP65 AS FLANGE IP67; PAINT FINISH RAL7016 | - | 0 | 0
1FK7022-5AK21-1PB8 |  | 1FK7022-5AK21-1PB8 | 1 | UN | 1 | 15 | C | D | N | N | 85015100 | 1 |  | 2.002 | KG | 1164.52 | 1164.52 | MC05 | MC05 | SIMOTICS S Synchronous servo motor 1FK7 Compact, DC link 300V 0.85Nm, 100K, 6000rpm 0.38kW, Naturally cooled Power/signal connectors Connector can be rotated by 270Â° FRAME SIZE IMB 5 (IM V1, IM V3) FLANGE 1 RESOLVER 2-POLE (RESOLVER P=1) WITH DRIVE-CLIQ INTERFACE; SHAFT WITH FITTED KEY, TOLERANCE N; WITH HOLDING BRAKE DEGREE OF PROTECTION IP65 IP67 D-END FLANGE; RAL7016 COATING; METALLIC RATING PLATE AT MOTOR | - | 0 | 0
1FK7022-5AK21-1PG0 |  | 1FK7022-5AK21-1PG0 | 1 | UN | 1 | 15 | C | D | N | N | 85015100 | 1 |  | 1.803 | KG | 783.8 | 783.8 | MC05 | MC05 | SIMOTICS S Synchronous servo motor 1FK7 Compact, DC link 300V 0.85Nm, 100K, 6000rpm 0.38kW, Naturally cooled Power/signal connectors Connector can be rotated by 270Â° FRAME SIZE IMB 5 (IM V1, IM V3) FLANGE 1 RESOLVER 2-POLE (RESOLVER P=1) WITH DRIVE-CLIQ INTERFACE; PLAIN SHAFT, TOLERANCE N; W/O HOLDING BRAKE DEGREE OF PROTECTION IP64 | - | 0 | 0
1FK7022-5AK21-1PG2 |  | 1FK7022-5AK21-1PG2 | 1 | UN | 1 | 15 | C | D | N | N | 85015100 | 1 |  | 1.803 | KG | 849.27 | 849.27 | MC05 | MC05 | SIMOTICS S Synchronous servo motor 1FK7 Compact, DC link 300V 0.85Nm, 100K, 6000rpm 0.38kW, Naturally cooled Power/signal connectors Connector can be rotated by 270Â° FRAME SIZE IMB 5 (IM V1, IM V3) FLANGE 1 RESOLVER 2-POLE (RESOLVER P=1) WITH DRIVE-CLIQ INTERFACE; PLAIN SHAFT, TOLERANCE N; W/O HOLDING BRAKE DEGREE OF PROTECTION IP65 FLANGE ON DRIVE END IP67 | - | 0 | 0
1FK7022-5AK21-1PG3 |  | 1FK7022-5AK21-1PG3 | 1 | UN | 1 | 15 | C | D | N | N | 85015100 | 1 |  | 1.803 | KG | 815.54 | 815.54 | MC05 | MC05 | SIMOTICS S Synchronous servo motor 1FK7 Compact, DC link 300V 0.85Nm, 100K, 6000rpm 0.38kW, Naturally cooled Power/signal connectors Connector can be rotated by 270Â° FRAME SIZE IMB 5 (IM V1, IM V3) FLANGE 1 RESOLVER 2-POLE (RESOLVER P=1) WITH DRIVE-CLIQ INTERFACE; PLAIN SHAFT, TOLERANCE N; W/O HOLDING BRAKE DEGREE OF PROTECTION IP64; PAINT FINISH RAL7016 | - | 0 | 0
1FK7022-5AK21-1PG5 |  | 1FK7022-5AK21-1PG5 | 1 | UN | 1 | 15 | C | D | N | N | 85015100 | 1 |  | 1.803 | KG | 880.99 | 880.99 | MC05 | MC05 | SIMOTICS S Synchronous servo motor 1FK7 Compact, DC link 300V 0.85Nm, 100K, 6000rpm 0.38kW, Naturally cooled Power/signal connectors Connector can be rotated by 270Â° FRAME SIZE IMB 5 (IM V1, IM V3) FLANGE 1 RESOLVER 2-POLE (RESOLVER P=1) WITH DRIVE-CLIQ INTERFACE; PLAIN SHAFT, TOLERANCE N; W/O HOLDING BRAKE DEGREE OF PROTECTION IP65 AS FLANGE IP67; PAINT FINISH RAL7016 | - | 0 | 0
1FK7022-5AK21-1PG8 |  | 1FK7022-5AK21-1PG8 | 1 | UN | 1 | 15 | C | D | N | N | 85015100 | 1 |  | 1.803 | KG | 950.95 | 950.95 | MC05 | MC05 | SIMOTICS S Synchronous servo motor 1FK7 Compact, DC link 300V 0.85Nm, 100K, 6000rpm 0.38kW, Naturally cooled Power/signal connectors Connector can be rotated by 270Â° FRAME SIZE IMB 5 (IM V1, IM V3) FLANGE 1 RESOLVER 2-POLE (RESOLVER P=1) WITH DRIVE-CLIQ INTERFACE; PLAIN SHAFT, TOLERANCE N; W/O HOLDING BRAKE DEGREE OF PROTECTION IP65 IP67 D-END FLANGE; RAL7016 COATING; METALLIC RATING PLATE AT MOTOR | - | 0 | 0
1FK7022-5AK21-1PH0 |  | 1FK7022-5AK21-1PH0 | 1 | UN | 1 | 15 | C | D | N | N | 85015100 | 1 |  | 2.002 | KG | 935.33 | 935.33 | MC05 | MC05 | SIMOTICS S Synchronous servo motor 1FK7 Compact, DC link 300V 0.85Nm, 100K, 6000rpm 0.38kW, Naturally cooled Power/signal connectors Connector can be rotated by 270Â° FRAME SIZE IMB 5 (IM V1, IM V3) FLANGE 1 RESOLVER 2-POLE (RESOLVER P=1) WITH DRIVE-CLIQ INTERFACE; PLAIN SHAFT, TOLERANCE N; WITH HOLDING BRAKE DEGREE OF PROTECTION IP64 | - | 0 | 0
1FK7022-5AK21-1PH2 |  | 1FK7022-5AK21-1PH2 | 1 | UN | 1 | 15 | C | D | N | N | 85015100 | 1 |  | 2.002 | KG | 1000.8 | 1000.8 | MC05 | MC05 | SIMOTICS S Synchronous servo motor 1FK7 Compact, DC link 300V 0.85Nm, 100K, 6000rpm 0.38kW, Naturally cooled Power/signal connectors Connector can be rotated by 270Â° FRAME SIZE IMB 5 (IM V1, IM V3) FLANGE 1 RESOLVER 2-POLE (RESOLVER P=1) WITH DRIVE-CLIQ INTERFACE; PLAIN SHAFT, TOLERANCE N; WITH HOLDING BRAKE DEGREE OF PROTECTION IP65 FLANGE ON DRIVE END IP67 | - | 0 | 0
1FK7022-5AK21-1PH3 |  | 1FK7022-5AK21-1PH3 | 1 | UN | 1 | 15 | C | D | N | N | 85015100 | 1 |  | 2.002 | KG | 967.07 | 967.07 | MC05 | MC05 | SIMOTICS S Synchronous servo motor 1FK7 Compact, DC link 300V 0.85Nm, 100K, 6000rpm 0.38kW, Naturally cooled Power/signal connectors Connector can be rotated by 270Â° FRAME SIZE IMB 5 (IM V1, IM V3) FLANGE 1 RESOLVER 2-POLE (RESOLVER P=1) WITH DRIVE-CLIQ INTERFACE; PLAIN SHAFT, TOLERANCE N; WITH HOLDING BRAKE DEGREE OF PROTECTION IP64; PAINT FINISH RAL7016 | - | 0 | 0
1FK7022-5AK21-1PH5 |  | 1FK7022-5AK21-1PH5 | 1 | UN | 1 | 15 | C | D | N | N | 85015100 | 1 |  | 2.002 | KG | 1032.52 | 1032.52 | MC05 | MC05 | SIMOTICS S Synchronous servo motor 1FK7 Compact, DC link 300V 0.85Nm, 100K, 6000rpm 0.38kW, Naturally cooled Power/signal connectors Connector can be rotated by 270Â° FRAME SIZE IMB 5 (IM V1, IM V3) FLANGE 1 RESOLVER 2-POLE (RESOLVER P=1) WITH DRIVE-CLIQ INTERFACE; PLAIN SHAFT, TOLERANCE N; WITH HOLDING BRAKE DEGREE OF PROTECTION IP65 AS FLANGE IP67; PAINT FINISH RAL7016 | - | 0 | 0
1FK7022-5AK21-1PH8 |  | 1FK7022-5AK21-1PH8 | 1 | UN | 1 | 15 | C | D | N | N | 85015100 | 1 |  | 2.002 | KG | 1102.48 | 1102.48 | MC05 | MC05 | SIMOTICS S Synchronous servo motor 1FK7 Compact, DC link 300V 0.85Nm, 100K, 6000rpm 0.38kW, Naturally cooled Power/signal connectors Connector can be rotated by 270Â° FRAME SIZE IMB 5 (IM V1, IM V3) FLANGE 1 RESOLVER 2-POLE (RESOLVER P=1) WITH DRIVE-CLIQ INTERFACE; PLAIN SHAFT, TOLERANCE N; WITH HOLDING BRAKE DEGREE OF PROTECTION IP65 IP67 D-END FLANGE; RAL7016 COATING; METALLIC RATING PLATE AT MOTOR | - | 0 | 0
1FK7022-5AK21-1SA0 |  | 1FK7022-5AK21-1SA0 | 1 | UN | 1 | 15 | C | D | N | N | 85015100 | 1 |  | 1.803 | KG | 675.44 | 675.44 | MC05 | MC05 | SIMOTICS S Synchronous servo motor 1FK7 Compact, DC link 300V 0.85Nm, 100K, 6000rpm 0.38kW, Naturally cooled Power/signal connectors Connector can be rotated by 270Â° IMB 5 design (IM V1, IM V3) Flange 1, with KTY temperature sensor Resolver multi-pole (resolver P=3) SHAFT WITH FITTED KEY, TOLERANCE N; W/O HOLDING BRAKE DEGREE OF PROTECTION IP64 | - | 0 | 0
1FK7022-5AK21-1SA2 |  | 1FK7022-5AK21-1SA2 | 1 | UN | 1 | 15 | C | D | N | N | 85015100 | 1 |  | 1.803 | KG | 740.91 | 740.91 | MC05 | MC05 | SIMOTICS S Synchronous servo motor 1FK7 Compact, DC link 300V 0.85Nm, 100K, 6000rpm 0.38kW, Naturally cooled Power/signal connectors Connector can be rotated by 270Â° IMB 5 design (IM V1, IM V3) Flange 1, with KTY temperature sensor Resolver multi-pole (resolver P=3) SHAFT WITH FITTED KEY, TOLERANCE N; W/O HOLDING BRAKE DEGREE OF PROTECTION IP65 FLANGE ON DRIVE END IP67 | - | 0 | 0
1FK7022-5AK21-1SA3 |  | 1FK7022-5AK21-1SA3 | 1 | UN | 1 | 15 | C | D | N | N | 85015100 | 1 |  | 1.803 | KG | 707.18 | 707.18 | MC05 | MC05 | SIMOTICS S Synchronous servo motor 1FK7 Compact, DC link 300V 0.85Nm, 100K, 6000rpm 0.38kW, Naturally cooled Power/signal connectors Connector can be rotated by 270Â° IMB 5 design (IM V1, IM V3) Flange 1, with KTY temperature sensor Resolver multi-pole (resolver P=3) SHAFT WITH FITTED KEY, TOLERANCE N; W/O HOLDING BRAKE DEGREE OF PROTECTION IP64; PAINT FINISH RAL7016 | - | 0 | 0
1FK7022-5AK21-1SA5 |  | 1FK7022-5AK21-1SA5 | 1 | UN | 1 | 15 | C | D | N | N | 85015100 | 1 |  | 1.803 | KG | 772.63 | 772.63 | MC05 | MC05 | SIMOTICS S Synchronous servo motor 1FK7 Compact, DC link 300V 0.85Nm, 100K, 6000rpm 0.38kW, Naturally cooled Power/signal connectors Connector can be rotated by 270Â° IMB 5 design (IM V1, IM V3) Flange 1, with KTY temperature sensor Resolver multi-pole (resolver P=3) SHAFT WITH FITTED KEY, TOLERANCE N; W/O HOLDING BRAKE DEGREE OF PROTECTION IP65 AS FLANGE IP67; PAINT FINISH RAL7016 | - | 0 | 0
1FK7022-5AK21-1SA8 |  | 1FK7022-5AK21-1SA8 | 1 | UN | 1 | 15 | C | D | N | N | 85015100 | 1 |  | 1.803 | KG | 842.59 | 842.59 | MC05 | MC05 | SIMOTICS S Synchronous servo motor 1FK7 Compact, DC link 300V 0.85Nm, 100K, 6000rpm 0.38kW, Naturally cooled Power/signal connectors Connector can be rotated by 270Â° IMB 5 design (IM V1, IM V3) Flange 1, with KTY temperature sensor Resolver multi-pole (resolver P=3) SHAFT WITH FITTED KEY, TOLERANCE N; W/O HOLDING BRAKE DEGREE OF PROTECTION IP65 IP67 D-END FLANGE; RAL7016 COATING; METALLIC RATING PLATE AT MOTOR | - | 0 | 0
1FK7022-5AK21-1SB0 |  | 1FK7022-5AK21-1SB0 | 1 | UN | 1 | 15 | C | D | N | N | 85015100 | 1 |  | 2.002 | KG | 828.66 | 828.66 | MC05 | MC05 | SIMOTICS S Synchronous servo motor 1FK7 Compact, DC link 300V 0.85Nm, 100K, 6000rpm 0.38kW, Naturally cooled Power/signal connectors Connector can be rotated by 270Â° IMB 5 design (IM V1, IM V3) Flange 1, with KTY temperature sensor Resolver multi-pole (resolver P=3) SHAFT WITH FITTED KEY, TOLERANCE N; WITH HOLDING BRAKE DEGREE OF PROTECTION IP64 | - | 0 | 0
1FK7022-5AK21-1SB2 |  | 1FK7022-5AK21-1SB2 | 1 | UN | 1 | 15 | C | D | N | N | 85015100 | 1 |  | 2.002 | KG | 894.13 | 894.13 | MC05 | MC05 | SIMOTICS S Synchronous servo motor 1FK7 Compact, DC link 300V 0.85Nm, 100K, 6000rpm 0.38kW, Naturally cooled Power/signal connectors Connector can be rotated by 270Â° IMB 5 design (IM V1, IM V3) Flange 1, with KTY temperature sensor Resolver multi-pole (resolver P=3) SHAFT WITH FITTED KEY, TOLERANCE N; WITH HOLDING BRAKE DEGREE OF PROTECTION IP65 FLANGE ON DRIVE END IP67 | - | 0 | 0
1FK7022-5AK21-1SB3 |  | 1FK7022-5AK21-1SB3 | 1 | UN | 1 | 15 | C | D | N | N | 85015100 | 1 |  | 2.002 | KG | 860.4 | 860.4 | MC05 | MC05 | SIMOTICS S Synchronous servo motor 1FK7 Compact, DC link 300V 0.85Nm, 100K, 6000rpm 0.38kW, Naturally cooled Power/signal connectors Connector can be rotated by 270Â° IMB 5 design (IM V1, IM V3) Flange 1, with KTY temperature sensor Resolver multi-pole (resolver P=3) SHAFT WITH FITTED KEY, TOLERANCE N; WITH HOLDING BRAKE DEGREE OF PROTECTION IP64; PAINT FINISH RAL7016 | - | 0 | 0
1FK7022-5AK21-1SB5 |  | 1FK7022-5AK21-1SB5 | 1 | UN | 1 | 15 | C | D | N | N | 85015100 | 1 |  | 2.002 | KG | 925.85 | 925.85 | MC05 | MC05 | SIMOTICS S Synchronous servo motor 1FK7 Compact, DC link 300V 0.85Nm, 100K, 6000rpm 0.38kW, Naturally cooled Power/signal connectors Connector can be rotated by 270Â° IMB 5 design (IM V1, IM V3) Flange 1, with KTY temperature sensor Resolver multi-pole (resolver P=3) SHAFT WITH FITTED KEY, TOLERANCE N; WITH HOLDING BRAKE DEGREE OF PROTECTION IP65 AS FLANGE IP67; PAINT FINISH RAL7016 | - | 0 | 0
1FK7022-5AK21-1SB8 |  | 1FK7022-5AK21-1SB8 | 1 | UN | 1 | 15 | C | D | N | N | 85015100 | 1 |  | 2.002 | KG | 995.81 | 995.81 | MC05 | MC05 | SIMOTICS S Synchronous servo motor 1FK7 Compact, DC link 300V 0.85Nm, 100K, 6000rpm 0.38kW, Naturally cooled Power/signal connectors Connector can be rotated by 270Â° IMB 5 design (IM V1, IM V3) Flange 1, with KTY temperature sensor Resolver multi-pole (resolver P=3) SHAFT WITH FITTED KEY, TOLERANCE N; WITH HOLDING BRAKE DEGREE OF PROTECTION IP65 IP67 D-END FLANGE; RAL7016 COATING; METALLIC RATING PLATE AT MOTOR | - | 0 | 0
1FK7022-5AK21-1SG0 |  | 1FK7022-5AK21-1SG0 | 1 | UN | 1 | 15 | C | D | N | N | 85015100 | 1 |  | 1.803 | KG | 615.09 | 615.09 | MC05 | MC05 | SIMOTICS S Synchronous servo motor 1FK7 Compact, DC link 300V 0.85Nm, 100K, 6000rpm 0.38kW, Naturally cooled Power/signal connectors Connector can be rotated by 270Â° IMB 5 design (IM V1, IM V3) Flange 1, with KTY temperature sensor Resolver multi-pole (resolver P=3) PLAIN SHAFT, TOLERANCE N; W/O HOLDING BRAKE DEGREE OF PROTECTION IP64 | - | 0 | 0
1FK7022-5AK21-1SG2 |  | 1FK7022-5AK21-1SG2 | 1 | UN | 1 | 15 | C | D | N | N | 85015100 | 1 |  | 1.803 | KG | 680.56 | 680.56 | MC05 | MC05 | SIMOTICS S Synchronous servo motor 1FK7 Compact, DC link 300V 0.85Nm, 100K, 6000rpm 0.38kW, Naturally cooled Power/signal connectors Connector can be rotated by 270Â° IMB 5 design (IM V1, IM V3) Flange 1, with KTY temperature sensor Resolver multi-pole (resolver P=3) PLAIN SHAFT, TOLERANCE N; W/O HOLDING BRAKE DEGREE OF PROTECTION IP65 FLANGE ON DRIVE END IP67 | - | 0 | 0
1FK7022-5AK21-1SG3 |  | 1FK7022-5AK21-1SG3 | 1 | UN | 1 | 15 | C | D | N | N | 85015100 | 1 |  | 1.803 | KG | 646.83 | 646.83 | MC05 | MC05 | SIMOTICS S Synchronous servo motor 1FK7 Compact, DC link 300V 0.85Nm, 100K, 6000rpm 0.38kW, Naturally cooled Power/signal connectors Connector can be rotated by 270Â° IMB 5 design (IM V1, IM V3) Flange 1, with KTY temperature sensor Resolver multi-pole (resolver P=3) PLAIN SHAFT, TOLERANCE N; W/O HOLDING BRAKE DEGREE OF PROTECTION IP64; PAINT FINISH RAL7016 | - | 0 | 0
1FK7022-5AK21-1SG5 |  | 1FK7022-5AK21-1SG5 | 1 | UN | 1 | 15 | C | D | N | N | 85015100 | 1 |  | 1.803 | KG | 712.28 | 712.28 | MC05 | MC05 | SIMOTICS S Synchronous servo motor 1FK7 Compact, DC link 300V 0.85Nm, 100K, 6000rpm 0.38kW, Naturally cooled Power/signal connectors Connector can be rotated by 270Â° IMB 5 design (IM V1, IM V3) Flange 1, with KTY temperature sensor Resolver multi-pole (resolver P=3) PLAIN SHAFT, TOLERANCE N; W/O HOLDING BRAKE DEGREE OF PROTECTION IP65 AS FLANGE IP67; PAINT FINISH RAL7016 | - | 0 | 0
1FK7022-5AK21-1SG8 |  | 1FK7022-5AK21-1SG8 | 1 | UN | 1 | 15 | C | D | N | N | 85015100 | 1 |  | 1.803 | KG | 782.24 | 782.24 | MC05 | MC05 | SIMOTICS S Synchronous servo motor 1FK7 Compact, DC link 300V 0.85Nm, 100K, 6000rpm 0.38kW, Naturally cooled Power/signal connectors Connector can be rotated by 270Â° IMB 5 design (IM V1, IM V3) Flange 1, with KTY temperature sensor Resolver multi-pole (resolver P=3) PLAIN SHAFT, TOLERANCE N; W/O HOLDING BRAKE DEGREE OF PROTECTION IP65 IP67 D-END FLANGE; RAL7016 COATING; METALLIC RATING PLATE AT MOTOR | - | 0 | 0
1FK7022-5AK21-1SH0 |  | 1FK7022-5AK21-1SH0 | 1 | UN | 1 | 15 | C | D | N | N | 85015100 | 1 |  | 2.002 | KG | 766.62 | 766.62 | MC05 | MC05 | SIMOTICS S Synchronous servo motor 1FK7 Compact, DC link 300V 0.85Nm, 100K, 6000rpm 0.38kW, Naturally cooled Power/signal connectors Connector can be rotated by 270Â° IMB 5 design (IM V1, IM V3) Flange 1, with KTY temperature sensor Resolver multi-pole (resolver P=3) PLAIN SHAFT, TOLERANCE N; WITH HOLDING BRAKE DEGREE OF PROTECTION IP64 | - | 0 | 0
1FK7022-5AK21-1SH2 |  | 1FK7022-5AK21-1SH2 | 1 | UN | 1 | 15 | C | D | N | N | 85015100 | 1 |  | 2.002 | KG | 832.09 | 832.09 | MC05 | MC05 | SIMOTICS S Synchronous servo motor 1FK7 Compact, DC link 300V 0.85Nm, 100K, 6000rpm 0.38kW, Naturally cooled Power/signal connectors Connector can be rotated by 270Â° IMB 5 design (IM V1, IM V3) Flange 1, with KTY temperature sensor Resolver multi-pole (resolver P=3) PLAIN SHAFT, TOLERANCE N; WITH HOLDING BRAKE DEGREE OF PROTECTION IP65 FLANGE ON DRIVE END IP67 | - | 0 | 0
1FK7022-5AK21-1SH3 |  | 1FK7022-5AK21-1SH3 | 1 | UN | 1 | 15 | C | D | N | N | 85015100 | 1 |  | 2.002 | KG | 798.36 | 798.36 | MC05 | MC05 | SIMOTICS S Synchronous servo motor 1FK7 Compact, DC link 300V 0.85Nm, 100K, 6000rpm 0.38kW, Naturally cooled Power/signal connectors Connector can be rotated by 270Â° IMB 5 design (IM V1, IM V3) Flange 1, with KTY temperature sensor Resolver multi-pole (resolver P=3) PLAIN SHAFT, TOLERANCE N; WITH HOLDING BRAKE DEGREE OF PROTECTION IP64; PAINT FINISH RAL7016 | - | 0 | 0
1FK7022-5AK21-1SH5 |  | 1FK7022-5AK21-1SH5 | 1 | UN | 1 | 15 | C | D | N | N | 85015100 | 1 |  | 2.002 | KG | 863.81 | 863.81 | MC05 | MC05 | SIMOTICS S Synchronous servo motor 1FK7 Compact, DC link 300V 0.85Nm, 100K, 6000rpm 0.38kW, Naturally cooled Power/signal connectors Connector can be rotated by 270Â° IMB 5 design (IM V1, IM V3) Flange 1, with KTY temperature sensor Resolver multi-pole (resolver P=3) PLAIN SHAFT, TOLERANCE N; WITH HOLDING BRAKE DEGREE OF PROTECTION IP65 AS FLANGE IP67; PAINT FINISH RAL7016 | - | 0 | 0
1FK7022-5AK21-1SH8 |  | 1FK7022-5AK21-1SH8 | 1 | UN | 1 | 15 | C | D | N | N | 85015100 | 1 |  | 2.002 | KG | 933.77 | 933.77 | MC05 | MC05 | SIMOTICS S Synchronous servo motor 1FK7 Compact, DC link 300V 0.85Nm, 100K, 6000rpm 0.38kW, Naturally cooled Power/signal connectors Connector can be rotated by 270Â° IMB 5 design (IM V1, IM V3) Flange 1, with KTY temperature sensor Resolver multi-pole (resolver P=3) PLAIN SHAFT, TOLERANCE N; WITH HOLDING BRAKE DEGREE OF PROTECTION IP65 IP67 D-END FLANGE; RAL7016 COATING; METALLIC RATING PLATE AT MOTOR | - | 0 | 0
1FK7022-5AK21-1TA0 |  | 1FK7022-5AK21-1TA0 | 1 | UN | 1 | 15 | C | D | N | N | 85015100 | 1 |  | 1.803 | KG | 675.44 | 675.44 | MC05 | MC05 | SIMOTICS S Synchronous servo motor 1FK7 Compact, DC link 300V 0.85Nm, 100K, 6000rpm 0.38kW, Naturally cooled Power/signal connectors Connector can be rotated by 270Â° IMB 5 design (IM V1, IM V3) Flange 1, with KTY temperature sensor Resolver 2-pole (resolver P=1) SHAFT WITH FITTED KEY, TOLERANCE N; W/O HOLDING BRAKE DEGREE OF PROTECTION IP64 | - | 0 | 0
1FK7022-5AK21-1TA2 |  | 1FK7022-5AK21-1TA2 | 1 | UN | 1 | 15 | C | D | N | N | 85015100 | 1 |  | 1.803 | KG | 740.91 | 740.91 | MC05 | MC05 | SIMOTICS S Synchronous servo motor 1FK7 Compact, DC link 300V 0.85Nm, 100K, 6000rpm 0.38kW, Naturally cooled Power/signal connectors Connector can be rotated by 270Â° IMB 5 design (IM V1, IM V3) Flange 1, with KTY temperature sensor Resolver 2-pole (resolver P=1) SHAFT WITH FITTED KEY, TOLERANCE N; W/O HOLDING BRAKE DEGREE OF PROTECTION IP65 FLANGE ON DRIVE END IP67 | - | 0 | 0
1FK7022-5AK21-1TA3 |  | 1FK7022-5AK21-1TA3 | 1 | UN | 1 | 15 | C | D | N | N | 85015100 | 1 |  | 1.803 | KG | 707.18 | 707.18 | MC05 | MC05 | SIMOTICS S Synchronous servo motor 1FK7 Compact, DC link 300V 0.85Nm, 100K, 6000rpm 0.38kW, Naturally cooled Power/signal connectors Connector can be rotated by 270Â° IMB 5 design (IM V1, IM V3) Flange 1, with KTY temperature sensor Resolver 2-pole (resolver P=1) SHAFT WITH FITTED KEY, TOLERANCE N; W/O HOLDING BRAKE DEGREE OF PROTECTION IP64; PAINT FINISH RAL7016 | - | 0 | 0
1FK7022-5AK21-1TA5 |  | 1FK7022-5AK21-1TA5 | 1 | UN | 1 | 15 | C | D | N | N | 85015100 | 1 |  | 1.803 | KG | 772.63 | 772.63 | MC05 | MC05 | SIMOTICS S Synchronous servo motor 1FK7 Compact, DC link 300V 0.85Nm, 100K, 6000rpm 0.38kW, Naturally cooled Power/signal connectors Connector can be rotated by 270Â° IMB 5 design (IM V1, IM V3) Flange 1, with KTY temperature sensor Resolver 2-pole (resolver P=1) SHAFT WITH FITTED KEY, TOLERANCE N; W/O HOLDING BRAKE DEGREE OF PROTECTION IP65 AS FLANGE IP67; PAINT FINISH RAL7016 | - | 0 | 0
1FK7022-5AK21-1TA8 |  | 1FK7022-5AK21-1TA8 | 1 | UN | 1 | 15 | C | D | N | N | 85015100 | 1 |  | 1.803 | KG | 842.59 | 842.59 | MC05 | MC05 | SIMOTICS S Synchronous servo motor 1FK7 Compact, DC link 300V 0.85Nm, 100K, 6000rpm 0.38kW, Naturally cooled Power/signal connectors Connector can be rotated by 270Â° IMB 5 design (IM V1, IM V3) Flange 1, with KTY temperature sensor Resolver 2-pole (resolver P=1) SHAFT WITH FITTED KEY, TOLERANCE N; W/O HOLDING BRAKE DEGREE OF PROTECTION IP65 IP67 D-END FLANGE; RAL7016 COATING; METALLIC RATING PLATE AT MOTOR | - | 0 | 0
1FK7022-5AK21-1TB0 |  | 1FK7022-5AK21-1TB0 | 1 | UN | 1 | 15 | C | D | N | N | 85015100 | 1 |  | 2.002 | KG | 828.66 | 828.66 | MC05 | MC05 | SIMOTICS S Synchronous servo motor 1FK7 Compact, DC link 300V 0.85Nm, 100K, 6000rpm 0.38kW, Naturally cooled Power/signal connectors Connector can be rotated by 270Â° IMB 5 design (IM V1, IM V3) Flange 1, with KTY temperature sensor Resolver 2-pole (resolver P=1) SHAFT WITH FITTED KEY, TOLERANCE N; WITH HOLDING BRAKE DEGREE OF PROTECTION IP64 | - | 0 | 0
1FK7022-5AK21-1TB2 |  | 1FK7022-5AK21-1TB2 | 1 | UN | 1 | 15 | C | D | N | N | 85015100 | 1 |  | 2.002 | KG | 894.13 | 894.13 | MC05 | MC05 | SIMOTICS S Synchronous servo motor 1FK7 Compact, DC link 300V 0.85Nm, 100K, 6000rpm 0.38kW, Naturally cooled Power/signal connectors Connector can be rotated by 270Â° IMB 5 design (IM V1, IM V3) Flange 1, with KTY temperature sensor Resolver 2-pole (resolver P=1) SHAFT WITH FITTED KEY, TOLERANCE N; WITH HOLDING BRAKE DEGREE OF PROTECTION IP65 FLANGE ON DRIVE END IP67 | - | 0 | 0
1FK7022-5AK21-1TB3 |  | 1FK7022-5AK21-1TB3 | 1 | UN | 1 | 15 | C | D | N | N | 85015100 | 1 |  | 2.002 | KG | 860.4 | 860.4 | MC05 | MC05 | SIMOTICS S Synchronous servo motor 1FK7 Compact, DC link 300V 0.85Nm, 100K, 6000rpm 0.38kW, Naturally cooled Power/signal connectors Connector can be rotated by 270Â° IMB 5 design (IM V1, IM V3) Flange 1, with KTY temperature sensor Resolver 2-pole (resolver P=1) SHAFT WITH FITTED KEY, TOLERANCE N; WITH HOLDING BRAKE DEGREE OF PROTECTION IP64; PAINT FINISH RAL7016 | - | 0 | 0
1FK7022-5AK21-1TB5 |  | 1FK7022-5AK21-1TB5 | 1 | UN | 1 | 15 | C | D | N | N | 85015100 | 1 |  | 2.002 | KG | 925.85 | 925.85 | MC05 | MC05 | SIMOTICS S Synchronous servo motor 1FK7 Compact, DC link 300V 0.85Nm, 100K, 6000rpm 0.38kW, Naturally cooled Power/signal connectors Connector can be rotated by 270Â° IMB 5 design (IM V1, IM V3) Flange 1, with KTY temperature sensor Resolver 2-pole (resolver P=1) SHAFT WITH FITTED KEY, TOLERANCE N; WITH HOLDING BRAKE DEGREE OF PROTECTION IP65 AS FLANGE IP67; PAINT FINISH RAL7016 | - | 0 | 0
1FK7022-5AK21-1TB8 |  | 1FK7022-5AK21-1TB8 | 1 | UN | 1 | 15 | C | D | N | N | 85015100 | 1 |  | 2.002 | KG | 995.81 | 995.81 | MC05 | MC05 | SIMOTICS S Synchronous servo motor 1FK7 Compact, DC link 300V 0.85Nm, 100K, 6000rpm 0.38kW, Naturally cooled Power/signal connectors Connector can be rotated by 270Â° IMB 5 design (IM V1, IM V3) Flange 1, with KTY temperature sensor Resolver 2-pole (resolver P=1) SHAFT WITH FITTED KEY, TOLERANCE N; WITH HOLDING BRAKE DEGREE OF PROTECTION IP65 IP67 D-END FLANGE; RAL7016 COATING; METALLIC RATING PLATE AT MOTOR | - | 0 | 0
1FK7022-5AK21-1TG0 |  | 1FK7022-5AK21-1TG0 | 1 | UN | 1 | 15 | C | D | N | N | 85015100 | 1 |  | 1.803 | KG | 615.09 | 615.09 | MC05 | MC05 | SIMOTICS S Synchronous servo motor 1FK7 Compact, DC link 300V 0.85Nm, 100K, 6000rpm 0.38kW, Naturally cooled Power/signal connectors Connector can be rotated by 270Â° IMB 5 design (IM V1, IM V3) Flange 1, with KTY temperature sensor Resolver 2-pole (resolver P=1) PLAIN SHAFT, TOLERANCE N; W/O HOLDING BRAKE DEGREE OF PROTECTION IP64 | - | 0 | 0
1FK7022-5AK21-1TG2 |  | 1FK7022-5AK21-1TG2 | 1 | UN | 1 | 15 | C | D | N | N | 85015100 | 1 |  | 1.803 | KG | 680.56 | 680.56 | MC05 | MC05 | SIMOTICS S Synchronous servo motor 1FK7 Compact, DC link 300V 0.85Nm, 100K, 6000rpm 0.38kW, Naturally cooled Power/signal connectors Connector can be rotated by 270Â° IMB 5 design (IM V1, IM V3) Flange 1, with KTY temperature sensor Resolver 2-pole (resolver P=1) PLAIN SHAFT, TOLERANCE N; W/O HOLDING BRAKE DEGREE OF PROTECTION IP65 FLANGE ON DRIVE END IP67 | - | 0 | 0
1FK7022-5AK21-1TG3 |  | 1FK7022-5AK21-1TG3 | 1 | UN | 1 | 15 | C | D | N | N | 85015100 | 1 |  | 1.803 | KG | 646.83 | 646.83 | MC05 | MC05 | SIMOTICS S Synchronous servo motor 1FK7 Compact, DC link 300V 0.85Nm, 100K, 6000rpm 0.38kW, Naturally cooled Power/signal connectors Connector can be rotated by 270Â° IMB 5 design (IM V1, IM V3) Flange 1, with KTY temperature sensor Resolver 2-pole (resolver P=1) PLAIN SHAFT, TOLERANCE N; W/O HOLDING BRAKE DEGREE OF PROTECTION IP64; PAINT FINISH RAL7016 | - | 0 | 0
1FK7022-5AK21-1TG5 |  | 1FK7022-5AK21-1TG5 | 1 | UN | 1 | 15 | C | D | N | N | 85015100 | 1 |  | 1.803 | KG | 712.28 | 712.28 | MC05 | MC05 | SIMOTICS S Synchronous servo motor 1FK7 Compact, DC link 300V 0.85Nm, 100K, 6000rpm 0.38kW, Naturally cooled Power/signal connectors Connector can be rotated by 270Â° IMB 5 design (IM V1, IM V3) Flange 1, with KTY temperature sensor Resolver 2-pole (resolver P=1) PLAIN SHAFT, TOLERANCE N; W/O HOLDING BRAKE DEGREE OF PROTECTION IP65 AS FLANGE IP67; PAINT FINISH RAL7016 | - | 0 | 0
1FK7022-5AK21-1TG8 |  | 1FK7022-5AK21-1TG8 | 1 | UN | 1 | 15 | C | D | N | N | 85015100 | 1 |  | 1.803 | KG | 782.24 | 782.24 | MC05 | MC05 | SIMOTICS S Synchronous servo motor 1FK7 Compact, DC link 300V 0.85Nm, 100K, 6000rpm 0.38kW, Naturally cooled Power/signal connectors Connector can be rotated by 270Â° IMB 5 design (IM V1, IM V3) Flange 1, with KTY temperature sensor Resolver 2-pole (resolver P=1) PLAIN SHAFT, TOLERANCE N; W/O HOLDING BRAKE DEGREE OF PROTECTION IP65 IP67 D-END FLANGE; RAL7016 COATING; METALLIC RATING PLATE AT MOTOR | - | 0 | 0
1FK7022-5AK21-1TH0 |  | 1FK7022-5AK21-1TH0 | 1 | UN | 1 | 15 | C | D | N | N | 85015100 | 1 |  | 2.002 | KG | 766.62 | 766.62 | MC05 | MC05 | SIMOTICS S Synchronous servo motor 1FK7 Compact, DC link 300V 0.85Nm, 100K, 6000rpm 0.38kW, Naturally cooled Power/signal connectors Connector can be rotated by 270Â° IMB 5 design (IM V1, IM V3) Flange 1, with KTY temperature sensor Resolver 2-pole (resolver P=1) PLAIN SHAFT, TOLERANCE N; WITH HOLDING BRAKE DEGREE OF PROTECTION IP64 | - | 0 | 0
1FK7022-5AK21-1TH2 |  | 1FK7022-5AK21-1TH2 | 1 | UN | 1 | 15 | C | D | N | N | 85015100 | 1 |  | 2.002 | KG | 832.09 | 832.09 | MC05 | MC05 | SIMOTICS S Synchronous servo motor 1FK7 Compact, DC link 300V 0.85Nm, 100K, 6000rpm 0.38kW, Naturally cooled Power/signal connectors Connector can be rotated by 270Â° IMB 5 design (IM V1, IM V3) Flange 1, with KTY temperature sensor Resolver 2-pole (resolver P=1) PLAIN SHAFT, TOLERANCE N; WITH HOLDING BRAKE DEGREE OF PROTECTION IP65 FLANGE ON DRIVE END IP67 | - | 0 | 0
1FK7022-5AK21-1TH3 |  | 1FK7022-5AK21-1TH3 | 1 | UN | 1 | 15 | C | D | N | N | 85015100 | 1 |  | 2.002 | KG | 798.36 | 798.36 | MC05 | MC05 | SIMOTICS S Synchronous servo motor 1FK7 Compact, DC link 300V 0.85Nm, 100K, 6000rpm 0.38kW, Naturally cooled Power/signal connectors Connector can be rotated by 270Â° IMB 5 design (IM V1, IM V3) Flange 1, with KTY temperature sensor Resolver 2-pole (resolver P=1) PLAIN SHAFT, TOLERANCE N; WITH HOLDING BRAKE DEGREE OF PROTECTION IP64; PAINT FINISH RAL7016 | - | 0 | 0
1FK7022-5AK21-1TH5 |  | 1FK7022-5AK21-1TH5 | 1 | UN | 1 | 15 | C | D | N | N | 85015100 | 1 |  | 2.002 | KG | 863.81 | 863.81 | MC05 | MC05 | SIMOTICS S Synchronous servo motor 1FK7 Compact, DC link 300V 0.85Nm, 100K, 6000rpm 0.38kW, Naturally cooled Power/signal connectors Connector can be rotated by 270Â° IMB 5 design (IM V1, IM V3) Flange 1, with KTY temperature sensor Resolver 2-pole (resolver P=1) PLAIN SHAFT, TOLERANCE N; WITH HOLDING BRAKE DEGREE OF PROTECTION IP65 AS FLANGE IP67; PAINT FINISH RAL7016 | - | 0 | 0
1FK7022-5AK21-1TH8 |  | 1FK7022-5AK21-1TH8 | 1 | UN | 1 | 15 | C | D | N | N | 85015100 | 1 |  | 2.002 | KG | 933.77 | 933.77 | MC05 | MC05 | SIMOTICS S Synchronous servo motor 1FK7 Compact, DC link 300V 0.85Nm, 100K, 6000rpm 0.38kW, Naturally cooled Power/signal connectors Connector can be rotated by 270Â° IMB 5 design (IM V1, IM V3) Flange 1, with KTY temperature sensor Resolver 2-pole (resolver P=1) PLAIN SHAFT, TOLERANCE N; WITH HOLDING BRAKE DEGREE OF PROTECTION IP65 IP67 D-END FLANGE; RAL7016 COATING; METALLIC RATING PLATE AT MOTOR | - | 0 | 0
1FK7022-5AK21-1UA0 |  | 1FK7022-5AK21-1UA0 | 1 | UN | 1 | 15 | C | D | N | N | 85015100 | 1 |  | 1.803 | KG | 824.03 | 824.03 | MC05 | MC05 | SIMOTICS S Synchronous servo motor 1FK7 Compact, DC link 300V 0.85Nm, 100K, 6000rpm 0.38kW, Naturally cooled Power/signal connectors Connector can be rotated by 270Â° FRAME SIZE IMB 5 (IM V1, IM V3) FLANGE 1 RESOLVER MULTI-POLE (RESOLVER P=3); WITH DRIVE-CLIQ INTERFACE; SHAFT WITH FITTED KEY, TOLERANCE N; W/O HOLDING BRAKE DEGREE OF PROTECTION IP64 | - | 0 | 0
1FK7022-5AK21-1UA2 |  | 1FK7022-5AK21-1UA2 | 1 | UN | 1 | 15 | C | D | N | N | 85015100 | 1 |  | 1.803 | KG | 889.5 | 889.5 | MC05 | MC05 | SIMOTICS S Synchronous servo motor 1FK7 Compact, DC link 300V 0.85Nm, 100K, 6000rpm 0.38kW, Naturally cooled Power/signal connectors Connector can be rotated by 270Â° FRAME SIZE IMB 5 (IM V1, IM V3) FLANGE 1 RESOLVER MULTI-POLE (RESOLVER P=3); WITH DRIVE-CLIQ INTERFACE; SHAFT WITH FITTED KEY, TOLERANCE N; W/O HOLDING BRAKE DEGREE OF PROTECTION IP65 FLANGE ON DRIVE END IP67 | - | 0 | 0
1FK7022-5AK21-1UA3 |  | 1FK7022-5AK21-1UA3 | 1 | UN | 1 | 15 | C | D | N | N | 85015100 | 1 |  | 1.803 | KG | 855.77 | 855.77 | MC05 | MC05 | SIMOTICS S Synchronous servo motor 1FK7 Compact, DC link 300V 0.85Nm, 100K, 6000rpm 0.38kW, Naturally cooled Power/signal connectors Connector can be rotated by 270Â° FRAME SIZE IMB 5 (IM V1, IM V3) FLANGE 1 RESOLVER MULTI-POLE (RESOLVER P=3); WITH DRIVE-CLIQ INTERFACE; SHAFT WITH FITTED KEY, TOLERANCE N; W/O HOLDING BRAKE DEGREE OF PROTECTION IP64; PAINT FINISH RAL7016 | - | 0 | 0
1FK7022-5AK21-1UA5 |  | 1FK7022-5AK21-1UA5 | 1 | UN | 1 | 15 | C | D | N | N | 85015100 | 1 |  | 1.803 | KG | 921.22 | 921.22 | MC05 | MC05 | SIMOTICS S Synchronous servo motor 1FK7 Compact, DC link 300V 0.85Nm, 100K, 6000rpm 0.38kW, Naturally cooled Power/signal connectors Connector can be rotated by 270Â° FRAME SIZE IMB 5 (IM V1, IM V3) FLANGE 1 RESOLVER MULTI-POLE (RESOLVER P=3); WITH DRIVE-CLIQ INTERFACE; SHAFT WITH FITTED KEY, TOLERANCE N; W/O HOLDING BRAKE DEGREE OF PROTECTION IP65 AS FLANGE IP67; PAINT FINISH RAL7016 | - | 0 | 0
1FK7022-5AK21-1UA8 |  | 1FK7022-5AK21-1UA8 | 1 | UN | 1 | 15 | C | D | N | N | 85015100 | 1 |  | 1.803 | KG | 991.18 | 991.18 | MC05 | MC05 | SIMOTICS S Synchronous servo motor 1FK7 Compact, DC link 300V 0.85Nm, 100K, 6000rpm 0.38kW, Naturally cooled Power/signal connectors Connector can be rotated by 270Â° FRAME SIZE IMB 5 (IM V1, IM V3) FLANGE 1 RESOLVER MULTI-POLE (RESOLVER P=3); WITH DRIVE-CLIQ INTERFACE; SHAFT WITH FITTED KEY, TOLERANCE N; W/O HOLDING BRAKE DEGREE OF PROTECTION IP65 IP67 D-END FLANGE; RAL7016 COATING; METALLIC RATING PLATE AT MOTOR | - | 0 | 0
1FK7022-5AK21-1UB0 |  | 1FK7022-5AK21-1UB0 | 1 | UN | 1 | 15 | C | D | N | N | 85015100 | 1 |  | 2.002 | KG | 977.25 | 977.25 | MC05 | MC05 | SIMOTICS S Synchronous servo motor 1FK7 Compact, DC link 300V 0.85Nm, 100K, 6000rpm 0.38kW, Naturally cooled Power/signal connectors Connector can be rotated by 270Â° FRAME SIZE IMB 5 (IM V1, IM V3) FLANGE 1 RESOLVER MULTI-POLE (RESOLVER P=3); WITH DRIVE-CLIQ INTERFACE; SHAFT WITH FITTED KEY, TOLERANCE N; WITH HOLDING BRAKE DEGREE OF PROTECTION IP64 | - | 0 | 0
1FK7022-5AK21-1UB2 |  | 1FK7022-5AK21-1UB2 | 1 | UN | 1 | 15 | C | D | N | N | 85015100 | 1 |  | 2.002 | KG | 1042.72 | 1042.72 | MC05 | MC05 | SIMOTICS S Synchronous servo motor 1FK7 Compact, DC link 300V 0.85Nm, 100K, 6000rpm 0.38kW, Naturally cooled Power/signal connectors Connector can be rotated by 270Â° FRAME SIZE IMB 5 (IM V1, IM V3) FLANGE 1 RESOLVER MULTI-POLE (RESOLVER P=3); WITH DRIVE-CLIQ INTERFACE; SHAFT WITH FITTED KEY, TOLERANCE N; WITH HOLDING BRAKE DEGREE OF PROTECTION IP65 FLANGE ON DRIVE END IP67 | - | 0 | 0
1FK7022-5AK21-1UB3 |  | 1FK7022-5AK21-1UB3 | 1 | UN | 1 | 15 | C | D | N | N | 85015100 | 1 |  | 2.002 | KG | 1008.99 | 1008.99 | MC05 | MC05 | SIMOTICS S Synchronous servo motor 1FK7 Compact, DC link 300V 0.85Nm, 100K, 6000rpm 0.38kW, Naturally cooled Power/signal connectors Connector can be rotated by 270Â° FRAME SIZE IMB 5 (IM V1, IM V3) FLANGE 1 RESOLVER MULTI-POLE (RESOLVER P=3); WITH DRIVE-CLIQ INTERFACE; SHAFT WITH FITTED KEY, TOLERANCE N; WITH HOLDING BRAKE DEGREE OF PROTECTION IP64; PAINT FINISH RAL7016 | - | 0 | 0
1FK7022-5AK21-1UB5 |  | 1FK7022-5AK21-1UB5 | 1 | UN | 1 | 15 | C | D | N | N | 85015100 | 1 |  | 2.002 | KG | 1074.44 | 1074.44 | MC05 | MC05 | SIMOTICS S Synchronous servo motor 1FK7 Compact, DC link 300V 0.85Nm, 100K, 6000rpm 0.38kW, Naturally cooled Power/signal connectors Connector can be rotated by 270Â° FRAME SIZE IMB 5 (IM V1, IM V3) FLANGE 1 RESOLVER MULTI-POLE (RESOLVER P=3); WITH DRIVE-CLIQ INTERFACE; SHAFT WITH FITTED KEY, TOLERANCE N; WITH HOLDING BRAKE DEGREE OF PROTECTION IP65 AS FLANGE IP67; PAINT FINISH RAL7016 | - | 0 | 0
1FK7022-5AK21-1UB8 |  | 1FK7022-5AK21-1UB8 | 1 | UN | 1 | 15 | C | D | N | N | 85015100 | 1 |  | 2.002 | KG | 1144.4 | 1144.4 | MC05 | MC05 | SIMOTICS S Synchronous servo motor 1FK7 Compact, DC link 300V 0.85Nm, 100K, 6000rpm 0.38kW, Naturally cooled Power/signal connectors Connector can be rotated by 270Â° FRAME SIZE IMB 5 (IM V1, IM V3) FLANGE 1 RESOLVER MULTI-POLE (RESOLVER P=3); WITH DRIVE-CLIQ INTERFACE; SHAFT WITH FITTED KEY, TOLERANCE N; WITH HOLDING BRAKE DEGREE OF PROTECTION IP65 IP67 D-END FLANGE; RAL7016 COATING; METALLIC RATING PLATE AT MOTOR | - | 0 | 0
1FK7022-5AK21-1UG0 |  | 1FK7022-5AK21-1UG0 | 1 | UN | 1 | 15 | C | D | N | N | 85015100 | 1 |  | 1.803 | KG | 763.68 | 763.68 | MC05 | MC05 | SIMOTICS S Synchronous servo motor 1FK7 Compact, DC link 300V 0.85Nm, 100K, 6000rpm 0.38kW, Naturally cooled Power/signal connectors Connector can be rotated by 270Â° FRAME SIZE IMB 5 (IM V1, IM V3) FLANGE 1 RESOLVER MULTI-POLE (RESOLVER P=3); WITH DRIVE-CLIQ INTERFACE; PLAIN SHAFT, TOLERANCE N; W/O HOLDING BRAKE DEGREE OF PROTECTION IP64 | - | 0 | 0
1FK7022-5AK21-1UG2 |  | 1FK7022-5AK21-1UG2 | 1 | UN | 1 | 15 | C | D | N | N | 85015100 | 1 |  | 1.803 | KG | 829.15 | 829.15 | MC05 | MC05 | SIMOTICS S Synchronous servo motor 1FK7 Compact, DC link 300V 0.85Nm, 100K, 6000rpm 0.38kW, Naturally cooled Power/signal connectors Connector can be rotated by 270Â° FRAME SIZE IMB 5 (IM V1, IM V3) FLANGE 1 RESOLVER MULTI-POLE (RESOLVER P=3); WITH DRIVE-CLIQ INTERFACE; PLAIN SHAFT, TOLERANCE N; W/O HOLDING BRAKE DEGREE OF PROTECTION IP65 FLANGE ON DRIVE END IP67 | - | 0 | 0
1FK7022-5AK21-1UG3 |  | 1FK7022-5AK21-1UG3 | 1 | UN | 1 | 15 | C | D | N | N | 85015100 | 1 |  | 1.803 | KG | 795.42 | 795.42 | MC05 | MC05 | SIMOTICS S Synchronous servo motor 1FK7 Compact, DC link 300V 0.85Nm, 100K, 6000rpm 0.38kW, Naturally cooled Power/signal connectors Connector can be rotated by 270Â° FRAME SIZE IMB 5 (IM V1, IM V3) FLANGE 1 RESOLVER MULTI-POLE (RESOLVER P=3); WITH DRIVE-CLIQ INTERFACE; PLAIN SHAFT, TOLERANCE N; W/O HOLDING BRAKE DEGREE OF PROTECTION IP64; PAINT FINISH RAL7016 | - | 0 | 0
1FK7022-5AK21-1UG5 |  | 1FK7022-5AK21-1UG5 | 1 | UN | 1 | 15 | C | D | N | N | 85015100 | 1 |  | 1.803 | KG | 860.87 | 860.87 | MC05 | MC05 | SIMOTICS S Synchronous servo motor 1FK7 Compact, DC link 300V 0.85Nm, 100K, 6000rpm 0.38kW, Naturally cooled Power/signal connectors Connector can be rotated by 270Â° FRAME SIZE IMB 5 (IM V1, IM V3) FLANGE 1 RESOLVER MULTI-POLE (RESOLVER P=3); WITH DRIVE-CLIQ INTERFACE; PLAIN SHAFT, TOLERANCE N; W/O HOLDING BRAKE DEGREE OF PROTECTION IP65 AS FLANGE IP67; PAINT FINISH RAL7016 | - | 0 | 0
1FK7022-5AK21-1UG8 |  | 1FK7022-5AK21-1UG8 | 1 | UN | 1 | 15 | C | D | N | N | 85015100 | 1 |  | 1.803 | KG | 930.83 | 930.83 | MC05 | MC05 | SIMOTICS S Synchronous servo motor 1FK7 Compact, DC link 300V 0.85Nm, 100K, 6000rpm 0.38kW, Naturally cooled Power/signal connectors Connector can be rotated by 270Â° FRAME SIZE IMB 5 (IM V1, IM V3) FLANGE 1 RESOLVER MULTI-POLE (RESOLVER P=3); WITH DRIVE-CLIQ INTERFACE; PLAIN SHAFT, TOLERANCE N; W/O HOLDING BRAKE DEGREE OF PROTECTION IP65 IP67 D-END FLANGE; RAL7016 COATING; METALLIC RATING PLATE AT MOTOR | - | 0 | 0
1FK7022-5AK21-1UH0 |  | 1FK7022-5AK21-1UH0 | 1 | UN | 1 | 15 | C | D | N | N | 85015100 | 1 |  | 2.002 | KG | 915.21 | 915.21 | MC05 | MC05 | SIMOTICS S Synchronous servo motor 1FK7 Compact, DC link 300V 0.85Nm, 100K, 6000rpm 0.38kW, Naturally cooled Power/signal connectors Connector can be rotated by 270Â° FRAME SIZE IMB 5 (IM V1, IM V3) FLANGE 1 RESOLVER MULTI-POLE (RESOLVER P=3); WITH DRIVE-CLIQ INTERFACE; PLAIN SHAFT, TOLERANCE N; WITH HOLDING BRAKE DEGREE OF PROTECTION IP64 | - | 0 | 0
1FK7022-5AK21-1UH2 |  | 1FK7022-5AK21-1UH2 | 1 | UN | 1 | 15 | C | D | N | N | 85015100 | 1 |  | 2.002 | KG | 980.68 | 980.68 | MC05 | MC05 | SIMOTICS S Synchronous servo motor 1FK7 Compact, DC link 300V 0.85Nm, 100K, 6000rpm 0.38kW, Naturally cooled Power/signal connectors Connector can be rotated by 270Â° FRAME SIZE IMB 5 (IM V1, IM V3) FLANGE 1 RESOLVER MULTI-POLE (RESOLVER P=3); WITH DRIVE-CLIQ INTERFACE; PLAIN SHAFT, TOLERANCE N; WITH HOLDING BRAKE DEGREE OF PROTECTION IP65 FLANGE ON DRIVE END IP67 | - | 0 | 0
1FK7022-5AK21-1UH3 |  | 1FK7022-5AK21-1UH3 | 1 | UN | 1 | 15 | C | D | N | N | 85015100 | 1 |  | 2.002 | KG | 946.95 | 946.95 | MC05 | MC05 | SIMOTICS S Synchronous servo motor 1FK7 Compact, DC link 300V 0.85Nm, 100K, 6000rpm 0.38kW, Naturally cooled Power/signal connectors Connector can be rotated by 270Â° FRAME SIZE IMB 5 (IM V1, IM V3) FLANGE 1 RESOLVER MULTI-POLE (RESOLVER P=3); WITH DRIVE-CLIQ INTERFACE; PLAIN SHAFT, TOLERANCE N; WITH HOLDING BRAKE DEGREE OF PROTECTION IP64; PAINT FINISH RAL7016 | - | 0 | 0
1FK7022-5AK21-1UH5 |  | 1FK7022-5AK21-1UH5 | 1 | UN | 1 | 15 | C | D | N | N | 85015100 | 1 |  | 2.002 | KG | 1012.4 | 1012.4 | MC05 | MC05 | SIMOTICS S Synchronous servo motor 1FK7 Compact, DC link 300V 0.85Nm, 100K, 6000rpm 0.38kW, Naturally cooled Power/signal connectors Connector can be rotated by 270Â° FRAME SIZE IMB 5 (IM V1, IM V3) FLANGE 1 RESOLVER MULTI-POLE (RESOLVER P=3); WITH DRIVE-CLIQ INTERFACE; PLAIN SHAFT, TOLERANCE N; WITH HOLDING BRAKE DEGREE OF PROTECTION IP65 AS FLANGE IP67; PAINT FINISH RAL7016 | - | 0 | 0
1FK7022-5AK21-1UH8 |  | 1FK7022-5AK21-1UH8 | 1 | UN | 1 | 15 | C | D | N | N | 85015100 | 1 |  | 2.002 | KG | 1082.36 | 1082.36 | MC05 | MC05 | SIMOTICS S Synchronous servo motor 1FK7 Compact, DC link 300V 0.85Nm, 100K, 6000rpm 0.38kW, Naturally cooled Power/signal connectors Connector can be rotated by 270Â° FRAME SIZE IMB 5 (IM V1, IM V3) FLANGE 1 RESOLVER MULTI-POLE (RESOLVER P=3); WITH DRIVE-CLIQ INTERFACE; PLAIN SHAFT, TOLERANCE N; WITH HOLDING BRAKE DEGREE OF PROTECTION IP65 IP67 D-END FLANGE; RAL7016 COATING; METALLIC RATING PLATE AT MOTOR | - | 0 | 0
1FK7022-5AK21-1VA0 |  | 1FK7022-5AK21-1VA0 | 1 | UN | 1 | 15 | C | D | N | N | 85015100 | 1 |  | 1.803 | KG | 1150.61 | 1150.61 | MC05 | MC05 | SIMOTICS S Synchronous servo motor 1FK7 Compact, DC link 300V 0.85Nm, 100K, 6000rpm 0.38kW, Naturally cooled Power/signal connectors Connector can be rotated by 270Â° FRAME SIZE IMB 5 (IM V1, IM V3) FLANGE 1 BASIC ABSOLUTE ENCODER 16 P/REV (ENCODER A-16) WITH DRIVE-CLIQ INTERFACE; PERFORMANCE REDUCTION BY 10% DUE TO ABSOLUTE ENCODER; SHAFT WITH FITTED KEY, TOLERANCE N; W/O HOLDING BRAKE DEGREE OF PROTECTION IP64 | - | 0 | 0
1FK7022-5AK21-1VA2 |  | 1FK7022-5AK21-1VA2 | 1 | UN | 1 | 15 | C | D | N | N | 85015100 | 1 |  | 1.803 | KG | 1216.08 | 1216.08 | MC05 | MC05 | SIMOTICS S Synchronous servo motor 1FK7 Compact, DC link 300V 0.85Nm, 100K, 6000rpm 0.38kW, Naturally cooled Power/signal connectors Connector can be rotated by 270Â° FRAME SIZE IMB 5 (IM V1, IM V3) FLANGE 1 BASIC ABSOLUTE ENCODER 16 P/REV (ENCODER A-16) WITH DRIVE-CLIQ INTERFACE; PERFORMANCE REDUCTION BY 10% DUE TO ABSOLUTE ENCODER; SHAFT WITH FITTED KEY, TOLERANCE N; W/O HOLDING BRAKE DEGREE OF PROTECTION IP65 FLANGE ON DRIVE END IP67 | - | 0 | 0
1FK7022-5AK21-1VA3 |  | 1FK7022-5AK21-1VA3 | 1 | UN | 1 | 15 | C | D | N | N | 85015100 | 1 |  | 1.803 | KG | 1182.35 | 1182.35 | MC05 | MC05 | SIMOTICS S Synchronous servo motor 1FK7 Compact, DC link 300V 0.85Nm, 100K, 6000rpm 0.38kW, Naturally cooled Power/signal connectors Connector can be rotated by 270Â° FRAME SIZE IMB 5 (IM V1, IM V3) FLANGE 1 BASIC ABSOLUTE ENCODER 16 P/REV (ENCODER A-16) WITH DRIVE-CLIQ INTERFACE; PERFORMANCE REDUCTION BY 10% DUE TO ABSOLUTE ENCODER; SHAFT WITH FITTED KEY, TOLERANCE N; W/O HOLDING BRAKE DEGREE OF PROTECTION IP64; PAINT FINISH RAL7016 | - | 0 | 0
1FK7022-5AK21-1VA5 |  | 1FK7022-5AK21-1VA5 | 1 | UN | 1 | 15 | C | D | N | N | 85015100 | 1 |  | 1.803 | KG | 1247.8 | 1247.8 | MC05 | MC05 | SIMOTICS S Synchronous servo motor 1FK7 Compact, DC link 300V 0.85Nm, 100K, 6000rpm 0.38kW, Naturally cooled Power/signal connectors Connector can be rotated by 270Â° FRAME SIZE IMB 5 (IM V1, IM V3) FLANGE 1 BASIC ABSOLUTE ENCODER 16 P/REV (ENCODER A-16) WITH DRIVE-CLIQ INTERFACE; PERFORMANCE REDUCTION BY 10% DUE TO ABSOLUTE ENCODER; SHAFT WITH FITTED KEY, TOLERANCE N; W/O HOLDING BRAKE DEGREE OF PROTECTION IP65 AS FLANGE IP67; PAINT FINISH RAL7016 | - | 0 | 0
1FK7022-5AK21-1VA8 |  | 1FK7022-5AK21-1VA8 | 1 | UN | 1 | 15 | C | D | N | N | 85015100 | 1 |  | 1.803 | KG | 1317.76 | 1317.76 | MC05 | MC05 | SIMOTICS S Synchronous servo motor 1FK7 Compact, DC link 300V 0.85Nm, 100K, 6000rpm 0.38kW, Naturally cooled Power/signal connectors Connector can be rotated by 270Â° FRAME SIZE IMB 5 (IM V1, IM V3) FLANGE 1 BASIC ABSOLUTE ENCODER 16 P/REV (ENCODER A-16) WITH DRIVE-CLIQ INTERFACE; PERFORMANCE REDUCTION BY 10% DUE TO ABSOLUTE ENCODER; SHAFT WITH FITTED KEY, TOLERANCE N; W/O HOLDING BRAKE DEGREE OF PROTECTION IP65 IP67 D-END FLANGE; RAL7016 COATING; METALLIC RATING PLATE AT MOTOR | - | 0 | 0
1FK7022-5AK21-1VB0 |  | 1FK7022-5AK21-1VB0 | 1 | UN | 1 | 15 | C | D | N | N | 85015100 | 1 |  | 2.002 | KG | 1303.83 | 1303.83 | MC05 | MC05 | SIMOTICS S Synchronous servo motor 1FK7 Compact, DC link 300V 0.85Nm, 100K, 6000rpm 0.38kW, Naturally cooled Power/signal connectors Connector can be rotated by 270Â° FRAME SIZE IMB 5 (IM V1, IM V3) FLANGE 1 BASIC ABSOLUTE ENCODER 16 P/REV (ENCODER A-16) WITH DRIVE-CLIQ INTERFACE; PERFORMANCE REDUCTION BY 10% DUE TO ABSOLUTE ENCODER; SHAFT WITH FITTED KEY, TOLERANCE N; WITH HOLDING BRAKE DEGREE OF PROTECTION IP64 | - | 0 | 0
1FK7022-5AK21-1VB2 |  | 1FK7022-5AK21-1VB2 | 1 | UN | 1 | 15 | C | D | N | N | 85015100 | 1 |  | 2.002 | KG | 1369.3 | 1369.3 | MC05 | MC05 | SIMOTICS S Synchronous servo motor 1FK7 Compact, DC link 300V 0.85Nm, 100K, 6000rpm 0.38kW, Naturally cooled Power/signal connectors Connector can be rotated by 270Â° FRAME SIZE IMB 5 (IM V1, IM V3) FLANGE 1 BASIC ABSOLUTE ENCODER 16 P/REV (ENCODER A-16) WITH DRIVE-CLIQ INTERFACE; PERFORMANCE REDUCTION BY 10% DUE TO ABSOLUTE ENCODER; SHAFT WITH FITTED KEY, TOLERANCE N; WITH HOLDING BRAKE DEGREE OF PROTECTION IP65 FLANGE ON DRIVE END IP67 | - | 0 | 0
1FK7022-5AK21-1VB3 |  | 1FK7022-5AK21-1VB3 | 1 | UN | 1 | 15 | C | D | N | N | 85015100 | 1 |  | 2.002 | KG | 1335.57 | 1335.57 | MC05 | MC05 | SIMOTICS S Synchronous servo motor 1FK7 Compact, DC link 300V 0.85Nm, 100K, 6000rpm 0.38kW, Naturally cooled Power/signal connectors Connector can be rotated by 270Â° FRAME SIZE IMB 5 (IM V1, IM V3) FLANGE 1 BASIC ABSOLUTE ENCODER 16 P/REV (ENCODER A-16) WITH DRIVE-CLIQ INTERFACE; PERFORMANCE REDUCTION BY 10% DUE TO ABSOLUTE ENCODER; SHAFT WITH FITTED KEY, TOLERANCE N; WITH HOLDING BRAKE DEGREE OF PROTECTION IP64; PAINT FINISH RAL7016 | - | 0 | 0
1FK7022-5AK21-1VB5 |  | 1FK7022-5AK21-1VB5 | 1 | UN | 1 | 15 | C | D | N | N | 85015100 | 1 |  | 2.002 | KG | 1401.02 | 1401.02 | MC05 | MC05 | SIMOTICS S Synchronous servo motor 1FK7 Compact, DC link 300V 0.85Nm, 100K, 6000rpm 0.38kW, Naturally cooled Power/signal connectors Connector can be rotated by 270Â° FRAME SIZE IMB 5 (IM V1, IM V3) FLANGE 1 BASIC ABSOLUTE ENCODER 16 P/REV (ENCODER A-16) WITH DRIVE-CLIQ INTERFACE; PERFORMANCE REDUCTION BY 10% DUE TO ABSOLUTE ENCODER; SHAFT WITH FITTED KEY, TOLERANCE N; WITH HOLDING BRAKE DEGREE OF PROTECTION IP65 AS FLANGE IP67; PAINT FINISH RAL7016 | - | 0 | 0
1FK7022-5AK21-1VB8 |  | 1FK7022-5AK21-1VB8 | 1 | UN | 1 | 15 | C | D | N | N | 85015100 | 1 |  | 2.002 | KG | 1470.98 | 1470.98 | MC05 | MC05 | SIMOTICS S Synchronous servo motor 1FK7 Compact, DC link 300V 0.85Nm, 100K, 6000rpm 0.38kW, Naturally cooled Power/signal connectors Connector can be rotated by 270Â° FRAME SIZE IMB 5 (IM V1, IM V3) FLANGE 1 BASIC ABSOLUTE ENCODER 16 P/REV (ENCODER A-16) WITH DRIVE-CLIQ INTERFACE; PERFORMANCE REDUCTION BY 10% DUE TO ABSOLUTE ENCODER; SHAFT WITH FITTED KEY, TOLERANCE N; WITH HOLDING BRAKE DEGREE OF PROTECTION IP65 IP67 D-END FLANGE; RAL7016 COATING; METALLIC RATING PLATE AT MOTOR | - | 0 | 0
1FK7022-5AK21-1VG0 |  | 1FK7022-5AK21-1VG0 | 1 | UN | 1 | 15 | C | D | N | N | 85015100 | 1 |  | 1.803 | KG | 1090.26 | 1090.26 | MC05 | MC05 | SIMOTICS S Synchronous servo motor 1FK7 Compact, DC link 300V 0.85Nm, 100K, 6000rpm 0.38kW, Naturally cooled Power/signal connectors Connector can be rotated by 270Â° FRAME SIZE IMB 5 (IM V1, IM V3) FLANGE 1 BASIC ABSOLUTE ENCODER 16 P/REV (ENCODER A-16) WITH DRIVE-CLIQ INTERFACE; PERFORMANCE REDUCTION BY 10% DUE TO ABSOLUTE ENCODER; PLAIN SHAFT, TOLERANCE N; W/O HOLDING BRAKE DEGREE OF PROTECTION IP64 | - | 0 | 0
1FK7022-5AK21-1VG2 |  | 1FK7022-5AK21-1VG2 | 1 | UN | 1 | 15 | C | D | N | N | 85015100 | 1 |  | 1.803 | KG | 1155.73 | 1155.73 | MC05 | MC05 | SIMOTICS S Synchronous servo motor 1FK7 Compact, DC link 300V 0.85Nm, 100K, 6000rpm 0.38kW, Naturally cooled Power/signal connectors Connector can be rotated by 270Â° FRAME SIZE IMB 5 (IM V1, IM V3) FLANGE 1 BASIC ABSOLUTE ENCODER 16 P/REV (ENCODER A-16) WITH DRIVE-CLIQ INTERFACE; PERFORMANCE REDUCTION BY 10% DUE TO ABSOLUTE ENCODER; PLAIN SHAFT, TOLERANCE N; W/O HOLDING BRAKE DEGREE OF PROTECTION IP65 FLANGE ON DRIVE END IP67 | - | 0 | 0
1FK7022-5AK21-1VG3 |  | 1FK7022-5AK21-1VG3 | 1 | UN | 1 | 15 | C | D | N | N | 85015100 | 1 |  | 1.803 | KG | 1122 | 1122 | MC05 | MC05 | SIMOTICS S Synchronous servo motor 1FK7 Compact, DC link 300V 0.85Nm, 100K, 6000rpm 0.38kW, Naturally cooled Power/signal connectors Connector can be rotated by 270Â° FRAME SIZE IMB 5 (IM V1, IM V3) FLANGE 1 BASIC ABSOLUTE ENCODER 16 P/REV (ENCODER A-16) WITH DRIVE-CLIQ INTERFACE; PERFORMANCE REDUCTION BY 10% DUE TO ABSOLUTE ENCODER; PLAIN SHAFT, TOLERANCE N; W/O HOLDING BRAKE DEGREE OF PROTECTION IP64; PAINT FINISH RAL7016 | - | 0 | 0
1FK7022-5AK21-1VG5 |  | 1FK7022-5AK21-1VG5 | 1 | UN | 1 | 15 | C | D | N | N | 85015100 | 1 |  | 1.803 | KG | 1187.45 | 1187.45 | MC05 | MC05 | SIMOTICS S Synchronous servo motor 1FK7 Compact, DC link 300V 0.85Nm, 100K, 6000rpm 0.38kW, Naturally cooled Power/signal connectors Connector can be rotated by 270Â° FRAME SIZE IMB 5 (IM V1, IM V3) FLANGE 1 BASIC ABSOLUTE ENCODER 16 P/REV (ENCODER A-16) WITH DRIVE-CLIQ INTERFACE; PERFORMANCE REDUCTION BY 10% DUE TO ABSOLUTE ENCODER; PLAIN SHAFT, TOLERANCE N; W/O HOLDING BRAKE DEGREE OF PROTECTION IP65 AS FLANGE IP67; PAINT FINISH RAL7016 | - | 0 | 0
1FK7022-5AK21-1VG8 |  | 1FK7022-5AK21-1VG8 | 1 | UN | 1 | 15 | C | D | N | N | 85015100 | 1 |  | 1.803 | KG | 1257.41 | 1257.41 | MC05 | MC05 | SIMOTICS S Synchronous servo motor 1FK7 Compact, DC link 300V 0.85Nm, 100K, 6000rpm 0.38kW, Naturally cooled Power/signal connectors Connector can be rotated by 270Â° FRAME SIZE IMB 5 (IM V1, IM V3) FLANGE 1 BASIC ABSOLUTE ENCODER 16 P/REV (ENCODER A-16) WITH DRIVE-CLIQ INTERFACE; PERFORMANCE REDUCTION BY 10% DUE TO ABSOLUTE ENCODER; PLAIN SHAFT, TOLERANCE N; W/O HOLDING BRAKE DEGREE OF PROTECTION IP65 IP67 D-END FLANGE; RAL7016 COATING; METALLIC RATING PLATE AT MOTOR | - | 0 | 0
1FK7022-5AK21-1VH0 |  | 1FK7022-5AK21-1VH0 | 1 | UN | 1 | 15 | C | D | N | N | 85015100 | 1 |  | 2.002 | KG | 1241.79 | 1241.79 | MC05 | MC05 | SIMOTICS S Synchronous servo motor 1FK7 Compact, DC link 300V 0.85Nm, 100K, 6000rpm 0.38kW, Naturally cooled Power/signal connectors Connector can be rotated by 270Â° FRAME SIZE IMB 5 (IM V1, IM V3) FLANGE 1 BASIC ABSOLUTE ENCODER 16 P/REV (ENCODER A-16) WITH DRIVE-CLIQ INTERFACE; PERFORMANCE REDUCTION BY 10% DUE TO ABSOLUTE ENCODER; PLAIN SHAFT, TOLERANCE N; WITH HOLDING BRAKE DEGREE OF PROTECTION IP64 | - | 0 | 0
1FK7022-5AK21-1VH2 |  | 1FK7022-5AK21-1VH2 | 1 | UN | 1 | 15 | C | D | N | N | 85015100 | 1 |  | 2.002 | KG | 1307.26 | 1307.26 | MC05 | MC05 | SIMOTICS S Synchronous servo motor 1FK7 Compact, DC link 300V 0.85Nm, 100K, 6000rpm 0.38kW, Naturally cooled Power/signal connectors Connector can be rotated by 270Â° FRAME SIZE IMB 5 (IM V1, IM V3) FLANGE 1 BASIC ABSOLUTE ENCODER 16 P/REV (ENCODER A-16) WITH DRIVE-CLIQ INTERFACE; PERFORMANCE REDUCTION BY 10% DUE TO ABSOLUTE ENCODER; PLAIN SHAFT, TOLERANCE N; WITH HOLDING BRAKE DEGREE OF PROTECTION IP65 FLANGE ON DRIVE END IP67 | - | 0 | 0
1FK7022-5AK21-1VH3 |  | 1FK7022-5AK21-1VH3 | 1 | UN | 1 | 15 | C | D | N | N | 85015100 | 1 |  | 2.002 | KG | 1273.53 | 1273.53 | MC05 | MC05 | SIMOTICS S Synchronous servo motor 1FK7 Compact, DC link 300V 0.85Nm, 100K, 6000rpm 0.38kW, Naturally cooled Power/signal connectors Connector can be rotated by 270Â° FRAME SIZE IMB 5 (IM V1, IM V3) FLANGE 1 BASIC ABSOLUTE ENCODER 16 P/REV (ENCODER A-16) WITH DRIVE-CLIQ INTERFACE; PERFORMANCE REDUCTION BY 10% DUE TO ABSOLUTE ENCODER; PLAIN SHAFT, TOLERANCE N; WITH HOLDING BRAKE DEGREE OF PROTECTION IP64; PAINT FINISH RAL7016 | - | 0 | 0
1FK7022-5AK21-1VH5 |  | 1FK7022-5AK21-1VH5 | 1 | UN | 1 | 15 | C | D | N | N | 85015100 | 1 |  | 2.002 | KG | 1338.98 | 1338.98 | MC05 | MC05 | SIMOTICS S Synchronous servo motor 1FK7 Compact, DC link 300V 0.85Nm, 100K, 6000rpm 0.38kW, Naturally cooled Power/signal connectors Connector can be rotated by 270Â° FRAME SIZE IMB 5 (IM V1, IM V3) FLANGE 1 BASIC ABSOLUTE ENCODER 16 P/REV (ENCODER A-16) WITH DRIVE-CLIQ INTERFACE; PERFORMANCE REDUCTION BY 10% DUE TO ABSOLUTE ENCODER; PLAIN SHAFT, TOLERANCE N; WITH HOLDING BRAKE DEGREE OF PROTECTION IP65 AS FLANGE IP67; PAINT FINISH RAL7016 | - | 0 | 0
1FK7022-5AK21-1VH5-Z | J25 | 1FK7022-5AK21-1VH5-ZJ25 | 1 | UN | 1 | 15 | C | D | N | N | 85015100 | 1 |  | 3.902 | KG | 2727.28 | 2727.28 | MC05 | MC05 | SIMOTICS S Synchronous servo motor 1FK7 Compact, DC link 300V 0.85Nm, 100K, 6000rpm 0.38kW, Naturally cooled Power/signal connectors Connector can be rotated by 270Â° FRAME SIZE IMB 5 (IM V1, IM V3) FLANGE 1 BASIC ABSOLUTE ENCODER 16 P/REV (ENCODER A-16) WITH DRIVE-CLIQ INTERFACE; PERFORMANCE REDUCTION BY 10% DUE TO ABSOLUTE ENCODER; PLAIN SHAFT, TOLERANCE N; WITH HOLDING BRAKE DEGREE OF PROTECTION IP65 AS FLANGE IP67; PAINT FINISH RAL7016 J25: ALPHA SP+, SP 060S-MF1 PLANETARY GEARING 1 STAGE, I=7, W/O FEATHER KEY | - | 0 | 0
1FK7022-5AK21-1VH8 |  | 1FK7022-5AK21-1VH8 | 1 | UN | 1 | 15 | C | D | N | N | 85015100 | 1 |  | 2.002 | KG | 1408.94 | 1408.94 | MC05 | MC05 | SIMOTICS S Synchronous servo motor 1FK7 Compact, DC link 300V 0.85Nm, 100K, 6000rpm 0.38kW, Naturally cooled Power/signal connectors Connector can be rotated by 270Â° FRAME SIZE IMB 5 (IM V1, IM V3) FLANGE 1 BASIC ABSOLUTE ENCODER 16 P/REV (ENCODER A-16) WITH DRIVE-CLIQ INTERFACE; PERFORMANCE REDUCTION BY 10% DUE TO ABSOLUTE ENCODER; PLAIN SHAFT, TOLERANCE N; WITH HOLDING BRAKE DEGREE OF PROTECTION IP65 IP67 D-END FLANGE; RAL7016 COATING; METALLIC RATING PLATE AT MOTOR | - | 0 | 0
1FK7022-5AK71-1AA0 |  | 1FK7022-5AK71-1AA0 | 1 | UN | 1 | 15 | C | D | N | N | 85015100 | 1 |  | 1.803 | KG | 1074.33 | 1074.33 | MC05 | MC05 | SIMOTICS S Synchronous servo motor 1FK7 Compact 0.85Nm, 100K, 6000rpm 0.38kW, Naturally cooled Power/signal connectors Connector can be rotated by 270Â° IMB 5 design (IM V1, IM V3) Flange 1, with KTY temperature sensor Incremental encoder sin/cos 1 Vss 2048 S/R (encoder I-2048) SHAFT WITH FITTED KEY, TOLERANCE N; W/O HOLDING BRAKE DEGREE OF PROTECTION IP64 | - | 0 | 0
1FK7022-5AK71-1AA2 |  | 1FK7022-5AK71-1AA2 | 1 | UN | 1 | 15 | C | D | N | N | 85015100 | 1 |  | 1.803 | KG | 1139.8 | 1139.8 | MC05 | MC05 | SIMOTICS S Synchronous servo motor 1FK7 Compact 0.85Nm, 100K, 6000rpm 0.38kW, Naturally cooled Power/signal connectors Connector can be rotated by 270Â° IMB 5 design (IM V1, IM V3) Flange 1, with KTY temperature sensor Incremental encoder sin/cos 1 Vss 2048 S/R (encoder I-2048) SHAFT WITH FITTED KEY, TOLERANCE N; W/O HOLDING BRAKE DEGREE OF PROTECTION IP65 FLANGE ON DRIVE END IP67 | - | 0 | 0
1FK7022-5AK71-1AA3 |  | 1FK7022-5AK71-1AA3 | 1 | UN | 1 | 15 | C | D | N | N | 85015100 | 1 |  | 1.803 | KG | 1106.07 | 1106.07 | MC05 | MC05 | SIMOTICS S Synchronous servo motor 1FK7 Compact 0.85Nm, 100K, 6000rpm 0.38kW, Naturally cooled Power/signal connectors Connector can be rotated by 270Â° IMB 5 design (IM V1, IM V3) Flange 1, with KTY temperature sensor Incremental encoder sin/cos 1 Vss 2048 S/R (encoder I-2048) SHAFT WITH FITTED KEY, TOLERANCE N; W/O HOLDING BRAKE DEGREE OF PROTECTION IP64; PAINT FINISH RAL7016 | - | 0 | 0
1FK7022-5AK71-1AA5 |  | 1FK7022-5AK71-1AA5 | 1 | UN | 1 | 15 | C | D | N | N | 85015100 | 1 |  | 1.803 | KG | 1171.52 | 1171.52 | MC05 | MC05 | SIMOTICS S Synchronous servo motor 1FK7 Compact 0.85Nm, 100K, 6000rpm 0.38kW, Naturally cooled Power/signal connectors Connector can be rotated by 270Â° IMB 5 design (IM V1, IM V3) Flange 1, with KTY temperature sensor Incremental encoder sin/cos 1 Vss 2048 S/R (encoder I-2048) SHAFT WITH FITTED KEY, TOLERANCE N; W/O HOLDING BRAKE DEGREE OF PROTECTION IP65 AS FLANGE IP67; PAINT FINISH RAL7016 | - | 0 | 0
1FK7022-5AK71-1AA8 |  | 1FK7022-5AK71-1AA8 | 1 | UN | 1 | 15 | C | D | N | N | 85015100 | 1 |  | 1.803 | KG | 1241.48 | 1241.48 | MC05 | MC05 | SIMOTICS S Synchronous servo motor 1FK7 Compact 0.85Nm, 100K, 6000rpm 0.38kW, Naturally cooled Power/signal connectors Connector can be rotated by 270Â° IMB 5 design (IM V1, IM V3) Flange 1, with KTY temperature sensor Incremental encoder sin/cos 1 Vss 2048 S/R (encoder I-2048) SHAFT WITH FITTED KEY, TOLERANCE N; W/O HOLDING BRAKE DEGREE OF PROTECTION IP65 IP67 D-END FLANGE; RAL7016 COATING; METALLIC RATING PLATE AT MOTOR | - | 0 | 0
1FK7022-5AK71-1AB0 |  | 1FK7022-5AK71-1AB0 | 1 | UN | 1 | 15 | C | D | N | N | 85015100 | 1 |  | 2.002 | KG | 1227.55 | 1227.55 | MC05 | MC05 | SIMOTICS S Synchronous servo motor 1FK7 Compact 0.85Nm, 100K, 6000rpm 0.38kW, Naturally cooled Power/signal connectors Connector can be rotated by 270Â° IMB 5 design (IM V1, IM V3) Flange 1, with KTY temperature sensor Incremental encoder sin/cos 1 Vss 2048 S/R (encoder I-2048) SHAFT WITH FITTED KEY, TOLERANCE N; WITH HOLDING BRAKE DEGREE OF PROTECTION IP64 | - | 0 | 0
1FK7022-5AK71-1AB2 |  | 1FK7022-5AK71-1AB2 | 1 | UN | 1 | 15 | C | D | N | N | 85015100 | 1 |  | 2.002 | KG | 1293.02 | 1293.02 | MC05 | MC05 | SIMOTICS S Synchronous servo motor 1FK7 Compact 0.85Nm, 100K, 6000rpm 0.38kW, Naturally cooled Power/signal connectors Connector can be rotated by 270Â° IMB 5 design (IM V1, IM V3) Flange 1, with KTY temperature sensor Incremental encoder sin/cos 1 Vss 2048 S/R (encoder I-2048) SHAFT WITH FITTED KEY, TOLERANCE N; WITH HOLDING BRAKE DEGREE OF PROTECTION IP65 FLANGE ON DRIVE END IP67 | - | 0 | 0
1FK7022-5AK71-1AB3 |  | 1FK7022-5AK71-1AB3 | 1 | UN | 1 | 15 | C | D | N | N | 85015100 | 1 |  | 2.002 | KG | 1259.29 | 1259.29 | MC05 | MC05 | SIMOTICS S Synchronous servo motor 1FK7 Compact 0.85Nm, 100K, 6000rpm 0.38kW, Naturally cooled Power/signal connectors Connector can be rotated by 270Â° IMB 5 design (IM V1, IM V3) Flange 1, with KTY temperature sensor Incremental encoder sin/cos 1 Vss 2048 S/R (encoder I-2048) SHAFT WITH FITTED KEY, TOLERANCE N; WITH HOLDING BRAKE DEGREE OF PROTECTION IP64; PAINT FINISH RAL7016 | - | 0 | 0
1FK7022-5AK71-1AB5 |  | 1FK7022-5AK71-1AB5 | 1 | UN | 1 | 15 | C | D | N | N | 85015100 | 1 |  | 2.002 | KG | 1324.74 | 1324.74 | MC05 | MC05 | SIMOTICS S Synchronous servo motor 1FK7 Compact 0.85Nm, 100K, 6000rpm 0.38kW, Naturally cooled Power/signal connectors Connector can be rotated by 270Â° IMB 5 design (IM V1, IM V3) Flange 1, with KTY temperature sensor Incremental encoder sin/cos 1 Vss 2048 S/R (encoder I-2048) SHAFT WITH FITTED KEY, TOLERANCE N; WITH HOLDING BRAKE DEGREE OF PROTECTION IP65 AS FLANGE IP67; PAINT FINISH RAL7016 | - | 0 | 0
1FK7022-5AK71-1AB8 |  | 1FK7022-5AK71-1AB8 | 1 | UN | 1 | 15 | C | D | N | N | 85015100 | 1 |  | 2.002 | KG | 1394.7 | 1394.7 | MC05 | MC05 | SIMOTICS S Synchronous servo motor 1FK7 Compact 0.85Nm, 100K, 6000rpm 0.38kW, Naturally cooled Power/signal connectors Connector can be rotated by 270Â° IMB 5 design (IM V1, IM V3) Flange 1, with KTY temperature sensor Incremental encoder sin/cos 1 Vss 2048 S/R (encoder I-2048) SHAFT WITH FITTED KEY, TOLERANCE N; WITH HOLDING BRAKE DEGREE OF PROTECTION IP65 IP67 D-END FLANGE; RAL7016 COATING; METALLIC RATING PLATE AT MOTOR | - | 0 | 0
1FK7022-5AK71-1AG0 |  | 1FK7022-5AK71-1AG0 | 1 | UN | 1 | 15 | C | D | N | N | 85015100 | 1 |  | 1.803 | KG | 1013.98 | 1013.98 | MC05 | MC05 | SIMOTICS S Synchronous servo motor 1FK7 Compact 0.85Nm, 100K, 6000rpm 0.38kW, Naturally cooled Power/signal connectors Connector can be rotated by 270Â° IMB 5 design (IM V1, IM V3) Flange 1, with KTY temperature sensor Incremental encoder sin/cos 1 Vss 2048 S/R (encoder I-2048) PLAIN SHAFT, TOLERANCE N; W/O HOLDING BRAKE DEGREE OF PROTECTION IP64 | - | 0 | 0
1FK7022-5AK71-1AG2 |  | 1FK7022-5AK71-1AG2 | 1 | UN | 1 | 15 | C | D | N | N | 85015100 | 1 |  | 1.803 | KG | 1079.45 | 1079.45 | MC05 | MC05 | SIMOTICS S Synchronous servo motor 1FK7 Compact 0.85Nm, 100K, 6000rpm 0.38kW, Naturally cooled Power/signal connectors Connector can be rotated by 270Â° IMB 5 design (IM V1, IM V3) Flange 1, with KTY temperature sensor Incremental encoder sin/cos 1 Vss 2048 S/R (encoder I-2048) PLAIN SHAFT, TOLERANCE N; W/O HOLDING BRAKE DEGREE OF PROTECTION IP65 FLANGE ON DRIVE END IP67 | - | 0 | 0
1FK7022-5AK71-1AG3 |  | 1FK7022-5AK71-1AG3 | 1 | UN | 1 | 15 | C | D | N | N | 85015100 | 1 |  | 1.803 | KG | 1045.72 | 1045.72 | MC05 | MC05 | SIMOTICS S Synchronous servo motor 1FK7 Compact 0.85Nm, 100K, 6000rpm 0.38kW, Naturally cooled Power/signal connectors Connector can be rotated by 270Â° IMB 5 design (IM V1, IM V3) Flange 1, with KTY temperature sensor Incremental encoder sin/cos 1 Vss 2048 S/R (encoder I-2048) PLAIN SHAFT, TOLERANCE N; W/O HOLDING BRAKE DEGREE OF PROTECTION IP64; PAINT FINISH RAL7016 | - | 0 | 0
1FK7022-5AK71-1AG5 |  | 1FK7022-5AK71-1AG5 | 1 | UN | 1 | 15 | C | D | N | N | 85015100 | 1 |  | 1.803 | KG | 1111.17 | 1111.17 | MC05 | MC05 | SIMOTICS S Synchronous servo motor 1FK7 Compact 0.85Nm, 100K, 6000rpm 0.38kW, Naturally cooled Power/signal connectors Connector can be rotated by 270Â° IMB 5 design (IM V1, IM V3) Flange 1, with KTY temperature sensor Incremental encoder sin/cos 1 Vss 2048 S/R (encoder I-2048) PLAIN SHAFT, TOLERANCE N; W/O HOLDING BRAKE DEGREE OF PROTECTION IP65 AS FLANGE IP67; PAINT FINISH RAL7016 | - | 0 | 0
1FK7022-5AK71-1AG8 |  | 1FK7022-5AK71-1AG8 | 1 | UN | 1 | 15 | C | D | N | N | 85015100 | 1 |  | 1.803 | KG | 1181.13 | 1181.13 | MC05 | MC05 | SIMOTICS S Synchronous servo motor 1FK7 Compact 0.85Nm, 100K, 6000rpm 0.38kW, Naturally cooled Power/signal connectors Connector can be rotated by 270Â° IMB 5 design (IM V1, IM V3) Flange 1, with KTY temperature sensor Incremental encoder sin/cos 1 Vss 2048 S/R (encoder I-2048) PLAIN SHAFT, TOLERANCE N; W/O HOLDING BRAKE DEGREE OF PROTECTION IP65 IP67 D-END FLANGE; RAL7016 COATING; METALLIC RATING PLATE AT MOTOR | - | 0 | 0
1FK7022-5AK71-1AH0 |  | 1FK7022-5AK71-1AH0 | 1 | UN | 1 | 15 | C | D | N | N | 85015100 | 1 |  | 2.002 | KG | 1165.51 | 1165.51 | MC05 | MC05 | SIMOTICS S Synchronous servo motor 1FK7 Compact 0.85Nm, 100K, 6000rpm 0.38kW, Naturally cooled Power/signal connectors Connector can be rotated by 270Â° IMB 5 design (IM V1, IM V3) Flange 1, with KTY temperature sensor Incremental encoder sin/cos 1 Vss 2048 S/R (encoder I-2048) PLAIN SHAFT, TOLERANCE N; WITH HOLDING BRAKE DEGREE OF PROTECTION IP64 | - | 0 | 0
1FK7022-5AK71-1AH2 |  | 1FK7022-5AK71-1AH2 | 1 | UN | 1 | 15 | C | D | N | N | 85015100 | 1 |  | 2.002 | KG | 1230.98 | 1230.98 | MC05 | MC05 | SIMOTICS S Synchronous servo motor 1FK7 Compact 0.85Nm, 100K, 6000rpm 0.38kW, Naturally cooled Power/signal connectors Connector can be rotated by 270Â° IMB 5 design (IM V1, IM V3) Flange 1, with KTY temperature sensor Incremental encoder sin/cos 1 Vss 2048 S/R (encoder I-2048) PLAIN SHAFT, TOLERANCE N; WITH HOLDING BRAKE DEGREE OF PROTECTION IP65 FLANGE ON DRIVE END IP67 | - | 0 | 0
1FK7022-5AK71-1AH3 |  | 1FK7022-5AK71-1AH3 | 1 | UN | 1 | 15 | C | D | N | N | 85015100 | 1 |  | 2.002 | KG | 1197.25 | 1197.25 | MC05 | MC05 | SIMOTICS S Synchronous servo motor 1FK7 Compact 0.85Nm, 100K, 6000rpm 0.38kW, Naturally cooled Power/signal connectors Connector can be rotated by 270Â° IMB 5 design (IM V1, IM V3) Flange 1, with KTY temperature sensor Incremental encoder sin/cos 1 Vss 2048 S/R (encoder I-2048) PLAIN SHAFT, TOLERANCE N; WITH HOLDING BRAKE DEGREE OF PROTECTION IP64; PAINT FINISH RAL7016 | - | 0 | 0
1FK7022-5AK71-1AH5 |  | 1FK7022-5AK71-1AH5 | 1 | UN | 1 | 15 | C | D | N | N | 85015100 | 1 |  | 2.002 | KG | 1262.7 | 1262.7 | MC05 | MC05 | SIMOTICS S Synchronous servo motor 1FK7 Compact 0.85Nm, 100K, 6000rpm 0.38kW, Naturally cooled Power/signal connectors Connector can be rotated by 270Â° IMB 5 design (IM V1, IM V3) Flange 1, with KTY temperature sensor Incremental encoder sin/cos 1 Vss 2048 S/R (encoder I-2048) PLAIN SHAFT, TOLERANCE N; WITH HOLDING BRAKE DEGREE OF PROTECTION IP65 AS FLANGE IP67; PAINT FINISH RAL7016 | - | 0 | 0
1FK7022-5AK71-1AH8 |  | 1FK7022-5AK71-1AH8 | 1 | UN | 1 | 15 | C | D | N | N | 85015100 | 1 |  | 2.002 | KG | 1332.66 | 1332.66 | MC05 | MC05 | SIMOTICS S Synchronous servo motor 1FK7 Compact 0.85Nm, 100K, 6000rpm 0.38kW, Naturally cooled Power/signal connectors Connector can be rotated by 270Â° IMB 5 design (IM V1, IM V3) Flange 1, with KTY temperature sensor Incremental encoder sin/cos 1 Vss 2048 S/R (encoder I-2048) PLAIN SHAFT, TOLERANCE N; WITH HOLDING BRAKE DEGREE OF PROTECTION IP65 IP67 D-END FLANGE; RAL7016 COATING; METALLIC RATING PLATE AT MOTOR | - | 0 | 0
1FK7022-5AK71-1DA0 |  | 1FK7022-5AK71-1DA0 | 1 | UN | 1 | 15 | C | D | N | N | 85015100 | 1 |  | 1.803 | KG | 1254.29 | 1254.29 | MC05 | MC05 | SIMOTICS S Synchronous servo motor 1FK7 Compact 0.85Nm, 100K, 6000rpm 0.38kW, Naturally cooled Power/signal connectors Connector can be rotated by 270Â° FRAME SIZE IMB 5 (IM V1, IM V3) FLANGE 1 INCREMENTAL ENCODER 2048 P/REV (ENCODER I-2048) WITH DRIVE-CLIQ INTERFACE; SHAFT WITH FITTED KEY, TOLERANCE N; W/O HOLDING BRAKE DEGREE OF PROTECTION IP64 | - | 0 | 0
1FK7022-5AK71-1DA2 |  | 1FK7022-5AK71-1DA2 | 1 | UN | 1 | 15 | C | D | N | N | 85015100 | 1 |  | 1.803 | KG | 1319.76 | 1319.76 | MC05 | MC05 | SIMOTICS S Synchronous servo motor 1FK7 Compact 0.85Nm, 100K, 6000rpm 0.38kW, Naturally cooled Power/signal connectors Connector can be rotated by 270Â° FRAME SIZE IMB 5 (IM V1, IM V3) FLANGE 1 INCREMENTAL ENCODER 2048 P/REV (ENCODER I-2048) WITH DRIVE-CLIQ INTERFACE; SHAFT WITH FITTED KEY, TOLERANCE N; W/O HOLDING BRAKE DEGREE OF PROTECTION IP65 FLANGE ON DRIVE END IP67 | - | 0 | 0
1FK7022-5AK71-1DA3 |  | 1FK7022-5AK71-1DA3 | 1 | UN | 1 | 15 | C | D | N | N | 85015100 | 1 |  | 1.803 | KG | 1286.03 | 1286.03 | MC05 | MC05 | SIMOTICS S Synchronous servo motor 1FK7 Compact 0.85Nm, 100K, 6000rpm 0.38kW, Naturally cooled Power/signal connectors Connector can be rotated by 270Â° FRAME SIZE IMB 5 (IM V1, IM V3) FLANGE 1 INCREMENTAL ENCODER 2048 P/REV (ENCODER I-2048) WITH DRIVE-CLIQ INTERFACE; SHAFT WITH FITTED KEY, TOLERANCE N; W/O HOLDING BRAKE DEGREE OF PROTECTION IP64; PAINT FINISH RAL7016 | - | 0 | 0
1FK7022-5AK71-1DA5 |  | 1FK7022-5AK71-1DA5 | 1 | UN | 1 | 15 | C | D | N | N | 85015100 | 1 |  | 1.803 | KG | 1351.48 | 1351.48 | MC05 | MC05 | SIMOTICS S Synchronous servo motor 1FK7 Compact 0.85Nm, 100K, 6000rpm 0.38kW, Naturally cooled Power/signal connectors Connector can be rotated by 270Â° FRAME SIZE IMB 5 (IM V1, IM V3) FLANGE 1 INCREMENTAL ENCODER 2048 P/REV (ENCODER I-2048) WITH DRIVE-CLIQ INTERFACE; SHAFT WITH FITTED KEY, TOLERANCE N; W/O HOLDING BRAKE DEGREE OF PROTECTION IP65 AS FLANGE IP67; PAINT FINISH RAL7016 | - | 0 | 0
1FK7022-5AK71-1DA8 |  | 1FK7022-5AK71-1DA8 | 1 | UN | 1 | 15 | C | D | N | N | 85015100 | 1 |  | 1.803 | KG | 1421.44 | 1421.44 | MC05 | MC05 | SIMOTICS S Synchronous servo motor 1FK7 Compact 0.85Nm, 100K, 6000rpm 0.38kW, Naturally cooled Power/signal connectors Connector can be rotated by 270Â° FRAME SIZE IMB 5 (IM V1, IM V3) FLANGE 1 INCREMENTAL ENCODER 2048 P/REV (ENCODER I-2048) WITH DRIVE-CLIQ INTERFACE; SHAFT WITH FITTED KEY, TOLERANCE N; W/O HOLDING BRAKE DEGREE OF PROTECTION IP65 IP67 D-END FLANGE; RAL7016 COATING; METALLIC RATING PLATE AT MOTOR | - | 0 | 0
1FK7022-5AK71-1DB0 |  | 1FK7022-5AK71-1DB0 | 1 | UN | 1 | 15 | C | D | N | N | 85015100 | 1 |  | 2.002 | KG | 1407.51 | 1407.51 | MC05 | MC05 | SIMOTICS S Synchronous servo motor 1FK7 Compact 0.85Nm, 100K, 6000rpm 0.38kW, Naturally cooled Power/signal connectors Connector can be rotated by 270Â° FRAME SIZE IMB 5 (IM V1, IM V3) FLANGE 1 INCREMENTAL ENCODER 2048 P/REV (ENCODER I-2048) WITH DRIVE-CLIQ INTERFACE; SHAFT WITH FITTED KEY, TOLERANCE N; WITH HOLDING BRAKE DEGREE OF PROTECTION IP64 | - | 0 | 0
1FK7022-5AK71-1DB2 |  | 1FK7022-5AK71-1DB2 | 1 | UN | 1 | 15 | C | D | N | N | 85015100 | 1 |  | 2.002 | KG | 1472.98 | 1472.98 | MC05 | MC05 | SIMOTICS S Synchronous servo motor 1FK7 Compact 0.85Nm, 100K, 6000rpm 0.38kW, Naturally cooled Power/signal connectors Connector can be rotated by 270Â° FRAME SIZE IMB 5 (IM V1, IM V3) FLANGE 1 INCREMENTAL ENCODER 2048 P/REV (ENCODER I-2048) WITH DRIVE-CLIQ INTERFACE; SHAFT WITH FITTED KEY, TOLERANCE N; WITH HOLDING BRAKE DEGREE OF PROTECTION IP65 FLANGE ON DRIVE END IP67 | - | 0 | 0
1FK7022-5AK71-1DB2-Z | X01 | 1FK7022-5AK71-1DB2-ZX01 | 1 | UN | 1 | 15 | C | D | N | N | 85015100 | 1 |  | 2.003 | KG | 1538.45 | 1538.45 | MC05 | MC05 | SIMOTICS S Synchronous servo motor 1FK7 Compact 0.85Nm, 100K, 6000rpm 0.38kW, Naturally cooled Power/signal connectors Connector can be rotated by 270Â° FRAME SIZE IMB 5 (IM V1, IM V3) FLANGE 1 INCREMENTAL ENCODER 2048 P/REV (ENCODER I-2048) WITH DRIVE-CLIQ INTERFACE; SHAFT WITH FITTED KEY, TOLERANCE N; WITH HOLDING BRAKE DEGREE OF PROTECTION IP65 FLANGE ON DRIVE END IP67 X01: PAINT FINISH DULL BLACK RAL9005 | - | 0 | 0
1FK7022-5AK71-1DB3 |  | 1FK7022-5AK71-1DB3 | 1 | UN | 1 | 15 | C | D | N | N | 85015100 | 1 |  | 2.002 | KG | 1439.25 | 1439.25 | MC05 | MC05 | SIMOTICS S Synchronous servo motor 1FK7 Compact 0.85Nm, 100K, 6000rpm 0.38kW, Naturally cooled Power/signal connectors Connector can be rotated by 270Â° FRAME SIZE IMB 5 (IM V1, IM V3) FLANGE 1 INCREMENTAL ENCODER 2048 P/REV (ENCODER I-2048) WITH DRIVE-CLIQ INTERFACE; SHAFT WITH FITTED KEY, TOLERANCE N; WITH HOLDING BRAKE DEGREE OF PROTECTION IP64; PAINT FINISH RAL7016 | - | 0 | 0
1FK7022-5AK71-1DB5 |  | 1FK7022-5AK71-1DB5 | 1 | UN | 1 | 15 | C | D | N | N | 85015100 | 1 |  | 2.002 | KG | 1504.7 | 1504.7 | MC05 | MC05 | SIMOTICS S Synchronous servo motor 1FK7 Compact 0.85Nm, 100K, 6000rpm 0.38kW, Naturally cooled Power/signal connectors Connector can be rotated by 270Â° FRAME SIZE IMB 5 (IM V1, IM V3) FLANGE 1 INCREMENTAL ENCODER 2048 P/REV (ENCODER I-2048) WITH DRIVE-CLIQ INTERFACE; SHAFT WITH FITTED KEY, TOLERANCE N; WITH HOLDING BRAKE DEGREE OF PROTECTION IP65 AS FLANGE IP67; PAINT FINISH RAL7016 | - | 0 | 0
1FK7022-5AK71-1DB8 |  | 1FK7022-5AK71-1DB8 | 1 | UN | 1 | 15 | C | D | N | N | 85015100 | 1 |  | 2.002 | KG | 1574.66 | 1574.66 | MC05 | MC05 | SIMOTICS S Synchronous servo motor 1FK7 Compact 0.85Nm, 100K, 6000rpm 0.38kW, Naturally cooled Power/signal connectors Connector can be rotated by 270Â° FRAME SIZE IMB 5 (IM V1, IM V3) FLANGE 1 INCREMENTAL ENCODER 2048 P/REV (ENCODER I-2048) WITH DRIVE-CLIQ INTERFACE; SHAFT WITH FITTED KEY, TOLERANCE N; WITH HOLDING BRAKE DEGREE OF PROTECTION IP65 IP67 D-END FLANGE; RAL7016 COATING; METALLIC RATING PLATE AT MOTOR | - | 0 | 0
1FK7022-5AK71-1DG0 |  | 1FK7022-5AK71-1DG0 | 1 | UN | 1 | 15 | C | D | N | N | 85015100 | 1 |  | 1.803 | KG | 1193.94 | 1193.94 | MC05 | MC05 | SIMOTICS S Synchronous servo motor 1FK7 Compact 0.85Nm, 100K, 6000rpm 0.38kW, Naturally cooled Power/signal connectors Connector can be rotated by 270Â° FRAME SIZE IMB 5 (IM V1, IM V3) FLANGE 1 INCREMENTAL ENCODER 2048 P/REV (ENCODER I-2048) WITH DRIVE-CLIQ INTERFACE; PLAIN SHAFT, TOLERANCE N; W/O HOLDING BRAKE DEGREE OF PROTECTION IP64 | - | 0 | 0
1FK7022-5AK71-1DG2 |  | 1FK7022-5AK71-1DG2 | 1 | UN | 1 | 15 | C | D | N | N | 85015100 | 1 |  | 1.803 | KG | 1259.41 | 1259.41 | MC05 | MC05 | SIMOTICS S Synchronous servo motor 1FK7 Compact 0.85Nm, 100K, 6000rpm 0.38kW, Naturally cooled Power/signal connectors Connector can be rotated by 270Â° FRAME SIZE IMB 5 (IM V1, IM V3) FLANGE 1 INCREMENTAL ENCODER 2048 P/REV (ENCODER I-2048) WITH DRIVE-CLIQ INTERFACE; PLAIN SHAFT, TOLERANCE N; W/O HOLDING BRAKE DEGREE OF PROTECTION IP65 FLANGE ON DRIVE END IP67 | - | 0 | 0
1FK7022-5AK71-1DG3 |  | 1FK7022-5AK71-1DG3 | 1 | UN | 1 | 15 | C | D | N | N | 85015100 | 1 |  | 1.803 | KG | 1225.68 | 1225.68 | MC05 | MC05 | SIMOTICS S Synchronous servo motor 1FK7 Compact 0.85Nm, 100K, 6000rpm 0.38kW, Naturally cooled Power/signal connectors Connector can be rotated by 270Â° FRAME SIZE IMB 5 (IM V1, IM V3) FLANGE 1 INCREMENTAL ENCODER 2048 P/REV (ENCODER I-2048) WITH DRIVE-CLIQ INTERFACE; PLAIN SHAFT, TOLERANCE N; W/O HOLDING BRAKE DEGREE OF PROTECTION IP64; PAINT FINISH RAL7016 | - | 0 | 0
1FK7022-5AK71-1DG5 |  | 1FK7022-5AK71-1DG5 | 1 | UN | 1 | 15 | C | D | N | N | 85015100 | 1 |  | 1.803 | KG | 1291.13 | 1291.13 | MC05 | MC05 | SIMOTICS S Synchronous servo motor 1FK7 Compact 0.85Nm, 100K, 6000rpm 0.38kW, Naturally cooled Power/signal connectors Connector can be rotated by 270Â° FRAME SIZE IMB 5 (IM V1, IM V3) FLANGE 1 INCREMENTAL ENCODER 2048 P/REV (ENCODER I-2048) WITH DRIVE-CLIQ INTERFACE; PLAIN SHAFT, TOLERANCE N; W/O HOLDING BRAKE DEGREE OF PROTECTION IP65 AS FLANGE IP67; PAINT FINISH RAL7016 | - | 0 | 0
1FK7022-5AK71-1DG5-Z | J03 | 1FK7022-5AK71-1DG5-ZJ03 | 1 | UN | 1 | 15 | C | D | N | N | 85015100 | 1 |  | 3.703 | KG | 2679.43 | 2679.43 | MC05 | MC05 | SIMOTICS S Synchronous servo motor 1FK7 Compact 0.85Nm, 100K, 6000rpm 0.38kW, Naturally cooled Power/signal connectors Connector can be rotated by 270Â° FRAME SIZE IMB 5 (IM V1, IM V3) FLANGE 1 INCREMENTAL ENCODER 2048 P/REV (ENCODER I-2048) WITH DRIVE-CLIQ INTERFACE; PLAIN SHAFT, TOLERANCE N; W/O HOLDING BRAKE DEGREE OF PROTECTION IP65 AS FLANGE IP67; PAINT FINISH RAL7016 J03: ALPHA SP+, SP 060S-MF1 PLANETARY GEARING 1 STAGE,I=5, WITH FEATHER KEY | - | 0 | 0
1FK7022-5AK71-1DG8 |  | 1FK7022-5AK71-1DG8 | 1 | UN | 1 | 15 | C | D | N | N | 85015100 | 1 |  | 1.803 | KG | 1361.09 | 1361.09 | MC05 | MC05 | SIMOTICS S Synchronous servo motor 1FK7 Compact 0.85Nm, 100K, 6000rpm 0.38kW, Naturally cooled Power/signal connectors Connector can be rotated by 270Â° FRAME SIZE IMB 5 (IM V1, IM V3) FLANGE 1 INCREMENTAL ENCODER 2048 P/REV (ENCODER I-2048) WITH DRIVE-CLIQ INTERFACE; PLAIN SHAFT, TOLERANCE N; W/O HOLDING BRAKE DEGREE OF PROTECTION IP65 IP67 D-END FLANGE; RAL7016 COATING; METALLIC RATING PLATE AT MOTOR | - | 0 | 0
1FK7022-5AK71-1DH0 |  | 1FK7022-5AK71-1DH0 | 1 | UN | 1 | 15 | C | D | N | N | 85015100 | 1 |  | 2.002 | KG | 1345.47 | 1345.47 | MC05 | MC05 | SIMOTICS S Synchronous servo motor 1FK7 Compact 0.85Nm, 100K, 6000rpm 0.38kW, Naturally cooled Power/signal connectors Connector can be rotated by 270Â° FRAME SIZE IMB 5 (IM V1, IM V3) FLANGE 1 INCREMENTAL ENCODER 2048 P/REV (ENCODER I-2048) WITH DRIVE-CLIQ INTERFACE; PLAIN SHAFT, TOLERANCE N; WITH HOLDING BRAKE DEGREE OF PROTECTION IP64 | - | 0 | 0
1FK7022-5AK71-1DH2 |  | 1FK7022-5AK71-1DH2 | 1 | UN | 1 | 15 | C | D | N | N | 85015100 | 1 |  | 2.002 | KG | 1410.94 | 1410.94 | MC05 | MC05 | SIMOTICS S Synchronous servo motor 1FK7 Compact 0.85Nm, 100K, 6000rpm 0.38kW, Naturally cooled Power/signal connectors Connector can be rotated by 270Â° FRAME SIZE IMB 5 (IM V1, IM V3) FLANGE 1 INCREMENTAL ENCODER 2048 P/REV (ENCODER I-2048) WITH DRIVE-CLIQ INTERFACE; PLAIN SHAFT, TOLERANCE N; WITH HOLDING BRAKE DEGREE OF PROTECTION IP65 FLANGE ON DRIVE END IP67 | - | 0 | 0
1FK7022-5AK71-1DH3 |  | 1FK7022-5AK71-1DH3 | 1 | UN | 1 | 15 | C | D | N | N | 85015100 | 1 |  | 2.002 | KG | 1377.21 | 1377.21 | MC05 | MC05 | SIMOTICS S Synchronous servo motor 1FK7 Compact 0.85Nm, 100K, 6000rpm 0.38kW, Naturally cooled Power/signal connectors Connector can be rotated by 270Â° FRAME SIZE IMB 5 (IM V1, IM V3) FLANGE 1 INCREMENTAL ENCODER 2048 P/REV (ENCODER I-2048) WITH DRIVE-CLIQ INTERFACE; PLAIN SHAFT, TOLERANCE N; WITH HOLDING BRAKE DEGREE OF PROTECTION IP64; PAINT FINISH RAL7016 | - | 0 | 0
1FK7022-5AK71-1DH5 |  | 1FK7022-5AK71-1DH5 | 1 | UN | 1 | 15 | C | D | N | N | 85015100 | 1 |  | 2.002 | KG | 1442.66 | 1442.66 | MC05 | MC05 | SIMOTICS S Synchronous servo motor 1FK7 Compact 0.85Nm, 100K, 6000rpm 0.38kW, Naturally cooled Power/signal connectors Connector can be rotated by 270Â° FRAME SIZE IMB 5 (IM V1, IM V3) FLANGE 1 INCREMENTAL ENCODER 2048 P/REV (ENCODER I-2048) WITH DRIVE-CLIQ INTERFACE; PLAIN SHAFT, TOLERANCE N; WITH HOLDING BRAKE DEGREE OF PROTECTION IP65 AS FLANGE IP67; PAINT FINISH RAL7016 | - | 0 | 0
1FK7022-5AK71-1DH5-Z | J09X01 | 1FK7022-5AK71-1DH5-ZJ09X01 | 1 | UN | 1 | 15 | C | D | N | N | 85015100 | 1 |  | 3.903 | KG | 2896.43 | 2896.43 | MC05 | MC05 | SIMOTICS S Synchronous servo motor 1FK7 Compact 0.85Nm, 100K, 6000rpm 0.38kW, Naturally cooled Power/signal connectors Connector can be rotated by 270Â° FRAME SIZE IMB 5 (IM V1, IM V3) FLANGE 1 INCREMENTAL ENCODER 2048 P/REV (ENCODER I-2048) WITH DRIVE-CLIQ INTERFACE; PLAIN SHAFT, TOLERANCE N; WITH HOLDING BRAKE DEGREE OF PROTECTION IP65 AS FLANGE IP67; PAINT FINISH RAL7016 J09: ALPHA SP+, SP 060S-MF1 PLANETARY GEARING 1 STAGE, I=10, WITH FEATHER KEY X01: PAINT FINISH DULL BLACK RAL9005 | - | 0 | 0
1FK7022-5AK71-1DH8 |  | 1FK7022-5AK71-1DH8 | 1 | UN | 1 | 15 | C | D | N | N | 85015100 | 1 |  | 2.002 | KG | 1512.62 | 1512.62 | MC05 | MC05 | SIMOTICS S Synchronous servo motor 1FK7 Compact 0.85Nm, 100K, 6000rpm 0.38kW, Naturally cooled Power/signal connectors Connector can be rotated by 270Â° FRAME SIZE IMB 5 (IM V1, IM V3) FLANGE 1 INCREMENTAL ENCODER 2048 P/REV (ENCODER I-2048) WITH DRIVE-CLIQ INTERFACE; PLAIN SHAFT, TOLERANCE N; WITH HOLDING BRAKE DEGREE OF PROTECTION IP65 IP67 D-END FLANGE; RAL7016 COATING; METALLIC RATING PLATE AT MOTOR | - | 0 | 0
1FK7022-5AK71-1HA0 |  | 1FK7022-5AK71-1HA0 | 1 | UN | 1 | 15 | C | D | N | N | 85015100 | 1 |  | 1.803 | KG | 1345.61 | 1345.61 | MC05 | MC05 | SIMOTICS S Synchronous servo motor 1FK7 Compact 0.85Nm, 100K, 6000rpm 0.38kW, Naturally cooled Power/signal connectors Connector can be rotated by 270Â° IMB 5 design (IM V1, IM V3) Flange 1, with KTY temperature sensor absolute encoder 512 S/R (encoder A-512); Derating 10% due to absolute encoder SHAFT WITH FITTED KEY, TOLERANCE N; W/O HOLDING BRAKE DEGREE OF PROTECTION IP64 | - | 0 | 0
1FK7022-5AK71-1HA2 |  | 1FK7022-5AK71-1HA2 | 1 | UN | 1 | 15 | C | D | N | N | 85015100 | 1 |  | 1.803 | KG | 1411.08 | 1411.08 | MC05 | MC05 | SIMOTICS S Synchronous servo motor 1FK7 Compact 0.85Nm, 100K, 6000rpm 0.38kW, Naturally cooled Power/signal connectors Connector can be rotated by 270Â° IMB 5 design (IM V1, IM V3) Flange 1, with KTY temperature sensor absolute encoder 512 S/R (encoder A-512); Derating 10% due to absolute encoder SHAFT WITH FITTED KEY, TOLERANCE N; W/O HOLDING BRAKE DEGREE OF PROTECTION IP65 FLANGE ON DRIVE END IP67 | - | 0 | 0
1FK7022-5AK71-1HA3 |  | 1FK7022-5AK71-1HA3 | 1 | UN | 1 | 15 | C | D | N | N | 85015100 | 1 |  | 1.803 | KG | 1377.35 | 1377.35 | MC05 | MC05 | SIMOTICS S Synchronous servo motor 1FK7 Compact 0.85Nm, 100K, 6000rpm 0.38kW, Naturally cooled Power/signal connectors Connector can be rotated by 270Â° IMB 5 design (IM V1, IM V3) Flange 1, with KTY temperature sensor absolute encoder 512 S/R (encoder A-512); Derating 10% due to absolute encoder SHAFT WITH FITTED KEY, TOLERANCE N; W/O HOLDING BRAKE DEGREE OF PROTECTION IP64; PAINT FINISH RAL7016 | - | 0 | 0
1FK7022-5AK71-1HA5 |  | 1FK7022-5AK71-1HA5 | 1 | UN | 1 | 15 | C | D | N | N | 85015100 | 1 |  | 1.803 | KG | 1442.8 | 1442.8 | MC05 | MC05 | SIMOTICS S Synchronous servo motor 1FK7 Compact 0.85Nm, 100K, 6000rpm 0.38kW, Naturally cooled Power/signal connectors Connector can be rotated by 270Â° IMB 5 design (IM V1, IM V3) Flange 1, with KTY temperature sensor absolute encoder 512 S/R (encoder A-512); Derating 10% due to absolute encoder SHAFT WITH FITTED KEY, TOLERANCE N; W/O HOLDING BRAKE DEGREE OF PROTECTION IP65 AS FLANGE IP67; PAINT FINISH RAL7016 | - | 0 | 0
1FK7022-5AK71-1HA8 |  | 1FK7022-5AK71-1HA8 | 1 | UN | 1 | 15 | C | D | N | N | 85015100 | 1 |  | 1.803 | KG | 1512.76 | 1512.76 | MC05 | MC05 | SIMOTICS S Synchronous servo motor 1FK7 Compact 0.85Nm, 100K, 6000rpm 0.38kW, Naturally cooled Power/signal connectors Connector can be rotated by 270Â° IMB 5 design (IM V1, IM V3) Flange 1, with KTY temperature sensor absolute encoder 512 S/R (encoder A-512); Derating 10% due to absolute encoder SHAFT WITH FITTED KEY, TOLERANCE N; W/O HOLDING BRAKE DEGREE OF PROTECTION IP65 IP67 D-END FLANGE; RAL7016 COATING; METALLIC RATING PLATE AT MOTOR | - | 0 | 0
1FK7022-5AK71-1HB0 |  | 1FK7022-5AK71-1HB0 | 1 | UN | 1 | 15 | C | D | N | N | 85015100 | 1 |  | 2.002 | KG | 1498.83 | 1498.83 | MC05 | MC05 | SIMOTICS S Synchronous servo motor 1FK7 Compact 0.85Nm, 100K, 6000rpm 0.38kW, Naturally cooled Power/signal connectors Connector can be rotated by 270Â° IMB 5 design (IM V1, IM V3) Flange 1, with KTY temperature sensor absolute encoder 512 S/R (encoder A-512); Derating 10% due to absolute encoder SHAFT WITH FITTED KEY, TOLERANCE N; WITH HOLDING BRAKE DEGREE OF PROTECTION IP64 | - | 0 | 0
1FK7022-5AK71-1HB2 |  | 1FK7022-5AK71-1HB2 | 1 | UN | 1 | 15 | C | D | N | N | 85015100 | 1 |  | 2.002 | KG | 1564.3 | 1564.3 | MC05 | MC05 | SIMOTICS S Synchronous servo motor 1FK7 Compact 0.85Nm, 100K, 6000rpm 0.38kW, Naturally cooled Power/signal connectors Connector can be rotated by 270Â° IMB 5 design (IM V1, IM V3) Flange 1, with KTY temperature sensor absolute encoder 512 S/R (encoder A-512); Derating 10% due to absolute encoder SHAFT WITH FITTED KEY, TOLERANCE N; WITH HOLDING BRAKE DEGREE OF PROTECTION IP65 FLANGE ON DRIVE END IP67 | - | 0 | 0
1FK7022-5AK71-1HB3 |  | 1FK7022-5AK71-1HB3 | 1 | UN | 1 | 15 | C | D | N | N | 85015100 | 1 |  | 2.002 | KG | 1530.57 | 1530.57 | MC05 | MC05 | SIMOTICS S Synchronous servo motor 1FK7 Compact 0.85Nm, 100K, 6000rpm 0.38kW, Naturally cooled Power/signal connectors Connector can be rotated by 270Â° IMB 5 design (IM V1, IM V3) Flange 1, with KTY temperature sensor absolute encoder 512 S/R (encoder A-512); Derating 10% due to absolute encoder SHAFT WITH FITTED KEY, TOLERANCE N; WITH HOLDING BRAKE DEGREE OF PROTECTION IP64; PAINT FINISH RAL7016 | - | 0 | 0
1FK7022-5AK71-1HB5 |  | 1FK7022-5AK71-1HB5 | 1 | UN | 1 | 15 | C | D | N | N | 85015100 | 1 |  | 2.002 | KG | 1596.02 | 1596.02 | MC05 | MC05 | SIMOTICS S Synchronous servo motor 1FK7 Compact 0.85Nm, 100K, 6000rpm 0.38kW, Naturally cooled Power/signal connectors Connector can be rotated by 270Â° IMB 5 design (IM V1, IM V3) Flange 1, with KTY temperature sensor absolute encoder 512 S/R (encoder A-512); Derating 10% due to absolute encoder SHAFT WITH FITTED KEY, TOLERANCE N; WITH HOLDING BRAKE DEGREE OF PROTECTION IP65 AS FLANGE IP67; PAINT FINISH RAL7016 | - | 0 | 0
1FK7022-5AK71-1HB8 |  | 1FK7022-5AK71-1HB8 | 1 | UN | 1 | 15 | C | D | N | N | 85015100 | 1 |  | 2.002 | KG | 1665.98 | 1665.98 | MC05 | MC05 | SIMOTICS S Synchronous servo motor 1FK7 Compact 0.85Nm, 100K, 6000rpm 0.38kW, Naturally cooled Power/signal connectors Connector can be rotated by 270Â° IMB 5 design (IM V1, IM V3) Flange 1, with KTY temperature sensor absolute encoder 512 S/R (encoder A-512); Derating 10% due to absolute encoder SHAFT WITH FITTED KEY, TOLERANCE N; WITH HOLDING BRAKE DEGREE OF PROTECTION IP65 IP67 D-END FLANGE; RAL7016 COATING; METALLIC RATING PLATE AT MOTOR | - | 0 | 0
1FK7022-5AK71-1HG0 |  | 1FK7022-5AK71-1HG0 | 1 | UN | 1 | 15 | C | D | N | N | 85015100 | 1 | 4025515015895 | 1.803 | KG | 1285.26 | 1285.26 | MC05 | MC05 | SIMOTICS S Synchronous servo motor 1FK7 Compact 0.85Nm, 100K, 6000rpm 0.38kW, Naturally cooled Power/signal connectors Connector can be rotated by 270Â° IMB 5 design (IM V1, IM V3) Flange 1, with KTY temperature sensor absolute encoder 512 S/R (encoder A-512); Derating 10% due to absolute encoder PLAIN SHAFT, TOLERANCE N; W/O HOLDING BRAKE DEGREE OF PROTECTION IP64 | - | 0 | 7
1FK7022-5AK71-1HG2 |  | 1FK7022-5AK71-1HG2 | 1 | UN | 1 | 15 | C | D | N | N | 85015100 | 1 |  | 1.803 | KG | 1350.73 | 1350.73 | MC05 | MC05 | SIMOTICS S Synchronous servo motor 1FK7 Compact 0.85Nm, 100K, 6000rpm 0.38kW, Naturally cooled Power/signal connectors Connector can be rotated by 270Â° IMB 5 design (IM V1, IM V3) Flange 1, with KTY temperature sensor absolute encoder 512 S/R (encoder A-512); Derating 10% due to absolute encoder PLAIN SHAFT, TOLERANCE N; W/O HOLDING BRAKE DEGREE OF PROTECTION IP65 FLANGE ON DRIVE END IP67 | - | 0 | 0
1FK7022-5AK71-1HG3 |  | 1FK7022-5AK71-1HG3 | 1 | UN | 1 | 15 | C | D | N | N | 85015100 | 1 |  | 1.803 | KG | 1317 | 1317 | MC05 | MC05 | SIMOTICS S Synchronous servo motor 1FK7 Compact 0.85Nm, 100K, 6000rpm 0.38kW, Naturally cooled Power/signal connectors Connector can be rotated by 270Â° IMB 5 design (IM V1, IM V3) Flange 1, with KTY temperature sensor absolute encoder 512 S/R (encoder A-512); Derating 10% due to absolute encoder PLAIN SHAFT, TOLERANCE N; W/O HOLDING BRAKE DEGREE OF PROTECTION IP64; PAINT FINISH RAL7016 | - | 0 | 0
1FK7022-5AK71-1HG5 |  | 1FK7022-5AK71-1HG5 | 1 | UN | 1 | 15 | C | D | N | N | 85015100 | 1 |  | 1.803 | KG | 1382.45 | 1382.45 | MC05 | MC05 | SIMOTICS S Synchronous servo motor 1FK7 Compact 0.85Nm, 100K, 6000rpm 0.38kW, Naturally cooled Power/signal connectors Connector can be rotated by 270Â° IMB 5 design (IM V1, IM V3) Flange 1, with KTY temperature sensor absolute encoder 512 S/R (encoder A-512); Derating 10% due to absolute encoder PLAIN SHAFT, TOLERANCE N; W/O HOLDING BRAKE DEGREE OF PROTECTION IP65 AS FLANGE IP67; PAINT FINISH RAL7016 | - | 0 | 0
1FK7022-5AK71-1HG5-Z | J09 | 1FK7022-5AK71-1HG5-ZJ09 | 1 | UN | 1 | 15 | C | D | N | N | 85015100 | 1 |  | 3.703 | KG | 2770.75 | 2770.75 | MC05 | MC05 | SIMOTICS S Synchronous servo motor 1FK7 Compact 0.85Nm, 100K, 6000rpm 0.38kW, Naturally cooled Power/signal connectors Connector can be rotated by 270Â° IMB 5 design (IM V1, IM V3) Flange 1, with KTY temperature sensor absolute encoder 512 S/R (encoder A-512); Derating 10% due to absolute encoder PLAIN SHAFT, TOLERANCE N; W/O HOLDING BRAKE DEGREE OF PROTECTION IP65 AS FLANGE IP67; PAINT FINISH RAL7016 J09: ALPHA SP+, SP 060S-MF1 PLANETARY GEARING 1 STAGE, I=10, WITH FEATHER KEY | - | 0 | 0
1FK7022-5AK71-1HG8 |  | 1FK7022-5AK71-1HG8 | 1 | UN | 1 | 15 | C | D | N | N | 85015100 | 1 |  | 1.803 | KG | 1452.41 | 1452.41 | MC05 | MC05 | SIMOTICS S Synchronous servo motor 1FK7 Compact 0.85Nm, 100K, 6000rpm 0.38kW, Naturally cooled Power/signal connectors Connector can be rotated by 270Â° IMB 5 design (IM V1, IM V3) Flange 1, with KTY temperature sensor absolute encoder 512 S/R (encoder A-512); Derating 10% due to absolute encoder PLAIN SHAFT, TOLERANCE N; W/O HOLDING BRAKE DEGREE OF PROTECTION IP65 IP67 D-END FLANGE; RAL7016 COATING; METALLIC RATING PLATE AT MOTOR | - | 0 | 0
1FK7022-5AK71-1HH0 |  | 1FK7022-5AK71-1HH0 | 1 | UN | 1 | 15 | C | D | N | N | 85015100 | 1 | 4025515015901 | 2.002 | KG | 1436.79 | 1436.79 | MC05 | MC05 | SIMOTICS S Synchronous servo motor 1FK7 Compact 0.85Nm, 100K, 6000rpm 0.38kW, Naturally cooled Power/signal connectors Connector can be rotated by 270Â° IMB 5 design (IM V1, IM V3) Flange 1, with KTY temperature sensor absolute encoder 512 S/R (encoder A-512); Derating 10% due to absolute encoder PLAIN SHAFT, TOLERANCE N; WITH HOLDING BRAKE DEGREE OF PROTECTION IP64 | - | 0 | 7
1FK7022-5AK71-1HH2 |  | 1FK7022-5AK71-1HH2 | 1 | UN | 1 | 15 | C | D | N | N | 85015100 | 1 |  | 2.002 | KG | 1502.26 | 1502.26 | MC05 | MC05 | SIMOTICS S Synchronous servo motor 1FK7 Compact 0.85Nm, 100K, 6000rpm 0.38kW, Naturally cooled Power/signal connectors Connector can be rotated by 270Â° IMB 5 design (IM V1, IM V3) Flange 1, with KTY temperature sensor absolute encoder 512 S/R (encoder A-512); Derating 10% due to absolute encoder PLAIN SHAFT, TOLERANCE N; WITH HOLDING BRAKE DEGREE OF PROTECTION IP65 FLANGE ON DRIVE END IP67 | - | 0 | 0
1FK7022-5AK71-1HH3 |  | 1FK7022-5AK71-1HH3 | 1 | UN | 1 | 15 | C | D | N | N | 85015100 | 1 |  | 2.002 | KG | 1468.53 | 1468.53 | MC05 | MC05 | SIMOTICS S Synchronous servo motor 1FK7 Compact 0.85Nm, 100K, 6000rpm 0.38kW, Naturally cooled Power/signal connectors Connector can be rotated by 270Â° IMB 5 design (IM V1, IM V3) Flange 1, with KTY temperature sensor absolute encoder 512 S/R (encoder A-512); Derating 10% due to absolute encoder PLAIN SHAFT, TOLERANCE N; WITH HOLDING BRAKE DEGREE OF PROTECTION IP64; PAINT FINISH RAL7016 | - | 0 | 0
1FK7022-5AK71-1HH5 |  | 1FK7022-5AK71-1HH5 | 1 | UN | 1 | 15 | C | D | N | N | 85015100 | 1 | 4025515015918 | 2.002 | KG | 1533.98 | 1533.98 | MC05 | MC05 | SIMOTICS S Synchronous servo motor 1FK7 Compact 0.85Nm, 100K, 6000rpm 0.38kW, Naturally cooled Power/signal connectors Connector can be rotated by 270Â° IMB 5 design (IM V1, IM V3) Flange 1, with KTY temperature sensor absolute encoder 512 S/R (encoder A-512); Derating 10% due to absolute encoder PLAIN SHAFT, TOLERANCE N; WITH HOLDING BRAKE DEGREE OF PROTECTION IP65 AS FLANGE IP67; PAINT FINISH RAL7016 | - | 0 | 7
1FK7022-5AK71-1HH5-Z | J03 | 1FK7022-5AK71-1HH5-ZJ03 | 1 | UN | 1 | 15 | C | D | N | N | 85015100 | 1 |  | 3.902 | KG | 2922.28 | 2922.28 | MC05 | MC05 | SIMOTICS S Synchronous servo motor 1FK7 Compact 0.85Nm, 100K, 6000rpm 0.38kW, Naturally cooled Power/signal connectors Connector can be rotated by 270Â° IMB 5 design (IM V1, IM V3) Flange 1, with KTY temperature sensor absolute encoder 512 S/R (encoder A-512); Derating 10% due to absolute encoder PLAIN SHAFT, TOLERANCE N; WITH HOLDING BRAKE DEGREE OF PROTECTION IP65 AS FLANGE IP67; PAINT FINISH RAL7016 J03: ALPHA SP+, SP 060S-MF1 PLANETARY GEARING 1 STAGE,I=5, WITH FEATHER KEY | - | 0 | 0
1FK7022-5AK71-1HH5-Z | J23 | 1FK7022-5AK71-1HH5-ZJ23 | 1 | UN | 1 | 15 | C | D | N | N | 85015100 | 1 |  | 3.902 | KG | 2922.28 | 2922.28 | MC05 | MC05 | SIMOTICS S Synchronous servo motor 1FK7 Compact 0.85Nm, 100K, 6000rpm 0.38kW, Naturally cooled Power/signal connectors Connector can be rotated by 270Â° IMB 5 design (IM V1, IM V3) Flange 1, with KTY temperature sensor absolute encoder 512 S/R (encoder A-512); Derating 10% due to absolute encoder PLAIN SHAFT, TOLERANCE N; WITH HOLDING BRAKE DEGREE OF PROTECTION IP65 AS FLANGE IP67; PAINT FINISH RAL7016 J23: ALPHA SP+, SP 060S-MF1 PLANETARY GEARING 1 STAGE, I=5, W/O FEATHER KEY | - | 0 | 0
1FK7022-5AK71-1HH8 |  | 1FK7022-5AK71-1HH8 | 1 | UN | 1 | 15 | C | D | N | N | 85015100 | 1 |  | 2.002 | KG | 1603.94 | 1603.94 | MC05 | MC05 | SIMOTICS S Synchronous servo motor 1FK7 Compact 0.85Nm, 100K, 6000rpm 0.38kW, Naturally cooled Power/signal connectors Connector can be rotated by 270Â° IMB 5 design (IM V1, IM V3) Flange 1, with KTY temperature sensor absolute encoder 512 S/R (encoder A-512); Derating 10% due to absolute encoder PLAIN SHAFT, TOLERANCE N; WITH HOLDING BRAKE DEGREE OF PROTECTION IP65 IP67 D-END FLANGE; RAL7016 COATING; METALLIC RATING PLATE AT MOTOR | - | 0 | 0
1FK7022-5AK71-1JA0 |  | 1FK7022-5AK71-1JA0 | 1 | UN | 1 | 15 | C | D | N | N | 85015100 | 1 |  | 1.803 | KG | 982.88 | 982.88 | MC05 | MC05 | SIMOTICS S Synchronous servo motor 1FK7 Compact 0.85Nm, 100K, 6000rpm 0.38kW, Naturally cooled Power/signal connectors Connector can be rotated by 270Â° IMB 5 design (IM V1, IM V3) Flange 1, with KTY temperature sensor absolute encoder 16 S/R (encoder A-16); Derating 10% due to absolute encoder SHAFT WITH FITTED KEY, TOLERANCE N; W/O HOLDING BRAKE DEGREE OF PROTECTION IP64 | - | 0 | 0
1FK7022-5AK71-1JA2 |  | 1FK7022-5AK71-1JA2 | 1 | UN | 1 | 15 | C | D | N | N | 85015100 | 1 |  | 1.803 | KG | 1048.35 | 1048.35 | MC05 | MC05 | SIMOTICS S Synchronous servo motor 1FK7 Compact 0.85Nm, 100K, 6000rpm 0.38kW, Naturally cooled Power/signal connectors Connector can be rotated by 270Â° IMB 5 design (IM V1, IM V3) Flange 1, with KTY temperature sensor absolute encoder 16 S/R (encoder A-16); Derating 10% due to absolute encoder SHAFT WITH FITTED KEY, TOLERANCE N; W/O HOLDING BRAKE DEGREE OF PROTECTION IP65 FLANGE ON DRIVE END IP67 | - | 0 | 0
1FK7022-5AK71-1JA3 |  | 1FK7022-5AK71-1JA3 | 1 | UN | 1 | 15 | C | D | N | N | 85015100 | 1 |  | 1.803 | KG | 1014.62 | 1014.62 | MC05 | MC05 | SIMOTICS S Synchronous servo motor 1FK7 Compact 0.85Nm, 100K, 6000rpm 0.38kW, Naturally cooled Power/signal connectors Connector can be rotated by 270Â° IMB 5 design (IM V1, IM V3) Flange 1, with KTY temperature sensor absolute encoder 16 S/R (encoder A-16); Derating 10% due to absolute encoder SHAFT WITH FITTED KEY, TOLERANCE N; W/O HOLDING BRAKE DEGREE OF PROTECTION IP64; PAINT FINISH RAL7016 | - | 0 | 0
1FK7022-5AK71-1JA5 |  | 1FK7022-5AK71-1JA5 | 1 | UN | 1 | 15 | C | D | N | N | 85015100 | 1 |  | 1.803 | KG | 1080.07 | 1080.07 | MC05 | MC05 | SIMOTICS S Synchronous servo motor 1FK7 Compact 0.85Nm, 100K, 6000rpm 0.38kW, Naturally cooled Power/signal connectors Connector can be rotated by 270Â° IMB 5 design (IM V1, IM V3) Flange 1, with KTY temperature sensor absolute encoder 16 S/R (encoder A-16); Derating 10% due to absolute encoder SHAFT WITH FITTED KEY, TOLERANCE N; W/O HOLDING BRAKE DEGREE OF PROTECTION IP65 AS FLANGE IP67; PAINT FINISH RAL7016 | - | 0 | 0
1FK7022-5AK71-1JA8 |  | 1FK7022-5AK71-1JA8 | 1 | UN | 1 | 15 | C | D | N | N | 85015100 | 1 |  | 1.803 | KG | 1150.03 | 1150.03 | MC05 | MC05 | SIMOTICS S Synchronous servo motor 1FK7 Compact 0.85Nm, 100K, 6000rpm 0.38kW, Naturally cooled Power/signal connectors Connector can be rotated by 270Â° IMB 5 design (IM V1, IM V3) Flange 1, with KTY temperature sensor absolute encoder 16 S/R (encoder A-16); Derating 10% due to absolute encoder SHAFT WITH FITTED KEY, TOLERANCE N; W/O HOLDING BRAKE DEGREE OF PROTECTION IP65 IP67 D-END FLANGE; RAL7016 COATING; METALLIC RATING PLATE AT MOTOR | - | 0 | 0
1FK7022-5AK71-1JB0 |  | 1FK7022-5AK71-1JB0 | 1 | UN | 1 | 15 | C | D | N | N | 85015100 | 1 |  | 2.002 | KG | 1136.1 | 1136.1 | MC05 | MC05 | SIMOTICS S Synchronous servo motor 1FK7 Compact 0.85Nm, 100K, 6000rpm 0.38kW, Naturally cooled Power/signal connectors Connector can be rotated by 270Â° IMB 5 design (IM V1, IM V3) Flange 1, with KTY temperature sensor absolute encoder 16 S/R (encoder A-16); Derating 10% due to absolute encoder SHAFT WITH FITTED KEY, TOLERANCE N; WITH HOLDING BRAKE DEGREE OF PROTECTION IP64 | - | 0 | 0
1FK7022-5AK71-1JB2 |  | 1FK7022-5AK71-1JB2 | 1 | UN | 1 | 15 | C | D | N | N | 85015100 | 1 |  | 2.002 | KG | 1201.57 | 1201.57 | MC05 | MC05 | SIMOTICS S Synchronous servo motor 1FK7 Compact 0.85Nm, 100K, 6000rpm 0.38kW, Naturally cooled Power/signal connectors Connector can be rotated by 270Â° IMB 5 design (IM V1, IM V3) Flange 1, with KTY temperature sensor absolute encoder 16 S/R (encoder A-16); Derating 10% due to absolute encoder SHAFT WITH FITTED KEY, TOLERANCE N; WITH HOLDING BRAKE DEGREE OF PROTECTION IP65 FLANGE ON DRIVE END IP67 | - | 0 | 0
1FK7022-5AK71-1JB3 |  | 1FK7022-5AK71-1JB3 | 1 | UN | 1 | 15 | C | D | N | N | 85015100 | 1 |  | 2.002 | KG | 1167.84 | 1167.84 | MC05 | MC05 | SIMOTICS S Synchronous servo motor 1FK7 Compact 0.85Nm, 100K, 6000rpm 0.38kW, Naturally cooled Power/signal connectors Connector can be rotated by 270Â° IMB 5 design (IM V1, IM V3) Flange 1, with KTY temperature sensor absolute encoder 16 S/R (encoder A-16); Derating 10% due to absolute encoder SHAFT WITH FITTED KEY, TOLERANCE N; WITH HOLDING BRAKE DEGREE OF PROTECTION IP64; PAINT FINISH RAL7016 | - | 0 | 0
1FK7022-5AK71-1JB5 |  | 1FK7022-5AK71-1JB5 | 1 | UN | 1 | 15 | C | D | N | N | 85015100 | 1 |  | 2.002 | KG | 1233.29 | 1233.29 | MC05 | MC05 | SIMOTICS S Synchronous servo motor 1FK7 Compact 0.85Nm, 100K, 6000rpm 0.38kW, Naturally cooled Power/signal connectors Connector can be rotated by 270Â° IMB 5 design (IM V1, IM V3) Flange 1, with KTY temperature sensor absolute encoder 16 S/R (encoder A-16); Derating 10% due to absolute encoder SHAFT WITH FITTED KEY, TOLERANCE N; WITH HOLDING BRAKE DEGREE OF PROTECTION IP65 AS FLANGE IP67; PAINT FINISH RAL7016 | - | 0 | 0
1FK7022-5AK71-1JB8 |  | 1FK7022-5AK71-1JB8 | 1 | UN | 1 | 15 | C | D | N | N | 85015100 | 1 |  | 2.002 | KG | 1303.25 | 1303.25 | MC05 | MC05 | SIMOTICS S Synchronous servo motor 1FK7 Compact 0.85Nm, 100K, 6000rpm 0.38kW, Naturally cooled Power/signal connectors Connector can be rotated by 270Â° IMB 5 design (IM V1, IM V3) Flange 1, with KTY temperature sensor absolute encoder 16 S/R (encoder A-16); Derating 10% due to absolute encoder SHAFT WITH FITTED KEY, TOLERANCE N; WITH HOLDING BRAKE DEGREE OF PROTECTION IP65 IP67 D-END FLANGE; RAL7016 COATING; METALLIC RATING PLATE AT MOTOR | - | 0 | 0
1FK7022-5AK71-1JG0 |  | 1FK7022-5AK71-1JG0 | 1 | UN | 1 | 15 | C | D | N | N | 85015100 | 1 |  | 1.803 | KG | 922.53 | 922.53 | MC05 | MC05 | SIMOTICS S Synchronous servo motor 1FK7 Compact 0.85Nm, 100K, 6000rpm 0.38kW, Naturally cooled Power/signal connectors Connector can be rotated by 270Â° IMB 5 design (IM V1, IM V3) Flange 1, with KTY temperature sensor absolute encoder 16 S/R (encoder A-16); Derating 10% due to absolute encoder PLAIN SHAFT, TOLERANCE N; W/O HOLDING BRAKE DEGREE OF PROTECTION IP64 | - | 0 | 0
1FK7022-5AK71-1JG2 |  | 1FK7022-5AK71-1JG2 | 1 | UN | 1 | 15 | C | D | N | N | 85015100 | 1 |  | 1.803 | KG | 988 | 988 | MC05 | MC05 | SIMOTICS S Synchronous servo motor 1FK7 Compact 0.85Nm, 100K, 6000rpm 0.38kW, Naturally cooled Power/signal connectors Connector can be rotated by 270Â° IMB 5 design (IM V1, IM V3) Flange 1, with KTY temperature sensor absolute encoder 16 S/R (encoder A-16); Derating 10% due to absolute encoder PLAIN SHAFT, TOLERANCE N; W/O HOLDING BRAKE DEGREE OF PROTECTION IP65 FLANGE ON DRIVE END IP67 | - | 0 | 0
1FK7022-5AK71-1JG3 |  | 1FK7022-5AK71-1JG3 | 1 | UN | 1 | 15 | C | D | N | N | 85015100 | 1 |  | 1.803 | KG | 954.27 | 954.27 | MC05 | MC05 | SIMOTICS S Synchronous servo motor 1FK7 Compact 0.85Nm, 100K, 6000rpm 0.38kW, Naturally cooled Power/signal connectors Connector can be rotated by 270Â° IMB 5 design (IM V1, IM V3) Flange 1, with KTY temperature sensor absolute encoder 16 S/R (encoder A-16); Derating 10% due to absolute encoder PLAIN SHAFT, TOLERANCE N; W/O HOLDING BRAKE DEGREE OF PROTECTION IP64; PAINT FINISH RAL7016 | - | 0 | 0
1FK7022-5AK71-1JG5 |  | 1FK7022-5AK71-1JG5 | 1 | UN | 1 | 15 | C | D | N | N | 85015100 | 1 |  | 1.803 | KG | 1019.72 | 1019.72 | MC05 | MC05 | SIMOTICS S Synchronous servo motor 1FK7 Compact 0.85Nm, 100K, 6000rpm 0.38kW, Naturally cooled Power/signal connectors Connector can be rotated by 270Â° IMB 5 design (IM V1, IM V3) Flange 1, with KTY temperature sensor absolute encoder 16 S/R (encoder A-16); Derating 10% due to absolute encoder PLAIN SHAFT, TOLERANCE N; W/O HOLDING BRAKE DEGREE OF PROTECTION IP65 AS FLANGE IP67; PAINT FINISH RAL7016 | - | 0 | 0
1FK7022-5AK71-1JG8 |  | 1FK7022-5AK71-1JG8 | 1 | UN | 1 | 15 | C | D | N | N | 85015100 | 1 |  | 1.803 | KG | 1089.68 | 1089.68 | MC05 | MC05 | SIMOTICS S Synchronous servo motor 1FK7 Compact 0.85Nm, 100K, 6000rpm 0.38kW, Naturally cooled Power/signal connectors Connector can be rotated by 270Â° IMB 5 design (IM V1, IM V3) Flange 1, with KTY temperature sensor absolute encoder 16 S/R (encoder A-16); Derating 10% due to absolute encoder PLAIN SHAFT, TOLERANCE N; W/O HOLDING BRAKE DEGREE OF PROTECTION IP65 IP67 D-END FLANGE; RAL7016 COATING; METALLIC RATING PLATE AT MOTOR | - | 0 | 0
1FK7022-5AK71-1JH0 |  | 1FK7022-5AK71-1JH0 | 1 | UN | 1 | 15 | C | D | N | N | 85015100 | 1 |  | 2.002 | KG | 1074.06 | 1074.06 | MC05 | MC05 | SIMOTICS S Synchronous servo motor 1FK7 Compact 0.85Nm, 100K, 6000rpm 0.38kW, Naturally cooled Power/signal connectors Connector can be rotated by 270Â° IMB 5 design (IM V1, IM V3) Flange 1, with KTY temperature sensor absolute encoder 16 S/R (encoder A-16); Derating 10% due to absolute encoder PLAIN SHAFT, TOLERANCE N; WITH HOLDING BRAKE DEGREE OF PROTECTION IP64 | - | 0 | 0
1FK7022-5AK71-1JH2 |  | 1FK7022-5AK71-1JH2 | 1 | UN | 1 | 15 | C | D | N | N | 85015100 | 1 |  | 2.002 | KG | 1139.53 | 1139.53 | MC05 | MC05 | SIMOTICS S Synchronous servo motor 1FK7 Compact 0.85Nm, 100K, 6000rpm 0.38kW, Naturally cooled Power/signal connectors Connector can be rotated by 270Â° IMB 5 design (IM V1, IM V3) Flange 1, with KTY temperature sensor absolute encoder 16 S/R (encoder A-16); Derating 10% due to absolute encoder PLAIN SHAFT, TOLERANCE N; WITH HOLDING BRAKE DEGREE OF PROTECTION IP65 FLANGE ON DRIVE END IP67 | - | 0 | 0
1FK7022-5AK71-1JH3 |  | 1FK7022-5AK71-1JH3 | 1 | UN | 1 | 15 | C | D | N | N | 85015100 | 1 |  | 2.002 | KG | 1105.8 | 1105.8 | MC05 | MC05 | SIMOTICS S Synchronous servo motor 1FK7 Compact 0.85Nm, 100K, 6000rpm 0.38kW, Naturally cooled Power/signal connectors Connector can be rotated by 270Â° IMB 5 design (IM V1, IM V3) Flange 1, with KTY temperature sensor absolute encoder 16 S/R (encoder A-16); Derating 10% due to absolute encoder PLAIN SHAFT, TOLERANCE N; WITH HOLDING BRAKE DEGREE OF PROTECTION IP64; PAINT FINISH RAL7016 | - | 0 | 0
1FK7022-5AK71-1JH5 |  | 1FK7022-5AK71-1JH5 | 1 | UN | 1 | 15 | C | D | N | N | 85015100 | 1 |  | 2.002 | KG | 1171.25 | 1171.25 | MC05 | MC05 | SIMOTICS S Synchronous servo motor 1FK7 Compact 0.85Nm, 100K, 6000rpm 0.38kW, Naturally cooled Power/signal connectors Connector can be rotated by 270Â° IMB 5 design (IM V1, IM V3) Flange 1, with KTY temperature sensor absolute encoder 16 S/R (encoder A-16); Derating 10% due to absolute encoder PLAIN SHAFT, TOLERANCE N; WITH HOLDING BRAKE DEGREE OF PROTECTION IP65 AS FLANGE IP67; PAINT FINISH RAL7016 | - | 0 | 0
1FK7022-5AK71-1JH8 |  | 1FK7022-5AK71-1JH8 | 1 | UN | 1 | 15 | C | D | N | N | 85015100 | 1 |  | 2.002 | KG | 1241.21 | 1241.21 | MC05 | MC05 | SIMOTICS S Synchronous servo motor 1FK7 Compact 0.85Nm, 100K, 6000rpm 0.38kW, Naturally cooled Power/signal connectors Connector can be rotated by 270Â° IMB 5 design (IM V1, IM V3) Flange 1, with KTY temperature sensor absolute encoder 16 S/R (encoder A-16); Derating 10% due to absolute encoder PLAIN SHAFT, TOLERANCE N; WITH HOLDING BRAKE DEGREE OF PROTECTION IP65 IP67 D-END FLANGE; RAL7016 COATING; METALLIC RATING PLATE AT MOTOR | - | 0 | 0
1FK7022-5AK71-1LA0 |  | 1FK7022-5AK71-1LA0 | 1 | UN | 1 | 15 | C | D | N | N | 85015100 | 1 |  | 1.803 | KG | 1512.73 | 1512.73 | MC05 | MC05 | SIMOTICS S Synchronous servo motor 1FK7 Compact 0.85Nm, 100K, 6000rpm 0.38kW, Naturally cooled Power/signal connectors Connector can be rotated by 270Â° FRAME SIZE IMB 5 (IM V1, IM V3) FLANGE 1 ABSOLUTE ENCODER 512 P/REV (ENCODER A-512) WITH DRIVE-CLIQ INTERFACE; PERFORMANCE REDUCTION BY 10% DUE TO ABSOLUTE ENCODER; SHAFT WITH FITTED KEY, TOLERANCE N; W/O HOLDING BRAKE DEGREE OF PROTECTION IP64 | - | 0 | 0
1FK7022-5AK71-1LA2 |  | 1FK7022-5AK71-1LA2 | 1 | UN | 1 | 15 | C | D | N | N | 85015100 | 1 |  | 1.803 | KG | 1578.2 | 1578.2 | MC05 | MC05 | SIMOTICS S Synchronous servo motor 1FK7 Compact 0.85Nm, 100K, 6000rpm 0.38kW, Naturally cooled Power/signal connectors Connector can be rotated by 270Â° FRAME SIZE IMB 5 (IM V1, IM V3) FLANGE 1 ABSOLUTE ENCODER 512 P/REV (ENCODER A-512) WITH DRIVE-CLIQ INTERFACE; PERFORMANCE REDUCTION BY 10% DUE TO ABSOLUTE ENCODER; SHAFT WITH FITTED KEY, TOLERANCE N; W/O HOLDING BRAKE DEGREE OF PROTECTION IP65 FLANGE ON DRIVE END IP67 | - | 0 | 0
1FK7022-5AK71-1LA3 |  | 1FK7022-5AK71-1LA3 | 1 | UN | 1 | 15 | C | D | N | N | 85015100 | 1 |  | 1.803 | KG | 1544.47 | 1544.47 | MC05 | MC05 | SIMOTICS S Synchronous servo motor 1FK7 Compact 0.85Nm, 100K, 6000rpm 0.38kW, Naturally cooled Power/signal connectors Connector can be rotated by 270Â° FRAME SIZE IMB 5 (IM V1, IM V3) FLANGE 1 ABSOLUTE ENCODER 512 P/REV (ENCODER A-512) WITH DRIVE-CLIQ INTERFACE; PERFORMANCE REDUCTION BY 10% DUE TO ABSOLUTE ENCODER; SHAFT WITH FITTED KEY, TOLERANCE N; W/O HOLDING BRAKE DEGREE OF PROTECTION IP64; PAINT FINISH RAL7016 | - | 0 | 0
1FK7022-5AK71-1LA5 |  | 1FK7022-5AK71-1LA5 | 1 | UN | 1 | 15 | C | D | N | N | 85015100 | 1 |  | 1.803 | KG | 1609.92 | 1609.92 | MC05 | MC05 | SIMOTICS S Synchronous servo motor 1FK7 Compact 0.85Nm, 100K, 6000rpm 0.38kW, Naturally cooled Power/signal connectors Connector can be rotated by 270Â° FRAME SIZE IMB 5 (IM V1, IM V3) FLANGE 1 ABSOLUTE ENCODER 512 P/REV (ENCODER A-512) WITH DRIVE-CLIQ INTERFACE; PERFORMANCE REDUCTION BY 10% DUE TO ABSOLUTE ENCODER; SHAFT WITH FITTED KEY, TOLERANCE N; W/O HOLDING BRAKE DEGREE OF PROTECTION IP65 AS FLANGE IP67; PAINT FINISH RAL7016 | - | 0 | 0
1FK7022-5AK71-1LA8 |  | 1FK7022-5AK71-1LA8 | 1 | UN | 1 | 15 | C | D | N | N | 85015100 | 1 |  | 1.803 | KG | 1679.88 | 1679.88 | MC05 | MC05 | SIMOTICS S Synchronous servo motor 1FK7 Compact 0.85Nm, 100K, 6000rpm 0.38kW, Naturally cooled Power/signal connectors Connector can be rotated by 270Â° FRAME SIZE IMB 5 (IM V1, IM V3) FLANGE 1 ABSOLUTE ENCODER 512 P/REV (ENCODER A-512) WITH DRIVE-CLIQ INTERFACE; PERFORMANCE REDUCTION BY 10% DUE TO ABSOLUTE ENCODER; SHAFT WITH FITTED KEY, TOLERANCE N; W/O HOLDING BRAKE DEGREE OF PROTECTION IP65 IP67 D-END FLANGE; RAL7016 COATING; METALLIC RATING PLATE AT MOTOR | - | 0 | 0
1FK7022-5AK71-1LB0 |  | 1FK7022-5AK71-1LB0 | 1 | UN | 1 | 15 | C | D | N | N | 85015100 | 1 |  | 2.002 | KG | 1665.95 | 1665.95 | MC05 | MC05 | SIMOTICS S Synchronous servo motor 1FK7 Compact 0.85Nm, 100K, 6000rpm 0.38kW, Naturally cooled Power/signal connectors Connector can be rotated by 270Â° FRAME SIZE IMB 5 (IM V1, IM V3) FLANGE 1 ABSOLUTE ENCODER 512 P/REV (ENCODER A-512) WITH DRIVE-CLIQ INTERFACE; PERFORMANCE REDUCTION BY 10% DUE TO ABSOLUTE ENCODER; SHAFT WITH FITTED KEY, TOLERANCE N; WITH HOLDING BRAKE DEGREE OF PROTECTION IP64 | - | 0 | 0
1FK7022-5AK71-1LB2 |  | 1FK7022-5AK71-1LB2 | 1 | UN | 1 | 15 | C | D | N | N | 85015100 | 1 |  | 2.002 | KG | 1731.42 | 1731.42 | MC05 | MC05 | SIMOTICS S Synchronous servo motor 1FK7 Compact 0.85Nm, 100K, 6000rpm 0.38kW, Naturally cooled Power/signal connectors Connector can be rotated by 270Â° FRAME SIZE IMB 5 (IM V1, IM V3) FLANGE 1 ABSOLUTE ENCODER 512 P/REV (ENCODER A-512) WITH DRIVE-CLIQ INTERFACE; PERFORMANCE REDUCTION BY 10% DUE TO ABSOLUTE ENCODER; SHAFT WITH FITTED KEY, TOLERANCE N; WITH HOLDING BRAKE DEGREE OF PROTECTION IP65 FLANGE ON DRIVE END IP67 | - | 0 | 0
1FK7022-5AK71-1LB3 |  | 1FK7022-5AK71-1LB3 | 1 | UN | 1 | 15 | C | D | N | N | 85015100 | 1 |  | 2.002 | KG | 1697.69 | 1697.69 | MC05 | MC05 | SIMOTICS S Synchronous servo motor 1FK7 Compact 0.85Nm, 100K, 6000rpm 0.38kW, Naturally cooled Power/signal connectors Connector can be rotated by 270Â° FRAME SIZE IMB 5 (IM V1, IM V3) FLANGE 1 ABSOLUTE ENCODER 512 P/REV (ENCODER A-512) WITH DRIVE-CLIQ INTERFACE; PERFORMANCE REDUCTION BY 10% DUE TO ABSOLUTE ENCODER; SHAFT WITH FITTED KEY, TOLERANCE N; WITH HOLDING BRAKE DEGREE OF PROTECTION IP64; PAINT FINISH RAL7016 | - | 0 | 0
1FK7022-5AK71-1LB5 |  | 1FK7022-5AK71-1LB5 | 1 | UN | 1 | 15 | C | D | N | N | 85015100 | 1 |  | 2.002 | KG | 1763.14 | 1763.14 | MC05 | MC05 | SIMOTICS S Synchronous servo motor 1FK7 Compact 0.85Nm, 100K, 6000rpm 0.38kW, Naturally cooled Power/signal connectors Connector can be rotated by 270Â° FRAME SIZE IMB 5 (IM V1, IM V3) FLANGE 1 ABSOLUTE ENCODER 512 P/REV (ENCODER A-512) WITH DRIVE-CLIQ INTERFACE; PERFORMANCE REDUCTION BY 10% DUE TO ABSOLUTE ENCODER; SHAFT WITH FITTED KEY, TOLERANCE N; WITH HOLDING BRAKE DEGREE OF PROTECTION IP65 AS FLANGE IP67; PAINT FINISH RAL7016 | - | 0 | 0
1FK7022-5AK71-1LB8 |  | 1FK7022-5AK71-1LB8 | 1 | UN | 1 | 15 | C | D | N | N | 85015100 | 1 |  | 2.002 | KG | 1833.1 | 1833.1 | MC05 | MC05 | SIMOTICS S Synchronous servo motor 1FK7 Compact 0.85Nm, 100K, 6000rpm 0.38kW, Naturally cooled Power/signal connectors Connector can be rotated by 270Â° FRAME SIZE IMB 5 (IM V1, IM V3) FLANGE 1 ABSOLUTE ENCODER 512 P/REV (ENCODER A-512) WITH DRIVE-CLIQ INTERFACE; PERFORMANCE REDUCTION BY 10% DUE TO ABSOLUTE ENCODER; SHAFT WITH FITTED KEY, TOLERANCE N; WITH HOLDING BRAKE DEGREE OF PROTECTION IP65 IP67 D-END FLANGE; RAL7016 COATING; METALLIC RATING PLATE AT MOTOR | - | 0 | 0
1FK7022-5AK71-1LG0 |  | 1FK7022-5AK71-1LG0 | 1 | UN | 1 | 15 | C | D | N | N | 85015100 | 1 |  | 1.803 | KG | 1452.38 | 1452.38 | MC05 | MC05 | SIMOTICS S Synchronous servo motor 1FK7 Compact 0.85Nm, 100K, 6000rpm 0.38kW, Naturally cooled Power/signal connectors Connector can be rotated by 270Â° FRAME SIZE IMB 5 (IM V1, IM V3) FLANGE 1 ABSOLUTE ENCODER 512 P/REV (ENCODER A-512) WITH DRIVE-CLIQ INTERFACE; PERFORMANCE REDUCTION BY 10% DUE TO ABSOLUTE ENCODER; PLAIN SHAFT, TOLERANCE N; W/O HOLDING BRAKE DEGREE OF PROTECTION IP64 | - | 0 | 0
1FK7022-5AK71-1LG2 |  | 1FK7022-5AK71-1LG2 | 1 | UN | 1 | 15 | C | D | N | N | 85015100 | 1 |  | 1.803 | KG | 1517.85 | 1517.85 | MC05 | MC05 | SIMOTICS S Synchronous servo motor 1FK7 Compact 0.85Nm, 100K, 6000rpm 0.38kW, Naturally cooled Power/signal connectors Connector can be rotated by 270Â° FRAME SIZE IMB 5 (IM V1, IM V3) FLANGE 1 ABSOLUTE ENCODER 512 P/REV (ENCODER A-512) WITH DRIVE-CLIQ INTERFACE; PERFORMANCE REDUCTION BY 10% DUE TO ABSOLUTE ENCODER; PLAIN SHAFT, TOLERANCE N; W/O HOLDING BRAKE DEGREE OF PROTECTION IP65 FLANGE ON DRIVE END IP67 | - | 0 | 0
1FK7022-5AK71-1LG3 |  | 1FK7022-5AK71-1LG3 | 1 | UN | 1 | 15 | C | D | N | N | 85015100 | 1 |  | 1.803 | KG | 1484.12 | 1484.12 | MC05 | MC05 | SIMOTICS S Synchronous servo motor 1FK7 Compact 0.85Nm, 100K, 6000rpm 0.38kW, Naturally cooled Power/signal connectors Connector can be rotated by 270Â° FRAME SIZE IMB 5 (IM V1, IM V3) FLANGE 1 ABSOLUTE ENCODER 512 P/REV (ENCODER A-512) WITH DRIVE-CLIQ INTERFACE; PERFORMANCE REDUCTION BY 10% DUE TO ABSOLUTE ENCODER; PLAIN SHAFT, TOLERANCE N; W/O HOLDING BRAKE DEGREE OF PROTECTION IP64; PAINT FINISH RAL7016 | - | 0 | 0
1FK7022-5AK71-1LG5 |  | 1FK7022-5AK71-1LG5 | 1 | UN | 1 | 15 | C | D | N | N | 85015100 | 1 |  | 1.803 | KG | 1549.57 | 1549.57 | MC05 | MC05 | SIMOTICS S Synchronous servo motor 1FK7 Compact 0.85Nm, 100K, 6000rpm 0.38kW, Naturally cooled Power/signal connectors Connector can be rotated by 270Â° FRAME SIZE IMB 5 (IM V1, IM V3) FLANGE 1 ABSOLUTE ENCODER 512 P/REV (ENCODER A-512) WITH DRIVE-CLIQ INTERFACE; PERFORMANCE REDUCTION BY 10% DUE TO ABSOLUTE ENCODER; PLAIN SHAFT, TOLERANCE N; W/O HOLDING BRAKE DEGREE OF PROTECTION IP65 AS FLANGE IP67; PAINT FINISH RAL7016 | - | 0 | 0
1FK7022-5AK71-1LG8 |  | 1FK7022-5AK71-1LG8 | 1 | UN | 1 | 15 | C | D | N | N | 85015100 | 1 |  | 1.803 | KG | 1619.53 | 1619.53 | MC05 | MC05 | SIMOTICS S Synchronous servo motor 1FK7 Compact 0.85Nm, 100K, 6000rpm 0.38kW, Naturally cooled Power/signal connectors Connector can be rotated by 270Â° FRAME SIZE IMB 5 (IM V1, IM V3) FLANGE 1 ABSOLUTE ENCODER 512 P/REV (ENCODER A-512) WITH DRIVE-CLIQ INTERFACE; PERFORMANCE REDUCTION BY 10% DUE TO ABSOLUTE ENCODER; PLAIN SHAFT, TOLERANCE N; W/O HOLDING BRAKE DEGREE OF PROTECTION IP65 IP67 D-END FLANGE; RAL7016 COATING; METALLIC RATING PLATE AT MOTOR | - | 0 | 0
1FK7022-5AK71-1LH0 |  | 1FK7022-5AK71-1LH0 | 1 | UN | 1 | 15 | C | D | N | N | 85015100 | 1 |  | 2.002 | KG | 1603.91 | 1603.91 | MC05 | MC05 | SIMOTICS S Synchronous servo motor 1FK7 Compact 0.85Nm, 100K, 6000rpm 0.38kW, Naturally cooled Power/signal connectors Connector can be rotated by 270Â° FRAME SIZE IMB 5 (IM V1, IM V3) FLANGE 1 ABSOLUTE ENCODER 512 P/REV (ENCODER A-512) WITH DRIVE-CLIQ INTERFACE; PERFORMANCE REDUCTION BY 10% DUE TO ABSOLUTE ENCODER; PLAIN SHAFT, TOLERANCE N; WITH HOLDING BRAKE DEGREE OF PROTECTION IP64 | - | 0 | 0
1FK7022-5AK71-1LH2 |  | 1FK7022-5AK71-1LH2 | 1 | UN | 1 | 15 | C | D | N | N | 85015100 | 1 |  | 2.002 | KG | 1669.38 | 1669.38 | MC05 | MC05 | SIMOTICS S Synchronous servo motor 1FK7 Compact 0.85Nm, 100K, 6000rpm 0.38kW, Naturally cooled Power/signal connectors Connector can be rotated by 270Â° FRAME SIZE IMB 5 (IM V1, IM V3) FLANGE 1 ABSOLUTE ENCODER 512 P/REV (ENCODER A-512) WITH DRIVE-CLIQ INTERFACE; PERFORMANCE REDUCTION BY 10% DUE TO ABSOLUTE ENCODER; PLAIN SHAFT, TOLERANCE N; WITH HOLDING BRAKE DEGREE OF PROTECTION IP65 FLANGE ON DRIVE END IP67 | - | 0 | 0
1FK7022-5AK71-1LH3 |  | 1FK7022-5AK71-1LH3 | 1 | UN | 1 | 15 | C | D | N | N | 85015100 | 1 |  | 2.002 | KG | 1635.65 | 1635.65 | MC05 | MC05 | SIMOTICS S Synchronous servo motor 1FK7 Compact 0.85Nm, 100K, 6000rpm 0.38kW, Naturally cooled Power/signal connectors Connector can be rotated by 270Â° FRAME SIZE IMB 5 (IM V1, IM V3) FLANGE 1 ABSOLUTE ENCODER 512 P/REV (ENCODER A-512) WITH DRIVE-CLIQ INTERFACE; PERFORMANCE REDUCTION BY 10% DUE TO ABSOLUTE ENCODER; PLAIN SHAFT, TOLERANCE N; WITH HOLDING BRAKE DEGREE OF PROTECTION IP64; PAINT FINISH RAL7016 | - | 0 | 0
1FK7022-5AK71-1LH3-Z | V42 | 1FK7022-5AK71-1LH3-ZV42 | 1 | UN | 1 | 15 | C | D | N | N | 85015100 | 1 |  | 3.902 | KG | 2519.38 | 2519.38 | MC05 | MC05 | SIMOTICS S Synchronous servo motor 1FK7 Compact 0.85Nm, 100K, 6000rpm 0.38kW, Naturally cooled Power/signal connectors Connector can be rotated by 270Â° FRAME SIZE IMB 5 (IM V1, IM V3) FLANGE 1 ABSOLUTE ENCODER 512 P/REV (ENCODER A-512) WITH DRIVE-CLIQ INTERFACE; PERFORMANCE REDUCTION BY 10% DUE TO ABSOLUTE ENCODER; PLAIN SHAFT, TOLERANCE N; WITH HOLDING BRAKE DEGREE OF PROTECTION IP64; PAINT FINISH RAL7016 V42: ALPHA NP, NP 015 Planetary gear unit 1-stage, i=10, with feather key | - | 0 | 0
1FK7022-5AK71-1LH5 |  | 1FK7022-5AK71-1LH5 | 1 | UN | 1 | 15 | C | D | N | N | 85015100 | 1 |  | 2.002 | KG | 1701.1 | 1701.1 | MC05 | MC05 | SIMOTICS S Synchronous servo motor 1FK7 Compact 0.85Nm, 100K, 6000rpm 0.38kW, Naturally cooled Power/signal connectors Connector can be rotated by 270Â° FRAME SIZE IMB 5 (IM V1, IM V3) FLANGE 1 ABSOLUTE ENCODER 512 P/REV (ENCODER A-512) WITH DRIVE-CLIQ INTERFACE; PERFORMANCE REDUCTION BY 10% DUE TO ABSOLUTE ENCODER; PLAIN SHAFT, TOLERANCE N; WITH HOLDING BRAKE DEGREE OF PROTECTION IP65 AS FLANGE IP67; PAINT FINISH RAL7016 | - | 0 | 0
1FK7022-5AK71-1LH5-Z | J03 | 1FK7022-5AK71-1LH5-ZJ03 | 1 | UN | 1 | 15 | C | D | N | N | 85015100 | 1 |  | 3.902 | KG | 3089.4 | 3089.4 | MC05 | MC05 | SIMOTICS S Synchronous servo motor 1FK7 Compact 0.85Nm, 100K, 6000rpm 0.38kW, Naturally cooled Power/signal connectors Connector can be rotated by 270Â° FRAME SIZE IMB 5 (IM V1, IM V3) FLANGE 1 ABSOLUTE ENCODER 512 P/REV (ENCODER A-512) WITH DRIVE-CLIQ INTERFACE; PERFORMANCE REDUCTION BY 10% DUE TO ABSOLUTE ENCODER; PLAIN SHAFT, TOLERANCE N; WITH HOLDING BRAKE DEGREE OF PROTECTION IP65 AS FLANGE IP67; PAINT FINISH RAL7016 J03: ALPHA SP+, SP 060S-MF1 PLANETARY GEARING 1 STAGE,I=5, WITH FEATHER KEY | - | 0 | 0
1FK7022-5AK71-1LH5-Z | J17 | 1FK7022-5AK71-1LH5-ZJ17 | 1 | UN | 1 | 15 | C | D | N | N | 85015100 | 1 |  | 5.902 | KG | 4007.18 | 4007.18 | MC05 | MC05 | SIMOTICS S Synchronous servo motor 1FK7 Compact 0.85Nm, 100K, 6000rpm 0.38kW, Naturally cooled Power/signal connectors Connector can be rotated by 270Â° FRAME SIZE IMB 5 (IM V1, IM V3) FLANGE 1 ABSOLUTE ENCODER 512 P/REV (ENCODER A-512) WITH DRIVE-CLIQ INTERFACE; PERFORMANCE REDUCTION BY 10% DUE TO ABSOLUTE ENCODER; PLAIN SHAFT, TOLERANCE N; WITH HOLDING BRAKE DEGREE OF PROTECTION IP65 AS FLANGE IP67; PAINT FINISH RAL7016 J17: ALPHA SP+, SP 075S-MF2 PLANETARY GEARING 2 STAGES, I=50, WITH FEATHER KEY | - | 0 | 0
1FK7022-5AK71-1LH5-Z | J29 | 1FK7022-5AK71-1LH5-ZJ29 | 1 | UN | 1 | 15 | C | D | N | N | 85015100 | 1 |  | 3.902 | KG | 3089.4 | 3089.4 | MC05 | MC05 | SIMOTICS S Synchronous servo motor 1FK7 Compact 0.85Nm, 100K, 6000rpm 0.38kW, Naturally cooled Power/signal connectors Connector can be rotated by 270Â° FRAME SIZE IMB 5 (IM V1, IM V3) FLANGE 1 ABSOLUTE ENCODER 512 P/REV (ENCODER A-512) WITH DRIVE-CLIQ INTERFACE; PERFORMANCE REDUCTION BY 10% DUE TO ABSOLUTE ENCODER; PLAIN SHAFT, TOLERANCE N; WITH HOLDING BRAKE DEGREE OF PROTECTION IP65 AS FLANGE IP67; PAINT FINISH RAL7016 J29: ALPHA SP+, SP 060S-MF1 PLANETARY GEARING 1 STAGE, I=10, W/O FEATHER KEY | - | 0 | 0
1FK7022-5AK71-1LH5-Z | J37 | 1FK7022-5AK71-1LH5-ZJ37 | 1 | UN | 1 | 15 | C | D | N | N | 85015100 | 1 |  | 5.902 | KG | 4007.18 | 4007.18 | MC05 | MC05 | SIMOTICS S Synchronous servo motor 1FK7 Compact 0.85Nm, 100K, 6000rpm 0.38kW, Naturally cooled Power/signal connectors Connector can be rotated by 270Â° FRAME SIZE IMB 5 (IM V1, IM V3) FLANGE 1 ABSOLUTE ENCODER 512 P/REV (ENCODER A-512) WITH DRIVE-CLIQ INTERFACE; PERFORMANCE REDUCTION BY 10% DUE TO ABSOLUTE ENCODER; PLAIN SHAFT, TOLERANCE N; WITH HOLDING BRAKE DEGREE OF PROTECTION IP65 AS FLANGE IP67; PAINT FINISH RAL7016 J37: ALPHA SP+, SP 075S-MF2 PLANETARY GEARING 2 STAGES, I=50, WITHOUT FEATHER KEY | - | 0 | 0
1FK7022-5AK71-1LH8 |  | 1FK7022-5AK71-1LH8 | 1 | UN | 1 | 15 | C | D | N | N | 85015100 | 1 |  | 2.002 | KG | 1771.06 | 1771.06 | MC05 | MC05 | SIMOTICS S Synchronous servo motor 1FK7 Compact 0.85Nm, 100K, 6000rpm 0.38kW, Naturally cooled Power/signal connectors Connector can be rotated by 270Â° FRAME SIZE IMB 5 (IM V1, IM V3) FLANGE 1 ABSOLUTE ENCODER 512 P/REV (ENCODER A-512) WITH DRIVE-CLIQ INTERFACE; PERFORMANCE REDUCTION BY 10% DUE TO ABSOLUTE ENCODER; PLAIN SHAFT, TOLERANCE N; WITH HOLDING BRAKE DEGREE OF PROTECTION IP65 IP67 D-END FLANGE; RAL7016 COATING; METALLIC RATING PLATE AT MOTOR | - | 0 | 0
1FK7022-5AK71-1PA0 |  | 1FK7022-5AK71-1PA0 | 1 | UN | 1 | 15 | C | D | N | N | 85015100 | 1 |  | 1.803 | KG | 844.15 | 844.15 | MC05 | MC05 | SIMOTICS S Synchronous servo motor 1FK7 Compact 0.85Nm, 100K, 6000rpm 0.38kW, Naturally cooled Power/signal connectors Connector can be rotated by 270Â° FRAME SIZE IMB 5 (IM V1, IM V3) FLANGE 1 RESOLVER 2-POLE (RESOLVER P=1) WITH DRIVE-CLIQ INTERFACE; SHAFT WITH FITTED KEY, TOLERANCE N; W/O HOLDING BRAKE DEGREE OF PROTECTION IP64 | - | 0 | 0
1FK7022-5AK71-1PA2 |  | 1FK7022-5AK71-1PA2 | 1 | UN | 1 | 15 | C | D | N | N | 85015100 | 1 |  | 1.803 | KG | 909.62 | 909.62 | MC05 | MC05 | SIMOTICS S Synchronous servo motor 1FK7 Compact 0.85Nm, 100K, 6000rpm 0.38kW, Naturally cooled Power/signal connectors Connector can be rotated by 270Â° FRAME SIZE IMB 5 (IM V1, IM V3) FLANGE 1 RESOLVER 2-POLE (RESOLVER P=1) WITH DRIVE-CLIQ INTERFACE; SHAFT WITH FITTED KEY, TOLERANCE N; W/O HOLDING BRAKE DEGREE OF PROTECTION IP65 FLANGE ON DRIVE END IP67 | - | 0 | 0
1FK7022-5AK71-1PA3 |  | 1FK7022-5AK71-1PA3 | 1 | UN | 1 | 15 | C | D | N | N | 85015100 | 1 |  | 1.803 | KG | 875.89 | 875.89 | MC05 | MC05 | SIMOTICS S Synchronous servo motor 1FK7 Compact 0.85Nm, 100K, 6000rpm 0.38kW, Naturally cooled Power/signal connectors Connector can be rotated by 270Â° FRAME SIZE IMB 5 (IM V1, IM V3) FLANGE 1 RESOLVER 2-POLE (RESOLVER P=1) WITH DRIVE-CLIQ INTERFACE; SHAFT WITH FITTED KEY, TOLERANCE N; W/O HOLDING BRAKE DEGREE OF PROTECTION IP64; PAINT FINISH RAL7016 | - | 0 | 0
1FK7022-5AK71-1PA5 |  | 1FK7022-5AK71-1PA5 | 1 | UN | 1 | 15 | C | D | N | N | 85015100 | 1 |  | 1.803 | KG | 941.34 | 941.34 | MC05 | MC05 | SIMOTICS S Synchronous servo motor 1FK7 Compact 0.85Nm, 100K, 6000rpm 0.38kW, Naturally cooled Power/signal connectors Connector can be rotated by 270Â° FRAME SIZE IMB 5 (IM V1, IM V3) FLANGE 1 RESOLVER 2-POLE (RESOLVER P=1) WITH DRIVE-CLIQ INTERFACE; SHAFT WITH FITTED KEY, TOLERANCE N; W/O HOLDING BRAKE DEGREE OF PROTECTION IP65 AS FLANGE IP67; PAINT FINISH RAL7016 | - | 0 | 0
1FK7022-5AK71-1PA8 |  | 1FK7022-5AK71-1PA8 | 1 | UN | 1 | 15 | C | D | N | N | 85015100 | 1 |  | 1.803 | KG | 1011.3 | 1011.3 | MC05 | MC05 | SIMOTICS S Synchronous servo motor 1FK7 Compact 0.85Nm, 100K, 6000rpm 0.38kW, Naturally cooled Power/signal connectors Connector can be rotated by 270Â° FRAME SIZE IMB 5 (IM V1, IM V3) FLANGE 1 RESOLVER 2-POLE (RESOLVER P=1) WITH DRIVE-CLIQ INTERFACE; SHAFT WITH FITTED KEY, TOLERANCE N; W/O HOLDING BRAKE DEGREE OF PROTECTION IP65 IP67 D-END FLANGE; RAL7016 COATING; METALLIC RATING PLATE AT MOTOR | - | 0 | 0
1FK7022-5AK71-1PB0 |  | 1FK7022-5AK71-1PB0 | 1 | UN | 1 | 15 | C | D | N | N | 85015100 | 1 |  | 2.002 | KG | 997.37 | 997.37 | MC05 | MC05 | SIMOTICS S Synchronous servo motor 1FK7 Compact 0.85Nm, 100K, 6000rpm 0.38kW, Naturally cooled Power/signal connectors Connector can be rotated by 270Â° FRAME SIZE IMB 5 (IM V1, IM V3) FLANGE 1 RESOLVER 2-POLE (RESOLVER P=1) WITH DRIVE-CLIQ INTERFACE; SHAFT WITH FITTED KEY, TOLERANCE N; WITH HOLDING BRAKE DEGREE OF PROTECTION IP64 | - | 0 | 0
1FK7022-5AK71-1PB2 |  | 1FK7022-5AK71-1PB2 | 1 | UN | 1 | 15 | C | D | N | N | 85015100 | 1 |  | 2.002 | KG | 1062.84 | 1062.84 | MC05 | MC05 | SIMOTICS S Synchronous servo motor 1FK7 Compact 0.85Nm, 100K, 6000rpm 0.38kW, Naturally cooled Power/signal connectors Connector can be rotated by 270Â° FRAME SIZE IMB 5 (IM V1, IM V3) FLANGE 1 RESOLVER 2-POLE (RESOLVER P=1) WITH DRIVE-CLIQ INTERFACE; SHAFT WITH FITTED KEY, TOLERANCE N; WITH HOLDING BRAKE DEGREE OF PROTECTION IP65 FLANGE ON DRIVE END IP67 | - | 0 | 0
1FK7022-5AK71-1PB3 |  | 1FK7022-5AK71-1PB3 | 1 | UN | 1 | 15 | C | D | N | N | 85015100 | 1 |  | 2.002 | KG | 1029.11 | 1029.11 | MC05 | MC05 | SIMOTICS S Synchronous servo motor 1FK7 Compact 0.85Nm, 100K, 6000rpm 0.38kW, Naturally cooled Power/signal connectors Connector can be rotated by 270Â° FRAME SIZE IMB 5 (IM V1, IM V3) FLANGE 1 RESOLVER 2-POLE (RESOLVER P=1) WITH DRIVE-CLIQ INTERFACE; SHAFT WITH FITTED KEY, TOLERANCE N; WITH HOLDING BRAKE DEGREE OF PROTECTION IP64; PAINT FINISH RAL7016 | - | 0 | 0
1FK7022-5AK71-1PB5 |  | 1FK7022-5AK71-1PB5 | 1 | UN | 1 | 15 | C | D | N | N | 85015100 | 1 |  | 2.002 | KG | 1094.56 | 1094.56 | MC05 | MC05 | SIMOTICS S Synchronous servo motor 1FK7 Compact 0.85Nm, 100K, 6000rpm 0.38kW, Naturally cooled Power/signal connectors Connector can be rotated by 270Â° FRAME SIZE IMB 5 (IM V1, IM V3) FLANGE 1 RESOLVER 2-POLE (RESOLVER P=1) WITH DRIVE-CLIQ INTERFACE; SHAFT WITH FITTED KEY, TOLERANCE N; WITH HOLDING BRAKE DEGREE OF PROTECTION IP65 AS FLANGE IP67; PAINT FINISH RAL7016 | - | 0 | 0
1FK7022-5AK71-1PB8 |  | 1FK7022-5AK71-1PB8 | 1 | UN | 1 | 15 | C | D | N | N | 85015100 | 1 |  | 2.002 | KG | 1164.52 | 1164.52 | MC05 | MC05 | SIMOTICS S Synchronous servo motor 1FK7 Compact 0.85Nm, 100K, 6000rpm 0.38kW, Naturally cooled Power/signal connectors Connector can be rotated by 270Â° FRAME SIZE IMB 5 (IM V1, IM V3) FLANGE 1 RESOLVER 2-POLE (RESOLVER P=1) WITH DRIVE-CLIQ INTERFACE; SHAFT WITH FITTED KEY, TOLERANCE N; WITH HOLDING BRAKE DEGREE OF PROTECTION IP65 IP67 D-END FLANGE; RAL7016 COATING; METALLIC RATING PLATE AT MOTOR | - | 0 | 0
1FK7022-5AK71-1PG0 |  | 1FK7022-5AK71-1PG0 | 1 | UN | 1 | 15 | C | D | N | N | 85015100 | 1 |  | 1.803 | KG | 783.8 | 783.8 | MC05 | MC05 | SIMOTICS S Synchronous servo motor 1FK7 Compact 0.85Nm, 100K, 6000rpm 0.38kW, Naturally cooled Power/signal connectors Connector can be rotated by 270Â° FRAME SIZE IMB 5 (IM V1, IM V3) FLANGE 1 RESOLVER 2-POLE (RESOLVER P=1) WITH DRIVE-CLIQ INTERFACE; PLAIN SHAFT, TOLERANCE N; W/O HOLDING BRAKE DEGREE OF PROTECTION IP64 | - | 0 | 0
1FK7022-5AK71-1PG2 |  | 1FK7022-5AK71-1PG2 | 1 | UN | 1 | 15 | C | D | N | N | 85015100 | 1 |  | 1.803 | KG | 849.27 | 849.27 | MC05 | MC05 | SIMOTICS S Synchronous servo motor 1FK7 Compact 0.85Nm, 100K, 6000rpm 0.38kW, Naturally cooled Power/signal connectors Connector can be rotated by 270Â° FRAME SIZE IMB 5 (IM V1, IM V3) FLANGE 1 RESOLVER 2-POLE (RESOLVER P=1) WITH DRIVE-CLIQ INTERFACE; PLAIN SHAFT, TOLERANCE N; W/O HOLDING BRAKE DEGREE OF PROTECTION IP65 FLANGE ON DRIVE END IP67 | - | 0 | 0
1FK7022-5AK71-1PG3 |  | 1FK7022-5AK71-1PG3 | 1 | UN | 1 | 15 | C | D | N | N | 85015100 | 1 |  | 1.803 | KG | 815.54 | 815.54 | MC05 | MC05 | SIMOTICS S Synchronous servo motor 1FK7 Compact 0.85Nm, 100K, 6000rpm 0.38kW, Naturally cooled Power/signal connectors Connector can be rotated by 270Â° FRAME SIZE IMB 5 (IM V1, IM V3) FLANGE 1 RESOLVER 2-POLE (RESOLVER P=1) WITH DRIVE-CLIQ INTERFACE; PLAIN SHAFT, TOLERANCE N; W/O HOLDING BRAKE DEGREE OF PROTECTION IP64; PAINT FINISH RAL7016 | - | 0 | 0
1FK7022-5AK71-1PG5 |  | 1FK7022-5AK71-1PG5 | 1 | UN | 1 | 15 | C | D | N | N | 85015100 | 1 |  | 1.803 | KG | 880.99 | 880.99 | MC05 | MC05 | SIMOTICS S Synchronous servo motor 1FK7 Compact 0.85Nm, 100K, 6000rpm 0.38kW, Naturally cooled Power/signal connectors Connector can be rotated by 270Â° FRAME SIZE IMB 5 (IM V1, IM V3) FLANGE 1 RESOLVER 2-POLE (RESOLVER P=1) WITH DRIVE-CLIQ INTERFACE; PLAIN SHAFT, TOLERANCE N; W/O HOLDING BRAKE DEGREE OF PROTECTION IP65 AS FLANGE IP67; PAINT FINISH RAL7016 | - | 0 | 0
1FK7022-5AK71-1PG8 |  | 1FK7022-5AK71-1PG8 | 1 | UN | 1 | 15 | C | D | N | N | 85015100 | 1 |  | 1.803 | KG | 950.95 | 950.95 | MC05 | MC05 | SIMOTICS S Synchronous servo motor 1FK7 Compact 0.85Nm, 100K, 6000rpm 0.38kW, Naturally cooled Power/signal connectors Connector can be rotated by 270Â° FRAME SIZE IMB 5 (IM V1, IM V3) FLANGE 1 RESOLVER 2-POLE (RESOLVER P=1) WITH DRIVE-CLIQ INTERFACE; PLAIN SHAFT, TOLERANCE N; W/O HOLDING BRAKE DEGREE OF PROTECTION IP65 IP67 D-END FLANGE; RAL7016 COATING; METALLIC RATING PLATE AT MOTOR | - | 0 | 0
1FK7022-5AK71-1PH0 |  | 1FK7022-5AK71-1PH0 | 1 | UN | 1 | 15 | C | D | N | N | 85015100 | 1 |  | 2.002 | KG | 935.33 | 935.33 | MC05 | MC05 | SIMOTICS S Synchronous servo motor 1FK7 Compact 0.85Nm, 100K, 6000rpm 0.38kW, Naturally cooled Power/signal connectors Connector can be rotated by 270Â° FRAME SIZE IMB 5 (IM V1, IM V3) FLANGE 1 RESOLVER 2-POLE (RESOLVER P=1) WITH DRIVE-CLIQ INTERFACE; PLAIN SHAFT, TOLERANCE N; WITH HOLDING BRAKE DEGREE OF PROTECTION IP64 | - | 0 | 0
1FK7022-5AK71-1PH2 |  | 1FK7022-5AK71-1PH2 | 1 | UN | 1 | 15 | C | D | N | N | 85015100 | 1 |  | 2.002 | KG | 1000.8 | 1000.8 | MC05 | MC05 | SIMOTICS S Synchronous servo motor 1FK7 Compact 0.85Nm, 100K, 6000rpm 0.38kW, Naturally cooled Power/signal connectors Connector can be rotated by 270Â° FRAME SIZE IMB 5 (IM V1, IM V3) FLANGE 1 RESOLVER 2-POLE (RESOLVER P=1) WITH DRIVE-CLIQ INTERFACE; PLAIN SHAFT, TOLERANCE N; WITH HOLDING BRAKE DEGREE OF PROTECTION IP65 FLANGE ON DRIVE END IP67 | - | 0 | 0
1FK7022-5AK71-1PH3 |  | 1FK7022-5AK71-1PH3 | 1 | UN | 1 | 15 | C | D | N | N | 85015100 | 1 |  | 2.002 | KG | 967.07 | 967.07 | MC05 | MC05 | SIMOTICS S Synchronous servo motor 1FK7 Compact 0.85Nm, 100K, 6000rpm 0.38kW, Naturally cooled Power/signal connectors Connector can be rotated by 270Â° FRAME SIZE IMB 5 (IM V1, IM V3) FLANGE 1 RESOLVER 2-POLE (RESOLVER P=1) WITH DRIVE-CLIQ INTERFACE; PLAIN SHAFT, TOLERANCE N; WITH HOLDING BRAKE DEGREE OF PROTECTION IP64; PAINT FINISH RAL7016 | - | 0 | 0
1FK7022-5AK71-1PH3-Z | V42X01 | 1FK7022-5AK71-1PH3-ZV42X01 | 1 | UN | 1 | 15 | C | D | N | N | 85015100 | 1 |  | 3.903 | KG | 1916.27 | 1916.27 | MC05 | MC05 | SIMOTICS S Synchronous servo motor 1FK7 Compact 0.85Nm, 100K, 6000rpm 0.38kW, Naturally cooled Power/signal connectors Connector can be rotated by 270Â° FRAME SIZE IMB 5 (IM V1, IM V3) FLANGE 1 RESOLVER 2-POLE (RESOLVER P=1) WITH DRIVE-CLIQ INTERFACE; PLAIN SHAFT, TOLERANCE N; WITH HOLDING BRAKE DEGREE OF PROTECTION IP64; PAINT FINISH RAL7016 V42: ALPHA NP, NP 015 Planetary gear unit 1-stage, i=10, with feather key X01: PAINT FINISH DULL BLACK RAL9005 | - | 0 | 0
1FK7022-5AK71-1PH5 |  | 1FK7022-5AK71-1PH5 | 1 | UN | 1 | 15 | C | D | N | N | 85015100 | 1 |  | 2.002 | KG | 1032.52 | 1032.52 | MC05 | MC05 | SIMOTICS S Synchronous servo motor 1FK7 Compact 0.85Nm, 100K, 6000rpm 0.38kW, Naturally cooled Power/signal connectors Connector can be rotated by 270Â° FRAME SIZE IMB 5 (IM V1, IM V3) FLANGE 1 RESOLVER 2-POLE (RESOLVER P=1) WITH DRIVE-CLIQ INTERFACE; PLAIN SHAFT, TOLERANCE N; WITH HOLDING BRAKE DEGREE OF PROTECTION IP65 AS FLANGE IP67; PAINT FINISH RAL7016 | - | 0 | 0
1FK7022-5AK71-1PH8 |  | 1FK7022-5AK71-1PH8 | 1 | UN | 1 | 15 | C | D | N | N | 85015100 | 1 |  | 2.002 | KG | 1102.48 | 1102.48 | MC05 | MC05 | SIMOTICS S Synchronous servo motor 1FK7 Compact 0.85Nm, 100K, 6000rpm 0.38kW, Naturally cooled Power/signal connectors Connector can be rotated by 270Â° FRAME SIZE IMB 5 (IM V1, IM V3) FLANGE 1 RESOLVER 2-POLE (RESOLVER P=1) WITH DRIVE-CLIQ INTERFACE; PLAIN SHAFT, TOLERANCE N; WITH HOLDING BRAKE DEGREE OF PROTECTION IP65 IP67 D-END FLANGE; RAL7016 COATING; METALLIC RATING PLATE AT MOTOR | - | 0 | 0
1FK7022-5AK71-1SA0 |  | 1FK7022-5AK71-1SA0 | 1 | UN | 1 | 15 | C | D | N | N | 85015100 | 1 |  | 1.803 | KG | 675.44 | 675.44 | MC05 | MC05 | SIMOTICS S Synchronous servo motor 1FK7 Compact 0.85Nm, 100K, 6000rpm 0.38kW, Naturally cooled Power/signal connectors Connector can be rotated by 270Â° IMB 5 design (IM V1, IM V3) Flange 1, with KTY temperature sensor Resolver multi-pole (resolver P=3) SHAFT WITH FITTED KEY, TOLERANCE N; W/O HOLDING BRAKE DEGREE OF PROTECTION IP64 | - | 0 | 0
1FK7022-5AK71-1SA2 |  | 1FK7022-5AK71-1SA2 | 1 | UN | 1 | 15 | C | D | N | N | 85015100 | 1 |  | 1.803 | KG | 740.91 | 740.91 | MC05 | MC05 | SIMOTICS S Synchronous servo motor 1FK7 Compact 0.85Nm, 100K, 6000rpm 0.38kW, Naturally cooled Power/signal connectors Connector can be rotated by 270Â° IMB 5 design (IM V1, IM V3) Flange 1, with KTY temperature sensor Resolver multi-pole (resolver P=3) SHAFT WITH FITTED KEY, TOLERANCE N; W/O HOLDING BRAKE DEGREE OF PROTECTION IP65 FLANGE ON DRIVE END IP67 | - | 0 | 0
1FK7022-5AK71-1SA3 |  | 1FK7022-5AK71-1SA3 | 1 | UN | 1 | 15 | C | D | N | N | 85015100 | 1 |  | 1.803 | KG | 707.18 | 707.18 | MC05 | MC05 | SIMOTICS S Synchronous servo motor 1FK7 Compact 0.85Nm, 100K, 6000rpm 0.38kW, Naturally cooled Power/signal connectors Connector can be rotated by 270Â° IMB 5 design (IM V1, IM V3) Flange 1, with KTY temperature sensor Resolver multi-pole (resolver P=3) SHAFT WITH FITTED KEY, TOLERANCE N; W/O HOLDING BRAKE DEGREE OF PROTECTION IP64; PAINT FINISH RAL7016 | - | 0 | 0
1FK7022-5AK71-1SA5 |  | 1FK7022-5AK71-1SA5 | 1 | UN | 1 | 15 | C | D | N | N | 85015100 | 1 |  | 1.803 | KG | 772.63 | 772.63 | MC05 | MC05 | SIMOTICS S Synchronous servo motor 1FK7 Compact 0.85Nm, 100K, 6000rpm 0.38kW, Naturally cooled Power/signal connectors Connector can be rotated by 270Â° IMB 5 design (IM V1, IM V3) Flange 1, with KTY temperature sensor Resolver multi-pole (resolver P=3) SHAFT WITH FITTED KEY, TOLERANCE N; W/O HOLDING BRAKE DEGREE OF PROTECTION IP65 AS FLANGE IP67; PAINT FINISH RAL7016 | - | 0 | 0
1FK7022-5AK71-1SA8 |  | 1FK7022-5AK71-1SA8 | 1 | UN | 1 | 15 | C | D | N | N | 85015100 | 1 |  | 1.803 | KG | 842.59 | 842.59 | MC05 | MC05 | SIMOTICS S Synchronous servo motor 1FK7 Compact 0.85Nm, 100K, 6000rpm 0.38kW, Naturally cooled Power/signal connectors Connector can be rotated by 270Â° IMB 5 design (IM V1, IM V3) Flange 1, with KTY temperature sensor Resolver multi-pole (resolver P=3) SHAFT WITH FITTED KEY, TOLERANCE N; W/O HOLDING BRAKE DEGREE OF PROTECTION IP65 IP67 D-END FLANGE; RAL7016 COATING; METALLIC RATING PLATE AT MOTOR | - | 0 | 0
1FK7022-5AK71-1SB0 |  | 1FK7022-5AK71-1SB0 | 1 | UN | 1 | 15 | C | D | N | N | 85015100 | 1 |  | 2.002 | KG | 828.66 | 828.66 | MC05 | MC05 | SIMOTICS S Synchronous servo motor 1FK7 Compact 0.85Nm, 100K, 6000rpm 0.38kW, Naturally cooled Power/signal connectors Connector can be rotated by 270Â° IMB 5 design (IM V1, IM V3) Flange 1, with KTY temperature sensor Resolver multi-pole (resolver P=3) SHAFT WITH FITTED KEY, TOLERANCE N; WITH HOLDING BRAKE DEGREE OF PROTECTION IP64 | - | 0 | 0
1FK7022-5AK71-1SB2 |  | 1FK7022-5AK71-1SB2 | 1 | UN | 1 | 15 | C | D | N | N | 85015100 | 1 |  | 2.002 | KG | 894.13 | 894.13 | MC05 | MC05 | SIMOTICS S Synchronous servo motor 1FK7 Compact 0.85Nm, 100K, 6000rpm 0.38kW, Naturally cooled Power/signal connectors Connector can be rotated by 270Â° IMB 5 design (IM V1, IM V3) Flange 1, with KTY temperature sensor Resolver multi-pole (resolver P=3) SHAFT WITH FITTED KEY, TOLERANCE N; WITH HOLDING BRAKE DEGREE OF PROTECTION IP65 FLANGE ON DRIVE END IP67 | - | 0 | 0
1FK7022-5AK71-1SB3 |  | 1FK7022-5AK71-1SB3 | 1 | UN | 1 | 15 | C | D | N | N | 85015100 | 1 |  | 2.002 | KG | 860.4 | 860.4 | MC05 | MC05 | SIMOTICS S Synchronous servo motor 1FK7 Compact 0.85Nm, 100K, 6000rpm 0.38kW, Naturally cooled Power/signal connectors Connector can be rotated by 270Â° IMB 5 design (IM V1, IM V3) Flange 1, with KTY temperature sensor Resolver multi-pole (resolver P=3) SHAFT WITH FITTED KEY, TOLERANCE N; WITH HOLDING BRAKE DEGREE OF PROTECTION IP64; PAINT FINISH RAL7016 | - | 0 | 0
1FK7022-5AK71-1SB5 |  | 1FK7022-5AK71-1SB5 | 1 | UN | 1 | 15 | C | D | N | N | 85015100 | 1 |  | 2.002 | KG | 925.85 | 925.85 | MC05 | MC05 | SIMOTICS S Synchronous servo motor 1FK7 Compact 0.85Nm, 100K, 6000rpm 0.38kW, Naturally cooled Power/signal connectors Connector can be rotated by 270Â° IMB 5 design (IM V1, IM V3) Flange 1, with KTY temperature sensor Resolver multi-pole (resolver P=3) SHAFT WITH FITTED KEY, TOLERANCE N; WITH HOLDING BRAKE DEGREE OF PROTECTION IP65 AS FLANGE IP67; PAINT FINISH RAL7016 | - | 0 | 0
1FK7022-5AK71-1SB8 |  | 1FK7022-5AK71-1SB8 | 1 | UN | 1 | 15 | C | D | N | N | 85015100 | 1 |  | 2.002 | KG | 995.81 | 995.81 | MC05 | MC05 | SIMOTICS S Synchronous servo motor 1FK7 Compact 0.85Nm, 100K, 6000rpm 0.38kW, Naturally cooled Power/signal connectors Connector can be rotated by 270Â° IMB 5 design (IM V1, IM V3) Flange 1, with KTY temperature sensor Resolver multi-pole (resolver P=3) SHAFT WITH FITTED KEY, TOLERANCE N; WITH HOLDING BRAKE DEGREE OF PROTECTION IP65 IP67 D-END FLANGE; RAL7016 COATING; METALLIC RATING PLATE AT MOTOR | - | 0 | 0
1FK7022-5AK71-1SG0 |  | 1FK7022-5AK71-1SG0 | 1 | UN | 1 | 15 | C | D | N | N | 85015100 | 1 |  | 1.803 | KG | 615.09 | 615.09 | MC05 | MC05 | SIMOTICS S Synchronous servo motor 1FK7 Compact 0.85Nm, 100K, 6000rpm 0.38kW, Naturally cooled Power/signal connectors Connector can be rotated by 270Â° IMB 5 design (IM V1, IM V3) Flange 1, with KTY temperature sensor Resolver multi-pole (resolver P=3) PLAIN SHAFT, TOLERANCE N; W/O HOLDING BRAKE DEGREE OF PROTECTION IP64 | - | 0 | 0
1FK7022-5AK71-1SG2 |  | 1FK7022-5AK71-1SG2 | 1 | UN | 1 | 15 | C | D | N | N | 85015100 | 1 |  | 1.803 | KG | 680.56 | 680.56 | MC05 | MC05 | SIMOTICS S Synchronous servo motor 1FK7 Compact 0.85Nm, 100K, 6000rpm 0.38kW, Naturally cooled Power/signal connectors Connector can be rotated by 270Â° IMB 5 design (IM V1, IM V3) Flange 1, with KTY temperature sensor Resolver multi-pole (resolver P=3) PLAIN SHAFT, TOLERANCE N; W/O HOLDING BRAKE DEGREE OF PROTECTION IP65 FLANGE ON DRIVE END IP67 | - | 0 | 0
1FK7022-5AK71-1SG3 |  | 1FK7022-5AK71-1SG3 | 1 | UN | 1 | 15 | C | D | N | N | 85015100 | 1 |  | 1.803 | KG | 646.83 | 646.83 | MC05 | MC05 | SIMOTICS S Synchronous servo motor 1FK7 Compact 0.85Nm, 100K, 6000rpm 0.38kW, Naturally cooled Power/signal connectors Connector can be rotated by 270Â° IMB 5 design (IM V1, IM V3) Flange 1, with KTY temperature sensor Resolver multi-pole (resolver P=3) PLAIN SHAFT, TOLERANCE N; W/O HOLDING BRAKE DEGREE OF PROTECTION IP64; PAINT FINISH RAL7016 | - | 0 | 0
1FK7022-5AK71-1SG5 |  | 1FK7022-5AK71-1SG5 | 1 | UN | 1 | 15 | C | D | N | N | 85015100 | 1 |  | 1.803 | KG | 712.28 | 712.28 | MC05 | MC05 | SIMOTICS S Synchronous servo motor 1FK7 Compact 0.85Nm, 100K, 6000rpm 0.38kW, Naturally cooled Power/signal connectors Connector can be rotated by 270Â° IMB 5 design (IM V1, IM V3) Flange 1, with KTY temperature sensor Resolver multi-pole (resolver P=3) PLAIN SHAFT, TOLERANCE N; W/O HOLDING BRAKE DEGREE OF PROTECTION IP65 AS FLANGE IP67; PAINT FINISH RAL7016 | - | 0 | 0
1FK7022-5AK71-1SG8 |  | 1FK7022-5AK71-1SG8 | 1 | UN | 1 | 15 | C | D | N | N | 85015100 | 1 |  | 1.803 | KG | 782.24 | 782.24 | MC05 | MC05 | SIMOTICS S Synchronous servo motor 1FK7 Compact 0.85Nm, 100K, 6000rpm 0.38kW, Naturally cooled Power/signal connectors Connector can be rotated by 270Â° IMB 5 design (IM V1, IM V3) Flange 1, with KTY temperature sensor Resolver multi-pole (resolver P=3) PLAIN SHAFT, TOLERANCE N; W/O HOLDING BRAKE DEGREE OF PROTECTION IP65 IP67 D-END FLANGE; RAL7016 COATING; METALLIC RATING PLATE AT MOTOR | - | 0 | 0
1FK7022-5AK71-1SH0 |  | 1FK7022-5AK71-1SH0 | 1 | UN | 1 | 15 | C | D | N | N | 85015100 | 1 |  | 2.002 | KG | 766.62 | 766.62 | MC05 | MC05 | SIMOTICS S Synchronous servo motor 1FK7 Compact 0.85Nm, 100K, 6000rpm 0.38kW, Naturally cooled Power/signal connectors Connector can be rotated by 270Â° IMB 5 design (IM V1, IM V3) Flange 1, with KTY temperature sensor Resolver multi-pole (resolver P=3) PLAIN SHAFT, TOLERANCE N; WITH HOLDING BRAKE DEGREE OF PROTECTION IP64 | - | 0 | 0
1FK7022-5AK71-1SH2 |  | 1FK7022-5AK71-1SH2 | 1 | UN | 1 | 15 | C | D | N | N | 85015100 | 1 |  | 2.002 | KG | 832.09 | 832.09 | MC05 | MC05 | SIMOTICS S Synchronous servo motor 1FK7 Compact 0.85Nm, 100K, 6000rpm 0.38kW, Naturally cooled Power/signal connectors Connector can be rotated by 270Â° IMB 5 design (IM V1, IM V3) Flange 1, with KTY temperature sensor Resolver multi-pole (resolver P=3) PLAIN SHAFT, TOLERANCE N; WITH HOLDING BRAKE DEGREE OF PROTECTION IP65 FLANGE ON DRIVE END IP67 | - | 0 | 0
1FK7022-5AK71-1SH3 |  | 1FK7022-5AK71-1SH3 | 1 | UN | 1 | 15 | C | D | N | N | 85015100 | 1 |  | 2.002 | KG | 798.36 | 798.36 | MC05 | MC05 | SIMOTICS S Synchronous servo motor 1FK7 Compact 0.85Nm, 100K, 6000rpm 0.38kW, Naturally cooled Power/signal connectors Connector can be rotated by 270Â° IMB 5 design (IM V1, IM V3) Flange 1, with KTY temperature sensor Resolver multi-pole (resolver P=3) PLAIN SHAFT, TOLERANCE N; WITH HOLDING BRAKE DEGREE OF PROTECTION IP64; PAINT FINISH RAL7016 | - | 0 | 0
1FK7022-5AK71-1SH5 |  | 1FK7022-5AK71-1SH5 | 1 | UN | 1 | 15 | C | D | N | N | 85015100 | 1 |  | 2.002 | KG | 863.81 | 863.81 | MC05 | MC05 | SIMOTICS S Synchronous servo motor 1FK7 Compact 0.85Nm, 100K, 6000rpm 0.38kW, Naturally cooled Power/signal connectors Connector can be rotated by 270Â° IMB 5 design (IM V1, IM V3) Flange 1, with KTY temperature sensor Resolver multi-pole (resolver P=3) PLAIN SHAFT, TOLERANCE N; WITH HOLDING BRAKE DEGREE OF PROTECTION IP65 AS FLANGE IP67; PAINT FINISH RAL7016 | - | 0 | 0
1FK7022-5AK71-1SH5-Z | R70 | 1FK7022-5AK71-1SH5-ZR70 | 1 | UN | 1 | 15 | C | D | N | N | 85015100 | 1 |  | 2.002 | KG | 921.23 | 921.23 | MC05 | MC05 | SIMOTICS S Synchronous servo motor 1FK7 Compact 0.85Nm, 100K, 6000rpm 0.38kW, Naturally cooled Power/signal connectors Connector can be rotated by 270Â° IMB 5 design (IM V1, IM V3) Flange 1, with KTY temperature sensor Resolver multi-pole (resolver P=3) PLAIN SHAFT, TOLERANCE N; WITH HOLDING BRAKE DEGREE OF PROTECTION IP65 AS FLANGE IP67; PAINT FINISH RAL7016 R70: CUSTOMER-SPECIFIC ENCODER ADJUSTMENT | - | 0 | 0
1FK7022-5AK71-1SH8 |  | 1FK7022-5AK71-1SH8 | 1 | UN | 1 | 15 | C | D | N | N | 85015100 | 1 |  | 2.002 | KG | 933.77 | 933.77 | MC05 | MC05 | SIMOTICS S Synchronous servo motor 1FK7 Compact 0.85Nm, 100K, 6000rpm 0.38kW, Naturally cooled Power/signal connectors Connector can be rotated by 270Â° IMB 5 design (IM V1, IM V3) Flange 1, with KTY temperature sensor Resolver multi-pole (resolver P=3) PLAIN SHAFT, TOLERANCE N; WITH HOLDING BRAKE DEGREE OF PROTECTION IP65 IP67 D-END FLANGE; RAL7016 COATING; METALLIC RATING PLATE AT MOTOR | - | 0 | 0
1FK7022-5AK71-1TA0 |  | 1FK7022-5AK71-1TA0 | 1 | UN | 1 | 15 | C | D | N | N | 85015100 | 1 |  | 1.803 | KG | 675.44 | 675.44 | MC05 | MC05 | SIMOTICS S Synchronous servo motor 1FK7 Compact 0.85Nm, 100K, 6000rpm 0.38kW, Naturally cooled Power/signal connectors Connector can be rotated by 270Â° IMB 5 design (IM V1, IM V3) Flange 1, with KTY temperature sensor Resolver 2-pole (resolver P=1) SHAFT WITH FITTED KEY, TOLERANCE N; W/O HOLDING BRAKE DEGREE OF PROTECTION IP64 | - | 0 | 0
1FK7022-5AK71-1TA2 |  | 1FK7022-5AK71-1TA2 | 1 | UN | 1 | 15 | C | D | N | N | 85015100 | 1 |  | 1.803 | KG | 740.91 | 740.91 | MC05 | MC05 | SIMOTICS S Synchronous servo motor 1FK7 Compact 0.85Nm, 100K, 6000rpm 0.38kW, Naturally cooled Power/signal connectors Connector can be rotated by 270Â° IMB 5 design (IM V1, IM V3) Flange 1, with KTY temperature sensor Resolver 2-pole (resolver P=1) SHAFT WITH FITTED KEY, TOLERANCE N; W/O HOLDING BRAKE DEGREE OF PROTECTION IP65 FLANGE ON DRIVE END IP67 | - | 0 | 0
1FK7022-5AK71-1TA3 |  | 1FK7022-5AK71-1TA3 | 1 | UN | 1 | 15 | C | D | N | N | 85015100 | 1 |  | 1.803 | KG | 707.18 | 707.18 | MC05 | MC05 | SIMOTICS S Synchronous servo motor 1FK7 Compact 0.85Nm, 100K, 6000rpm 0.38kW, Naturally cooled Power/signal connectors Connector can be rotated by 270Â° IMB 5 design (IM V1, IM V3) Flange 1, with KTY temperature sensor Resolver 2-pole (resolver P=1) SHAFT WITH FITTED KEY, TOLERANCE N; W/O HOLDING BRAKE DEGREE OF PROTECTION IP64; PAINT FINISH RAL7016 | - | 0 | 0
1FK7022-5AK71-1TA5 |  | 1FK7022-5AK71-1TA5 | 1 | UN | 1 | 15 | C | D | N | N | 85015100 | 1 |  | 1.803 | KG | 772.63 | 772.63 | MC05 | MC05 | SIMOTICS S Synchronous servo motor 1FK7 Compact 0.85Nm, 100K, 6000rpm 0.38kW, Naturally cooled Power/signal connectors Connector can be rotated by 270Â° IMB 5 design (IM V1, IM V3) Flange 1, with KTY temperature sensor Resolver 2-pole (resolver P=1) SHAFT WITH FITTED KEY, TOLERANCE N; W/O HOLDING BRAKE DEGREE OF PROTECTION IP65 AS FLANGE IP67; PAINT FINISH RAL7016 | - | 0 | 0
1FK7022-5AK71-1TA8 |  | 1FK7022-5AK71-1TA8 | 1 | UN | 1 | 15 | C | D | N | N | 85015100 | 1 |  | 1.803 | KG | 842.59 | 842.59 | MC05 | MC05 | SIMOTICS S Synchronous servo motor 1FK7 Compact 0.85Nm, 100K, 6000rpm 0.38kW, Naturally cooled Power/signal connectors Connector can be rotated by 270Â° IMB 5 design (IM V1, IM V3) Flange 1, with KTY temperature sensor Resolver 2-pole (resolver P=1) SHAFT WITH FITTED KEY, TOLERANCE N; W/O HOLDING BRAKE DEGREE OF PROTECTION IP65 IP67 D-END FLANGE; RAL7016 COATING; METALLIC RATING PLATE AT MOTOR | - | 0 | 0
1FK7022-5AK71-1TB0 |  | 1FK7022-5AK71-1TB0 | 1 | UN | 1 | 15 | C | D | N | N | 85015100 | 1 |  | 2.002 | KG | 828.66 | 828.66 | MC05 | MC05 | SIMOTICS S Synchronous servo motor 1FK7 Compact 0.85Nm, 100K, 6000rpm 0.38kW, Naturally cooled Power/signal connectors Connector can be rotated by 270Â° IMB 5 design (IM V1, IM V3) Flange 1, with KTY temperature sensor Resolver 2-pole (resolver P=1) SHAFT WITH FITTED KEY, TOLERANCE N; WITH HOLDING BRAKE DEGREE OF PROTECTION IP64 | - | 0 | 0
1FK7022-5AK71-1TB2 |  | 1FK7022-5AK71-1TB2 | 1 | UN | 1 | 15 | C | D | N | N | 85015100 | 1 |  | 2.002 | KG | 894.13 | 894.13 | MC05 | MC05 | SIMOTICS S Synchronous servo motor 1FK7 Compact 0.85Nm, 100K, 6000rpm 0.38kW, Naturally cooled Power/signal connectors Connector can be rotated by 270Â° IMB 5 design (IM V1, IM V3) Flange 1, with KTY temperature sensor Resolver 2-pole (resolver P=1) SHAFT WITH FITTED KEY, TOLERANCE N; WITH HOLDING BRAKE DEGREE OF PROTECTION IP65 FLANGE ON DRIVE END IP67 | - | 0 | 0
1FK7022-5AK71-1TB3 |  | 1FK7022-5AK71-1TB3 | 1 | UN | 1 | 15 | C | D | N | N | 85015100 | 1 |  | 2.002 | KG | 860.4 | 860.4 | MC05 | MC05 | SIMOTICS S Synchronous servo motor 1FK7 Compact 0.85Nm, 100K, 6000rpm 0.38kW, Naturally cooled Power/signal connectors Connector can be rotated by 270Â° IMB 5 design (IM V1, IM V3) Flange 1, with KTY temperature sensor Resolver 2-pole (resolver P=1) SHAFT WITH FITTED KEY, TOLERANCE N; WITH HOLDING BRAKE DEGREE OF PROTECTION IP64; PAINT FINISH RAL7016 | - | 0 | 0
1FK7022-5AK71-1TB5 |  | 1FK7022-5AK71-1TB5 | 1 | UN | 1 | 15 | C | D | N | N | 85015100 | 1 |  | 2.002 | KG | 925.85 | 925.85 | MC05 | MC05 | SIMOTICS S Synchronous servo motor 1FK7 Compact 0.85Nm, 100K, 6000rpm 0.38kW, Naturally cooled Power/signal connectors Connector can be rotated by 270Â° IMB 5 design (IM V1, IM V3) Flange 1, with KTY temperature sensor Resolver 2-pole (resolver P=1) SHAFT WITH FITTED KEY, TOLERANCE N; WITH HOLDING BRAKE DEGREE OF PROTECTION IP65 AS FLANGE IP67; PAINT FINISH RAL7016 | - | 0 | 0
1FK7022-5AK71-1TB8 |  | 1FK7022-5AK71-1TB8 | 1 | UN | 1 | 15 | C | D | N | N | 85015100 | 1 |  | 2.002 | KG | 995.81 | 995.81 | MC05 | MC05 | SIMOTICS S Synchronous servo motor 1FK7 Compact 0.85Nm, 100K, 6000rpm 0.38kW, Naturally cooled Power/signal connectors Connector can be rotated by 270Â° IMB 5 design (IM V1, IM V3) Flange 1, with KTY temperature sensor Resolver 2-pole (resolver P=1) SHAFT WITH FITTED KEY, TOLERANCE N; WITH HOLDING BRAKE DEGREE OF PROTECTION IP65 IP67 D-END FLANGE; RAL7016 COATING; METALLIC RATING PLATE AT MOTOR | - | 0 | 0
1FK7022-5AK71-1TG0 |  | 1FK7022-5AK71-1TG0 | 1 | UN | 1 | 15 | C | D | N | N | 85015100 | 1 |  | 1.803 | KG | 615.09 | 615.09 | MC05 | MC05 | SIMOTICS S Synchronous servo motor 1FK7 Compact 0.85Nm, 100K, 6000rpm 0.38kW, Naturally cooled Power/signal connectors Connector can be rotated by 270Â° IMB 5 design (IM V1, IM V3) Flange 1, with KTY temperature sensor Resolver 2-pole (resolver P=1) PLAIN SHAFT, TOLERANCE N; W/O HOLDING BRAKE DEGREE OF PROTECTION IP64 | - | 0 | 0
1FK7022-5AK71-1TG2 |  | 1FK7022-5AK71-1TG2 | 1 | UN | 1 | 15 | C | D | N | N | 85015100 | 1 |  | 1.803 | KG | 680.56 | 680.56 | MC05 | MC05 | SIMOTICS S Synchronous servo motor 1FK7 Compact 0.85Nm, 100K, 6000rpm 0.38kW, Naturally cooled Power/signal connectors Connector can be rotated by 270Â° IMB 5 design (IM V1, IM V3) Flange 1, with KTY temperature sensor Resolver 2-pole (resolver P=1) PLAIN SHAFT, TOLERANCE N; W/O HOLDING BRAKE DEGREE OF PROTECTION IP65 FLANGE ON DRIVE END IP67 | - | 0 | 0
1FK7022-5AK71-1TG3 |  | 1FK7022-5AK71-1TG3 | 1 | UN | 1 | 15 | C | D | N | N | 85015100 | 1 |  | 1.803 | KG | 646.83 | 646.83 | MC05 | MC05 | SIMOTICS S Synchronous servo motor 1FK7 Compact 0.85Nm, 100K, 6000rpm 0.38kW, Naturally cooled Power/signal connectors Connector can be rotated by 270Â° IMB 5 design (IM V1, IM V3) Flange 1, with KTY temperature sensor Resolver 2-pole (resolver P=1) PLAIN SHAFT, TOLERANCE N; W/O HOLDING BRAKE DEGREE OF PROTECTION IP64; PAINT FINISH RAL7016 | - | 0 | 0
1FK7022-5AK71-1TG5 |  | 1FK7022-5AK71-1TG5 | 1 | UN | 1 | 15 | C | D | N | N | 85015100 | 1 |  | 1.803 | KG | 712.28 | 712.28 | MC05 | MC05 | SIMOTICS S Synchronous servo motor 1FK7 Compact 0.85Nm, 100K, 6000rpm 0.38kW, Naturally cooled Power/signal connectors Connector can be rotated by 270Â° IMB 5 design (IM V1, IM V3) Flange 1, with KTY temperature sensor Resolver 2-pole (resolver P=1) PLAIN SHAFT, TOLERANCE N; W/O HOLDING BRAKE DEGREE OF PROTECTION IP65 AS FLANGE IP67; PAINT FINISH RAL7016 | - | 0 | 0
1FK7022-5AK71-1TG5-Z | J12 | 1FK7022-5AK71-1TG5-ZJ12 | 1 | UN | 1 | 15 | C | D | N | N | 85015100 | 1 |  | 3.803 | KG | 2848.11 | 2848.11 | MC05 | MC05 | SIMOTICS S Synchronous servo motor 1FK7 Compact 0.85Nm, 100K, 6000rpm 0.38kW, Naturally cooled Power/signal connectors Connector can be rotated by 270Â° IMB 5 design (IM V1, IM V3) Flange 1, with KTY temperature sensor Resolver 2-pole (resolver P=1) PLAIN SHAFT, TOLERANCE N; W/O HOLDING BRAKE DEGREE OF PROTECTION IP65 AS FLANGE IP67; PAINT FINISH RAL7016 J12: ALPHA SP+, SP 060S-MF2 PLANETARY GEARING 2 STAGES,I=16, WITH FEATHER KEY | - | 0 | 0
1FK7022-5AK71-1TG8 |  | 1FK7022-5AK71-1TG8 | 1 | UN | 1 | 15 | C | D | N | N | 85015100 | 1 |  | 1.803 | KG | 782.24 | 782.24 | MC05 | MC05 | SIMOTICS S Synchronous servo motor 1FK7 Compact 0.85Nm, 100K, 6000rpm 0.38kW, Naturally cooled Power/signal connectors Connector can be rotated by 270Â° IMB 5 design (IM V1, IM V3) Flange 1, with KTY temperature sensor Resolver 2-pole (resolver P=1) PLAIN SHAFT, TOLERANCE N; W/O HOLDING BRAKE DEGREE OF PROTECTION IP65 IP67 D-END FLANGE; RAL7016 COATING; METALLIC RATING PLATE AT MOTOR | - | 0 | 0
1FK7022-5AK71-1TH0 |  | 1FK7022-5AK71-1TH0 | 1 | UN | 1 | 15 | C | D | N | N | 85015100 | 1 |  | 2.002 | KG | 766.62 | 766.62 | MC05 | MC05 | SIMOTICS S Synchronous servo motor 1FK7 Compact 0.85Nm, 100K, 6000rpm 0.38kW, Naturally cooled Power/signal connectors Connector can be rotated by 270Â° IMB 5 design (IM V1, IM V3) Flange 1, with KTY temperature sensor Resolver 2-pole (resolver P=1) PLAIN SHAFT, TOLERANCE N; WITH HOLDING BRAKE DEGREE OF PROTECTION IP64 | - | 0 | 0
1FK7022-5AK71-1TH2 |  | 1FK7022-5AK71-1TH2 | 1 | UN | 1 | 15 | C | D | N | N | 85015100 | 1 |  | 2.002 | KG | 832.09 | 832.09 | MC05 | MC05 | SIMOTICS S Synchronous servo motor 1FK7 Compact 0.85Nm, 100K, 6000rpm 0.38kW, Naturally cooled Power/signal connectors Connector can be rotated by 270Â° IMB 5 design (IM V1, IM V3) Flange 1, with KTY temperature sensor Resolver 2-pole (resolver P=1) PLAIN SHAFT, TOLERANCE N; WITH HOLDING BRAKE DEGREE OF PROTECTION IP65 FLANGE ON DRIVE END IP67 | - | 0 | 0
1FK7022-5AK71-1TH3 |  | 1FK7022-5AK71-1TH3 | 1 | UN | 1 | 15 | C | D | N | N | 85015100 | 1 |  | 2.002 | KG | 798.36 | 798.36 | MC05 | MC05 | SIMOTICS S Synchronous servo motor 1FK7 Compact 0.85Nm, 100K, 6000rpm 0.38kW, Naturally cooled Power/signal connectors Connector can be rotated by 270Â° IMB 5 design (IM V1, IM V3) Flange 1, with KTY temperature sensor Resolver 2-pole (resolver P=1) PLAIN SHAFT, TOLERANCE N; WITH HOLDING BRAKE DEGREE OF PROTECTION IP64; PAINT FINISH RAL7016 | - | 0 | 0
1FK7022-5AK71-1TH5 |  | 1FK7022-5AK71-1TH5 | 1 | UN | 1 | 15 | C | D | N | N | 85015100 | 1 |  | 2.002 | KG | 863.81 | 863.81 | MC05 | MC05 | SIMOTICS S Synchronous servo motor 1FK7 Compact 0.85Nm, 100K, 6000rpm 0.38kW, Naturally cooled Power/signal connectors Connector can be rotated by 270Â° IMB 5 design (IM V1, IM V3) Flange 1, with KTY temperature sensor Resolver 2-pole (resolver P=1) PLAIN SHAFT, TOLERANCE N; WITH HOLDING BRAKE DEGREE OF PROTECTION IP65 AS FLANGE IP67; PAINT FINISH RAL7016 | - | 0 | 0
1FK7022-5AK71-1TH8 |  | 1FK7022-5AK71-1TH8 | 1 | UN | 1 | 15 | C | D | N | N | 85015100 | 1 |  | 2.002 | KG | 933.77 | 933.77 | MC05 | MC05 | SIMOTICS S Synchronous servo motor 1FK7 Compact 0.85Nm, 100K, 6000rpm 0.38kW, Naturally cooled Power/signal connectors Connector can be rotated by 270Â° IMB 5 design (IM V1, IM V3) Flange 1, with KTY temperature sensor Resolver 2-pole (resolver P=1) PLAIN SHAFT, TOLERANCE N; WITH HOLDING BRAKE DEGREE OF PROTECTION IP65 IP67 D-END FLANGE; RAL7016 COATING; METALLIC RATING PLATE AT MOTOR | - | 0 | 0
1FK7022-5AK71-1UA0 |  | 1FK7022-5AK71-1UA0 | 1 | UN | 1 | 15 | C | D | N | N | 85015100 | 1 |  | 1.803 | KG | 844.15 | 844.15 | MC05 | MC05 | SIMOTICS S Synchronous servo motor 1FK7 Compact 0.85Nm, 100K, 6000rpm 0.38kW, Naturally cooled Power/signal connectors Connector can be rotated by 270Â° FRAME SIZE IMB 5 (IM V1, IM V3) FLANGE 1 RESOLVER MULTI-POLE (RESOLVER P=3) WITH DRIVE-CLIQ INTERFACE; SHAFT WITH FITTED KEY, TOLERANCE N; W/O HOLDING BRAKE DEGREE OF PROTECTION IP64 | - | 0 | 0
1FK7022-5AK71-1UA2 |  | 1FK7022-5AK71-1UA2 | 1 | UN | 1 | 15 | C | D | N | N | 85015100 | 1 |  | 1.803 | KG | 909.62 | 909.62 | MC05 | MC05 | SIMOTICS S Synchronous servo motor 1FK7 Compact 0.85Nm, 100K, 6000rpm 0.38kW, Naturally cooled Power/signal connectors Connector can be rotated by 270Â° FRAME SIZE IMB 5 (IM V1, IM V3) FLANGE 1 RESOLVER MULTI-POLE (RESOLVER P=3) WITH DRIVE-CLIQ INTERFACE; SHAFT WITH FITTED KEY, TOLERANCE N; W/O HOLDING BRAKE DEGREE OF PROTECTION IP65 FLANGE ON DRIVE END IP67 | - | 0 | 0
1FK7022-5AK71-1UA3 |  | 1FK7022-5AK71-1UA3 | 1 | UN | 1 | 15 | C | D | N | N | 85015100 | 1 |  | 1.803 | KG | 875.89 | 875.89 | MC05 | MC05 | SIMOTICS S Synchronous servo motor 1FK7 Compact 0.85Nm, 100K, 6000rpm 0.38kW, Naturally cooled Power/signal connectors Connector can be rotated by 270Â° FRAME SIZE IMB 5 (IM V1, IM V3) FLANGE 1 RESOLVER MULTI-POLE (RESOLVER P=3) WITH DRIVE-CLIQ INTERFACE; SHAFT WITH FITTED KEY, TOLERANCE N; W/O HOLDING BRAKE DEGREE OF PROTECTION IP64; PAINT FINISH RAL7016 | - | 0 | 0
1FK7022-5AK71-1UA5 |  | 1FK7022-5AK71-1UA5 | 1 | UN | 1 | 15 | C | D | N | N | 85015100 | 1 |  | 1.803 | KG | 941.34 | 941.34 | MC05 | MC05 | SIMOTICS S Synchronous servo motor 1FK7 Compact 0.85Nm, 100K, 6000rpm 0.38kW, Naturally cooled Power/signal connectors Connector can be rotated by 270Â° FRAME SIZE IMB 5 (IM V1, IM V3) FLANGE 1 RESOLVER MULTI-POLE (RESOLVER P=3) WITH DRIVE-CLIQ INTERFACE; SHAFT WITH FITTED KEY, TOLERANCE N; W/O HOLDING BRAKE DEGREE OF PROTECTION IP65 AS FLANGE IP67; PAINT FINISH RAL7016 | - | 0 | 0
1FK7022-5AK71-1UA8 |  | 1FK7022-5AK71-1UA8 | 1 | UN | 1 | 15 | C | D | N | N | 85015100 | 1 |  | 1.803 | KG | 1011.3 | 1011.3 | MC05 | MC05 | SIMOTICS S Synchronous servo motor 1FK7 Compact 0.85Nm, 100K, 6000rpm 0.38kW, Naturally cooled Power/signal connectors Connector can be rotated by 270Â° FRAME SIZE IMB 5 (IM V1, IM V3) FLANGE 1 RESOLVER MULTI-POLE (RESOLVER P=3) WITH DRIVE-CLIQ INTERFACE; SHAFT WITH FITTED KEY, TOLERANCE N; W/O HOLDING BRAKE DEGREE OF PROTECTION IP65 IP67 D-END FLANGE; RAL7016 COATING; METALLIC RATING PLATE AT MOTOR | - | 0 | 0
1FK7022-5AK71-1UB0 |  | 1FK7022-5AK71-1UB0 | 1 | UN | 1 | 15 | C | D | N | N | 85015100 | 1 |  | 2.002 | KG | 997.37 | 997.37 | MC05 | MC05 | SIMOTICS S Synchronous servo motor 1FK7 Compact 0.85Nm, 100K, 6000rpm 0.38kW, Naturally cooled Power/signal connectors Connector can be rotated by 270Â° FRAME SIZE IMB 5 (IM V1, IM V3) FLANGE 1 RESOLVER MULTI-POLE (RESOLVER P=3) WITH DRIVE-CLIQ INTERFACE; SHAFT WITH FITTED KEY, TOLERANCE N; WITH HOLDING BRAKE DEGREE OF PROTECTION IP64 | - | 0 | 0
1FK7022-5AK71-1UB2 |  | 1FK7022-5AK71-1UB2 | 1 | UN | 1 | 15 | C | D | N | N | 85015100 | 1 |  | 2.002 | KG | 1062.84 | 1062.84 | MC05 | MC05 | SIMOTICS S Synchronous servo motor 1FK7 Compact 0.85Nm, 100K, 6000rpm 0.38kW, Naturally cooled Power/signal connectors Connector can be rotated by 270Â° FRAME SIZE IMB 5 (IM V1, IM V3) FLANGE 1 RESOLVER MULTI-POLE (RESOLVER P=3) WITH DRIVE-CLIQ INTERFACE; SHAFT WITH FITTED KEY, TOLERANCE N; WITH HOLDING BRAKE DEGREE OF PROTECTION IP65 FLANGE ON DRIVE END IP67 | - | 0 | 0
1FK7022-5AK71-1UB3 |  | 1FK7022-5AK71-1UB3 | 1 | UN | 1 | 15 | C | D | N | N | 85015100 | 1 |  | 2.002 | KG | 1029.11 | 1029.11 | MC05 | MC05 | SIMOTICS S Synchronous servo motor 1FK7 Compact 0.85Nm, 100K, 6000rpm 0.38kW, Naturally cooled Power/signal connectors Connector can be rotated by 270Â° FRAME SIZE IMB 5 (IM V1, IM V3) FLANGE 1 RESOLVER MULTI-POLE (RESOLVER P=3) WITH DRIVE-CLIQ INTERFACE; SHAFT WITH FITTED KEY, TOLERANCE N; WITH HOLDING BRAKE DEGREE OF PROTECTION IP64; PAINT FINISH RAL7016 | - | 0 | 0
1FK7022-5AK71-1UB5 |  | 1FK7022-5AK71-1UB5 | 1 | UN | 1 | 15 | C | D | N | N | 85015100 | 1 |  | 2.002 | KG | 1094.56 | 1094.56 | MC05 | MC05 | SIMOTICS S Synchronous servo motor 1FK7 Compact 0.85Nm, 100K, 6000rpm 0.38kW, Naturally cooled Power/signal connectors Connector can be rotated by 270Â° FRAME SIZE IMB 5 (IM V1, IM V3) FLANGE 1 RESOLVER MULTI-POLE (RESOLVER P=3) WITH DRIVE-CLIQ INTERFACE; SHAFT WITH FITTED KEY, TOLERANCE N; WITH HOLDING BRAKE DEGREE OF PROTECTION IP65 AS FLANGE IP67; PAINT FINISH RAL7016 | - | 0 | 0
1FK7022-5AK71-1UB8 |  | 1FK7022-5AK71-1UB8 | 1 | UN | 1 | 15 | C | D | N | N | 85015100 | 1 |  | 2.002 | KG | 1164.52 | 1164.52 | MC05 | MC05 | SIMOTICS S Synchronous servo motor 1FK7 Compact 0.85Nm, 100K, 6000rpm 0.38kW, Naturally cooled Power/signal connectors Connector can be rotated by 270Â° FRAME SIZE IMB 5 (IM V1, IM V3) FLANGE 1 RESOLVER MULTI-POLE (RESOLVER P=3) WITH DRIVE-CLIQ INTERFACE; SHAFT WITH FITTED KEY, TOLERANCE N; WITH HOLDING BRAKE DEGREE OF PROTECTION IP65 IP67 D-END FLANGE; RAL7016 COATING; METALLIC RATING PLATE AT MOTOR | - | 0 | 0
1FK7022-5AK71-1UG0 |  | 1FK7022-5AK71-1UG0 | 1 | UN | 1 | 15 | C | D | N | N | 85015100 | 1 |  | 1.803 | KG | 783.8 | 783.8 | MC05 | MC05 | SIMOTICS S Synchronous servo motor 1FK7 Compact 0.85Nm, 100K, 6000rpm 0.38kW, Naturally cooled Power/signal connectors Connector can be rotated by 270Â° FRAME SIZE IMB 5 (IM V1, IM V3) FLANGE 1 RESOLVER MULTI-POLE (RESOLVER P=3) WITH DRIVE-CLIQ INTERFACE; PLAIN SHAFT, TOLERANCE N; W/O HOLDING BRAKE DEGREE OF PROTECTION IP64 | - | 0 | 0
1FK7022-5AK71-1UG2 |  | 1FK7022-5AK71-1UG2 | 1 | UN | 1 | 15 | C | D | N | N | 85015100 | 1 |  | 1.803 | KG | 849.27 | 849.27 | MC05 | MC05 | SIMOTICS S Synchronous servo motor 1FK7 Compact 0.85Nm, 100K, 6000rpm 0.38kW, Naturally cooled Power/signal connectors Connector can be rotated by 270Â° FRAME SIZE IMB 5 (IM V1, IM V3) FLANGE 1 RESOLVER MULTI-POLE (RESOLVER P=3) WITH DRIVE-CLIQ INTERFACE; PLAIN SHAFT, TOLERANCE N; W/O HOLDING BRAKE DEGREE OF PROTECTION IP65 FLANGE ON DRIVE END IP67 | - | 0 | 0
1FK7022-5AK71-1UG3 |  | 1FK7022-5AK71-1UG3 | 1 | UN | 1 | 15 | C | D | N | N | 85015100 | 1 |  | 1.803 | KG | 815.54 | 815.54 | MC05 | MC05 | SIMOTICS S Synchronous servo motor 1FK7 Compact 0.85Nm, 100K, 6000rpm 0.38kW, Naturally cooled Power/signal connectors Connector can be rotated by 270Â° FRAME SIZE IMB 5 (IM V1, IM V3) FLANGE 1 RESOLVER MULTI-POLE (RESOLVER P=3) WITH DRIVE-CLIQ INTERFACE; PLAIN SHAFT, TOLERANCE N; W/O HOLDING BRAKE DEGREE OF PROTECTION IP64; PAINT FINISH RAL7016 | - | 0 | 0
1FK7022-5AK71-1UG3-Z | V42 | 1FK7022-5AK71-1UG3-ZV42 | 1 | UN | 1 | 15 | C | D | N | N | 85015100 | 1 |  | 3.703 | KG | 1699.27 | 1699.27 | MC05 | MC05 | SIMOTICS S Synchronous servo motor 1FK7 Compact 0.85Nm, 100K, 6000rpm 0.38kW, Naturally cooled Power/signal connectors Connector can be rotated by 270Â° FRAME SIZE IMB 5 (IM V1, IM V3) FLANGE 1 RESOLVER MULTI-POLE (RESOLVER P=3) WITH DRIVE-CLIQ INTERFACE; PLAIN SHAFT, TOLERANCE N; W/O HOLDING BRAKE DEGREE OF PROTECTION IP64; PAINT FINISH RAL7016 V42: ALPHA NP, NP 015 Planetary gear unit 1-stage, i=10, with feather key | - | 0 | 0
1FK7022-5AK71-1UG5 |  | 1FK7022-5AK71-1UG5 | 1 | UN | 1 | 15 | C | D | N | N | 85015100 | 1 |  | 1.803 | KG | 880.99 | 880.99 | MC05 | MC05 | SIMOTICS S Synchronous servo motor 1FK7 Compact 0.85Nm, 100K, 6000rpm 0.38kW, Naturally cooled Power/signal connectors Connector can be rotated by 270Â° FRAME SIZE IMB 5 (IM V1, IM V3) FLANGE 1 RESOLVER MULTI-POLE (RESOLVER P=3) WITH DRIVE-CLIQ INTERFACE; PLAIN SHAFT, TOLERANCE N; W/O HOLDING BRAKE DEGREE OF PROTECTION IP65 AS FLANGE IP67; PAINT FINISH RAL7016 | - | 0 | 0
1FK7022-5AK71-1UG8 |  | 1FK7022-5AK71-1UG8 | 1 | UN | 1 | 15 | C | D | N | N | 85015100 | 1 |  | 1.803 | KG | 950.95 | 950.95 | MC05 | MC05 | SIMOTICS S Synchronous servo motor 1FK7 Compact 0.85Nm, 100K, 6000rpm 0.38kW, Naturally cooled Power/signal connectors Connector can be rotated by 270Â° FRAME SIZE IMB 5 (IM V1, IM V3) FLANGE 1 RESOLVER MULTI-POLE (RESOLVER P=3) WITH DRIVE-CLIQ INTERFACE; PLAIN SHAFT, TOLERANCE N; W/O HOLDING BRAKE DEGREE OF PROTECTION IP65 IP67 D-END FLANGE; RAL7016 COATING; METALLIC RATING PLATE AT MOTOR | - | 0 | 0
1FK7022-5AK71-1UH0 |  | 1FK7022-5AK71-1UH0 | 1 | UN | 1 | 15 | C | D | N | N | 85015100 | 1 |  | 2.002 | KG | 935.33 | 935.33 | MC05 | MC05 | SIMOTICS S Synchronous servo motor 1FK7 Compact 0.85Nm, 100K, 6000rpm 0.38kW, Naturally cooled Power/signal connectors Connector can be rotated by 270Â° FRAME SIZE IMB 5 (IM V1, IM V3) FLANGE 1 RESOLVER MULTI-POLE (RESOLVER P=3) WITH DRIVE-CLIQ INTERFACE; PLAIN SHAFT, TOLERANCE N; WITH HOLDING BRAKE DEGREE OF PROTECTION IP64 | - | 0 | 0
1FK7022-5AK71-1UH2 |  | 1FK7022-5AK71-1UH2 | 1 | UN | 1 | 15 | C | D | N | N | 85015100 | 1 |  | 2.002 | KG | 1000.8 | 1000.8 | MC05 | MC05 | SIMOTICS S Synchronous servo motor 1FK7 Compact 0.85Nm, 100K, 6000rpm 0.38kW, Naturally cooled Power/signal connectors Connector can be rotated by 270Â° FRAME SIZE IMB 5 (IM V1, IM V3) FLANGE 1 RESOLVER MULTI-POLE (RESOLVER P=3) WITH DRIVE-CLIQ INTERFACE; PLAIN SHAFT, TOLERANCE N; WITH HOLDING BRAKE DEGREE OF PROTECTION IP65 FLANGE ON DRIVE END IP67 | - | 0 | 0
1FK7022-5AK71-1UH3 |  | 1FK7022-5AK71-1UH3 | 1 | UN | 1 | 15 | C | D | N | N | 85015100 | 1 |  | 2.002 | KG | 967.07 | 967.07 | MC05 | MC05 | SIMOTICS S Synchronous servo motor 1FK7 Compact 0.85Nm, 100K, 6000rpm 0.38kW, Naturally cooled Power/signal connectors Connector can be rotated by 270Â° FRAME SIZE IMB 5 (IM V1, IM V3) FLANGE 1 RESOLVER MULTI-POLE (RESOLVER P=3) WITH DRIVE-CLIQ INTERFACE; PLAIN SHAFT, TOLERANCE N; WITH HOLDING BRAKE DEGREE OF PROTECTION IP64; PAINT FINISH RAL7016 | - | 0 | 0
1FK7022-5AK71-1UH5 |  | 1FK7022-5AK71-1UH5 | 1 | UN | 1 | 15 | C | D | N | N | 85015100 | 1 |  | 2.002 | KG | 1032.52 | 1032.52 | MC05 | MC05 | SIMOTICS S Synchronous servo motor 1FK7 Compact 0.85Nm, 100K, 6000rpm 0.38kW, Naturally cooled Power/signal connectors Connector can be rotated by 270Â° FRAME SIZE IMB 5 (IM V1, IM V3) FLANGE 1 RESOLVER MULTI-POLE (RESOLVER P=3) WITH DRIVE-CLIQ INTERFACE; PLAIN SHAFT, TOLERANCE N; WITH HOLDING BRAKE DEGREE OF PROTECTION IP65 AS FLANGE IP67; PAINT FINISH RAL7016 | - | 0 | 0
1FK7022-5AK71-1UH8 |  | 1FK7022-5AK71-1UH8 | 1 | UN | 1 | 15 | C | D | N | N | 85015100 | 1 |  | 2.002 | KG | 1102.48 | 1102.48 | MC05 | MC05 | SIMOTICS S Synchronous servo motor 1FK7 Compact 0.85Nm, 100K, 6000rpm 0.38kW, Naturally cooled Power/signal connectors Connector can be rotated by 270Â° FRAME SIZE IMB 5 (IM V1, IM V3) FLANGE 1 RESOLVER MULTI-POLE (RESOLVER P=3) WITH DRIVE-CLIQ INTERFACE; PLAIN SHAFT, TOLERANCE N; WITH HOLDING BRAKE DEGREE OF PROTECTION IP65 IP67 D-END FLANGE; RAL7016 COATING; METALLIC RATING PLATE AT MOTOR | - | 0 | 0
1FK7022-5AK71-1VA0 |  | 1FK7022-5AK71-1VA0 | 1 | UN | 1 | 15 | C | D | N | N | 85015100 | 1 |  | 1.803 | KG | 1150.61 | 1150.61 | MC05 | MC05 | SIMOTICS S Synchronous servo motor 1FK7 Compact 0.85Nm, 100K, 6000rpm 0.38kW, Naturally cooled Power/signal connectors Connector can be rotated by 270Â° FRAME SIZE IMB 5 (IM V1, IM V3) FLANGE 1 BASIC ABSOLUTE ENCODER 16 P/REV (ENCODER A-16) WITH DRIVE-CLIQ INTERFACE; PERFORMANCE REDUCTION BY 10% DUE TO ABSOLUTE ENCODER; SHAFT WITH FITTED KEY, TOLERANCE N; W/O HOLDING BRAKE DEGREE OF PROTECTION IP64 | - | 0 | 0
1FK7022-5AK71-1VA2 |  | 1FK7022-5AK71-1VA2 | 1 | UN | 1 | 15 | C | D | N | N | 85015100 | 1 |  | 1.803 | KG | 1216.08 | 1216.08 | MC05 | MC05 | SIMOTICS S Synchronous servo motor 1FK7 Compact 0.85Nm, 100K, 6000rpm 0.38kW, Naturally cooled Power/signal connectors Connector can be rotated by 270Â° FRAME SIZE IMB 5 (IM V1, IM V3) FLANGE 1 BASIC ABSOLUTE ENCODER 16 P/REV (ENCODER A-16) WITH DRIVE-CLIQ INTERFACE; PERFORMANCE REDUCTION BY 10% DUE TO ABSOLUTE ENCODER; SHAFT WITH FITTED KEY, TOLERANCE N; W/O HOLDING BRAKE DEGREE OF PROTECTION IP65 FLANGE ON DRIVE END IP67 | - | 0 | 0
1FK7022-5AK71-1VA3 |  | 1FK7022-5AK71-1VA3 | 1 | UN | 1 | 10 | C | D | N | N | 85015100 | 1 |  | 1.803 | KG | 1182.35 | 1182.35 | MC05 | MC05 | SIMOTICS S Synchronous servo motor 1FK7 Compact 0.85Nm, 100K, 6000rpm 0.38kW, Naturally cooled Power/signal connectors Connector can be rotated by 270Â° FRAME SIZE IMB 5 (IM V1, IM V3) FLANGE 1 BASIC ABSOLUTE ENCODER 16 P/REV (ENCODER A-16) WITH DRIVE-CLIQ INTERFACE; PERFORMANCE REDUCTION BY 10% DUE TO ABSOLUTE ENCODER; SHAFT WITH FITTED KEY, TOLERANCE N; W/O HOLDING BRAKE DEGREE OF PROTECTION IP64; PAINT FINISH RAL7016 | - | 0 | 0
1FK7022-5AK71-1VA5 |  | 1FK7022-5AK71-1VA5 | 1 | UN | 1 | 15 | C | D | N | N | 85015100 | 1 |  | 1.803 | KG | 1247.8 | 1247.8 | MC05 | MC05 | SIMOTICS S Synchronous servo motor 1FK7 Compact 0.85Nm, 100K, 6000rpm 0.38kW, Naturally cooled Power/signal connectors Connector can be rotated by 270Â° FRAME SIZE IMB 5 (IM V1, IM V3) FLANGE 1 BASIC ABSOLUTE ENCODER 16 P/REV (ENCODER A-16) WITH DRIVE-CLIQ INTERFACE; PERFORMANCE REDUCTION BY 10% DUE TO ABSOLUTE ENCODER; SHAFT WITH FITTED KEY, TOLERANCE N; W/O HOLDING BRAKE DEGREE OF PROTECTION IP65 AS FLANGE IP67; PAINT FINISH RAL7016 | - | 0 | 0
1FK7022-5AK71-1VA8 |  | 1FK7022-5AK71-1VA8 | 1 | UN | 1 | 15 | C | D | N | N | 85015100 | 1 |  | 1.803 | KG | 1317.76 | 1317.76 | MC05 | MC05 | SIMOTICS S Synchronous servo motor 1FK7 Compact 0.85Nm, 100K, 6000rpm 0.38kW, Naturally cooled Power/signal connectors Connector can be rotated by 270Â° FRAME SIZE IMB 5 (IM V1, IM V3) FLANGE 1 BASIC ABSOLUTE ENCODER 16 P/REV (ENCODER A-16) WITH DRIVE-CLIQ INTERFACE; PERFORMANCE REDUCTION BY 10% DUE TO ABSOLUTE ENCODER; SHAFT WITH FITTED KEY, TOLERANCE N; W/O HOLDING BRAKE DEGREE OF PROTECTION IP65 IP67 D-END FLANGE; RAL7016 COATING; METALLIC RATING PLATE AT MOTOR | - | 0 | 0
1FK7022-5AK71-1VB0 |  | 1FK7022-5AK71-1VB0 | 1 | UN | 1 | 15 | C | D | N | N | 85015100 | 1 |  | 2.002 | KG | 1303.83 | 1303.83 | MC05 | MC05 | SIMOTICS S Synchronous servo motor 1FK7 Compact 0.85Nm, 100K, 6000rpm 0.38kW, Naturally cooled Power/signal connectors Connector can be rotated by 270Â° FRAME SIZE IMB 5 (IM V1, IM V3) FLANGE 1 BASIC ABSOLUTE ENCODER 16 P/REV (ENCODER A-16) WITH DRIVE-CLIQ INTERFACE; PERFORMANCE REDUCTION BY 10% DUE TO ABSOLUTE ENCODER; SHAFT WITH FITTED KEY, TOLERANCE N; WITH HOLDING BRAKE DEGREE OF PROTECTION IP64 | - | 0 | 0
1FK7022-5AK71-1VB2 |  | 1FK7022-5AK71-1VB2 | 1 | UN | 1 | 15 | C | D | N | N | 85015100 | 1 |  | 2.002 | KG | 1369.3 | 1369.3 | MC05 | MC05 | SIMOTICS S Synchronous servo motor 1FK7 Compact 0.85Nm, 100K, 6000rpm 0.38kW, Naturally cooled Power/signal connectors Connector can be rotated by 270Â° FRAME SIZE IMB 5 (IM V1, IM V3) FLANGE 1 BASIC ABSOLUTE ENCODER 16 P/REV (ENCODER A-16) WITH DRIVE-CLIQ INTERFACE; PERFORMANCE REDUCTION BY 10% DUE TO ABSOLUTE ENCODER; SHAFT WITH FITTED KEY, TOLERANCE N; WITH HOLDING BRAKE DEGREE OF PROTECTION IP65 FLANGE ON DRIVE END IP67 | - | 0 | 0
1FK7022-5AK71-1VB3 |  | 1FK7022-5AK71-1VB3 | 1 | UN | 1 | 10 | C | D | N | N | 85015100 | 1 |  | 2.002 | KG | 1335.57 | 1335.57 | MC05 | MC05 | SIMOTICS S Synchronous servo motor 1FK7 Compact 0.85Nm, 100K, 6000rpm 0.38kW, Naturally cooled Power/signal connectors Connector can be rotated by 270Â° FRAME SIZE IMB 5 (IM V1, IM V3) FLANGE 1 BASIC ABSOLUTE ENCODER 16 P/REV (ENCODER A-16) WITH DRIVE-CLIQ INTERFACE; PERFORMANCE REDUCTION BY 10% DUE TO ABSOLUTE ENCODER; SHAFT WITH FITTED KEY, TOLERANCE N; WITH HOLDING BRAKE DEGREE OF PROTECTION IP64; PAINT FINISH RAL7016 | - | 0 | 0
1FK7022-5AK71-1VB5 |  | 1FK7022-5AK71-1VB5 | 1 | UN | 1 | 15 | C | D | N | N | 85015100 | 1 |  | 2.002 | KG | 1401.02 | 1401.02 | MC05 | MC05 | SIMOTICS S Synchronous servo motor 1FK7 Compact 0.85Nm, 100K, 6000rpm 0.38kW, Naturally cooled Power/signal connectors Connector can be rotated by 270Â° FRAME SIZE IMB 5 (IM V1, IM V3) FLANGE 1 BASIC ABSOLUTE ENCODER 16 P/REV (ENCODER A-16) WITH DRIVE-CLIQ INTERFACE; PERFORMANCE REDUCTION BY 10% DUE TO ABSOLUTE ENCODER; SHAFT WITH FITTED KEY, TOLERANCE N; WITH HOLDING BRAKE DEGREE OF PROTECTION IP65 AS FLANGE IP67; PAINT FINISH RAL7016 | - | 0 | 0
1FK7022-5AK71-1VB8 |  | 1FK7022-5AK71-1VB8 | 1 | UN | 1 | 15 | C | D | N | N | 85015100 | 1 |  | 2.002 | KG | 1470.98 | 1470.98 | MC05 | MC05 | SIMOTICS S Synchronous servo motor 1FK7 Compact 0.85Nm, 100K, 6000rpm 0.38kW, Naturally cooled Power/signal connectors Connector can be rotated by 270Â° FRAME SIZE IMB 5 (IM V1, IM V3) FLANGE 1 BASIC ABSOLUTE ENCODER 16 P/REV (ENCODER A-16) WITH DRIVE-CLIQ INTERFACE; PERFORMANCE REDUCTION BY 10% DUE TO ABSOLUTE ENCODER; SHAFT WITH FITTED KEY, TOLERANCE N; WITH HOLDING BRAKE DEGREE OF PROTECTION IP65 IP67 D-END FLANGE; RAL7016 COATING; METALLIC RATING PLATE AT MOTOR | - | 0 | 0
1FK7022-5AK71-1VG0 |  | 1FK7022-5AK71-1VG0 | 1 | UN | 1 | 15 | C | D | N | N | 85015100 | 1 |  | 1.803 | KG | 1090.26 | 1090.26 | MC05 | MC05 | SIMOTICS S Synchronous servo motor 1FK7 Compact 0.85Nm, 100K, 6000rpm 0.38kW, Naturally cooled Power/signal connectors Connector can be rotated by 270Â° FRAME SIZE IMB 5 (IM V1, IM V3) FLANGE 1 BASIC ABSOLUTE ENCODER 16 P/REV (ENCODER A-16) WITH DRIVE-CLIQ INTERFACE; PERFORMANCE REDUCTION BY 10% DUE TO ABSOLUTE ENCODER; PLAIN SHAFT, TOLERANCE N; W/O HOLDING BRAKE DEGREE OF PROTECTION IP64 | - | 0 | 0
1FK7022-5AK71-1VG0-Z | Y84 | 1FK7022-5AK71-1VG0-ZY84 | 1 | UN | 1 | 15 | C | D | N | N | 85015100 | 1 |  | 1.803 | KG | 1090.26 | 1090.26 | MC05 | MC05 | SIMOTICS S Synchronous servo motor 1FK7 Compact 0.85Nm, 100K, 6000rpm 0.38kW, Naturally cooled Power/signal connectors Connector can be rotated by 270Â° FRAME SIZE IMB 5 (IM V1, IM V3) FLANGE 1 BASIC ABSOLUTE ENCODER 16 P/REV (ENCODER A-16) WITH DRIVE-CLIQ INTERFACE; PERFORMANCE REDUCTION BY 10% DUE TO ABSOLUTE ENCODER; PLAIN SHAFT, TOLERANCE N; W/O HOLDING BRAKE DEGREE OF PROTECTION IP64 Y84: Customer specifications on the rating plate Ordering notes see Notification number 22370783 | - | 0 | 0
1FK7022-5AK71-1VG2 |  | 1FK7022-5AK71-1VG2 | 1 | UN | 1 | 15 | C | D | N | N | 85015100 | 1 |  | 1.803 | KG | 1155.73 | 1155.73 | MC05 | MC05 | SIMOTICS S Synchronous servo motor 1FK7 Compact 0.85Nm, 100K, 6000rpm 0.38kW, Naturally cooled Power/signal connectors Connector can be rotated by 270Â° FRAME SIZE IMB 5 (IM V1, IM V3) FLANGE 1 BASIC ABSOLUTE ENCODER 16 P/REV (ENCODER A-16) WITH DRIVE-CLIQ INTERFACE; PERFORMANCE REDUCTION BY 10% DUE TO ABSOLUTE ENCODER; PLAIN SHAFT, TOLERANCE N; W/O HOLDING BRAKE DEGREE OF PROTECTION IP65 FLANGE ON DRIVE END IP67 | - | 0 | 0
1FK7022-5AK71-1VG3 |  | 1FK7022-5AK71-1VG3 | 1 | UN | 1 | 10 | C | D | N | N | 85015100 | 1 |  | 1.803 | KG | 1122 | 1122 | MC05 | MC05 | SIMOTICS S Synchronous servo motor 1FK7 Compact 0.85Nm, 100K, 6000rpm 0.38kW, Naturally cooled Power/signal connectors Connector can be rotated by 270Â° FRAME SIZE IMB 5 (IM V1, IM V3) FLANGE 1 BASIC ABSOLUTE ENCODER 16 P/REV (ENCODER A-16) WITH DRIVE-CLIQ INTERFACE; PERFORMANCE REDUCTION BY 10% DUE TO ABSOLUTE ENCODER; PLAIN SHAFT, TOLERANCE N; W/O HOLDING BRAKE DEGREE OF PROTECTION IP64; PAINT FINISH RAL7016 | - | 0 | 0
1FK7022-5AK71-1VG5 |  | 1FK7022-5AK71-1VG5 | 1 | UN | 1 | 15 | C | D | N | N | 85015100 | 1 |  | 1.803 | KG | 1187.45 | 1187.45 | MC05 | MC05 | SIMOTICS S Synchronous servo motor 1FK7 Compact 0.85Nm, 100K, 6000rpm 0.38kW, Naturally cooled Power/signal connectors Connector can be rotated by 270Â° FRAME SIZE IMB 5 (IM V1, IM V3) FLANGE 1 BASIC ABSOLUTE ENCODER 16 P/REV (ENCODER A-16) WITH DRIVE-CLIQ INTERFACE; PERFORMANCE REDUCTION BY 10% DUE TO ABSOLUTE ENCODER; PLAIN SHAFT, TOLERANCE N; W/O HOLDING BRAKE DEGREE OF PROTECTION IP65 AS FLANGE IP67; PAINT FINISH RAL7016 | - | 0 | 0
1FK7022-5AK71-1VG8 |  | 1FK7022-5AK71-1VG8 | 1 | UN | 1 | 15 | C | D | N | N | 85015100 | 1 |  | 1.803 | KG | 1257.41 | 1257.41 | MC05 | MC05 | SIMOTICS S Synchronous servo motor 1FK7 Compact 0.85Nm, 100K, 6000rpm 0.38kW, Naturally cooled Power/signal connectors Connector can be rotated by 270Â° FRAME SIZE IMB 5 (IM V1, IM V3) FLANGE 1 BASIC ABSOLUTE ENCODER 16 P/REV (ENCODER A-16) WITH DRIVE-CLIQ INTERFACE; PERFORMANCE REDUCTION BY 10% DUE TO ABSOLUTE ENCODER; PLAIN SHAFT, TOLERANCE N; W/O HOLDING BRAKE DEGREE OF PROTECTION IP65 IP67 D-END FLANGE; RAL7016 COATING; METALLIC RATING PLATE AT MOTOR | - | 0 | 0
1FK7022-5AK71-1VH0 |  | 1FK7022-5AK71-1VH0 | 1 | UN | 1 | 15 | C | D | N | N | 85015100 | 1 |  | 2.002 | KG | 1241.79 | 1241.79 | MC05 | MC05 | SIMOTICS S Synchronous servo motor 1FK7 Compact 0.85Nm, 100K, 6000rpm 0.38kW, Naturally cooled Power/signal connectors Connector can be rotated by 270Â° FRAME SIZE IMB 5 (IM V1, IM V3) FLANGE 1 BASIC ABSOLUTE ENCODER 16 P/REV (ENCODER A-16) WITH DRIVE-CLIQ INTERFACE; PERFORMANCE REDUCTION BY 10% DUE TO ABSOLUTE ENCODER; PLAIN SHAFT, TOLERANCE N; WITH HOLDING BRAKE DEGREE OF PROTECTION IP64 | - | 0 | 0
1FK7022-5AK71-1VH0-Z | X01 | 1FK7022-5AK71-1VH0-ZX01 | 1 | UN | 1 | 15 | C | D | N | N | 85015100 | 1 |  | 2.003 | KG | 1307.26 | 1307.26 | MC05 | MC05 | SIMOTICS S Synchronous servo motor 1FK7 Compact 0.85Nm, 100K, 6000rpm 0.38kW, Naturally cooled Power/signal connectors Connector can be rotated by 270Â° FRAME SIZE IMB 5 (IM V1, IM V3) FLANGE 1 BASIC ABSOLUTE ENCODER 16 P/REV (ENCODER A-16) WITH DRIVE-CLIQ INTERFACE; PERFORMANCE REDUCTION BY 10% DUE TO ABSOLUTE ENCODER; PLAIN SHAFT, TOLERANCE N; WITH HOLDING BRAKE DEGREE OF PROTECTION IP64 X01: PAINT FINISH DULL BLACK RAL9005 | - | 0 | 0
1FK7022-5AK71-1VH2 |  | 1FK7022-5AK71-1VH2 | 1 | UN | 1 | 15 | C | D | N | N | 85015100 | 1 |  | 2.002 | KG | 1307.26 | 1307.26 | MC05 | MC05 | SIMOTICS S Synchronous servo motor 1FK7 Compact 0.85Nm, 100K, 6000rpm 0.38kW, Naturally cooled Power/signal connectors Connector can be rotated by 270Â° FRAME SIZE IMB 5 (IM V1, IM V3) FLANGE 1 BASIC ABSOLUTE ENCODER 16 P/REV (ENCODER A-16) WITH DRIVE-CLIQ INTERFACE; PERFORMANCE REDUCTION BY 10% DUE TO ABSOLUTE ENCODER; PLAIN SHAFT, TOLERANCE N; WITH HOLDING BRAKE DEGREE OF PROTECTION IP65 FLANGE ON DRIVE END IP67 | - | 0 | 0
1FK7022-5AK71-1VH3 |  | 1FK7022-5AK71-1VH3 | 1 | UN | 1 | 10 | C | D | N | N | 85015100 | 1 |  | 2.002 | KG | 1273.53 | 1273.53 | MC05 | MC05 | SIMOTICS S Synchronous servo motor 1FK7 Compact 0.85Nm, 100K, 6000rpm 0.38kW, Naturally cooled Power/signal connectors Connector can be rotated by 270Â° FRAME SIZE IMB 5 (IM V1, IM V3) FLANGE 1 BASIC ABSOLUTE ENCODER 16 P/REV (ENCODER A-16) WITH DRIVE-CLIQ INTERFACE; PERFORMANCE REDUCTION BY 10% DUE TO ABSOLUTE ENCODER; PLAIN SHAFT, TOLERANCE N; WITH HOLDING BRAKE DEGREE OF PROTECTION IP64; PAINT FINISH RAL7016 | - | 0 | 0
1FK7022-5AK71-1VH5 |  | 1FK7022-5AK71-1VH5 | 1 | UN | 1 | 15 | C | D | N | N | 85015100 | 1 |  | 2.002 | KG | 1338.98 | 1338.98 | MC05 | MC05 | SIMOTICS S Synchronous servo motor 1FK7 Compact 0.85Nm, 100K, 6000rpm 0.38kW, Naturally cooled Power/signal connectors Connector can be rotated by 270Â° FRAME SIZE IMB 5 (IM V1, IM V3) FLANGE 1 BASIC ABSOLUTE ENCODER 16 P/REV (ENCODER A-16) WITH DRIVE-CLIQ INTERFACE; PERFORMANCE REDUCTION BY 10% DUE TO ABSOLUTE ENCODER; PLAIN SHAFT, TOLERANCE N; WITH HOLDING BRAKE DEGREE OF PROTECTION IP65 AS FLANGE IP67; PAINT FINISH RAL7016 | - | 0 | 0
1FK7022-5AK71-1VH8 |  | 1FK7022-5AK71-1VH8 | 1 | UN | 1 | 15 | C | D | N | N | 85015100 | 1 |  | 2.002 | KG | 1408.94 | 1408.94 | MC05 | MC05 | SIMOTICS S Synchronous servo motor 1FK7 Compact 0.85Nm, 100K, 6000rpm 0.38kW, Naturally cooled Power/signal connectors Connector can be rotated by 270Â° FRAME SIZE IMB 5 (IM V1, IM V3) FLANGE 1 BASIC ABSOLUTE ENCODER 16 P/REV (ENCODER A-16) WITH DRIVE-CLIQ INTERFACE; PERFORMANCE REDUCTION BY 10% DUE TO ABSOLUTE ENCODER; PLAIN SHAFT, TOLERANCE N; WITH HOLDING BRAKE DEGREE OF PROTECTION IP65 IP67 D-END FLANGE; RAL7016 COATING; METALLIC RATING PLATE AT MOTOR | - | 0 | 0
1FK7022-5AK71-1VU3-Z | A31 | 1FK7022-5AK71-1VU3-ZA31 | 1 | UN | 1 | 30 | D | D | N | N | 85015100 | 1 |  | 1.8 | KG | 1366.13 | 1366.13 | MC05 | MC05 | SIMOTICS S-1FK7 Synchronous servo motor 1FK7 Compact; naturally cooled; NN=6000rpm; UDC=600V; IMB 5 design; Power connector rotatable; Basic absolute encoder 16 S/R (encoder A-16) with DRIVE-CLiQ interface; Direct gearbox mounting without holding brake; Degree of protection IP64 A31: Customer-specific version customer-specific motor Only in connection with A31 | - | 0 | 7
1FK7022-5AK71-7AA0 |  | 1FK7022-5AK71-7AA0 | 1 | UN | 1 | 15 | C | D | N | N | 85015100 | 1 |  | 1.803 | KG | 1230.63 | 1230.63 | MC05 | MC05 | SIMOTICS S Synchronous servo motor 1FK7 Compact, 0.85Nm , 100K, 6000rpm, 0.38kW Naturally cooled Bare cable end 0.5m Outlet directions NDE with connector size 1 IMB 5 design (IM V1, IM V3) Flange 1, with KTY temperature sensor Incremental encoder sin/cos 1 Vss 2048 S/R (encoder I-2048) SHAFT WITH FITTED KEY, TOLERANCE N; W/O HOLDING BRAKE DEGREE OF PROTECTION IP64 | - | 0 | 0
1FK7022-5AK71-7HG0 |  | 1FK7022-5AK71-7HG0 | 1 | UN | 1 | 15 | C | D | N | N | 85015100 | 1 |  | 1.803 | KG | 1430.33 | 1430.33 | MC05 | MC05 | SIMOTICS S Synchronous servo motor 1FK7 Compact, 0.85Nm , 100K, 6000rpm, 0.38kW Naturally cooled Bare cable end 0.5m Outlet directions NDE with connector size 1 IMB 5 design (IM V1, IM V3) Flange 1, with KTY temperature sensor absolute encoder 512 S/R (encoder A-512); Derating 10% due to absolute encoder PLAIN SHAFT, TOLERANCE N; W/O HOLDING BRAKE DEGREE OF PROTECTION IP64 | - | 0 | 0
1FK7022-5AK71-7HG3 |  | 1FK7022-5AK71-7HG3 | 1 | UN | 1 | 15 | C | D | N | N | 85015100 | 1 |  | 1.803 | KG | 1462.07 | 1462.07 | MC05 | MC05 | SIMOTICS S Synchronous servo motor 1FK7 Compact, 0.85Nm , 100K, 6000rpm, 0.38kW Naturally cooled Bare cable end 0.5m Outlet directions NDE with connector size 1 IMB 5 design (IM V1, IM V3) Flange 1, with KTY temperature sensor absolute encoder 512 S/R (encoder A-512); Derating 10% due to absolute encoder PLAIN SHAFT, TOLERANCE N; W/O HOLDING BRAKE DEGREE OF PROTECTION IP64; PAINT FINISH RAL7016 | - | 0 | 0
1FK7022-5AK71-7HH0 |  | 1FK7022-5AK71-7HH0 | 1 | UN | 1 | 15 | C | D | N | N | 85015100 | 1 |  | 2.002 | KG | 1581.86 | 1581.86 | MC05 | MC05 | SIMOTICS S Synchronous servo motor 1FK7 Compact, 0.85Nm , 100K, 6000rpm, 0.38kW Naturally cooled Bare cable end 0.5m Outlet directions NDE with connector size 1 IMB 5 design (IM V1, IM V3) Flange 1, with KTY temperature sensor absolute encoder 512 S/R (encoder A-512); Derating 10% due to absolute encoder PLAIN SHAFT, TOLERANCE N; WITH HOLDING BRAKE DEGREE OF PROTECTION IP64 | - | 0 | 0
1FK7022-5AK71-7SG0 |  | 1FK7022-5AK71-7SG0 | 1 | UN | 1 | 15 | C | D | N | N | 85015100 | 1 |  | 1.803 | KG | 760.16 | 760.16 | MC05 | MC05 | SIMOTICS S Synchronous servo motor 1FK7 Compact, 0.85Nm , 100K, 6000rpm, 0.38kW Naturally cooled Bare cable end 0.5m Outlet directions NDE with connector size 1 IMB 5 design (IM V1, IM V3) Flange 1, with KTY temperature sensor Resolver multi-pole (resolver P=3) PLAIN SHAFT, TOLERANCE N; W/O HOLDING BRAKE DEGREE OF PROTECTION IP64 | - | 0 | 0
1FK7022-5AK71-7SG3 |  | 1FK7022-5AK71-7SG3 | 1 | UN | 1 | 15 | C | D | N | N | 85015100 | 1 |  | 1.803 | KG | 791.9 | 791.9 | MC05 | MC05 | SIMOTICS S Synchronous servo motor 1FK7 Compact, 0.85Nm , 100K, 6000rpm, 0.38kW Naturally cooled Bare cable end 0.5m Outlet directions NDE with connector size 1 IMB 5 design (IM V1, IM V3) Flange 1, with KTY temperature sensor Resolver multi-pole (resolver P=3) PLAIN SHAFT, TOLERANCE N; W/O HOLDING BRAKE DEGREE OF PROTECTION IP64; PAINT FINISH RAL7016 | - | 0 | 0
1FK7022-5AK71-7SH0 |  | 1FK7022-5AK71-7SH0 | 1 | UN | 1 | 15 | C | D | N | N | 85015100 | 1 |  | 2.002 | KG | 911.69 | 911.69 | MC05 | MC05 | SIMOTICS S Synchronous servo motor 1FK7 Compact, 0.85Nm , 100K, 6000rpm, 0.38kW Naturally cooled Bare cable end 0.5m Outlet directions NDE with connector size 1 IMB 5 design (IM V1, IM V3) Flange 1, with KTY temperature sensor Resolver multi-pole (resolver P=3) PLAIN SHAFT, TOLERANCE N; WITH HOLDING BRAKE DEGREE OF PROTECTION IP64 | - | 0 | 0
1FK7022-5AK71-7TB2 |  | 1FK7022-5AK71-7TB2 | 1 | UN | 1 | 15 | C | D | N | N | 85015100 | 1 |  | 2.002 | KG | 1039.2 | 1039.2 | MC05 | MC05 | SIMOTICS S Synchronous servo motor 1FK7 Compact, 0.85Nm , 100K, 6000rpm, 0.38kW Naturally cooled Bare cable end 0.5m Outlet directions NDE with connector size 1 IMB 5 design (IM V1, IM V3) Flange 1, with KTY temperature sensor Resolver 2-pole (resolver P=1) SHAFT WITH FITTED KEY, TOLERANCE N; WITH HOLDING BRAKE DEGREE OF PROTECTION IP65 FLANGE ON DRIVE END IP67 | - | 0 | 0
1FK7022-5AK71-7TG0 |  | 1FK7022-5AK71-7TG0 | 1 | UN | 1 | 15 | C | D | N | N | 85015100 | 1 |  | 1.803 | KG | 760.16 | 760.16 | MC05 | MC05 | SIMOTICS S Synchronous servo motor 1FK7 Compact, 0.85Nm , 100K, 6000rpm, 0.38kW Naturally cooled Bare cable end 0.5m Outlet directions NDE with connector size 1 IMB 5 design (IM V1, IM V3) Flange 1, with KTY temperature sensor Resolver 2-pole (resolver P=1) PLAIN SHAFT, TOLERANCE N; W/O HOLDING BRAKE DEGREE OF PROTECTION IP64 | - | 0 | 0
1FK7022-5AK71-7TH0 |  | 1FK7022-5AK71-7TH0 | 1 | UN | 1 | 15 | C | D | N | N | 85015100 | 1 |  | 2.002 | KG | 911.69 | 911.69 | MC05 | MC05 | SIMOTICS S Synchronous servo motor 1FK7 Compact, 0.85Nm , 100K, 6000rpm, 0.38kW Naturally cooled Bare cable end 0.5m Outlet directions NDE with connector size 1 IMB 5 design (IM V1, IM V3) Flange 1, with KTY temperature sensor Resolver 2-pole (resolver P=1) PLAIN SHAFT, TOLERANCE N; WITH HOLDING BRAKE DEGREE OF PROTECTION IP64 | - | 0 | 0
1FK7022-5AK71-7TH3 |  | 1FK7022-5AK71-7TH3 | 1 | UN | 1 | 15 | C | D | N | N | 85015100 | 1 |  | 2.002 | KG | 943.43 | 943.43 | MC05 | MC05 | SIMOTICS S Synchronous servo motor 1FK7 Compact, 0.85Nm , 100K, 6000rpm, 0.38kW Naturally cooled Bare cable end 0.5m Outlet directions NDE with connector size 1 IMB 5 design (IM V1, IM V3) Flange 1, with KTY temperature sensor Resolver 2-pole (resolver P=1) PLAIN SHAFT, TOLERANCE N; WITH HOLDING BRAKE DEGREE OF PROTECTION IP64; PAINT FINISH RAL7016 | - | 0 | 0
1FK7022-5AK71-8HH2 |  | 1FK7022-5AK71-8HH2 | 1 | UN | 1 | 15 | C | D | N | N | 85015100 | 1 |  | 2.202 | KG | 1647.33 | 1647.33 | MC05 | MC05 | SIMOTICS S Synchronous servo motor 1FK7 Compact, 0.85Nm 100K, 6000rpm, 0.38kW Naturally cooled Bare cable end 0.5m Outlet directions DE with connector size 1 IMB 5 design (IM V1, IM V3) Flange 1, with KTY temperature sensor absolute encoder 512 S/R (encoder A-512); Derating 10% due to absolute encoder PLAIN SHAFT, TOLERANCE N; WITH HOLDING BRAKE DEGREE OF PROTECTION IP65 FLANGE ON DRIVE END IP67 | - | 0 | 0
1FK7022-5AK71-8TB2 |  | 1FK7022-5AK71-8TB2 | 1 | UN | 1 | 15 | C | D | N | N | 85015100 | 1 |  | 2.202 | KG | 1039.2 | 1039.2 | MC05 | MC05 | SIMOTICS S Synchronous servo motor 1FK7 Compact, 0.85Nm 100K, 6000rpm, 0.38kW Naturally cooled Bare cable end 0.5m Outlet directions DE with connector size 1 IMB 5 design (IM V1, IM V3) Flange 1, with KTY temperature sensor Resolver 2-pole (resolver P=1) SHAFT WITH FITTED KEY, TOLERANCE N; WITH HOLDING BRAKE DEGREE OF PROTECTION IP65 FLANGE ON DRIVE END IP67 | - | 0 | 0
1FK7022-5AK74-1AA0 |  | 1FK7022-5AK74-1AA0 | 1 | UN | 1 | 15 | C | D | N | N | 85015100 | 1 |  | 1.803 | KG | 1074.33 | 1074.33 | MC05 | MC05 | SIMOTICS S Synchronous servo motor 1FK7 Compact 0.85Nm, 100K, 6000rpm 0.38kW, Naturally cooled Power/signal connectors Connector can be rotated by 270Â° IMB 5 design (IM V1, IM V3) Flange 1, with Pt1000 temperature sensor INCREM. ENCODER, SIN/COS 1 VPP 2048 P/REV (ENCODER I-2048); SHAFT WITH FITTED KEY, TOLERANCE N; W/O HOLDING BRAKE DEGREE OF PROTECTION IP64 | - | 0 | 0
1FK7022-5AK74-1AA2 |  | 1FK7022-5AK74-1AA2 | 1 | UN | 1 | 15 | C | D | N | N | 85015100 | 1 |  | 1.803 | KG | 1139.8 | 1139.8 | MC05 | MC05 | SIMOTICS S Synchronous servo motor 1FK7 Compact 0.85Nm, 100K, 6000rpm 0.38kW, Naturally cooled Power/signal connectors Connector can be rotated by 270Â° IMB 5 design (IM V1, IM V3) Flange 1, with Pt1000 temperature sensor INCREM. ENCODER, SIN/COS 1 VPP 2048 P/REV (ENCODER I-2048); SHAFT WITH FITTED KEY, TOLERANCE N; W/O HOLDING BRAKE DEGREE OF PROTECTION IP65 FLANGE ON DRIVE END IP67 | - | 0 | 0
1FK7022-5AK74-1AA3 |  | 1FK7022-5AK74-1AA3 | 1 | UN | 1 | 15 | C | D | N | N | 85015100 | 1 |  | 1.803 | KG | 1106.07 | 1106.07 | MC05 | MC05 | SIMOTICS S Synchronous servo motor 1FK7 Compact 0.85Nm, 100K, 6000rpm 0.38kW, Naturally cooled Power/signal connectors Connector can be rotated by 270Â° IMB 5 design (IM V1, IM V3) Flange 1, with Pt1000 temperature sensor INCREM. ENCODER, SIN/COS 1 VPP 2048 P/REV (ENCODER I-2048); SHAFT WITH FITTED KEY, TOLERANCE N; W/O HOLDING BRAKE DEGREE OF PROTECTION IP64; PAINT FINISH RAL7016 | - | 0 | 0
1FK7022-5AK74-1AA5 |  | 1FK7022-5AK74-1AA5 | 1 | UN | 1 | 15 | C | D | N | N | 85015100 | 1 |  | 1.803 | KG | 1171.52 | 1171.52 | MC05 | MC05 | SIMOTICS S Synchronous servo motor 1FK7 Compact 0.85Nm, 100K, 6000rpm 0.38kW, Naturally cooled Power/signal connectors Connector can be rotated by 270Â° IMB 5 design (IM V1, IM V3) Flange 1, with Pt1000 temperature sensor INCREM. ENCODER, SIN/COS 1 VPP 2048 P/REV (ENCODER I-2048); SHAFT WITH FITTED KEY, TOLERANCE N; W/O HOLDING BRAKE DEGREE OF PROTECTION IP65 AS FLANGE IP67; PAINT FINISH RAL7016 | - | 0 | 0
1FK7022-5AK74-1AB0 |  | 1FK7022-5AK74-1AB0 | 1 | UN | 1 | 15 | C | D | N | N | 85015100 | 1 |  | 2.002 | KG | 1227.55 | 1227.55 | MC05 | MC05 | SIMOTICS S Synchronous servo motor 1FK7 Compact 0.85Nm, 100K, 6000rpm 0.38kW, Naturally cooled Power/signal connectors Connector can be rotated by 270Â° IMB 5 design (IM V1, IM V3) Flange 1, with Pt1000 temperature sensor INCREM. ENCODER, SIN/COS 1 VPP 2048 P/REV (ENCODER I-2048); SHAFT WITH FITTED KEY, TOLERANCE N; WITH HOLDING BRAKE DEGREE OF PROTECTION IP64 | - | 0 | 0
1FK7022-5AK74-1AB2 |  | 1FK7022-5AK74-1AB2 | 1 | UN | 1 | 15 | C | D | N | N | 85015100 | 1 |  | 2.002 | KG | 1293.02 | 1293.02 | MC05 | MC05 | SIMOTICS S Synchronous servo motor 1FK7 Compact 0.85Nm, 100K, 6000rpm 0.38kW, Naturally cooled Power/signal connectors Connector can be rotated by 270Â° IMB 5 design (IM V1, IM V3) Flange 1, with Pt1000 temperature sensor INCREM. ENCODER, SIN/COS 1 VPP 2048 P/REV (ENCODER I-2048); SHAFT WITH FITTED KEY, TOLERANCE N; WITH HOLDING BRAKE DEGREE OF PROTECTION IP65 FLANGE ON DRIVE END IP67 | - | 0 | 0
1FK7022-5AK74-1AB3 |  | 1FK7022-5AK74-1AB3 | 1 | UN | 1 | 15 | C | D | N | N | 85015100 | 1 |  | 2.002 | KG | 1259.29 | 1259.29 | MC05 | MC05 | SIMOTICS S Synchronous servo motor 1FK7 Compact 0.85Nm, 100K, 6000rpm 0.38kW, Naturally cooled Power/signal connectors Connector can be rotated by 270Â° IMB 5 design (IM V1, IM V3) Flange 1, with Pt1000 temperature sensor INCREM. ENCODER, SIN/COS 1 VPP 2048 P/REV (ENCODER I-2048); SHAFT WITH FITTED KEY, TOLERANCE N; WITH HOLDING BRAKE DEGREE OF PROTECTION IP64; PAINT FINISH RAL7016 | - | 0 | 0
1FK7022-5AK74-1AB5 |  | 1FK7022-5AK74-1AB5 | 1 | UN | 1 | 15 | C | D | N | N | 85015100 | 1 |  | 2.002 | KG | 1324.74 | 1324.74 | MC05 | MC05 | SIMOTICS S Synchronous servo motor 1FK7 Compact 0.85Nm, 100K, 6000rpm 0.38kW, Naturally cooled Power/signal connectors Connector can be rotated by 270Â° IMB 5 design (IM V1, IM V3) Flange 1, with Pt1000 temperature sensor INCREM. ENCODER, SIN/COS 1 VPP 2048 P/REV (ENCODER I-2048); SHAFT WITH FITTED KEY, TOLERANCE N; WITH HOLDING BRAKE DEGREE OF PROTECTION IP65 AS FLANGE IP67; PAINT FINISH RAL7016 | - | 0 | 0
1FK7022-5AK74-1AG0 |  | 1FK7022-5AK74-1AG0 | 1 | UN | 1 | 15 | C | D | N | N | 85015100 | 1 |  | 1.803 | KG | 1013.98 | 1013.98 | MC05 | MC05 | SIMOTICS S Synchronous servo motor 1FK7 Compact 0.85Nm, 100K, 6000rpm 0.38kW, Naturally cooled Power/signal connectors Connector can be rotated by 270Â° IMB 5 design (IM V1, IM V3) Flange 1, with Pt1000 temperature sensor INCREM. ENCODER, SIN/COS 1 VPP 2048 P/REV (ENCODER I-2048); PLAIN SHAFT, TOLERANCE N; W/O HOLDING BRAKE DEGREE OF PROTECTION IP64 | - | 0 | 0
1FK7022-5AK74-1AG2 |  | 1FK7022-5AK74-1AG2 | 1 | UN | 1 | 15 | C | D | N | N | 85015100 | 1 |  | 1.803 | KG | 1079.45 | 1079.45 | MC05 | MC05 | SIMOTICS S Synchronous servo motor 1FK7 Compact 0.85Nm, 100K, 6000rpm 0.38kW, Naturally cooled Power/signal connectors Connector can be rotated by 270Â° IMB 5 design (IM V1, IM V3) Flange 1, with Pt1000 temperature sensor INCREM. ENCODER, SIN/COS 1 VPP 2048 P/REV (ENCODER I-2048); PLAIN SHAFT, TOLERANCE N; W/O HOLDING BRAKE DEGREE OF PROTECTION IP65 FLANGE ON DRIVE END IP67 | - | 0 | 0
1FK7022-5AK74-1AG3 |  | 1FK7022-5AK74-1AG3 | 1 | UN | 1 | 15 | C | D | N | N | 85015100 | 1 |  | 1.803 | KG | 1045.72 | 1045.72 | MC05 | MC05 | SIMOTICS S Synchronous servo motor 1FK7 Compact 0.85Nm, 100K, 6000rpm 0.38kW, Naturally cooled Power/signal connectors Connector can be rotated by 270Â° IMB 5 design (IM V1, IM V3) Flange 1, with Pt1000 temperature sensor INCREM. ENCODER, SIN/COS 1 VPP 2048 P/REV (ENCODER I-2048); PLAIN SHAFT, TOLERANCE N; W/O HOLDING BRAKE DEGREE OF PROTECTION IP64; PAINT FINISH RAL7016 | - | 0 | 0
1FK7022-5AK74-1AG5 |  | 1FK7022-5AK74-1AG5 | 1 | UN | 1 | 15 | C | D | N | N | 85015100 | 1 |  | 1.803 | KG | 1111.17 | 1111.17 | MC05 | MC05 | SIMOTICS S Synchronous servo motor 1FK7 Compact 0.85Nm, 100K, 6000rpm 0.38kW, Naturally cooled Power/signal connectors Connector can be rotated by 270Â° IMB 5 design (IM V1, IM V3) Flange 1, with Pt1000 temperature sensor INCREM. ENCODER, SIN/COS 1 VPP 2048 P/REV (ENCODER I-2048); PLAIN SHAFT, TOLERANCE N; W/O HOLDING BRAKE DEGREE OF PROTECTION IP65 AS FLANGE IP67; PAINT FINISH RAL7016 | - | 0 | 0
1FK7022-5AK74-1AH0 |  | 1FK7022-5AK74-1AH0 | 1 | UN | 1 | 15 | C | D | N | N | 85015100 | 1 |  | 2.002 | KG | 1165.51 | 1165.51 | MC05 | MC05 | SIMOTICS S Synchronous servo motor 1FK7 Compact 0.85Nm, 100K, 6000rpm 0.38kW, Naturally cooled Power/signal connectors Connector can be rotated by 270Â° IMB 5 design (IM V1, IM V3) Flange 1, with Pt1000 temperature sensor INCREM. ENCODER, SIN/COS 1 VPP 2048 P/REV (ENCODER I-2048); PLAIN SHAFT, TOLERANCE N; WITH HOLDING BRAKE DEGREE OF PROTECTION IP64 | - | 0 | 0
1FK7022-5AK74-1AH2 |  | 1FK7022-5AK74-1AH2 | 1 | UN | 1 | 15 | C | D | N | N | 85015100 | 1 |  | 2.002 | KG | 1230.98 | 1230.98 | MC05 | MC05 | SIMOTICS S Synchronous servo motor 1FK7 Compact 0.85Nm, 100K, 6000rpm 0.38kW, Naturally cooled Power/signal connectors Connector can be rotated by 270Â° IMB 5 design (IM V1, IM V3) Flange 1, with Pt1000 temperature sensor INCREM. ENCODER, SIN/COS 1 VPP 2048 P/REV (ENCODER I-2048); PLAIN SHAFT, TOLERANCE N; WITH HOLDING BRAKE DEGREE OF PROTECTION IP65 FLANGE ON DRIVE END IP67 | - | 0 | 0
1FK7022-5AK74-1AH3 |  | 1FK7022-5AK74-1AH3 | 1 | UN | 1 | 15 | C | D | N | N | 85015100 | 1 |  | 2.002 | KG | 1197.25 | 1197.25 | MC05 | MC05 | SIMOTICS S Synchronous servo motor 1FK7 Compact 0.85Nm, 100K, 6000rpm 0.38kW, Naturally cooled Power/signal connectors Connector can be rotated by 270Â° IMB 5 design (IM V1, IM V3) Flange 1, with Pt1000 temperature sensor INCREM. ENCODER, SIN/COS 1 VPP 2048 P/REV (ENCODER I-2048); PLAIN SHAFT, TOLERANCE N; WITH HOLDING BRAKE DEGREE OF PROTECTION IP64; PAINT FINISH RAL7016 | - | 0 | 0
1FK7022-5AK74-1AH5 |  | 1FK7022-5AK74-1AH5 | 1 | UN | 1 | 15 | C | D | N | N | 85015100 | 1 |  | 2.002 | KG | 1262.7 | 1262.7 | MC05 | MC05 | SIMOTICS S Synchronous servo motor 1FK7 Compact 0.85Nm, 100K, 6000rpm 0.38kW, Naturally cooled Power/signal connectors Connector can be rotated by 270Â° IMB 5 design (IM V1, IM V3) Flange 1, with Pt1000 temperature sensor INCREM. ENCODER, SIN/COS 1 VPP 2048 P/REV (ENCODER I-2048); PLAIN SHAFT, TOLERANCE N; WITH HOLDING BRAKE DEGREE OF PROTECTION IP65 AS FLANGE IP67; PAINT FINISH RAL7016 | - | 0 | 0
1FK7022-5AK74-1HA0 |  | 1FK7022-5AK74-1HA0 | 1 | UN | 1 | 15 | C | D | N | N | 85015100 | 1 |  | 1.803 | KG | 1345.61 | 1345.61 | MC05 | MC05 | SIMOTICS S Synchronous servo motor 1FK7 Compact 0.85Nm, 100K, 6000rpm 0.38kW, Naturally cooled Power/signal connectors Connector can be rotated by 270Â° IMB 5 design (IM V1, IM V3) Flange 1, with Pt1000 temperature sensor ABSOLUTE ENCODER 512 P/REV (ENCODER A-512); PERFORMANCE REDUCTION BY 10% DUE TO ABSOLUTE ENCODER; SHAFT WITH FITTED KEY, TOLERANCE N; W/O HOLDING BRAKE DEGREE OF PROTECTION IP64 | - | 0 | 0
1FK7022-5AK74-1HA2 |  | 1FK7022-5AK74-1HA2 | 1 | UN | 1 | 15 | C | D | N | N | 85015100 | 1 |  | 1.803 | KG | 1411.08 | 1411.08 | MC05 | MC05 | SIMOTICS S Synchronous servo motor 1FK7 Compact 0.85Nm, 100K, 6000rpm 0.38kW, Naturally cooled Power/signal connectors Connector can be rotated by 270Â° IMB 5 design (IM V1, IM V3) Flange 1, with Pt1000 temperature sensor ABSOLUTE ENCODER 512 P/REV (ENCODER A-512); PERFORMANCE REDUCTION BY 10% DUE TO ABSOLUTE ENCODER; SHAFT WITH FITTED KEY, TOLERANCE N; W/O HOLDING BRAKE DEGREE OF PROTECTION IP65 FLANGE ON DRIVE END IP67 | - | 0 | 0
1FK7022-5AK74-1HA3 |  | 1FK7022-5AK74-1HA3 | 1 | UN | 1 | 15 | C | D | N | N | 85015100 | 1 |  | 1.803 | KG | 1377.35 | 1377.35 | MC05 | MC05 | SIMOTICS S Synchronous servo motor 1FK7 Compact 0.85Nm, 100K, 6000rpm 0.38kW, Naturally cooled Power/signal connectors Connector can be rotated by 270Â° IMB 5 design (IM V1, IM V3) Flange 1, with Pt1000 temperature sensor ABSOLUTE ENCODER 512 P/REV (ENCODER A-512); PERFORMANCE REDUCTION BY 10% DUE TO ABSOLUTE ENCODER; SHAFT WITH FITTED KEY, TOLERANCE N; W/O HOLDING BRAKE DEGREE OF PROTECTION IP64; PAINT FINISH RAL7016 | - | 0 | 0
1FK7022-5AK74-1HA5 |  | 1FK7022-5AK74-1HA5 | 1 | UN | 1 | 15 | C | D | N | N | 85015100 | 1 |  | 1.803 | KG | 1442.8 | 1442.8 | MC05 | MC05 | SIMOTICS S Synchronous servo motor 1FK7 Compact 0.85Nm, 100K, 6000rpm 0.38kW, Naturally cooled Power/signal connectors Connector can be rotated by 270Â° IMB 5 design (IM V1, IM V3) Flange 1, with Pt1000 temperature sensor ABSOLUTE ENCODER 512 P/REV (ENCODER A-512); PERFORMANCE REDUCTION BY 10% DUE TO ABSOLUTE ENCODER; SHAFT WITH FITTED KEY, TOLERANCE N; W/O HOLDING BRAKE DEGREE OF PROTECTION IP65 AS FLANGE IP67; PAINT FINISH RAL7016 | - | 0 | 0
1FK7022-5AK74-1HB0 |  | 1FK7022-5AK74-1HB0 | 1 | UN | 1 | 15 | C | D | N | N | 85015100 | 1 |  | 2.002 | KG | 1498.83 | 1498.83 | MC05 | MC05 | SIMOTICS S Synchronous servo motor 1FK7 Compact 0.85Nm, 100K, 6000rpm 0.38kW, Naturally cooled Power/signal connectors Connector can be rotated by 270Â° IMB 5 design (IM V1, IM V3) Flange 1, with Pt1000 temperature sensor ABSOLUTE ENCODER 512 P/REV (ENCODER A-512); PERFORMANCE REDUCTION BY 10% DUE TO ABSOLUTE ENCODER; SHAFT WITH FITTED KEY, TOLERANCE N; WITH HOLDING BRAKE DEGREE OF PROTECTION IP64 | - | 0 | 0
1FK7022-5AK74-1HB2 |  | 1FK7022-5AK74-1HB2 | 1 | UN | 1 | 15 | C | D | N | N | 85015100 | 1 |  | 2.002 | KG | 1564.3 | 1564.3 | MC05 | MC05 | SIMOTICS S Synchronous servo motor 1FK7 Compact 0.85Nm, 100K, 6000rpm 0.38kW, Naturally cooled Power/signal connectors Connector can be rotated by 270Â° IMB 5 design (IM V1, IM V3) Flange 1, with Pt1000 temperature sensor ABSOLUTE ENCODER 512 P/REV (ENCODER A-512); PERFORMANCE REDUCTION BY 10% DUE TO ABSOLUTE ENCODER; SHAFT WITH FITTED KEY, TOLERANCE N; WITH HOLDING BRAKE DEGREE OF PROTECTION IP65 FLANGE ON DRIVE END IP67 | - | 0 | 0
1FK7022-5AK74-1HB3 |  | 1FK7022-5AK74-1HB3 | 1 | UN | 1 | 15 | C | D | N | N | 85015100 | 1 |  | 2.002 | KG | 1530.57 | 1530.57 | MC05 | MC05 | SIMOTICS S Synchronous servo motor 1FK7 Compact 0.85Nm, 100K, 6000rpm 0.38kW, Naturally cooled Power/signal connectors Connector can be rotated by 270Â° IMB 5 design (IM V1, IM V3) Flange 1, with Pt1000 temperature sensor ABSOLUTE ENCODER 512 P/REV (ENCODER A-512); PERFORMANCE REDUCTION BY 10% DUE TO ABSOLUTE ENCODER; SHAFT WITH FITTED KEY, TOLERANCE N; WITH HOLDING BRAKE DEGREE OF PROTECTION IP64; PAINT FINISH RAL7016 | - | 0 | 0
1FK7022-5AK74-1HB5 |  | 1FK7022-5AK74-1HB5 | 1 | UN | 1 | 15 | C | D | N | N | 85015100 | 1 |  | 2.002 | KG | 1596.02 | 1596.02 | MC05 | MC05 | SIMOTICS S Synchronous servo motor 1FK7 Compact 0.85Nm, 100K, 6000rpm 0.38kW, Naturally cooled Power/signal connectors Connector can be rotated by 270Â° IMB 5 design (IM V1, IM V3) Flange 1, with Pt1000 temperature sensor ABSOLUTE ENCODER 512 P/REV (ENCODER A-512); PERFORMANCE REDUCTION BY 10% DUE TO ABSOLUTE ENCODER; SHAFT WITH FITTED KEY, TOLERANCE N; WITH HOLDING BRAKE DEGREE OF PROTECTION IP65 AS FLANGE IP67; PAINT FINISH RAL7016 | - | 0 | 0
1FK7022-5AK74-1HG0 |  | 1FK7022-5AK74-1HG0 | 1 | UN | 1 | 15 | C | D | N | N | 85015100 | 1 |  | 1.803 | KG | 1285.26 | 1285.26 | MC05 | MC05 | SIMOTICS S Synchronous servo motor 1FK7 Compact 0.85Nm, 100K, 6000rpm 0.38kW, Naturally cooled Power/signal connectors Connector can be rotated by 270Â° IMB 5 design (IM V1, IM V3) Flange 1, with Pt1000 temperature sensor ABSOLUTE ENCODER 512 P/REV (ENCODER A-512); PERFORMANCE REDUCTION BY 10% DUE TO ABSOLUTE ENCODER; PLAIN SHAFT, TOLERANCE N; W/O HOLDING BRAKE DEGREE OF PROTECTION IP64 | - | 0 | 0
1FK7022-5AK74-1HG2 |  | 1FK7022-5AK74-1HG2 | 1 | UN | 1 | 15 | C | D | N | N | 85015100 | 1 |  | 1.803 | KG | 1350.73 | 1350.73 | MC05 | MC05 | SIMOTICS S Synchronous servo motor 1FK7 Compact 0.85Nm, 100K, 6000rpm 0.38kW, Naturally cooled Power/signal connectors Connector can be rotated by 270Â° IMB 5 design (IM V1, IM V3) Flange 1, with Pt1000 temperature sensor ABSOLUTE ENCODER 512 P/REV (ENCODER A-512); PERFORMANCE REDUCTION BY 10% DUE TO ABSOLUTE ENCODER; PLAIN SHAFT, TOLERANCE N; W/O HOLDING BRAKE DEGREE OF PROTECTION IP65 FLANGE ON DRIVE END IP67 | - | 0 | 0
1FK7022-5AK74-1HG3 |  | 1FK7022-5AK74-1HG3 | 1 | UN | 1 | 15 | C | D | N | N | 85015100 | 1 |  | 1.803 | KG | 1317 | 1317 | MC05 | MC05 | SIMOTICS S Synchronous servo motor 1FK7 Compact 0.85Nm, 100K, 6000rpm 0.38kW, Naturally cooled Power/signal connectors Connector can be rotated by 270Â° IMB 5 design (IM V1, IM V3) Flange 1, with Pt1000 temperature sensor ABSOLUTE ENCODER 512 P/REV (ENCODER A-512); PERFORMANCE REDUCTION BY 10% DUE TO ABSOLUTE ENCODER; PLAIN SHAFT, TOLERANCE N; W/O HOLDING BRAKE DEGREE OF PROTECTION IP64; PAINT FINISH RAL7016 | - | 0 | 0
1FK7022-5AK74-1HG5 |  | 1FK7022-5AK74-1HG5 | 1 | UN | 1 | 15 | C | D | N | N | 85015100 | 1 |  | 1.803 | KG | 1382.45 | 1382.45 | MC05 | MC05 | SIMOTICS S Synchronous servo motor 1FK7 Compact 0.85Nm, 100K, 6000rpm 0.38kW, Naturally cooled Power/signal connectors Connector can be rotated by 270Â° IMB 5 design (IM V1, IM V3) Flange 1, with Pt1000 temperature sensor ABSOLUTE ENCODER 512 P/REV (ENCODER A-512); PERFORMANCE REDUCTION BY 10% DUE TO ABSOLUTE ENCODER; PLAIN SHAFT, TOLERANCE N; W/O HOLDING BRAKE DEGREE OF PROTECTION IP65 AS FLANGE IP67; PAINT FINISH RAL7016 | - | 0 | 0
1FK7022-5AK74-1HH0 |  | 1FK7022-5AK74-1HH0 | 1 | UN | 1 | 15 | C | D | N | N | 85015100 | 1 |  | 2.002 | KG | 1436.79 | 1436.79 | MC05 | MC05 | SIMOTICS S Synchronous servo motor 1FK7 Compact 0.85Nm, 100K, 6000rpm 0.38kW, Naturally cooled Power/signal connectors Connector can be rotated by 270Â° IMB 5 design (IM V1, IM V3) Flange 1, with Pt1000 temperature sensor ABSOLUTE ENCODER 512 P/REV (ENCODER A-512); PERFORMANCE REDUCTION BY 10% DUE TO ABSOLUTE ENCODER; PLAIN SHAFT, TOLERANCE N; WITH HOLDING BRAKE DEGREE OF PROTECTION IP64 | - | 0 | 0
1FK7022-5AK74-1HH2 |  | 1FK7022-5AK74-1HH2 | 1 | UN | 1 | 15 | C | D | N | N | 85015100 | 1 |  | 2.002 | KG | 1502.26 | 1502.26 | MC05 | MC05 | SIMOTICS S Synchronous servo motor 1FK7 Compact 0.85Nm, 100K, 6000rpm 0.38kW, Naturally cooled Power/signal connectors Connector can be rotated by 270Â° IMB 5 design (IM V1, IM V3) Flange 1, with Pt1000 temperature sensor ABSOLUTE ENCODER 512 P/REV (ENCODER A-512); PERFORMANCE REDUCTION BY 10% DUE TO ABSOLUTE ENCODER; PLAIN SHAFT, TOLERANCE N; WITH HOLDING BRAKE DEGREE OF PROTECTION IP65 FLANGE ON DRIVE END IP67 | - | 0 | 0
1FK7022-5AK74-1HH3 |  | 1FK7022-5AK74-1HH3 | 1 | UN | 1 | 15 | C | D | N | N | 85015100 | 1 |  | 2.002 | KG | 1468.53 | 1468.53 | MC05 | MC05 | SIMOTICS S Synchronous servo motor 1FK7 Compact 0.85Nm, 100K, 6000rpm 0.38kW, Naturally cooled Power/signal connectors Connector can be rotated by 270Â° IMB 5 design (IM V1, IM V3) Flange 1, with Pt1000 temperature sensor ABSOLUTE ENCODER 512 P/REV (ENCODER A-512); PERFORMANCE REDUCTION BY 10% DUE TO ABSOLUTE ENCODER; PLAIN SHAFT, TOLERANCE N; WITH HOLDING BRAKE DEGREE OF PROTECTION IP64; PAINT FINISH RAL7016 | - | 0 | 0
1FK7022-5AK74-1HH5 |  | 1FK7022-5AK74-1HH5 | 1 | UN | 1 | 15 | C | D | N | N | 85015100 | 1 |  | 2.002 | KG | 1533.98 | 1533.98 | MC05 | MC05 | SIMOTICS S Synchronous servo motor 1FK7 Compact 0.85Nm, 100K, 6000rpm 0.38kW, Naturally cooled Power/signal connectors Connector can be rotated by 270Â° IMB 5 design (IM V1, IM V3) Flange 1, with Pt1000 temperature sensor ABSOLUTE ENCODER 512 P/REV (ENCODER A-512); PERFORMANCE REDUCTION BY 10% DUE TO ABSOLUTE ENCODER; PLAIN SHAFT, TOLERANCE N; WITH HOLDING BRAKE DEGREE OF PROTECTION IP65 AS FLANGE IP67; PAINT FINISH RAL7016 | - | 0 | 0
1FK7022-5AK74-1JA0 |  | 1FK7022-5AK74-1JA0 | 1 | UN | 1 | 15 | C | D | N | N | 85015100 | 1 |  | 1.803 | KG | 982.88 | 982.88 | MC05 | MC05 | SIMOTICS S Synchronous servo motor 1FK7 Compact 0.85Nm, 100K, 6000rpm 0.38kW, Naturally cooled Power/signal connectors Connector can be rotated by 270Â° IMB 5 design (IM V1, IM V3) Flange 1, with Pt1000 temperature sensor ABSOLUTE ENCODER 16 S/R (ENCODER A-16); PERFORMANCE REDUCTION BY 10% DUE TO ABSOLUTE ENCODER; SHAFT WITH FITTED KEY, TOLERANCE N; W/O HOLDING BRAKE DEGREE OF PROTECTION IP64 | - | 0 | 0
1FK7022-5AK74-1JA2 |  | 1FK7022-5AK74-1JA2 | 1 | UN | 1 | 15 | C | D | N | N | 85015100 | 1 |  | 1.803 | KG | 1048.35 | 1048.35 | MC05 | MC05 | SIMOTICS S Synchronous servo motor 1FK7 Compact 0.85Nm, 100K, 6000rpm 0.38kW, Naturally cooled Power/signal connectors Connector can be rotated by 270Â° IMB 5 design (IM V1, IM V3) Flange 1, with Pt1000 temperature sensor ABSOLUTE ENCODER 16 S/R (ENCODER A-16); PERFORMANCE REDUCTION BY 10% DUE TO ABSOLUTE ENCODER; SHAFT WITH FITTED KEY, TOLERANCE N; W/O HOLDING BRAKE DEGREE OF PROTECTION IP65 FLANGE ON DRIVE END IP67 | - | 0 | 0
1FK7022-5AK74-1JA3 |  | 1FK7022-5AK74-1JA3 | 1 | UN | 1 | 15 | C | D | N | N | 85015100 | 1 |  | 1.803 | KG | 1014.62 | 1014.62 | MC05 | MC05 | SIMOTICS S Synchronous servo motor 1FK7 Compact 0.85Nm, 100K, 6000rpm 0.38kW, Naturally cooled Power/signal connectors Connector can be rotated by 270Â° IMB 5 design (IM V1, IM V3) Flange 1, with Pt1000 temperature sensor ABSOLUTE ENCODER 16 S/R (ENCODER A-16); PERFORMANCE REDUCTION BY 10% DUE TO ABSOLUTE ENCODER; SHAFT WITH FITTED KEY, TOLERANCE N; W/O HOLDING BRAKE DEGREE OF PROTECTION IP64; PAINT FINISH RAL7016 | - | 0 | 0
1FK7022-5AK74-1JA5 |  | 1FK7022-5AK74-1JA5 | 1 | UN | 1 | 15 | C | D | N | N | 85015100 | 1 |  | 1.803 | KG | 1080.07 | 1080.07 | MC05 | MC05 | SIMOTICS S Synchronous servo motor 1FK7 Compact 0.85Nm, 100K, 6000rpm 0.38kW, Naturally cooled Power/signal connectors Connector can be rotated by 270Â° IMB 5 design (IM V1, IM V3) Flange 1, with Pt1000 temperature sensor ABSOLUTE ENCODER 16 S/R (ENCODER A-16); PERFORMANCE REDUCTION BY 10% DUE TO ABSOLUTE ENCODER; SHAFT WITH FITTED KEY, TOLERANCE N; W/O HOLDING BRAKE DEGREE OF PROTECTION IP65 AS FLANGE IP67; PAINT FINISH RAL7016 | - | 0 | 0
1FK7022-5AK74-1JB0 |  | 1FK7022-5AK74-1JB0 | 1 | UN | 1 | 15 | C | D | N | N | 85015100 | 1 |  | 2.002 | KG | 1136.1 | 1136.1 | MC05 | MC05 | SIMOTICS S Synchronous servo motor 1FK7 Compact 0.85Nm, 100K, 6000rpm 0.38kW, Naturally cooled Power/signal connectors Connector can be rotated by 270Â° IMB 5 design (IM V1, IM V3) Flange 1, with Pt1000 temperature sensor ABSOLUTE ENCODER 16 S/R (ENCODER A-16); PERFORMANCE REDUCTION BY 10% DUE TO ABSOLUTE ENCODER; SHAFT WITH FITTED KEY, TOLERANCE N; WITH HOLDING BRAKE DEGREE OF PROTECTION IP64 | - | 0 | 0
1FK7022-5AK74-1JB2 |  | 1FK7022-5AK74-1JB2 | 1 | UN | 1 | 15 | C | D | N | N | 85015100 | 1 |  | 2.002 | KG | 1201.57 | 1201.57 | MC05 | MC05 | SIMOTICS S Synchronous servo motor 1FK7 Compact 0.85Nm, 100K, 6000rpm 0.38kW, Naturally cooled Power/signal connectors Connector can be rotated by 270Â° IMB 5 design (IM V1, IM V3) Flange 1, with Pt1000 temperature sensor ABSOLUTE ENCODER 16 S/R (ENCODER A-16); PERFORMANCE REDUCTION BY 10% DUE TO ABSOLUTE ENCODER; SHAFT WITH FITTED KEY, TOLERANCE N; WITH HOLDING BRAKE DEGREE OF PROTECTION IP65 FLANGE ON DRIVE END IP67 | - | 0 | 0
1FK7022-5AK74-1JB3 |  | 1FK7022-5AK74-1JB3 | 1 | UN | 1 | 15 | C | D | N | N | 85015100 | 1 |  | 2.002 | KG | 1167.84 | 1167.84 | MC05 | MC05 | SIMOTICS S Synchronous servo motor 1FK7 Compact 0.85Nm, 100K, 6000rpm 0.38kW, Naturally cooled Power/signal connectors Connector can be rotated by 270Â° IMB 5 design (IM V1, IM V3) Flange 1, with Pt1000 temperature sensor ABSOLUTE ENCODER 16 S/R (ENCODER A-16); PERFORMANCE REDUCTION BY 10% DUE TO ABSOLUTE ENCODER; SHAFT WITH FITTED KEY, TOLERANCE N; WITH HOLDING BRAKE DEGREE OF PROTECTION IP64; PAINT FINISH RAL7016 | - | 0 | 0
1FK7022-5AK74-1JB5 |  | 1FK7022-5AK74-1JB5 | 1 | UN | 1 | 15 | C | D | N | N | 85015100 | 1 |  | 2.002 | KG | 1233.29 | 1233.29 | MC05 | MC05 | SIMOTICS S Synchronous servo motor 1FK7 Compact 0.85Nm, 100K, 6000rpm 0.38kW, Naturally cooled Power/signal connectors Connector can be rotated by 270Â° IMB 5 design (IM V1, IM V3) Flange 1, with Pt1000 temperature sensor ABSOLUTE ENCODER 16 S/R (ENCODER A-16); PERFORMANCE REDUCTION BY 10% DUE TO ABSOLUTE ENCODER; SHAFT WITH FITTED KEY, TOLERANCE N; WITH HOLDING BRAKE DEGREE OF PROTECTION IP65 AS FLANGE IP67; PAINT FINISH RAL7016 | - | 0 | 0
1FK7022-5AK74-1JG0 |  | 1FK7022-5AK74-1JG0 | 1 | UN | 1 | 15 | C | D | N | N | 85015100 | 1 |  | 1.803 | KG | 922.53 | 922.53 | MC05 | MC05 | SIMOTICS S Synchronous servo motor 1FK7 Compact 0.85Nm, 100K, 6000rpm 0.38kW, Naturally cooled Power/signal connectors Connector can be rotated by 270Â° IMB 5 design (IM V1, IM V3) Flange 1, with Pt1000 temperature sensor ABSOLUTE ENCODER 16 S/R (ENCODER A-16); PERFORMANCE REDUCTION BY 10% DUE TO ABSOLUTE ENCODER; PLAIN SHAFT, TOLERANCE N; W/O HOLDING BRAKE DEGREE OF PROTECTION IP64 | - | 0 | 0
1FK7022-5AK74-1JG2 |  | 1FK7022-5AK74-1JG2 | 1 | UN | 1 | 15 | C | D | N | N | 85015100 | 1 |  | 1.803 | KG | 988 | 988 | MC05 | MC05 | SIMOTICS S Synchronous servo motor 1FK7 Compact 0.85Nm, 100K, 6000rpm 0.38kW, Naturally cooled Power/signal connectors Connector can be rotated by 270Â° IMB 5 design (IM V1, IM V3) Flange 1, with Pt1000 temperature sensor ABSOLUTE ENCODER 16 S/R (ENCODER A-16); PERFORMANCE REDUCTION BY 10% DUE TO ABSOLUTE ENCODER; PLAIN SHAFT, TOLERANCE N; W/O HOLDING BRAKE DEGREE OF PROTECTION IP65 FLANGE ON DRIVE END IP67 | - | 0 | 0
1FK7022-5AK74-1JG3 |  | 1FK7022-5AK74-1JG3 | 1 | UN | 1 | 15 | C | D | N | N | 85015100 | 1 |  | 1.803 | KG | 954.27 | 954.27 | MC05 | MC05 | SIMOTICS S Synchronous servo motor 1FK7 Compact 0.85Nm, 100K, 6000rpm 0.38kW, Naturally cooled Power/signal connectors Connector can be rotated by 270Â° IMB 5 design (IM V1, IM V3) Flange 1, with Pt1000 temperature sensor ABSOLUTE ENCODER 16 S/R (ENCODER A-16); PERFORMANCE REDUCTION BY 10% DUE TO ABSOLUTE ENCODER; PLAIN SHAFT, TOLERANCE N; W/O HOLDING BRAKE DEGREE OF PROTECTION IP64; PAINT FINISH RAL7016 | - | 0 | 0
1FK7022-5AK74-1JG5 |  | 1FK7022-5AK74-1JG5 | 1 | UN | 1 | 15 | C | D | N | N | 85015100 | 1 |  | 1.803 | KG | 1019.72 | 1019.72 | MC05 | MC05 | SIMOTICS S Synchronous servo motor 1FK7 Compact 0.85Nm, 100K, 6000rpm 0.38kW, Naturally cooled Power/signal connectors Connector can be rotated by 270Â° IMB 5 design (IM V1, IM V3) Flange 1, with Pt1000 temperature sensor ABSOLUTE ENCODER 16 S/R (ENCODER A-16); PERFORMANCE REDUCTION BY 10% DUE TO ABSOLUTE ENCODER; PLAIN SHAFT, TOLERANCE N; W/O HOLDING BRAKE DEGREE OF PROTECTION IP65 AS FLANGE IP67; PAINT FINISH RAL7016 | - | 0 | 0
1FK7022-5AK74-1JH0 |  | 1FK7022-5AK74-1JH0 | 1 | UN | 1 | 15 | C | D | N | N | 85015100 | 1 |  | 2.002 | KG | 1074.06 | 1074.06 | MC05 | MC05 | SIMOTICS S Synchronous servo motor 1FK7 Compact 0.85Nm, 100K, 6000rpm 0.38kW, Naturally cooled Power/signal connectors Connector can be rotated by 270Â° IMB 5 design (IM V1, IM V3) Flange 1, with Pt1000 temperature sensor ABSOLUTE ENCODER 16 S/R (ENCODER A-16); PERFORMANCE REDUCTION BY 10% DUE TO ABSOLUTE ENCODER; PLAIN SHAFT, TOLERANCE N; WITH HOLDING BRAKE DEGREE OF PROTECTION IP64 | - | 0 | 0
1FK7022-5AK74-1JH2 |  | 1FK7022-5AK74-1JH2 | 1 | UN | 1 | 15 | C | D | N | N | 85015100 | 1 |  | 2.002 | KG | 1139.53 | 1139.53 | MC05 | MC05 | SIMOTICS S Synchronous servo motor 1FK7 Compact 0.85Nm, 100K, 6000rpm 0.38kW, Naturally cooled Power/signal connectors Connector can be rotated by 270Â° IMB 5 design (IM V1, IM V3) Flange 1, with Pt1000 temperature sensor ABSOLUTE ENCODER 16 S/R (ENCODER A-16); PERFORMANCE REDUCTION BY 10% DUE TO ABSOLUTE ENCODER; PLAIN SHAFT, TOLERANCE N; WITH HOLDING BRAKE DEGREE OF PROTECTION IP65 FLANGE ON DRIVE END IP67 | - | 0 | 0
1FK7022-5AK74-1JH3 |  | 1FK7022-5AK74-1JH3 | 1 | UN | 1 | 15 | C | D | N | N | 85015100 | 1 |  | 2.002 | KG | 1105.8 | 1105.8 | MC05 | MC05 | SIMOTICS S Synchronous servo motor 1FK7 Compact 0.85Nm, 100K, 6000rpm 0.38kW, Naturally cooled Power/signal connectors Connector can be rotated by 270Â° IMB 5 design (IM V1, IM V3) Flange 1, with Pt1000 temperature sensor ABSOLUTE ENCODER 16 S/R (ENCODER A-16); PERFORMANCE REDUCTION BY 10% DUE TO ABSOLUTE ENCODER; PLAIN SHAFT, TOLERANCE N; WITH HOLDING BRAKE DEGREE OF PROTECTION IP64; PAINT FINISH RAL7016 | - | 0 | 0
1FK7022-5AK74-1JH5 |  | 1FK7022-5AK74-1JH5 | 1 | UN | 1 | 15 | C | D | N | N | 85015100 | 1 |  | 2.002 | KG | 1171.25 | 1171.25 | MC05 | MC05 | SIMOTICS S Synchronous servo motor 1FK7 Compact 0.85Nm, 100K, 6000rpm 0.38kW, Naturally cooled Power/signal connectors Connector can be rotated by 270Â° IMB 5 design (IM V1, IM V3) Flange 1, with Pt1000 temperature sensor ABSOLUTE ENCODER 16 S/R (ENCODER A-16); PERFORMANCE REDUCTION BY 10% DUE TO ABSOLUTE ENCODER; PLAIN SHAFT, TOLERANCE N; WITH HOLDING BRAKE DEGREE OF PROTECTION IP65 AS FLANGE IP67; PAINT FINISH RAL7016 | - | 0 | 0
1FK7022-5AK74-1SA0 |  | 1FK7022-5AK74-1SA0 | 1 | UN | 1 | 15 | C | D | N | N | 85015100 | 1 |  | 1.803 | KG | 675.44 | 675.44 | MC05 | MC05 | SIMOTICS S Synchronous servo motor 1FK7 Compact 0.85Nm, 100K, 6000rpm 0.38kW, Naturally cooled Power/signal connectors Connector can be rotated by 270Â° IMB 5 design (IM V1, IM V3) Flange 1, with Pt1000 temperature sensor RESOLVER MULTI-POLE (RESOLVER P=3); SHAFT WITH FITTED KEY, TOLERANCE N; W/O HOLDING BRAKE DEGREE OF PROTECTION IP64 | - | 0 | 0
1FK7022-5AK74-1SA2 |  | 1FK7022-5AK74-1SA2 | 1 | UN | 1 | 15 | C | D | N | N | 85015100 | 1 |  | 1.803 | KG | 740.91 | 740.91 | MC05 | MC05 | SIMOTICS S Synchronous servo motor 1FK7 Compact 0.85Nm, 100K, 6000rpm 0.38kW, Naturally cooled Power/signal connectors Connector can be rotated by 270Â° IMB 5 design (IM V1, IM V3) Flange 1, with Pt1000 temperature sensor RESOLVER MULTI-POLE (RESOLVER P=3); SHAFT WITH FITTED KEY, TOLERANCE N; W/O HOLDING BRAKE DEGREE OF PROTECTION IP65 FLANGE ON DRIVE END IP67 | - | 0 | 0
1FK7022-5AK74-1SA3 |  | 1FK7022-5AK74-1SA3 | 1 | UN | 1 | 15 | C | D | N | N | 85015100 | 1 |  | 1.803 | KG | 707.18 | 707.18 | MC05 | MC05 | SIMOTICS S Synchronous servo motor 1FK7 Compact 0.85Nm, 100K, 6000rpm 0.38kW, Naturally cooled Power/signal connectors Connector can be rotated by 270Â° IMB 5 design (IM V1, IM V3) Flange 1, with Pt1000 temperature sensor RESOLVER MULTI-POLE (RESOLVER P=3); SHAFT WITH FITTED KEY, TOLERANCE N; W/O HOLDING BRAKE DEGREE OF PROTECTION IP64; PAINT FINISH RAL7016 | - | 0 | 0
1FK7022-5AK74-1SA5 |  | 1FK7022-5AK74-1SA5 | 1 | UN | 1 | 15 | C | D | N | N | 85015100 | 1 |  | 1.803 | KG | 772.63 | 772.63 | MC05 | MC05 | SIMOTICS S Synchronous servo motor 1FK7 Compact 0.85Nm, 100K, 6000rpm 0.38kW, Naturally cooled Power/signal connectors Connector can be rotated by 270Â° IMB 5 design (IM V1, IM V3) Flange 1, with Pt1000 temperature sensor RESOLVER MULTI-POLE (RESOLVER P=3); SHAFT WITH FITTED KEY, TOLERANCE N; W/O HOLDING BRAKE DEGREE OF PROTECTION IP65 AS FLANGE IP67; PAINT FINISH RAL7016 | - | 0 | 0
1FK7022-5AK74-1SB0 |  | 1FK7022-5AK74-1SB0 | 1 | UN | 1 | 15 | C | D | N | N | 85015100 | 1 |  | 2.002 | KG | 828.66 | 828.66 | MC05 | MC05 | SIMOTICS S Synchronous servo motor 1FK7 Compact 0.85Nm, 100K, 6000rpm 0.38kW, Naturally cooled Power/signal connectors Connector can be rotated by 270Â° IMB 5 design (IM V1, IM V3) Flange 1, with Pt1000 temperature sensor RESOLVER MULTI-POLE (RESOLVER P=3); SHAFT WITH FITTED KEY, TOLERANCE N; WITH HOLDING BRAKE DEGREE OF PROTECTION IP64 | - | 0 | 0
1FK7022-5AK74-1SB2 |  | 1FK7022-5AK74-1SB2 | 1 | UN | 1 | 15 | C | D | N | N | 85015100 | 1 |  | 2.002 | KG | 894.13 | 894.13 | MC05 | MC05 | SIMOTICS S Synchronous servo motor 1FK7 Compact 0.85Nm, 100K, 6000rpm 0.38kW, Naturally cooled Power/signal connectors Connector can be rotated by 270Â° IMB 5 design (IM V1, IM V3) Flange 1, with Pt1000 temperature sensor RESOLVER MULTI-POLE (RESOLVER P=3); SHAFT WITH FITTED KEY, TOLERANCE N; WITH HOLDING BRAKE DEGREE OF PROTECTION IP65 FLANGE ON DRIVE END IP67 | - | 0 | 0
1FK7022-5AK74-1SB3 |  | 1FK7022-5AK74-1SB3 | 1 | UN | 1 | 15 | C | D | N | N | 85015100 | 1 |  | 2.002 | KG | 860.4 | 860.4 | MC05 | MC05 | SIMOTICS S Synchronous servo motor 1FK7 Compact 0.85Nm, 100K, 6000rpm 0.38kW, Naturally cooled Power/signal connectors Connector can be rotated by 270Â° IMB 5 design (IM V1, IM V3) Flange 1, with Pt1000 temperature sensor RESOLVER MULTI-POLE (RESOLVER P=3); SHAFT WITH FITTED KEY, TOLERANCE N; WITH HOLDING BRAKE DEGREE OF PROTECTION IP64; PAINT FINISH RAL7016 | - | 0 | 0
1FK7022-5AK74-1SB5 |  | 1FK7022-5AK74-1SB5 | 1 | UN | 1 | 15 | C | D | N | N | 85015100 | 1 |  | 2.002 | KG | 925.85 | 925.85 | MC05 | MC05 | SIMOTICS S Synchronous servo motor 1FK7 Compact 0.85Nm, 100K, 6000rpm 0.38kW, Naturally cooled Power/signal connectors Connector can be rotated by 270Â° IMB 5 design (IM V1, IM V3) Flange 1, with Pt1000 temperature sensor RESOLVER MULTI-POLE (RESOLVER P=3); SHAFT WITH FITTED KEY, TOLERANCE N; WITH HOLDING BRAKE DEGREE OF PROTECTION IP65 AS FLANGE IP67; PAINT FINISH RAL7016 | - | 0 | 0
1FK7022-5AK74-1SG0 |  | 1FK7022-5AK74-1SG0 | 1 | UN | 1 | 15 | C | D | N | N | 85015100 | 1 |  | 1.803 | KG | 615.09 | 615.09 | MC05 | MC05 | SIMOTICS S Synchronous servo motor 1FK7 Compact 0.85Nm, 100K, 6000rpm 0.38kW, Naturally cooled Power/signal connectors Connector can be rotated by 270Â° IMB 5 design (IM V1, IM V3) Flange 1, with Pt1000 temperature sensor RESOLVER MULTI-POLE (RESOLVER P=3); PLAIN SHAFT, TOLERANCE N; W/O HOLDING BRAKE DEGREE OF PROTECTION IP64 | - | 0 | 0
1FK7022-5AK74-1SG2 |  | 1FK7022-5AK74-1SG2 | 1 | UN | 1 | 15 | C | D | N | N | 85015100 | 1 |  | 1.803 | KG | 680.56 | 680.56 | MC05 | MC05 | SIMOTICS S Synchronous servo motor 1FK7 Compact 0.85Nm, 100K, 6000rpm 0.38kW, Naturally cooled Power/signal connectors Connector can be rotated by 270Â° IMB 5 design (IM V1, IM V3) Flange 1, with Pt1000 temperature sensor RESOLVER MULTI-POLE (RESOLVER P=3); PLAIN SHAFT, TOLERANCE N; W/O HOLDING BRAKE DEGREE OF PROTECTION IP65 FLANGE ON DRIVE END IP67 | - | 0 | 0
1FK7022-5AK74-1SG3 |  | 1FK7022-5AK74-1SG3 | 1 | UN | 1 | 15 | C | D | N | N | 85015100 | 1 |  | 1.803 | KG | 646.83 | 646.83 | MC05 | MC05 | SIMOTICS S Synchronous servo motor 1FK7 Compact 0.85Nm, 100K, 6000rpm 0.38kW, Naturally cooled Power/signal connectors Connector can be rotated by 270Â° IMB 5 design (IM V1, IM V3) Flange 1, with Pt1000 temperature sensor RESOLVER MULTI-POLE (RESOLVER P=3); PLAIN SHAFT, TOLERANCE N; W/O HOLDING BRAKE DEGREE OF PROTECTION IP64; PAINT FINISH RAL7016 | - | 0 | 0
1FK7022-5AK74-1SG5 |  | 1FK7022-5AK74-1SG5 | 1 | UN | 1 | 15 | C | D | N | N | 85015100 | 1 |  | 1.803 | KG | 712.28 | 712.28 | MC05 | MC05 | SIMOTICS S Synchronous servo motor 1FK7 Compact 0.85Nm, 100K, 6000rpm 0.38kW, Naturally cooled Power/signal connectors Connector can be rotated by 270Â° IMB 5 design (IM V1, IM V3) Flange 1, with Pt1000 temperature sensor RESOLVER MULTI-POLE (RESOLVER P=3); PLAIN SHAFT, TOLERANCE N; W/O HOLDING BRAKE DEGREE OF PROTECTION IP65 AS FLANGE IP67; PAINT FINISH RAL7016 | - | 0 | 0
1FK7022-5AK74-1SH0 |  | 1FK7022-5AK74-1SH0 | 1 | UN | 1 | 15 | C | D | N | N | 85015100 | 1 |  | 2.002 | KG | 766.62 | 766.62 | MC05 | MC05 | SIMOTICS S Synchronous servo motor 1FK7 Compact 0.85Nm, 100K, 6000rpm 0.38kW, Naturally cooled Power/signal connectors Connector can be rotated by 270Â° IMB 5 design (IM V1, IM V3) Flange 1, with Pt1000 temperature sensor RESOLVER MULTI-POLE (RESOLVER P=3); PLAIN SHAFT, TOLERANCE N; WITH HOLDING BRAKE DEGREE OF PROTECTION IP64 | - | 0 | 0
1FK7022-5AK74-1SH2 |  | 1FK7022-5AK74-1SH2 | 1 | UN | 1 | 15 | C | D | N | N | 85015100 | 1 |  | 2.002 | KG | 832.09 | 832.09 | MC05 | MC05 | SIMOTICS S Synchronous servo motor 1FK7 Compact 0.85Nm, 100K, 6000rpm 0.38kW, Naturally cooled Power/signal connectors Connector can be rotated by 270Â° IMB 5 design (IM V1, IM V3) Flange 1, with Pt1000 temperature sensor RESOLVER MULTI-POLE (RESOLVER P=3); PLAIN SHAFT, TOLERANCE N; WITH HOLDING BRAKE DEGREE OF PROTECTION IP65 FLANGE ON DRIVE END IP67 | - | 0 | 0
1FK7022-5AK74-1SH3 |  | 1FK7022-5AK74-1SH3 | 1 | UN | 1 | 15 | C | D | N | N | 85015100 | 1 |  | 2.002 | KG | 798.36 | 798.36 | MC05 | MC05 | SIMOTICS S Synchronous servo motor 1FK7 Compact 0.85Nm, 100K, 6000rpm 0.38kW, Naturally cooled Power/signal connectors Connector can be rotated by 270Â° IMB 5 design (IM V1, IM V3) Flange 1, with Pt1000 temperature sensor RESOLVER MULTI-POLE (RESOLVER P=3); PLAIN SHAFT, TOLERANCE N; WITH HOLDING BRAKE DEGREE OF PROTECTION IP64; PAINT FINISH RAL7016 | - | 0 | 0
1FK7022-5AK74-1SH5 |  | 1FK7022-5AK74-1SH5 | 1 | UN | 1 | 15 | C | D | N | N | 85015100 | 1 |  | 2.002 | KG | 863.81 | 863.81 | MC05 | MC05 | SIMOTICS S Synchronous servo motor 1FK7 Compact 0.85Nm, 100K, 6000rpm 0.38kW, Naturally cooled Power/signal connectors Connector can be rotated by 270Â° IMB 5 design (IM V1, IM V3) Flange 1, with Pt1000 temperature sensor RESOLVER MULTI-POLE (RESOLVER P=3); PLAIN SHAFT, TOLERANCE N; WITH HOLDING BRAKE DEGREE OF PROTECTION IP65 AS FLANGE IP67; PAINT FINISH RAL7016 | - | 0 | 0
1FK7022-5AK74-1TA0 |  | 1FK7022-5AK74-1TA0 | 1 | UN | 1 | 15 | C | D | N | N | 85015100 | 1 |  | 1.803 | KG | 675.44 | 675.44 | MC05 | MC05 | SIMOTICS S Synchronous servo motor 1FK7 Compact 0.85Nm, 100K, 6000rpm 0.38kW, Naturally cooled Power/signal connectors Connector can be rotated by 270Â° IMB 5 design (IM V1, IM V3) Flange 1, with Pt1000 temperature sensor RESOLVER 2-POLE (RESOLVER P=1); SHAFT WITH FITTED KEY, TOLERANCE N; W/O HOLDING BRAKE DEGREE OF PROTECTION IP64 | - | 0 | 0
1FK7022-5AK74-1TA2 |  | 1FK7022-5AK74-1TA2 | 1 | UN | 1 | 15 | C | D | N | N | 85015100 | 1 |  | 1.803 | KG | 740.91 | 740.91 | MC05 | MC05 | SIMOTICS S Synchronous servo motor 1FK7 Compact 0.85Nm, 100K, 6000rpm 0.38kW, Naturally cooled Power/signal connectors Connector can be rotated by 270Â° IMB 5 design (IM V1, IM V3) Flange 1, with Pt1000 temperature sensor RESOLVER 2-POLE (RESOLVER P=1); SHAFT WITH FITTED KEY, TOLERANCE N; W/O HOLDING BRAKE DEGREE OF PROTECTION IP65 FLANGE ON DRIVE END IP67 | - | 0 | 0
1FK7022-5AK74-1TA3 |  | 1FK7022-5AK74-1TA3 | 1 | UN | 1 | 15 | C | D | N | N | 85015100 | 1 |  | 1.803 | KG | 707.18 | 707.18 | MC05 | MC05 | SIMOTICS S Synchronous servo motor 1FK7 Compact 0.85Nm, 100K, 6000rpm 0.38kW, Naturally cooled Power/signal connectors Connector can be rotated by 270Â° IMB 5 design (IM V1, IM V3) Flange 1, with Pt1000 temperature sensor RESOLVER 2-POLE (RESOLVER P=1); SHAFT WITH FITTED KEY, TOLERANCE N; W/O HOLDING BRAKE DEGREE OF PROTECTION IP64; PAINT FINISH RAL7016 | - | 0 | 0
1FK7022-5AK74-1TA5 |  | 1FK7022-5AK74-1TA5 | 1 | UN | 1 | 15 | C | D | N | N | 85015100 | 1 |  | 1.803 | KG | 772.63 | 772.63 | MC05 | MC05 | SIMOTICS S Synchronous servo motor 1FK7 Compact 0.85Nm, 100K, 6000rpm 0.38kW, Naturally cooled Power/signal connectors Connector can be rotated by 270Â° IMB 5 design (IM V1, IM V3) Flange 1, with Pt1000 temperature sensor RESOLVER 2-POLE (RESOLVER P=1); SHAFT WITH FITTED KEY, TOLERANCE N; W/O HOLDING BRAKE DEGREE OF PROTECTION IP65 AS FLANGE IP67; PAINT FINISH RAL7016 | - | 0 | 0
1FK7022-5AK74-1TB0 |  | 1FK7022-5AK74-1TB0 | 1 | UN | 1 | 15 | C | D | N | N | 85015100 | 1 |  | 2.002 | KG | 828.66 | 828.66 | MC05 | MC05 | SIMOTICS S Synchronous servo motor 1FK7 Compact 0.85Nm, 100K, 6000rpm 0.38kW, Naturally cooled Power/signal connectors Connector can be rotated by 270Â° IMB 5 design (IM V1, IM V3) Flange 1, with Pt1000 temperature sensor RESOLVER 2-POLE (RESOLVER P=1); SHAFT WITH FITTED KEY, TOLERANCE N; WITH HOLDING BRAKE DEGREE OF PROTECTION IP64 | - | 0 | 0
1FK7022-5AK74-1TB2 |  | 1FK7022-5AK74-1TB2 | 1 | UN | 1 | 15 | C | D | N | N | 85015100 | 1 |  | 2.002 | KG | 894.13 | 894.13 | MC05 | MC05 | SIMOTICS S Synchronous servo motor 1FK7 Compact 0.85Nm, 100K, 6000rpm 0.38kW, Naturally cooled Power/signal connectors Connector can be rotated by 270Â° IMB 5 design (IM V1, IM V3) Flange 1, with Pt1000 temperature sensor RESOLVER 2-POLE (RESOLVER P=1); SHAFT WITH FITTED KEY, TOLERANCE N; WITH HOLDING BRAKE DEGREE OF PROTECTION IP65 FLANGE ON DRIVE END IP67 | - | 0 | 0
1FK7022-5AK74-1TB3 |  | 1FK7022-5AK74-1TB3 | 1 | UN | 1 | 15 | C | D | N | N | 85015100 | 1 |  | 2.002 | KG | 860.4 | 860.4 | MC05 | MC05 | SIMOTICS S Synchronous servo motor 1FK7 Compact 0.85Nm, 100K, 6000rpm 0.38kW, Naturally cooled Power/signal connectors Connector can be rotated by 270Â° IMB 5 design (IM V1, IM V3) Flange 1, with Pt1000 temperature sensor RESOLVER 2-POLE (RESOLVER P=1); SHAFT WITH FITTED KEY, TOLERANCE N; WITH HOLDING BRAKE DEGREE OF PROTECTION IP64; PAINT FINISH RAL7016 | - | 0 | 0
1FK7022-5AK74-1TB5 |  | 1FK7022-5AK74-1TB5 | 1 | UN | 1 | 15 | C | D | N | N | 85015100 | 1 |  | 2.002 | KG | 925.85 | 925.85 | MC05 | MC05 | SIMOTICS S Synchronous servo motor 1FK7 Compact 0.85Nm, 100K, 6000rpm 0.38kW, Naturally cooled Power/signal connectors Connector can be rotated by 270Â° IMB 5 design (IM V1, IM V3) Flange 1, with Pt1000 temperature sensor RESOLVER 2-POLE (RESOLVER P=1); SHAFT WITH FITTED KEY, TOLERANCE N; WITH HOLDING BRAKE DEGREE OF PROTECTION IP65 AS FLANGE IP67; PAINT FINISH RAL7016 | - | 0 | 0
1FK7022-5AK74-1TG0 |  | 1FK7022-5AK74-1TG0 | 1 | UN | 1 | 15 | C | D | N | N | 85015100 | 1 |  | 1.803 | KG | 615.09 | 615.09 | MC05 | MC05 | SIMOTICS S Synchronous servo motor 1FK7 Compact 0.85Nm, 100K, 6000rpm 0.38kW, Naturally cooled Power/signal connectors Connector can be rotated by 270Â° IMB 5 design (IM V1, IM V3) Flange 1, with Pt1000 temperature sensor RESOLVER 2-POLE (RESOLVER P=1); PLAIN SHAFT, TOLERANCE N; W/O HOLDING BRAKE DEGREE OF PROTECTION IP64 | - | 0 | 0
1FK7022-5AK74-1TG2 |  | 1FK7022-5AK74-1TG2 | 1 | UN | 1 | 15 | C | D | N | N | 85015100 | 1 |  | 1.803 | KG | 680.56 | 680.56 | MC05 | MC05 | SIMOTICS S Synchronous servo motor 1FK7 Compact 0.85Nm, 100K, 6000rpm 0.38kW, Naturally cooled Power/signal connectors Connector can be rotated by 270Â° IMB 5 design (IM V1, IM V3) Flange 1, with Pt1000 temperature sensor RESOLVER 2-POLE (RESOLVER P=1); PLAIN SHAFT, TOLERANCE N; W/O HOLDING BRAKE DEGREE OF PROTECTION IP65 FLANGE ON DRIVE END IP67 | - | 0 | 0
1FK7022-5AK74-1TG3 |  | 1FK7022-5AK74-1TG3 | 1 | UN | 1 | 15 | C | D | N | N | 85015100 | 1 |  | 1.803 | KG | 646.83 | 646.83 | MC05 | MC05 | SIMOTICS S Synchronous servo motor 1FK7 Compact 0.85Nm, 100K, 6000rpm 0.38kW, Naturally cooled Power/signal connectors Connector can be rotated by 270Â° IMB 5 design (IM V1, IM V3) Flange 1, with Pt1000 temperature sensor RESOLVER 2-POLE (RESOLVER P=1); PLAIN SHAFT, TOLERANCE N; W/O HOLDING BRAKE DEGREE OF PROTECTION IP64; PAINT FINISH RAL7016 | - | 0 | 0
1FK7022-5AK74-1TG5 |  | 1FK7022-5AK74-1TG5 | 1 | UN | 1 | 15 | C | D | N | N | 85015100 | 1 |  | 1.803 | KG | 712.28 | 712.28 | MC05 | MC05 | SIMOTICS S Synchronous servo motor 1FK7 Compact 0.85Nm, 100K, 6000rpm 0.38kW, Naturally cooled Power/signal connectors Connector can be rotated by 270Â° IMB 5 design (IM V1, IM V3) Flange 1, with Pt1000 temperature sensor RESOLVER 2-POLE (RESOLVER P=1); PLAIN SHAFT, TOLERANCE N; W/O HOLDING BRAKE DEGREE OF PROTECTION IP65 AS FLANGE IP67; PAINT FINISH RAL7016 | - | 0 | 0
1FK7022-5AK74-1TH0 |  | 1FK7022-5AK74-1TH0 | 1 | UN | 1 | 15 | C | D | N | N | 85015100 | 1 |  | 2.002 | KG | 766.62 | 766.62 | MC05 | MC05 | SIMOTICS S Synchronous servo motor 1FK7 Compact 0.85Nm, 100K, 6000rpm 0.38kW, Naturally cooled Power/signal connectors Connector can be rotated by 270Â° IMB 5 design (IM V1, IM V3) Flange 1, with Pt1000 temperature sensor RESOLVER 2-POLE (RESOLVER P=1); PLAIN SHAFT, TOLERANCE N; WITH HOLDING BRAKE DEGREE OF PROTECTION IP64 | - | 0 | 0
1FK7022-5AK74-1TH2 |  | 1FK7022-5AK74-1TH2 | 1 | UN | 1 | 15 | C | D | N | N | 85015100 | 1 |  | 2.002 | KG | 832.09 | 832.09 | MC05 | MC05 | SIMOTICS S Synchronous servo motor 1FK7 Compact 0.85Nm, 100K, 6000rpm 0.38kW, Naturally cooled Power/signal connectors Connector can be rotated by 270Â° IMB 5 design (IM V1, IM V3) Flange 1, with Pt1000 temperature sensor RESOLVER 2-POLE (RESOLVER P=1); PLAIN SHAFT, TOLERANCE N; WITH HOLDING BRAKE DEGREE OF PROTECTION IP65 FLANGE ON DRIVE END IP67 | - | 0 | 0
1FK7022-5AK74-1TH3 |  | 1FK7022-5AK74-1TH3 | 1 | UN | 1 | 15 | C | D | N | N | 85015100 | 1 |  | 2.002 | KG | 798.36 | 798.36 | MC05 | MC05 | SIMOTICS S Synchronous servo motor 1FK7 Compact 0.85Nm, 100K, 6000rpm 0.38kW, Naturally cooled Power/signal connectors Connector can be rotated by 270Â° IMB 5 design (IM V1, IM V3) Flange 1, with Pt1000 temperature sensor RESOLVER 2-POLE (RESOLVER P=1); PLAIN SHAFT, TOLERANCE N; WITH HOLDING BRAKE DEGREE OF PROTECTION IP64; PAINT FINISH RAL7016 | - | 0 | 0
1FK7022-5AK74-1TH5 |  | 1FK7022-5AK74-1TH5 | 1 | UN | 1 | 15 | C | D | N | N | 85015100 | 1 |  | 2.002 | KG | 863.81 | 863.81 | MC05 | MC05 | SIMOTICS S Synchronous servo motor 1FK7 Compact 0.85Nm, 100K, 6000rpm 0.38kW, Naturally cooled Power/signal connectors Connector can be rotated by 270Â° IMB 5 design (IM V1, IM V3) Flange 1, with Pt1000 temperature sensor RESOLVER 2-POLE (RESOLVER P=1); PLAIN SHAFT, TOLERANCE N; WITH HOLDING BRAKE DEGREE OF PROTECTION IP65 AS FLANGE IP67; PAINT FINISH RAL7016 | - | 0 | 0
1FK7024-5AG21-0SG0-Z | S80 | 1FK7024-5AG21-0SG0-ZS80 | 1 | UN | 1 | 15 | C | D | N | N | 85015100 | 1 |  | 2 | KG | 485.75 | 485.75 | MC05 | MC05 | SIMOTICS S-1FK7 Synchronous servo motor 1FK7 Compact; naturally cooled; NN=4000rpm; UDC=300V; IMB 5 design; customer-specific connection method Resolver multi-pole; Smooth shaft Tolerance N without holding brake; Degree of protection IP64; S80: Customer-specific version customer-specific motor Only in connection with S80 | - | 0 | 7
1FK7024-5AH71-0AH5-Z | S39 | 1FK7024-5AH71-0AH5-ZS39 | 1 | UN | 1 | 15 | C | D | N | N | 85015100 | 1 |  | 2 | KG | 1305.44 | 1305.44 | MC05 | MC05 | SIMOTICS S Synchronous servo motor 1FK7 compact; naturally cooled; NN=4500rpm; UDC=600V; IMB 5 design; customer-specific connection method Incremental encoder sin/cos 1 Vss 2048 S/R (encoder I-2048); smooth shaft, Tolerance N with holding brake; Degree of protection IP6; S39: customer-specific version customer-specific motor Only in connection with S39 | - | 0 | 7
1FK7024-5AK71-0JG3-Z | S55 | 1FK7024-5AK71-0JG3-ZS55 | 1 | UN | 1 | 15 | C | D | N | N | 85015100 | 1 |  | 2 | KG | 1432.93 | 1432.93 | MC05 | MC05 | SIMOTICS S-1FK7 Synchronous servo motor 1FK7 Compact; naturally cooled; NN=6000rpm; UDC=600V; IMB 5 design; customer-specific connection method Absolute encoder 16 S/R (encoder A-16); Smooth shaft Tolerance N without holding brake; Degree of protection IP 64 Color RAL 70 S55: Customer-specific version customer-specific motor Only in connection with S55 | - | 0 | 7
1FK7024-5AK71-0JH3-Z | S55 | 1FK7024-5AK71-0JH3-ZS55 | 1 | UN | 1 | 15 | C | D | N | N | 85015100 | 1 |  | 2 | KG | 1530.08 | 1530.08 | MC05 | MC05 | SIMOTICS S-1FK7 Synchronous servo motor 1FK7 Compact; naturally cooled; NN=6000rpm; UDC=600V; IMB 5 design; customer-specific connection method Absolute encoder 16 S/R (encoder A-16); Smooth shaft Tolerance N with holding brake; Degree of protection IP 64 Color RAL 701 S55: Customer-specific version customer-specific motor Only in connection with S55 | - | 0 | 7
1FK7024-5AK71-0VG3-Z | S55 | 1FK7024-5AK71-0VG3-ZS55 | 1 | UN | 1 | 15 | C | D | N | N | 85015100 | 1 |  | 2 | KG | 1605.14 | 1605.14 | MC05 | MC05 | SIMOTICS S-1FK7 Synchronous servo motor 1FK7 Compact; naturally cooled; NN=6000rpm; UDC=600V; IMB 5 design; customer-specific connection method Basic absolute encoder 16 S/R (encoder A-16) with DRIVE-CLiQ interface; Smooth shaft Tolerance N without holding brake S55: customer-specific: version customer-specific motor Only in connection with S55 | - | 0 | 7
1FK7024-5AK71-0VH3-Z | S55 | 1FK7024-5AK71-0VH3-ZS55 | 1 | UN | 1 | 15 | C | D | N | N | 85015100 | 1 |  | 2 | KG | 1723.4 | 1723.4 | MC05 | MC05 | SIMOTICS S-1FK7 Synchronous servo motor 1FK7 Compact; naturally cooled; NN=6000rpm; UDC=600V; IMB 5 design; customer-specific connection method Basic absolute encoder 16 S/R (encoder A-16) with DRIVE-CLiQ interface; Smooth shaft Tolerance N with holding brake S55: Customer-specific version customer-specific motor Only in connection with S55 | - | 0 | 7
1FK7024-5AK71-1LB3 |  | 1FK7024-5AK71-1LB3 | 1 | UN | 1 | 15 | C | D | N | N | 85015100 | 1 |  | 2 | KG | 1802.16 | 1802.16 | MC05 | MC05 | SIMOTICS S Synchronous servo motor 1FK7 Compact, 1.1Nm 100K, 6000rpm, 0.50kW Naturally cooled IM B5 (IM V1, IM V3) power/signal connectors Connector can be rotated by 270Â° absolute encoder 512 S/R (encoder A-512) with DRIVE-CLiQ interface Derating 10% due to absolute encoder Shaft with feather key tolerance N with holding brake Degree of protection IP64 paint finish RAL7016 | - | 0 | 7
1FK7024-5AK71-1LG2 |  | 1FK7024-5AK71-1LG2 | 1 | UN | 1 | 15 | C | D | N | N | 85015100 | 1 |  | 2 | KG | 1622.32 | 1622.32 | MC05 | MC05 | SIMOTICS S Synchronous servo motor 1FK7 Compact, 1.1Nm 100K, 6000rpm, 0.50kW Naturally cooled IM B5 (IM V1, IM V3) power/signal connectors Connector can be rotated by 270Â° absolute encoder 512 S/R (encoder A-512) with DRIVE-CLiQ interface Derating 10% due to absolute encoder Smooth shaft Tolerance N without holding brake Degree of protection IP65 DE flange IP67 | - | 0 | 7
1FK7024-5AK71-1VG0-Z | S79 | 1FK7024-5AK71-1VG0-ZS79 | 1 | UN | 1 | 15 | C | D | N | N | 85015100 | 1 |  | 2 | KG | 1266.74 | 1266.74 | MC05 | MC05 | SIMOTICS S-1FK7 Synchronous servo motor 1FK7 Compact; naturally cooled; NN=6000rpm; UDC=600V; IMB 5 design; Power connector rotatable; Basic absolute encoder 16 S/R (encoder A-16) with DRIVE-CLiQ interface; Smooth shaft Tolerance N without holding brake; Degree of protection IP64; S79: Customer-specific version customer-specific motor Only in connection with S79 | - | 0 | 7
1FK7024-5AK71-6VH3-Z | S55 | 1FK7024-5AK71-6VH3-ZS55 | 1 | UN | 1 | 15 | C | D | N | N | 85015100 | 1 |  | 2 | KG | 1723.4 | 1723.4 | MC05 | MC05 | SIMOTICS S-1FK7 Synchronous servo motor 1FK7 Compact; naturally cooled; NN=6000rpm; UDC=600V; IMB 5 design; cable tail with DQ toward DE; Basic absolute encoder 16 S/R (encoder A-16) with DRIVE-CLiQ interface; Smooth shaft Tolerance N with holding brake; Degree of protection IP64; paint finish RAL7016: S55: Customer-specific version customer-specific motor Only in connection with S55 | - | 0 | 7
1FK7024-5AK71-8JG3-Z | P98S83Y84 | 1FK7024-5AK71-8JG3-ZP98S83Y84 | 1 | UN | 1 | 15 | C | D | N | N | 85015100 | 1 |  | 2 | KG | 1432.93 | 1432.93 | MC05 | MC05 | SIMOTICS S Synchronous servo motor 1FK7 compact; 1.1Nm, 100K, 6000rpm 0.5kW, Naturally cooled IM B5 (IM V1, IM V3); Bare cable end 0.5m Outlet directions DE absolute encoder 16 S/R (encoder A-16); Derating 10% due to absolute encoder smooth shaft, without holding brake Degree of protection IP64 paint finish RAL7016 S83: Customer-specific version customer-specific motor Y84: Customer specifications on the rating plate P98: Packaging half wooden stacking frame | - | 0 | 7
1FK7024-5AK71-8JG3-Z | S83 | 1FK7024-5AK71-8JG3-ZS83 | 1 | UN | 1 | 15 | C | D | N | N | 85015100 | 1 |  | 2 | KG | 1432.93 | 1432.93 | MC05 | MC05 | SIMOTICS S Synchronous servo motor 1FK7 Compact 1.1Nm, 100K, 6000rpm 0.5kW, Naturally cooled IM B5 (IM V1, IM V3); Bare cable end 0.5m Outlet directions DE with connector size 1 absolute encoder 16 S/R (encoder A-16); Derating 10% due to absolute encoder; Smooth shaft Tolerance N without holding brake; Degree of protection IP64; paint finish RAL7016 S83: Customer-specific version customer-specific motor | - | 0 | 7
1FK7024-5AK71-8JG3-Z | S83Y84 | 1FK7024-5AK71-8JG3-ZS83Y84 | 1 | UN | 1 | 15 | C | D | N | N | 85015100 | 1 |  | 2 | KG | 1432.93 | 1432.93 | MC05 | MC05 | SIMOTICS S Synchronous servo motor 1FK7 Compact 1.1Nm, 100K, 6000rpm 0.5kW, Naturally cooled IM B5 (IM V1, IM V3); Bare cable end 0.5m Outlet directions DE absolute encoder 16 S/R (encoder A-16); Derating 10% due to absolute encoder; Smooth shaft, Tolerance N without holding brake; Degree of protection IP64; paint finish RAL7016 S83: Customer-specific version customer-specific motor Y84: Customer specifications on the rating plate | - | 0 | 7
1FK7032-2AF21-1AA0 |  | 1FK7032-2AF21-1AA0 | 1 | UN | 1 | 15 | C | D | N | N | 85015100 | 1 |  | 2.701 | KG | 1061.38 | 1061.38 | MC05 | MC05 | SIMOTICS S Synchronous motor 1FK7-CT PN=0.31kW; UDC=300V; M0=1.2Nm (100K); NN=3000rpm; Naturally cooled FRAME SIZE IMB 5 (IM V1, IM V3) FLANGE 1, WITH KTY TEMPERATURESENSOR POWER CONNECTOR ROTATABLE INCREMENTAL ENCODER SIN/COS 1VPP;2048 S/R W. C-AND D-SPUR (ENCODER IC2048S/R) SHAFT WITH FITTED KEY, TOLERANCE N; W/O HOLDING BRAKE PROTECTION CLASS IP64; | - | 0 | 0
1FK7032-2AF21-1AA1 |  | 1FK7032-2AF21-1AA1 | 1 | UN | 1 | 15 | C | D | N | N | 85015100 | 1 |  | 2.701 | KG | 1123.72 | 1123.72 | MC05 | MC05 | SIMOTICS S Synchronous motor 1FK7-CT PN=0.31kW; UDC=300V; M0=1.2Nm (100K); NN=3000rpm; Naturally cooled FRAME SIZE IMB 5 (IM V1, IM V3) FLANGE 1, WITH KTY TEMPERATURESENSOR POWER CONNECTOR ROTATABLE INCREMENTAL ENCODER SIN/COS 1VPP;2048 S/R W. C-AND D-SPUR (ENCODER IC2048S/R) SHAFT WITH FITTED KEY, TOLERANCE N; W/O HOLDING BRAKE PROTECTION CLASS IP65, | - | 0 | 0
1FK7032-2AF21-1AA2 |  | 1FK7032-2AF21-1AA2 | 1 | UN | 1 | 15 | C | D | N | N | 85015100 | 1 |  | 2.701 | KG | 1123.72 | 1123.72 | MC05 | MC05 | SIMOTICS S Synchronous motor 1FK7-CT PN=0.31kW; UDC=300V; M0=1.2Nm (100K); NN=3000rpm; Naturally cooled FRAME SIZE IMB 5 (IM V1, IM V3) FLANGE 1, WITH KTY TEMPERATURESENSOR POWER CONNECTOR ROTATABLE INCREMENTAL ENCODER SIN/COS 1VPP;2048 S/R W. C-AND D-SPUR (ENCODER IC2048S/R) SHAFT WITH FITTED KEY, TOLERANCE N; W/O HOLDING BRAKE PROTECTION CLASS IP65, FLANGE ON DRIVE END IP67; | - | 0 | 0
1FK7032-2AF21-1AB0 |  | 1FK7032-2AF21-1AB0 | 1 | UN | 1 | 15 | C | D | N | N | 85015100 | 1 |  | 3 | KG | 1207.33 | 1207.33 | MC05 | MC05 | SIMOTICS S Synchronous motor 1FK7-CT PN=0.31kW; UDC=300V; M0=1.2Nm (100K); NN=3000rpm; Naturally cooled FRAME SIZE IMB 5 (IM V1, IM V3) FLANGE 1, WITH KTY TEMPERATURESENSOR POWER CONNECTOR ROTATABLE INCREMENTAL ENCODER SIN/COS 1VPP;2048 S/R W. C-AND D-SPUR (ENCODER IC2048S/R) SHAFT WITH FITTED KEY, TOLERANCE N; WITH HOLDING BRAKE PROTECTION CLASS IP64; | - | 0 | 0
1FK7032-2AF21-1AB1 |  | 1FK7032-2AF21-1AB1 | 1 | UN | 1 | 15 | C | D | N | N | 85015100 | 1 |  | 3 | KG | 1269.67 | 1269.67 | MC05 | MC05 | SIMOTICS S Synchronous motor 1FK7-CT PN=0.31kW; UDC=300V; M0=1.2Nm (100K); NN=3000rpm; Naturally cooled FRAME SIZE IMB 5 (IM V1, IM V3) FLANGE 1, WITH KTY TEMPERATURESENSOR POWER CONNECTOR ROTATABLE INCREMENTAL ENCODER SIN/COS 1VPP;2048 S/R W. C-AND D-SPUR (ENCODER IC2048S/R) SHAFT WITH FITTED KEY, TOLERANCE N; WITH HOLDING BRAKE PROTECTION CLASS IP65, | - | 0 | 0
1FK7032-2AF21-1AB2 |  | 1FK7032-2AF21-1AB2 | 1 | UN | 1 | 15 | C | D | N | N | 85015100 | 1 |  | 3 | KG | 1269.67 | 1269.67 | MC05 | MC05 | SIMOTICS S Synchronous motor 1FK7-CT PN=0.31kW; UDC=300V; M0=1.2Nm (100K); NN=3000rpm; Naturally cooled FRAME SIZE IMB 5 (IM V1, IM V3) FLANGE 1, WITH KTY TEMPERATURESENSOR POWER CONNECTOR ROTATABLE INCREMENTAL ENCODER SIN/COS 1VPP;2048 S/R W. C-AND D-SPUR (ENCODER IC2048S/R) SHAFT WITH FITTED KEY, TOLERANCE N; WITH HOLDING BRAKE PROTECTION CLASS IP65, FLANGE ON DRIVE END IP67; | - | 0 | 0
1FK7032-2AF21-1AG0 |  | 1FK7032-2AF21-1AG0 | 1 | UN | 1 | 15 | C | D | N | N | 85015100 | 1 |  | 2.701 | KG | 1003.89 | 1003.89 | MC05 | MC05 | SIMOTICS S Synchronous motor 1FK7-CT PN=0.31kW; UDC=300V; M0=1.2Nm (100K); NN=3000rpm; Naturally cooled FRAME SIZE IMB 5 (IM V1, IM V3) FLANGE 1, WITH KTY TEMPERATURESENSOR POWER CONNECTOR ROTATABLE INCREMENTAL ENCODER SIN/COS 1VPP;2048 S/R W. C-AND D-SPUR (ENCODER IC2048S/R) PLAIN SHAFT, TOLERANCE N; W/O HOLDING BRAKE PROTECTION CLASS IP64; | - | 0 | 0
1FK7032-2AF21-1AG1 |  | 1FK7032-2AF21-1AG1 | 1 | UN | 1 | 15 | C | D | N | N | 85015100 | 1 |  | 2.701 | KG | 1066.23 | 1066.23 | MC05 | MC05 | SIMOTICS S Synchronous motor 1FK7-CT PN=0.31kW; UDC=300V; M0=1.2Nm (100K); NN=3000rpm; Naturally cooled FRAME SIZE IMB 5 (IM V1, IM V3) FLANGE 1, WITH KTY TEMPERATURESENSOR POWER CONNECTOR ROTATABLE INCREMENTAL ENCODER SIN/COS 1VPP;2048 S/R W. C-AND D-SPUR (ENCODER IC2048S/R) PLAIN SHAFT, TOLERANCE N; W/O HOLDING BRAKE PROTECTION CLASS IP65, | - | 0 | 0
1FK7032-2AF21-1AG2 |  | 1FK7032-2AF21-1AG2 | 1 | UN | 1 | 15 | C | D | N | N | 85015100 | 1 |  | 2.701 | KG | 1066.23 | 1066.23 | MC05 | MC05 | SIMOTICS S Synchronous motor 1FK7-CT PN=0.31kW; UDC=300V; M0=1.2Nm (100K); NN=3000rpm; Naturally cooled FRAME SIZE IMB 5 (IM V1, IM V3) FLANGE 1, WITH KTY TEMPERATURESENSOR POWER CONNECTOR ROTATABLE INCREMENTAL ENCODER SIN/COS 1VPP;2048 S/R W. C-AND D-SPUR (ENCODER IC2048S/R) PLAIN SHAFT, TOLERANCE N; W/O HOLDING BRAKE PROTECTION CLASS IP65, FLANGE ON DRIVE END IP67; | - | 0 | 0
1FK7032-2AF21-1AH0 |  | 1FK7032-2AF21-1AH0 | 1 | UN | 1 | 15 | C | D | N | N | 85015100 | 1 |  | 3 | KG | 1148.22 | 1148.22 | MC05 | MC05 | SIMOTICS S Synchronous motor 1FK7-CT PN=0.31kW; UDC=300V; M0=1.2Nm (100K); NN=3000rpm; Naturally cooled FRAME SIZE IMB 5 (IM V1, IM V3) FLANGE 1, WITH KTY TEMPERATURESENSOR POWER CONNECTOR ROTATABLE INCREMENTAL ENCODER SIN/COS 1VPP;2048 S/R W. C-AND D-SPUR (ENCODER IC2048S/R) PLAIN SHAFT, TOLERANCE N; WITH HOLDING BRAKE PROTECTION CLASS IP64; | - | 0 | 0
1FK7032-2AF21-1AH1 |  | 1FK7032-2AF21-1AH1 | 1 | UN | 1 | 15 | C | D | N | N | 85015100 | 1 |  | 3 | KG | 1210.56 | 1210.56 | MC05 | MC05 | SIMOTICS S Synchronous motor 1FK7-CT PN=0.31kW; UDC=300V; M0=1.2Nm (100K); NN=3000rpm; Naturally cooled FRAME SIZE IMB 5 (IM V1, IM V3) FLANGE 1, WITH KTY TEMPERATURESENSOR POWER CONNECTOR ROTATABLE INCREMENTAL ENCODER SIN/COS 1VPP;2048 S/R W. C-AND D-SPUR (ENCODER IC2048S/R) PLAIN SHAFT, TOLERANCE N; WITH HOLDING BRAKE PROTECTION CLASS IP65, | - | 0 | 0
1FK7032-2AF21-1AH2 |  | 1FK7032-2AF21-1AH2 | 1 | UN | 1 | 15 | C | D | N | N | 85015100 | 1 |  | 3 | KG | 1210.56 | 1210.56 | MC05 | MC05 | SIMOTICS S Synchronous motor 1FK7-CT PN=0.31kW; UDC=300V; M0=1.2Nm (100K); NN=3000rpm; Naturally cooled FRAME SIZE IMB 5 (IM V1, IM V3) FLANGE 1, WITH KTY TEMPERATURESENSOR POWER CONNECTOR ROTATABLE INCREMENTAL ENCODER SIN/COS 1VPP;2048 S/R W. C-AND D-SPUR (ENCODER IC2048S/R) PLAIN SHAFT, TOLERANCE N; WITH HOLDING BRAKE PROTECTION CLASS IP65, FLANGE ON DRIVE END IP67; | - | 0 | 0
1FK7032-2AF21-1BA0 |  | 1FK7032-2AF21-1BA0 | 1 | UN | 1 | 15 | C | D | N | N | 85015100 | 1 |  | 2.701 | KG | 1222.08 | 1222.08 | MC05 | MC05 | SIMOTICS S Synchronous motor 1FK7-CT PN=0.31kW; UDC=300V; M0=1.2Nm (100K); NN=3000rpm; Naturally cooled FRAME SIZE IMB 5 (IM V1, IM V3) FLANGE 1 POWER CONNECTOR ROTATABLE ABSOLUTE ENCODER SINGLETURN 24 BIT WITH DRIVE CLIQ INTERFACE (ENCODER AS24DQI) SHAFT WITH FITTED KEY, TOLERANCE N; W/O HOLDING BRAKE PROTECTION CLASS IP64; | - | 0 | 0
1FK7032-2AF21-1BA1 |  | 1FK7032-2AF21-1BA1 | 1 | UN | 1 | 15 | C | D | N | N | 85015100 | 1 |  | 2.701 | KG | 1284.42 | 1284.42 | MC05 | MC05 | SIMOTICS S Synchronous motor 1FK7-CT PN=0.31kW; UDC=300V; M0=1.2Nm (100K); NN=3000rpm; Naturally cooled FRAME SIZE IMB 5 (IM V1, IM V3) FLANGE 1 POWER CONNECTOR ROTATABLE ABSOLUTE ENCODER SINGLETURN 24 BIT WITH DRIVE CLIQ INTERFACE (ENCODER AS24DQI) SHAFT WITH FITTED KEY, TOLERANCE N; W/O HOLDING BRAKE PROTECTION CLASS IP65, | - | 0 | 0
1FK7032-2AF21-1BA2 |  | 1FK7032-2AF21-1BA2 | 1 | UN | 1 | 15 | C | D | N | N | 85015100 | 1 |  | 2.701 | KG | 1284.42 | 1284.42 | MC05 | MC05 | SIMOTICS S Synchronous motor 1FK7-CT PN=0.31kW; UDC=300V; M0=1.2Nm (100K); NN=3000rpm; Naturally cooled FRAME SIZE IMB 5 (IM V1, IM V3) FLANGE 1 POWER CONNECTOR ROTATABLE ABSOLUTE ENCODER SINGLETURN 24 BIT WITH DRIVE CLIQ INTERFACE (ENCODER AS24DQI) SHAFT WITH FITTED KEY, TOLERANCE N; W/O HOLDING BRAKE PROTECTION CLASS IP65, FLANGE ON DRIVE END IP67; | - | 0 | 0
1FK7032-2AF21-1BB0 |  | 1FK7032-2AF21-1BB0 | 1 | UN | 1 | 15 | C | D | N | N | 85015100 | 1 |  | 3 | KG | 1368.03 | 1368.03 | MC05 | MC05 | SIMOTICS S Synchronous motor 1FK7-CT PN=0.31kW; UDC=300V; M0=1.2Nm (100K); NN=3000rpm; Naturally cooled FRAME SIZE IMB 5 (IM V1, IM V3) FLANGE 1 POWER CONNECTOR ROTATABLE ABSOLUTE ENCODER SINGLETURN 24 BIT WITH DRIVE CLIQ INTERFACE (ENCODER AS24DQI) SHAFT WITH FITTED KEY, TOLERANCE N; WITH HOLDING BRAKE PROTECTION CLASS IP64; | - | 0 | 0
1FK7032-2AF21-1BB1 |  | 1FK7032-2AF21-1BB1 | 1 | UN | 1 | 15 | C | D | N | N | 85015100 | 1 |  | 3 | KG | 1430.37 | 1430.37 | MC05 | MC05 | SIMOTICS S Synchronous motor 1FK7-CT PN=0.31kW; UDC=300V; M0=1.2Nm (100K); NN=3000rpm; Naturally cooled FRAME SIZE IMB 5 (IM V1, IM V3) FLANGE 1 POWER CONNECTOR ROTATABLE ABSOLUTE ENCODER SINGLETURN 24 BIT WITH DRIVE CLIQ INTERFACE (ENCODER AS24DQI) SHAFT WITH FITTED KEY, TOLERANCE N; WITH HOLDING BRAKE PROTECTION CLASS IP65, | - | 0 | 0
1FK7032-2AF21-1BB2 |  | 1FK7032-2AF21-1BB2 | 1 | UN | 1 | 15 | C | D | N | N | 85015100 | 1 |  | 3 | KG | 1430.37 | 1430.37 | MC05 | MC05 | SIMOTICS S Synchronous motor 1FK7-CT PN=0.31kW; UDC=300V; M0=1.2Nm (100K); NN=3000rpm; Naturally cooled FRAME SIZE IMB 5 (IM V1, IM V3) FLANGE 1 POWER CONNECTOR ROTATABLE ABSOLUTE ENCODER SINGLETURN 24 BIT WITH DRIVE CLIQ INTERFACE (ENCODER AS24DQI) SHAFT WITH FITTED KEY, TOLERANCE N; WITH HOLDING BRAKE PROTECTION CLASS IP65, FLANGE ON DRIVE END IP67; | - | 0 | 0
1FK7032-2AF21-1BG0 |  | 1FK7032-2AF21-1BG0 | 1 | UN | 1 | 15 | C | D | N | N | 85015100 | 1 |  | 2.701 | KG | 1164.59 | 1164.59 | MC05 | MC05 | SIMOTICS S Synchronous motor 1FK7-CT PN=0.31kW; UDC=300V; M0=1.2Nm (100K); NN=3000rpm; Naturally cooled FRAME SIZE IMB 5 (IM V1, IM V3) FLANGE 1 POWER CONNECTOR ROTATABLE ABSOLUTE ENCODER SINGLETURN 24 BIT WITH DRIVE CLIQ INTERFACE (ENCODER AS24DQI) PLAIN SHAFT, TOLERANCE N; W/O HOLDING BRAKE PROTECTION CLASS IP64; | - | 0 | 0
1FK7032-2AF21-1BG1 |  | 1FK7032-2AF21-1BG1 | 1 | UN | 1 | 15 | C | D | N | N | 85015100 | 1 |  | 2.701 | KG | 1226.93 | 1226.93 | MC05 | MC05 | SIMOTICS S Synchronous motor 1FK7-CT PN=0.31kW; UDC=300V; M0=1.2Nm (100K); NN=3000rpm; Naturally cooled FRAME SIZE IMB 5 (IM V1, IM V3) FLANGE 1 POWER CONNECTOR ROTATABLE ABSOLUTE ENCODER SINGLETURN 24 BIT WITH DRIVE CLIQ INTERFACE (ENCODER AS24DQI) PLAIN SHAFT, TOLERANCE N; W/O HOLDING BRAKE PROTECTION CLASS IP65, | - | 0 | 0
1FK7032-2AF21-1BG2 |  | 1FK7032-2AF21-1BG2 | 1 | UN | 1 | 15 | C | D | N | N | 85015100 | 1 |  | 2.701 | KG | 1226.93 | 1226.93 | MC05 | MC05 | SIMOTICS S Synchronous motor 1FK7-CT PN=0.31kW; UDC=300V; M0=1.2Nm (100K); NN=3000rpm; Naturally cooled FRAME SIZE IMB 5 (IM V1, IM V3) FLANGE 1 POWER CONNECTOR ROTATABLE ABSOLUTE ENCODER SINGLETURN 24 BIT WITH DRIVE CLIQ INTERFACE (ENCODER AS24DQI) PLAIN SHAFT, TOLERANCE N; W/O HOLDING BRAKE PROTECTION CLASS IP65, FLANGE ON DRIVE END IP67; | - | 0 | 0
1FK7032-2AF21-1BH0 |  | 1FK7032-2AF21-1BH0 | 1 | UN | 1 | 15 | C | D | N | N | 85015100 | 1 |  | 3 | KG | 1308.92 | 1308.92 | MC05 | MC05 | SIMOTICS S Synchronous motor 1FK7-CT PN=0.31kW; UDC=300V; M0=1.2Nm (100K); NN=3000rpm; Naturally cooled FRAME SIZE IMB 5 (IM V1, IM V3) FLANGE 1 POWER CONNECTOR ROTATABLE ABSOLUTE ENCODER SINGLETURN 24 BIT WITH DRIVE CLIQ INTERFACE (ENCODER AS24DQI) PLAIN SHAFT, TOLERANCE N; WITH HOLDING BRAKE PROTECTION CLASS IP64; | - | 0 | 0
1FK7032-2AF21-1BH1 |  | 1FK7032-2AF21-1BH1 | 1 | UN | 1 | 15 | C | D | N | N | 85015100 | 1 |  | 3 | KG | 1371.26 | 1371.26 | MC05 | MC05 | SIMOTICS S Synchronous motor 1FK7-CT PN=0.31kW; UDC=300V; M0=1.2Nm (100K); NN=3000rpm; Naturally cooled FRAME SIZE IMB 5 (IM V1, IM V3) FLANGE 1 POWER CONNECTOR ROTATABLE ABSOLUTE ENCODER SINGLETURN 24 BIT WITH DRIVE CLIQ INTERFACE (ENCODER AS24DQI) PLAIN SHAFT, TOLERANCE N; WITH HOLDING BRAKE PROTECTION CLASS IP65, | - | 0 | 0
1FK7032-2AF21-1BH2 |  | 1FK7032-2AF21-1BH2 | 1 | UN | 1 | 15 | C | D | N | N | 85015100 | 1 |  | 3 | KG | 1371.26 | 1371.26 | MC05 | MC05 | SIMOTICS S Synchronous motor 1FK7-CT PN=0.31kW; UDC=300V; M0=1.2Nm (100K); NN=3000rpm; Naturally cooled FRAME SIZE IMB 5 (IM V1, IM V3) FLANGE 1 POWER CONNECTOR ROTATABLE ABSOLUTE ENCODER SINGLETURN 24 BIT WITH DRIVE CLIQ INTERFACE (ENCODER AS24DQI) PLAIN SHAFT, TOLERANCE N; WITH HOLDING BRAKE PROTECTION CLASS IP65, FLANGE ON DRIVE END IP67; | - | 0 | 0
1FK7032-2AF21-1CA0 |  | 1FK7032-2AF21-1CA0 | 1 | UN | 1 | 15 | C | D | N | N | 85015100 | 1 |  | 2.701 | KG | 1468.24 | 1468.24 | MC05 | MC05 | SIMOTICS S Synchronous motor 1FK7-CT PN=0.31kW; UDC=300V; M0=1.2Nm (100K); NN=3000rpm; Naturally cooled FRAME SIZE IMB 5 (IM V1, IM V3) FLANGE 1 POWER CONNECTOR ROTATABLE ABSOLUTE ENCODER 24 BIT + 12 BIT MULTITURN WITH DRIVE-CLIQ INTERFACE (ENCODER AM24DQI) SHAFT WITH FITTED KEY, TOLERANCE N; W/O HOLDING BRAKE PROTECTION CLASS IP64; | - | 0 | 0
1FK7032-2AF21-1CA1 |  | 1FK7032-2AF21-1CA1 | 1 | UN | 1 | 15 | C | D | N | N | 85015100 | 1 |  | 2.701 | KG | 1530.58 | 1530.58 | MC05 | MC05 | SIMOTICS S Synchronous motor 1FK7-CT PN=0.31kW; UDC=300V; M0=1.2Nm (100K); NN=3000rpm; Naturally cooled FRAME SIZE IMB 5 (IM V1, IM V3) FLANGE 1 POWER CONNECTOR ROTATABLE ABSOLUTE ENCODER 24 BIT + 12 BIT MULTITURN WITH DRIVE-CLIQ INTERFACE (ENCODER AM24DQI) SHAFT WITH FITTED KEY, TOLERANCE N; W/O HOLDING BRAKE PROTECTION CLASS IP65, | - | 0 | 0
1FK7032-2AF21-1CA2 |  | 1FK7032-2AF21-1CA2 | 1 | UN | 1 | 15 | C | D | N | N | 85015100 | 1 |  | 2.701 | KG | 1530.58 | 1530.58 | MC05 | MC05 | SIMOTICS S Synchronous motor 1FK7-CT PN=0.31kW; UDC=300V; M0=1.2Nm (100K); NN=3000rpm; Naturally cooled FRAME SIZE IMB 5 (IM V1, IM V3) FLANGE 1 POWER CONNECTOR ROTATABLE ABSOLUTE ENCODER 24 BIT + 12 BIT MULTITURN WITH DRIVE-CLIQ INTERFACE (ENCODER AM24DQI) SHAFT WITH FITTED KEY, TOLERANCE N; W/O HOLDING BRAKE PROTECTION CLASS IP65, FLANGE ON DRIVE END IP67; | - | 0 | 0
1FK7032-2AF21-1CB0 |  | 1FK7032-2AF21-1CB0 | 1 | UN | 1 | 15 | C | D | N | N | 85015100 | 1 |  | 3 | KG | 1614.19 | 1614.19 | MC05 | MC05 | SIMOTICS S Synchronous motor 1FK7-CT PN=0.31kW; UDC=300V; M0=1.2Nm (100K); NN=3000rpm; Naturally cooled FRAME SIZE IMB 5 (IM V1, IM V3) FLANGE 1 POWER CONNECTOR ROTATABLE ABSOLUTE ENCODER 24 BIT + 12 BIT MULTITURN WITH DRIVE-CLIQ INTERFACE (ENCODER AM24DQI) SHAFT WITH FITTED KEY, TOLERANCE N; WITH HOLDING BRAKE PROTECTION CLASS IP64; | - | 0 | 0
1FK7032-2AF21-1CB1 |  | 1FK7032-2AF21-1CB1 | 1 | UN | 1 | 15 | C | D | N | N | 85015100 | 1 |  | 3 | KG | 1676.53 | 1676.53 | MC05 | MC05 | SIMOTICS S Synchronous motor 1FK7-CT PN=0.31kW; UDC=300V; M0=1.2Nm (100K); NN=3000rpm; Naturally cooled FRAME SIZE IMB 5 (IM V1, IM V3) FLANGE 1 POWER CONNECTOR ROTATABLE ABSOLUTE ENCODER 24 BIT + 12 BIT MULTITURN WITH DRIVE-CLIQ INTERFACE (ENCODER AM24DQI) SHAFT WITH FITTED KEY, TOLERANCE N; WITH HOLDING BRAKE PROTECTION CLASS IP65, | - | 0 | 0
1FK7032-2AF21-1CB2 |  | 1FK7032-2AF21-1CB2 | 1 | UN | 1 | 15 | C | D | N | N | 85015100 | 1 |  | 3 | KG | 1676.53 | 1676.53 | MC05 | MC05 | SIMOTICS S Synchronous motor 1FK7-CT PN=0.31kW; UDC=300V; M0=1.2Nm (100K); NN=3000rpm; Naturally cooled FRAME SIZE IMB 5 (IM V1, IM V3) FLANGE 1 POWER CONNECTOR ROTATABLE ABSOLUTE ENCODER 24 BIT + 12 BIT MULTITURN WITH DRIVE-CLIQ INTERFACE (ENCODER AM24DQI) SHAFT WITH FITTED KEY, TOLERANCE N; WITH HOLDING BRAKE PROTECTION CLASS IP65, FLANGE ON DRIVE END IP67; | - | 0 | 0
1FK7032-2AF21-1CG0 |  | 1FK7032-2AF21-1CG0 | 1 | UN | 1 | 15 | C | D | N | N | 85015100 | 1 |  | 2.701 | KG | 1410.75 | 1410.75 | MC05 | MC05 | SIMOTICS S Synchronous motor 1FK7-CT PN=0.31kW; UDC=300V; M0=1.2Nm (100K); NN=3000rpm; Naturally cooled FRAME SIZE IMB 5 (IM V1, IM V3) FLANGE 1 POWER CONNECTOR ROTATABLE ABSOLUTE ENCODER 24 BIT + 12 BIT MULTITURN WITH DRIVE-CLIQ INTERFACE (ENCODER AM24DQI) PLAIN SHAFT, TOLERANCE N; W/O HOLDING BRAKE PROTECTION CLASS IP64; | - | 0 | 0
1FK7032-2AF21-1CG1 |  | 1FK7032-2AF21-1CG1 | 1 | UN | 1 | 15 | C | D | N | N | 85015100 | 1 |  | 2.701 | KG | 1473.09 | 1473.09 | MC05 | MC05 | SIMOTICS S Synchronous motor 1FK7-CT PN=0.31kW; UDC=300V; M0=1.2Nm (100K); NN=3000rpm; Naturally cooled FRAME SIZE IMB 5 (IM V1, IM V3) FLANGE 1 POWER CONNECTOR ROTATABLE ABSOLUTE ENCODER 24 BIT + 12 BIT MULTITURN WITH DRIVE-CLIQ INTERFACE (ENCODER AM24DQI) PLAIN SHAFT, TOLERANCE N; W/O HOLDING BRAKE PROTECTION CLASS IP65, | - | 0 | 0
1FK7032-2AF21-1CG2 |  | 1FK7032-2AF21-1CG2 | 1 | UN | 1 | 15 | C | D | N | N | 85015100 | 1 |  | 2.701 | KG | 1473.09 | 1473.09 | MC05 | MC05 | SIMOTICS S Synchronous motor 1FK7-CT PN=0.31kW; UDC=300V; M0=1.2Nm (100K); NN=3000rpm; Naturally cooled FRAME SIZE IMB 5 (IM V1, IM V3) FLANGE 1 POWER CONNECTOR ROTATABLE ABSOLUTE ENCODER 24 BIT + 12 BIT MULTITURN WITH DRIVE-CLIQ INTERFACE (ENCODER AM24DQI) PLAIN SHAFT, TOLERANCE N; W/O HOLDING BRAKE PROTECTION CLASS IP65, FLANGE ON DRIVE END IP67; | - | 0 | 0
1FK7032-2AF21-1CH0 |  | 1FK7032-2AF21-1CH0 | 1 | UN | 1 | 15 | C | D | N | N | 85015100 | 1 |  | 3 | KG | 1555.08 | 1555.08 | MC05 | MC05 | SIMOTICS S Synchronous motor 1FK7-CT PN=0.31kW; UDC=300V; M0=1.2Nm (100K); NN=3000rpm; Naturally cooled FRAME SIZE IMB 5 (IM V1, IM V3) FLANGE 1 POWER CONNECTOR ROTATABLE ABSOLUTE ENCODER 24 BIT + 12 BIT MULTITURN WITH DRIVE-CLIQ INTERFACE (ENCODER AM24DQI) PLAIN SHAFT, TOLERANCE N; WITH HOLDING BRAKE PROTECTION CLASS IP64; | - | 0 | 0
1FK7032-2AF21-1CH1 |  | 1FK7032-2AF21-1CH1 | 1 | UN | 1 | 15 | C | D | N | N | 85015100 | 1 |  | 3 | KG | 1617.42 | 1617.42 | MC05 | MC05 | SIMOTICS S Synchronous motor 1FK7-CT PN=0.31kW; UDC=300V; M0=1.2Nm (100K); NN=3000rpm; Naturally cooled FRAME SIZE IMB 5 (IM V1, IM V3) FLANGE 1 POWER CONNECTOR ROTATABLE ABSOLUTE ENCODER 24 BIT + 12 BIT MULTITURN WITH DRIVE-CLIQ INTERFACE (ENCODER AM24DQI) PLAIN SHAFT, TOLERANCE N; WITH HOLDING BRAKE PROTECTION CLASS IP65, | - | 0 | 0
1FK7032-2AF21-1CH2 |  | 1FK7032-2AF21-1CH2 | 1 | UN | 1 | 15 | C | D | N | N | 85015100 | 1 |  | 3 | KG | 1617.42 | 1617.42 | MC05 | MC05 | SIMOTICS S Synchronous motor 1FK7-CT PN=0.31kW; UDC=300V; M0=1.2Nm (100K); NN=3000rpm; Naturally cooled FRAME SIZE IMB 5 (IM V1, IM V3) FLANGE 1 POWER CONNECTOR ROTATABLE ABSOLUTE ENCODER 24 BIT + 12 BIT MULTITURN WITH DRIVE-CLIQ INTERFACE (ENCODER AM24DQI) PLAIN SHAFT, TOLERANCE N; WITH HOLDING BRAKE PROTECTION CLASS IP65, FLANGE ON DRIVE END IP67; | - | 0 | 0
1FK7032-2AF21-1DA0 |  | 1FK7032-2AF21-1DA0 | 1 | UN | 1 | 15 | C | D | N | N | 85015100 | 1 |  | 2.702 | KG | 1275.51 | 1275.51 | MC05 | MC05 | SIMOTICS S Synchronous motor 1FK7-CT PN=0.31kW; UDC=300V; M0=1.2Nm (100K); NN=3000rpm; Naturally cooled FRAME SIZE IMB 5 (IM V1, IM V3) FLANGE 1 POWER CONNECTOR ROTATABLE INCREMENTAL ENCODER 22 BIT WITH DRIVE-CLIQ INTERFACE (ENCODER IC22DQ) SHAFT WITH FITTED KEY, TOLERANCE N; W/O HOLDING BRAKE PROTECTION CLASS IP64; | - | 0 | 0
1FK7032-2AF21-1DB0 |  | 1FK7032-2AF21-1DB0 | 1 | UN | 1 | 15 | C | D | N | N | 85015100 | 1 |  | 3.001 | KG | 1421.46 | 1421.46 | MC05 | MC05 | SIMOTICS S Synchronous motor 1FK7-CT PN=0.31kW; UDC=300V; M0=1.2Nm (100K); NN=3000rpm; Naturally cooled FRAME SIZE IMB 5 (IM V1, IM V3) FLANGE 1 POWER CONNECTOR ROTATABLE INCREMENTAL ENCODER 22 BIT WITH DRIVE-CLIQ INTERFACE (ENCODER IC22DQ) SHAFT WITH FITTED KEY, TOLERANCE N; WITH HOLDING BRAKE PROTECTION CLASS IP64; | - | 0 | 0
1FK7032-2AF21-1DG0 |  | 1FK7032-2AF21-1DG0 | 1 | UN | 1 | 15 | C | D | N | N | 85015100 | 1 |  | 2.702 | KG | 1218.02 | 1218.02 | MC05 | MC05 | SIMOTICS S Synchronous motor 1FK7-CT PN=0.31kW; UDC=300V; M0=1.2Nm (100K); NN=3000rpm; Naturally cooled FRAME SIZE IMB 5 (IM V1, IM V3) FLANGE 1 POWER CONNECTOR ROTATABLE INCREMENTAL ENCODER 22 BIT WITH DRIVE-CLIQ INTERFACE (ENCODER IC22DQ) PLAIN SHAFT, TOLERANCE N; W/O HOLDING BRAKE PROTECTION CLASS IP64; | - | 0 | 0
1FK7032-2AF21-1DH0 |  | 1FK7032-2AF21-1DH0 | 1 | UN | 1 | 15 | C | D | N | N | 85015100 | 1 |  | 3.001 | KG | 1362.35 | 1362.35 | MC05 | MC05 | SIMOTICS S Synchronous motor 1FK7-CT PN=0.31kW; UDC=300V; M0=1.2Nm (100K); NN=3000rpm; Naturally cooled FRAME SIZE IMB 5 (IM V1, IM V3) FLANGE 1 POWER CONNECTOR ROTATABLE INCREMENTAL ENCODER 22 BIT WITH DRIVE-CLIQ INTERFACE (ENCODER IC22DQ) PLAIN SHAFT, TOLERANCE N; WITH HOLDING BRAKE PROTECTION CLASS IP64; | - | 0 | 0
1FK7032-2AF21-1EA0 |  | 1FK7032-2AF21-1EA0 | 1 | UN | 1 | 15 | C | D | N | N | 85015100 | 1 |  | 2.701 | KG | 1309.06 | 1309.06 | MC05 | MC05 | SIMOTICS S Synchronous motor 1FK7-CT PN=0.31kW; UDC=300V; M0=1.2Nm (100K); NN=3000rpm; Naturally cooled FRAME SIZE IMB 5 (IM V1, IM V3) FLANGE 1, WITH KTY TEMPERATURESENSOR POWER CONNECTOR ROTATABLE ABSOLUTE ENCODERR 2048 S/R + 4096 UMDREHUNGEN MULTITURN, WITH ENDAT-SCHNITTSTELLE (ENCODER AM2048S/R) SHAFT WITH FITTED KEY, TOLERANCE N; W/O HOLDING BRAKE PROTECTION CLASS IP64; | - | 0 | 0
1FK7032-2AF21-1EA1 |  | 1FK7032-2AF21-1EA1 | 1 | UN | 1 | 15 | C | D | N | N | 85015100 | 1 |  | 2.701 | KG | 1371.4 | 1371.4 | MC05 | MC05 | SIMOTICS S Synchronous motor 1FK7-CT PN=0.31kW; UDC=300V; M0=1.2Nm (100K); NN=3000rpm; Naturally cooled FRAME SIZE IMB 5 (IM V1, IM V3) FLANGE 1, WITH KTY TEMPERATURESENSOR POWER CONNECTOR ROTATABLE ABSOLUTE ENCODERR 2048 S/R + 4096 UMDREHUNGEN MULTITURN, WITH ENDAT-SCHNITTSTELLE (ENCODER AM2048S/R) SHAFT WITH FITTED KEY, TOLERANCE N; W/O HOLDING BRAKE PROTECTION CLASS IP65, | - | 0 | 0
1FK7032-2AF21-1EA2 |  | 1FK7032-2AF21-1EA2 | 1 | UN | 1 | 15 | C | D | N | N | 85015100 | 1 |  | 2.701 | KG | 1371.4 | 1371.4 | MC05 | MC05 | SIMOTICS S Synchronous motor 1FK7-CT PN=0.31kW; UDC=300V; M0=1.2Nm (100K); NN=3000rpm; Naturally cooled FRAME SIZE IMB 5 (IM V1, IM V3) FLANGE 1, WITH KTY TEMPERATURESENSOR POWER CONNECTOR ROTATABLE ABSOLUTE ENCODERR 2048 S/R + 4096 UMDREHUNGEN MULTITURN, WITH ENDAT-SCHNITTSTELLE (ENCODER AM2048S/R) SHAFT WITH FITTED KEY, TOLERANCE N; W/O HOLDING BRAKE PROTECTION CLASS IP65, FLANGE ON DRIVE END IP67; | - | 0 | 0
1FK7032-2AF21-1EB0 |  | 1FK7032-2AF21-1EB0 | 1 | UN | 1 | 15 | C | D | N | N | 85015100 | 1 |  | 3 | KG | 1455.01 | 1455.01 | MC05 | MC05 | SIMOTICS S Synchronous motor 1FK7-CT PN=0.31kW; UDC=300V; M0=1.2Nm (100K); NN=3000rpm; Naturally cooled FRAME SIZE IMB 5 (IM V1, IM V3) FLANGE 1, WITH KTY TEMPERATURESENSOR POWER CONNECTOR ROTATABLE ABSOLUTE ENCODERR 2048 S/R + 4096 UMDREHUNGEN MULTITURN, WITH ENDAT-SCHNITTSTELLE (ENCODER AM2048S/R) SHAFT WITH FITTED KEY, TOLERANCE N; WITH HOLDING BRAKE PROTECTION CLASS IP64; | - | 0 | 0
1FK7032-2AF21-1EB1 |  | 1FK7032-2AF21-1EB1 | 1 | UN | 1 | 15 | C | D | N | N | 85015100 | 1 |  | 3 | KG | 1517.35 | 1517.35 | MC05 | MC05 | SIMOTICS S Synchronous motor 1FK7-CT PN=0.31kW; UDC=300V; M0=1.2Nm (100K); NN=3000rpm; Naturally cooled FRAME SIZE IMB 5 (IM V1, IM V3) FLANGE 1, WITH KTY TEMPERATURESENSOR POWER CONNECTOR ROTATABLE ABSOLUTE ENCODERR 2048 S/R + 4096 UMDREHUNGEN MULTITURN, WITH ENDAT-SCHNITTSTELLE (ENCODER AM2048S/R) SHAFT WITH FITTED KEY, TOLERANCE N; WITH HOLDING BRAKE PROTECTION CLASS IP65, | - | 0 | 0
1FK7032-2AF21-1EB2 |  | 1FK7032-2AF21-1EB2 | 1 | UN | 1 | 15 | C | D | N | N | 85015100 | 1 |  | 3 | KG | 1517.35 | 1517.35 | MC05 | MC05 | SIMOTICS S Synchronous motor 1FK7-CT PN=0.31kW; UDC=300V; M0=1.2Nm (100K); NN=3000rpm; Naturally cooled FRAME SIZE IMB 5 (IM V1, IM V3) FLANGE 1, WITH KTY TEMPERATURESENSOR POWER CONNECTOR ROTATABLE ABSOLUTE ENCODERR 2048 S/R + 4096 UMDREHUNGEN MULTITURN, WITH ENDAT-SCHNITTSTELLE (ENCODER AM2048S/R) SHAFT WITH FITTED KEY, TOLERANCE N; WITH HOLDING BRAKE PROTECTION CLASS IP65, FLANGE ON DRIVE END IP67; | - | 0 | 0
1FK7032-2AF21-1EG0 |  | 1FK7032-2AF21-1EG0 | 1 | UN | 1 | 15 | C | D | N | N | 85015100 | 1 |  | 2.701 | KG | 1251.57 | 1251.57 | MC05 | MC05 | SIMOTICS S Synchronous motor 1FK7-CT PN=0.31kW; UDC=300V; M0=1.2Nm (100K); NN=3000rpm; Naturally cooled FRAME SIZE IMB 5 (IM V1, IM V3) FLANGE 1, WITH KTY TEMPERATURESENSOR POWER CONNECTOR ROTATABLE ABSOLUTE ENCODERR 2048 S/R + 4096 UMDREHUNGEN MULTITURN, WITH ENDAT-SCHNITTSTELLE (ENCODER AM2048S/R) PLAIN SHAFT, TOLERANCE N; W/O HOLDING BRAKE PROTECTION CLASS IP64; | - | 0 | 0
1FK7032-2AF21-1EG1 |  | 1FK7032-2AF21-1EG1 | 1 | UN | 1 | 15 | C | D | N | N | 85015100 | 1 |  | 2.701 | KG | 1313.91 | 1313.91 | MC05 | MC05 | SIMOTICS S Synchronous motor 1FK7-CT PN=0.31kW; UDC=300V; M0=1.2Nm (100K); NN=3000rpm; Naturally cooled FRAME SIZE IMB 5 (IM V1, IM V3) FLANGE 1, WITH KTY TEMPERATURESENSOR POWER CONNECTOR ROTATABLE ABSOLUTE ENCODERR 2048 S/R + 4096 UMDREHUNGEN MULTITURN, WITH ENDAT-SCHNITTSTELLE (ENCODER AM2048S/R) PLAIN SHAFT, TOLERANCE N; W/O HOLDING BRAKE PROTECTION CLASS IP65, | - | 0 | 0
1FK7032-2AF21-1EG2 |  | 1FK7032-2AF21-1EG2 | 1 | UN | 1 | 15 | C | D | N | N | 85015100 | 1 |  | 2.701 | KG | 1313.91 | 1313.91 | MC05 | MC05 | SIMOTICS S Synchronous motor 1FK7-CT PN=0.31kW; UDC=300V; M0=1.2Nm (100K); NN=3000rpm; Naturally cooled FRAME SIZE IMB 5 (IM V1, IM V3) FLANGE 1, WITH KTY TEMPERATURESENSOR POWER CONNECTOR ROTATABLE ABSOLUTE ENCODERR 2048 S/R + 4096 UMDREHUNGEN MULTITURN, WITH ENDAT-SCHNITTSTELLE (ENCODER AM2048S/R) PLAIN SHAFT, TOLERANCE N; W/O HOLDING BRAKE PROTECTION CLASS IP65, FLANGE ON DRIVE END IP67; | - | 0 | 0
1FK7032-2AF21-1EH0 |  | 1FK7032-2AF21-1EH0 | 1 | UN | 1 | 15 | C | D | N | N | 85015100 | 1 |  | 3 | KG | 1395.9 | 1395.9 | MC05 | MC05 | SIMOTICS S Synchronous motor 1FK7-CT PN=0.31kW; UDC=300V; M0=1.2Nm (100K); NN=3000rpm; Naturally cooled FRAME SIZE IMB 5 (IM V1, IM V3) FLANGE 1, WITH KTY TEMPERATURESENSOR POWER CONNECTOR ROTATABLE ABSOLUTE ENCODERR 2048 S/R + 4096 UMDREHUNGEN MULTITURN, WITH ENDAT-SCHNITTSTELLE (ENCODER AM2048S/R) PLAIN SHAFT, TOLERANCE N; WITH HOLDING BRAKE PROTECTION CLASS IP64; | - | 0 | 0
1FK7032-2AF21-1EH1 |  | 1FK7032-2AF21-1EH1 | 1 | UN | 1 | 15 | C | D | N | N | 85015100 | 1 |  | 3 | KG | 1458.24 | 1458.24 | MC05 | MC05 | SIMOTICS S Synchronous motor 1FK7-CT PN=0.31kW; UDC=300V; M0=1.2Nm (100K); NN=3000rpm; Naturally cooled FRAME SIZE IMB 5 (IM V1, IM V3) FLANGE 1, WITH KTY TEMPERATURESENSOR POWER CONNECTOR ROTATABLE ABSOLUTE ENCODERR 2048 S/R + 4096 UMDREHUNGEN MULTITURN, WITH ENDAT-SCHNITTSTELLE (ENCODER AM2048S/R) PLAIN SHAFT, TOLERANCE N; WITH HOLDING BRAKE PROTECTION CLASS IP65, | - | 0 | 0
1FK7032-2AF21-1EH2 |  | 1FK7032-2AF21-1EH2 | 1 | UN | 1 | 15 | C | D | N | N | 85015100 | 1 |  | 3 | KG | 1458.24 | 1458.24 | MC05 | MC05 | SIMOTICS S Synchronous motor 1FK7-CT PN=0.31kW; UDC=300V; M0=1.2Nm (100K); NN=3000rpm; Naturally cooled FRAME SIZE IMB 5 (IM V1, IM V3) FLANGE 1, WITH KTY TEMPERATURESENSOR POWER CONNECTOR ROTATABLE ABSOLUTE ENCODERR 2048 S/R + 4096 UMDREHUNGEN MULTITURN, WITH ENDAT-SCHNITTSTELLE (ENCODER AM2048S/R) PLAIN SHAFT, TOLERANCE N; WITH HOLDING BRAKE PROTECTION CLASS IP65, FLANGE ON DRIVE END IP67; | - | 0 | 0
1FK7032-2AF21-1FG0 |  | 1FK7032-2AF21-1FG0 | 1 | UN | 1 | 15 | C | D | N | N | 85015100 | 1 |  | 2.701 | KG | 1464.19 | 1464.19 | MC05 | MC05 | SIMOTICS S Synchronous motor 1FK7-CT PN=0.31kW; UDC=300V; M0=1.2Nm (100K); NN=3000rpm; Naturally cooled FRAME SIZE IMB 5 (IM V1, IM V3) FLANGE 1 POWER CONNECTOR ROTATABLE ABSOLUTE ENCODER 22BIT + 12 BIT MULTITURN, WITH DRIVE-CLIQ INTERFACE (ENCODER AM22DQ) PLAIN SHAFT, TOLERANCE N; W/O HOLDING BRAKE PROTECTION CLASS IP64; | - | 0 | 0
1FK7032-2AF21-1PA0 |  | 1FK7032-2AF21-1PA0 | 1 | UN | 1 | 15 | C | D | N | N | 85015100 | 1 |  | 2.801 | KG | 831.44 | 831.44 | MC05 | MC05 | SIMOTICS S Synchronous motor 1FK7-CT PN=0.31kW; UDC=300V; M0=1.2Nm (100K); NN=3000rpm; Naturally cooled FRAME SIZE IMB 5 (IM V1, IM V3) FLANGE 1 POWER CONNECTOR ROTATABLE RESOLVER 2-POLE, WITH DRIVE CLIQ-INTERFACE SHAFT WITH FITTED KEY, TOLERANCE N; W/O HOLDING BRAKE PROTECTION CLASS IP64; | - | 0 | 0
1FK7032-2AF21-1PA1 |  | 1FK7032-2AF21-1PA1 | 1 | UN | 1 | 15 | C | D | N | N | 85015100 | 1 |  | 2.801 | KG | 893.78 | 893.78 | MC05 | MC05 | SIMOTICS S Synchronous motor 1FK7-CT PN=0.31kW; UDC=300V; M0=1.2Nm (100K); NN=3000rpm; Naturally cooled FRAME SIZE IMB 5 (IM V1, IM V3) FLANGE 1 POWER CONNECTOR ROTATABLE RESOLVER 2-POLE, WITH DRIVE CLIQ-INTERFACE SHAFT WITH FITTED KEY, TOLERANCE N; W/O HOLDING BRAKE PROTECTION CLASS IP65, | - | 0 | 0
1FK7032-2AF21-1PA2 |  | 1FK7032-2AF21-1PA2 | 1 | UN | 1 | 15 | C | D | N | N | 85015100 | 1 |  | 2.801 | KG | 893.78 | 893.78 | MC05 | MC05 | SIMOTICS S Synchronous motor 1FK7-CT PN=0.31kW; UDC=300V; M0=1.2Nm (100K); NN=3000rpm; Naturally cooled FRAME SIZE IMB 5 (IM V1, IM V3) FLANGE 1 POWER CONNECTOR ROTATABLE RESOLVER 2-POLE, WITH DRIVE CLIQ-INTERFACE SHAFT WITH FITTED KEY, TOLERANCE N; W/O HOLDING BRAKE PROTECTION CLASS IP65, FLANGE ON DRIVE END IP67; | - | 0 | 0
1FK7032-2AF21-1PB0 |  | 1FK7032-2AF21-1PB0 | 1 | UN | 1 | 15 | C | D | N | N | 85015100 | 1 |  | 3.1 | KG | 977.39 | 977.39 | MC05 | MC05 | SIMOTICS S Synchronous motor 1FK7-CT PN=0.31kW; UDC=300V; M0=1.2Nm (100K); NN=3000rpm; Naturally cooled FRAME SIZE IMB 5 (IM V1, IM V3) FLANGE 1 POWER CONNECTOR ROTATABLE RESOLVER 2-POLE, WITH DRIVE CLIQ-INTERFACE SHAFT WITH FITTED KEY, TOLERANCE N; WITH HOLDING BRAKE PROTECTION CLASS IP64; | - | 0 | 0
1FK7032-2AF21-1PB1 |  | 1FK7032-2AF21-1PB1 | 1 | UN | 1 | 15 | C | D | N | N | 85015100 | 1 |  | 3.1 | KG | 1039.73 | 1039.73 | MC05 | MC05 | SIMOTICS S Synchronous motor 1FK7-CT PN=0.31kW; UDC=300V; M0=1.2Nm (100K); NN=3000rpm; Naturally cooled FRAME SIZE IMB 5 (IM V1, IM V3) FLANGE 1 POWER CONNECTOR ROTATABLE RESOLVER 2-POLE, WITH DRIVE CLIQ-INTERFACE SHAFT WITH FITTED KEY, TOLERANCE N; WITH HOLDING BRAKE PROTECTION CLASS IP65, | - | 0 | 0
1FK7032-2AF21-1PB2 |  | 1FK7032-2AF21-1PB2 | 1 | UN | 1 | 15 | C | D | N | N | 85015100 | 1 |  | 3.1 | KG | 1039.73 | 1039.73 | MC05 | MC05 | SIMOTICS S Synchronous motor 1FK7-CT PN=0.31kW; UDC=300V; M0=1.2Nm (100K); NN=3000rpm; Naturally cooled FRAME SIZE IMB 5 (IM V1, IM V3) FLANGE 1 POWER CONNECTOR ROTATABLE RESOLVER 2-POLE, WITH DRIVE CLIQ-INTERFACE SHAFT WITH FITTED KEY, TOLERANCE N; WITH HOLDING BRAKE PROTECTION CLASS IP65, FLANGE ON DRIVE END IP67; | - | 0 | 0
1FK7032-2AF21-1PG0 |  | 1FK7032-2AF21-1PG0 | 1 | UN | 1 | 15 | C | D | N | N | 85015100 | 1 |  | 2.801 | KG | 773.95 | 773.95 | MC05 | MC05 | SIMOTICS S Synchronous motor 1FK7-CT PN=0.31kW; UDC=300V; M0=1.2Nm (100K); NN=3000rpm; Naturally cooled FRAME SIZE IMB 5 (IM V1, IM V3) FLANGE 1 POWER CONNECTOR ROTATABLE RESOLVER 2-POLE, WITH DRIVE CLIQ-INTERFACE PLAIN SHAFT, TOLERANCE N; W/O HOLDING BRAKE PROTECTION CLASS IP64; | - | 0 | 0
1FK7032-2AF21-1PG1 |  | 1FK7032-2AF21-1PG1 | 1 | UN | 1 | 15 | C | D | N | N | 85015100 | 1 |  | 2.801 | KG | 836.29 | 836.29 | MC05 | MC05 | SIMOTICS S Synchronous motor 1FK7-CT PN=0.31kW; UDC=300V; M0=1.2Nm (100K); NN=3000rpm; Naturally cooled FRAME SIZE IMB 5 (IM V1, IM V3) FLANGE 1 POWER CONNECTOR ROTATABLE RESOLVER 2-POLE, WITH DRIVE CLIQ-INTERFACE PLAIN SHAFT, TOLERANCE N; W/O HOLDING BRAKE PROTECTION CLASS IP65, | - | 0 | 0
1FK7032-2AF21-1PG2 |  | 1FK7032-2AF21-1PG2 | 1 | UN | 1 | 15 | C | D | N | N | 85015100 | 1 |  | 2.801 | KG | 836.29 | 836.29 | MC05 | MC05 | SIMOTICS S Synchronous motor 1FK7-CT PN=0.31kW; UDC=300V; M0=1.2Nm (100K); NN=3000rpm; Naturally cooled FRAME SIZE IMB 5 (IM V1, IM V3) FLANGE 1 POWER CONNECTOR ROTATABLE RESOLVER 2-POLE, WITH DRIVE CLIQ-INTERFACE PLAIN SHAFT, TOLERANCE N; W/O HOLDING BRAKE PROTECTION CLASS IP65, FLANGE ON DRIVE END IP67; | - | 0 | 0
1FK7032-2AF21-1PH0 |  | 1FK7032-2AF21-1PH0 | 1 | UN | 1 | 15 | C | D | N | N | 85015100 | 1 |  | 3.1 | KG | 918.28 | 918.28 | MC05 | MC05 | SIMOTICS S Synchronous motor 1FK7-CT PN=0.31kW; UDC=300V; M0=1.2Nm (100K); NN=3000rpm; Naturally cooled FRAME SIZE IMB 5 (IM V1, IM V3) FLANGE 1 POWER CONNECTOR ROTATABLE RESOLVER 2-POLE, WITH DRIVE CLIQ-INTERFACE PLAIN SHAFT, TOLERANCE N; WITH HOLDING BRAKE PROTECTION CLASS IP64; | - | 0 | 0
1FK7032-2AF21-1PH1 |  | 1FK7032-2AF21-1PH1 | 1 | UN | 1 | 15 | C | D | N | N | 85015100 | 1 |  | 3.1 | KG | 980.62 | 980.62 | MC05 | MC05 | SIMOTICS S Synchronous motor 1FK7-CT PN=0.31kW; UDC=300V; M0=1.2Nm (100K); NN=3000rpm; Naturally cooled FRAME SIZE IMB 5 (IM V1, IM V3) FLANGE 1 POWER CONNECTOR ROTATABLE RESOLVER 2-POLE, WITH DRIVE CLIQ-INTERFACE PLAIN SHAFT, TOLERANCE N; WITH HOLDING BRAKE PROTECTION CLASS IP65, | - | 0 | 0
1FK7032-2AF21-1PH2 |  | 1FK7032-2AF21-1PH2 | 1 | UN | 1 | 15 | C | D | N | N | 85015100 | 1 |  | 3.1 | KG | 980.62 | 980.62 | MC05 | MC05 | SIMOTICS S Synchronous motor 1FK7-CT PN=0.31kW; UDC=300V; M0=1.2Nm (100K); NN=3000rpm; Naturally cooled FRAME SIZE IMB 5 (IM V1, IM V3) FLANGE 1 POWER CONNECTOR ROTATABLE RESOLVER 2-POLE, WITH DRIVE CLIQ-INTERFACE PLAIN SHAFT, TOLERANCE N; WITH HOLDING BRAKE PROTECTION CLASS IP65, FLANGE ON DRIVE END IP67; | - | 0 | 0
1FK7032-2AF21-1QA0 |  | 1FK7032-2AF21-1QA0 | 1 | UN | 1 | 15 | C | D | N | N | 85015100 | 1 |  | 2.701 | KG | 900.14 | 900.14 | MC05 | MC05 | SIMOTICS S Synchronous motor 1FK7-CT PN=0.31kW; UDC=300V; M0=1.2Nm (100K); NN=3000rpm; Naturally cooled FRAME SIZE IMB 5 (IM V1, IM V3) FLANGE 1 POWER CONNECTOR ROTATABLE ABSOLUTE ENCODER SINGLETURN 20 BIT WITH DRIVE-CLIQ INTERFACE (ENCODER AS20DQI) SHAFT WITH FITTED KEY, TOLERANCE N; W/O HOLDING BRAKE PROTECTION CLASS IP64; | - | 0 | 0
1FK7032-2AF21-1QA1 |  | 1FK7032-2AF21-1QA1 | 1 | UN | 1 | 15 | C | D | N | N | 85015100 | 1 |  | 2.701 | KG | 962.48 | 962.48 | MC05 | MC05 | SIMOTICS S Synchronous motor 1FK7-CT PN=0.31kW; UDC=300V; M0=1.2Nm (100K); NN=3000rpm; Naturally cooled FRAME SIZE IMB 5 (IM V1, IM V3) FLANGE 1 POWER CONNECTOR ROTATABLE ABSOLUTE ENCODER SINGLETURN 20 BIT WITH DRIVE-CLIQ INTERFACE (ENCODER AS20DQI) SHAFT WITH FITTED KEY, TOLERANCE N; W/O HOLDING BRAKE PROTECTION CLASS IP65, | - | 0 | 0
1FK7032-2AF21-1QA2 |  | 1FK7032-2AF21-1QA2 | 1 | UN | 1 | 15 | C | D | N | N | 85015100 | 1 |  | 2.701 | KG | 962.48 | 962.48 | MC05 | MC05 | SIMOTICS S Synchronous motor 1FK7-CT PN=0.31kW; UDC=300V; M0=1.2Nm (100K); NN=3000rpm; Naturally cooled FRAME SIZE IMB 5 (IM V1, IM V3) FLANGE 1 POWER CONNECTOR ROTATABLE ABSOLUTE ENCODER SINGLETURN 20 BIT WITH DRIVE-CLIQ INTERFACE (ENCODER AS20DQI) SHAFT WITH FITTED KEY, TOLERANCE N; W/O HOLDING BRAKE PROTECTION CLASS IP65, FLANGE ON DRIVE END IP67; | - | 0 | 0
1FK7032-2AF21-1QB0 |  | 1FK7032-2AF21-1QB0 | 1 | UN | 1 | 15 | C | D | N | N | 85015100 | 1 |  | 3 | KG | 1046.09 | 1046.09 | MC05 | MC05 | SIMOTICS S Synchronous motor 1FK7-CT PN=0.31kW; UDC=300V; M0=1.2Nm (100K); NN=3000rpm; Naturally cooled FRAME SIZE IMB 5 (IM V1, IM V3) FLANGE 1 POWER CONNECTOR ROTATABLE ABSOLUTE ENCODER SINGLETURN 20 BIT WITH DRIVE-CLIQ INTERFACE (ENCODER AS20DQI) SHAFT WITH FITTED KEY, TOLERANCE N; WITH HOLDING BRAKE PROTECTION CLASS IP64; | - | 0 | 0
1FK7032-2AF21-1QB1 |  | 1FK7032-2AF21-1QB1 | 1 | UN | 1 | 15 | C | D | N | N | 85015100 | 1 |  | 3 | KG | 1108.43 | 1108.43 | MC05 | MC05 | SIMOTICS S Synchronous motor 1FK7-CT PN=0.31kW; UDC=300V; M0=1.2Nm (100K); NN=3000rpm; Naturally cooled FRAME SIZE IMB 5 (IM V1, IM V3) FLANGE 1 POWER CONNECTOR ROTATABLE ABSOLUTE ENCODER SINGLETURN 20 BIT WITH DRIVE-CLIQ INTERFACE (ENCODER AS20DQI) SHAFT WITH FITTED KEY, TOLERANCE N; WITH HOLDING BRAKE PROTECTION CLASS IP65, | - | 0 | 0
1FK7032-2AF21-1QB2 |  | 1FK7032-2AF21-1QB2 | 1 | UN | 1 | 15 | C | D | N | N | 85015100 | 1 |  | 3 | KG | 1108.43 | 1108.43 | MC05 | MC05 | SIMOTICS S Synchronous motor 1FK7-CT PN=0.31kW; UDC=300V; M0=1.2Nm (100K); NN=3000rpm; Naturally cooled FRAME SIZE IMB 5 (IM V1, IM V3) FLANGE 1 POWER CONNECTOR ROTATABLE ABSOLUTE ENCODER SINGLETURN 20 BIT WITH DRIVE-CLIQ INTERFACE (ENCODER AS20DQI) SHAFT WITH FITTED KEY, TOLERANCE N; WITH HOLDING BRAKE PROTECTION CLASS IP65, FLANGE ON DRIVE END IP67; | - | 0 | 0
1FK7032-2AF21-1QG0 |  | 1FK7032-2AF21-1QG0 | 1 | UN | 1 | 15 | C | D | N | N | 85015100 | 1 |  | 2.701 | KG | 842.65 | 842.65 | MC05 | MC05 | SIMOTICS S Synchronous motor 1FK7-CT PN=0.31kW; UDC=300V; M0=1.2Nm (100K); NN=3000rpm; Naturally cooled FRAME SIZE IMB 5 (IM V1, IM V3) FLANGE 1 POWER CONNECTOR ROTATABLE ABSOLUTE ENCODER SINGLETURN 20 BIT WITH DRIVE-CLIQ INTERFACE (ENCODER AS20DQI) PLAIN SHAFT, TOLERANCE N; W/O HOLDING BRAKE PROTECTION CLASS IP64; | - | 0 | 0
1FK7032-2AF21-1QG1 |  | 1FK7032-2AF21-1QG1 | 1 | UN | 1 | 15 | C | D | N | N | 85015100 | 1 |  | 2.701 | KG | 904.99 | 904.99 | MC05 | MC05 | SIMOTICS S Synchronous motor 1FK7-CT PN=0.31kW; UDC=300V; M0=1.2Nm (100K); NN=3000rpm; Naturally cooled FRAME SIZE IMB 5 (IM V1, IM V3) FLANGE 1 POWER CONNECTOR ROTATABLE ABSOLUTE ENCODER SINGLETURN 20 BIT WITH DRIVE-CLIQ INTERFACE (ENCODER AS20DQI) PLAIN SHAFT, TOLERANCE N; W/O HOLDING BRAKE PROTECTION CLASS IP65, | - | 0 | 0
1FK7032-2AF21-1QG2 |  | 1FK7032-2AF21-1QG2 | 1 | UN | 1 | 15 | C | D | N | N | 85015100 | 1 |  | 2.701 | KG | 904.99 | 904.99 | MC05 | MC05 | SIMOTICS S Synchronous motor 1FK7-CT PN=0.31kW; UDC=300V; M0=1.2Nm (100K); NN=3000rpm; Naturally cooled FRAME SIZE IMB 5 (IM V1, IM V3) FLANGE 1 POWER CONNECTOR ROTATABLE ABSOLUTE ENCODER SINGLETURN 20 BIT WITH DRIVE-CLIQ INTERFACE (ENCODER AS20DQI) PLAIN SHAFT, TOLERANCE N; W/O HOLDING BRAKE PROTECTION CLASS IP65, FLANGE ON DRIVE END IP67; | - | 0 | 0
1FK7032-2AF21-1QH0 |  | 1FK7032-2AF21-1QH0 | 1 | UN | 1 | 15 | C | D | N | N | 85015100 | 1 |  | 3 | KG | 986.98 | 986.98 | MC05 | MC05 | SIMOTICS S Synchronous motor 1FK7-CT PN=0.31kW; UDC=300V; M0=1.2Nm (100K); NN=3000rpm; Naturally cooled FRAME SIZE IMB 5 (IM V1, IM V3) FLANGE 1 POWER CONNECTOR ROTATABLE ABSOLUTE ENCODER SINGLETURN 20 BIT WITH DRIVE-CLIQ INTERFACE (ENCODER AS20DQI) PLAIN SHAFT, TOLERANCE N; WITH HOLDING BRAKE PROTECTION CLASS IP64; | - | 0 | 0
1FK7032-2AF21-1QH1 |  | 1FK7032-2AF21-1QH1 | 1 | UN | 1 | 15 | C | D | N | N | 85015100 | 1 |  | 3 | KG | 1049.32 | 1049.32 | MC05 | MC05 | SIMOTICS S Synchronous motor 1FK7-CT PN=0.31kW; UDC=300V; M0=1.2Nm (100K); NN=3000rpm; Naturally cooled FRAME SIZE IMB 5 (IM V1, IM V3) FLANGE 1 POWER CONNECTOR ROTATABLE ABSOLUTE ENCODER SINGLETURN 20 BIT WITH DRIVE-CLIQ INTERFACE (ENCODER AS20DQI) PLAIN SHAFT, TOLERANCE N; WITH HOLDING BRAKE PROTECTION CLASS IP65, | - | 0 | 0
1FK7032-2AF21-1QH2 |  | 1FK7032-2AF21-1QH2 | 1 | UN | 1 | 15 | C | D | N | N | 85015100 | 1 |  | 3 | KG | 1049.32 | 1049.32 | MC05 | MC05 | SIMOTICS S Synchronous motor 1FK7-CT PN=0.31kW; UDC=300V; M0=1.2Nm (100K); NN=3000rpm; Naturally cooled FRAME SIZE IMB 5 (IM V1, IM V3) FLANGE 1 POWER CONNECTOR ROTATABLE ABSOLUTE ENCODER SINGLETURN 20 BIT WITH DRIVE-CLIQ INTERFACE (ENCODER AS20DQI) PLAIN SHAFT, TOLERANCE N; WITH HOLDING BRAKE PROTECTION CLASS IP65, FLANGE ON DRIVE END IP67; | - | 0 | 0
1FK7032-2AF21-1RA0 |  | 1FK7032-2AF21-1RA0 | 1 | UN | 1 | 15 | C | D | N | N | 85015100 | 1 |  | 2.701 | KG | 1149.51 | 1149.51 | MC05 | MC05 | SIMOTICS S Synchronous motor 1FK7-CT PN=0.31kW; UDC=300V; M0=1.2Nm (100K); NN=3000rpm; Naturally cooled FRAME SIZE IMB 5 (IM V1, IM V3) FLANGE 1 POWER CONNECTOR ROTATABLE ABSOLUTE ENCODER 20 BIT + 12 BIT MULTITURN WITH DRIVE-CLIQ INTERFACE (ENCODER AM20DQI) SHAFT WITH FITTED KEY, TOLERANCE N; W/O HOLDING BRAKE PROTECTION CLASS IP64; | - | 0 | 0
1FK7032-2AF21-1RA1 |  | 1FK7032-2AF21-1RA1 | 1 | UN | 1 | 15 | C | D | N | N | 85015100 | 1 |  | 2.701 | KG | 1211.85 | 1211.85 | MC05 | MC05 | SIMOTICS S Synchronous motor 1FK7-CT PN=0.31kW; UDC=300V; M0=1.2Nm (100K); NN=3000rpm; Naturally cooled FRAME SIZE IMB 5 (IM V1, IM V3) FLANGE 1 POWER CONNECTOR ROTATABLE ABSOLUTE ENCODER 20 BIT + 12 BIT MULTITURN WITH DRIVE-CLIQ INTERFACE (ENCODER AM20DQI) SHAFT WITH FITTED KEY, TOLERANCE N; W/O HOLDING BRAKE PROTECTION CLASS IP65, | - | 0 | 0
1FK7032-2AF21-1RA2 |  | 1FK7032-2AF21-1RA2 | 1 | UN | 1 | 15 | C | D | N | N | 85015100 | 1 |  | 2.701 | KG | 1211.85 | 1211.85 | MC05 | MC05 | SIMOTICS S Synchronous motor 1FK7-CT PN=0.31kW; UDC=300V; M0=1.2Nm (100K); NN=3000rpm; Naturally cooled FRAME SIZE IMB 5 (IM V1, IM V3) FLANGE 1 POWER CONNECTOR ROTATABLE ABSOLUTE ENCODER 20 BIT + 12 BIT MULTITURN WITH DRIVE-CLIQ INTERFACE (ENCODER AM20DQI) SHAFT WITH FITTED KEY, TOLERANCE N; W/O HOLDING BRAKE PROTECTION CLASS IP65, FLANGE ON DRIVE END IP67; | - | 0 | 0
1FK7032-2AF21-1RB0 |  | 1FK7032-2AF21-1RB0 | 1 | UN | 1 | 15 | C | D | N | N | 85015100 | 1 |  | 3 | KG | 1295.46 | 1295.46 | MC05 | MC05 | SIMOTICS S Synchronous motor 1FK7-CT PN=0.31kW; UDC=300V; M0=1.2Nm (100K); NN=3000rpm; Naturally cooled FRAME SIZE IMB 5 (IM V1, IM V3) FLANGE 1 POWER CONNECTOR ROTATABLE ABSOLUTE ENCODER 20 BIT + 12 BIT MULTITURN WITH DRIVE-CLIQ INTERFACE (ENCODER AM20DQI) SHAFT WITH FITTED KEY, TOLERANCE N; WITH HOLDING BRAKE PROTECTION CLASS IP64; | - | 0 | 0
1FK7032-2AF21-1RB1 |  | 1FK7032-2AF21-1RB1 | 1 | UN | 1 | 15 | C | D | N | N | 85015100 | 1 |  | 3 | KG | 1357.8 | 1357.8 | MC05 | MC05 | SIMOTICS S Synchronous motor 1FK7-CT PN=0.31kW; UDC=300V; M0=1.2Nm (100K); NN=3000rpm; Naturally cooled FRAME SIZE IMB 5 (IM V1, IM V3) FLANGE 1 POWER CONNECTOR ROTATABLE ABSOLUTE ENCODER 20 BIT + 12 BIT MULTITURN WITH DRIVE-CLIQ INTERFACE (ENCODER AM20DQI) SHAFT WITH FITTED KEY, TOLERANCE N; WITH HOLDING BRAKE PROTECTION CLASS IP65, | - | 0 | 0
1FK7032-2AF21-1RB2 |  | 1FK7032-2AF21-1RB2 | 1 | UN | 1 | 15 | C | D | N | N | 85015100 | 1 |  | 3 | KG | 1357.8 | 1357.8 | MC05 | MC05 | SIMOTICS S Synchronous motor 1FK7-CT PN=0.31kW; UDC=300V; M0=1.2Nm (100K); NN=3000rpm; Naturally cooled FRAME SIZE IMB 5 (IM V1, IM V3) FLANGE 1 POWER CONNECTOR ROTATABLE ABSOLUTE ENCODER 20 BIT + 12 BIT MULTITURN WITH DRIVE-CLIQ INTERFACE (ENCODER AM20DQI) SHAFT WITH FITTED KEY, TOLERANCE N; WITH HOLDING BRAKE PROTECTION CLASS IP65, FLANGE ON DRIVE END IP67; | - | 0 | 0
1FK7032-2AF21-1RG0 |  | 1FK7032-2AF21-1RG0 | 1 | UN | 1 | 15 | C | D | N | N | 85015100 | 1 |  | 2.701 | KG | 1092.02 | 1092.02 | MC05 | MC05 | SIMOTICS S Synchronous motor 1FK7-CT PN=0.31kW; UDC=300V; M0=1.2Nm (100K); NN=3000rpm; Naturally cooled FRAME SIZE IMB 5 (IM V1, IM V3) FLANGE 1 POWER CONNECTOR ROTATABLE ABSOLUTE ENCODER 20 BIT + 12 BIT MULTITURN WITH DRIVE-CLIQ INTERFACE (ENCODER AM20DQI) PLAIN SHAFT, TOLERANCE N; W/O HOLDING BRAKE PROTECTION CLASS IP64; | - | 0 | 0
1FK7032-2AF21-1RG1 |  | 1FK7032-2AF21-1RG1 | 1 | UN | 1 | 15 | C | D | N | N | 85015100 | 1 |  | 2.701 | KG | 1154.36 | 1154.36 | MC05 | MC05 | SIMOTICS S Synchronous motor 1FK7-CT PN=0.31kW; UDC=300V; M0=1.2Nm (100K); NN=3000rpm; Naturally cooled FRAME SIZE IMB 5 (IM V1, IM V3) FLANGE 1 POWER CONNECTOR ROTATABLE ABSOLUTE ENCODER 20 BIT + 12 BIT MULTITURN WITH DRIVE-CLIQ INTERFACE (ENCODER AM20DQI) PLAIN SHAFT, TOLERANCE N; W/O HOLDING BRAKE PROTECTION CLASS IP65, | - | 0 | 0
1FK7032-2AF21-1RG2 |  | 1FK7032-2AF21-1RG2 | 1 | UN | 1 | 15 | C | D | N | N | 85015100 | 1 |  | 2.701 | KG | 1154.36 | 1154.36 | MC05 | MC05 | SIMOTICS S Synchronous motor 1FK7-CT PN=0.31kW; UDC=300V; M0=1.2Nm (100K); NN=3000rpm; Naturally cooled FRAME SIZE IMB 5 (IM V1, IM V3) FLANGE 1 POWER CONNECTOR ROTATABLE ABSOLUTE ENCODER 20 BIT + 12 BIT MULTITURN WITH DRIVE-CLIQ INTERFACE (ENCODER AM20DQI) PLAIN SHAFT, TOLERANCE N; W/O HOLDING BRAKE PROTECTION CLASS IP65, FLANGE ON DRIVE END IP67; | - | 0 | 0
1FK7032-2AF21-1RH0 |  | 1FK7032-2AF21-1RH0 | 1 | UN | 1 | 15 | C | D | N | N | 85015100 | 1 |  | 3 | KG | 1236.35 | 1236.35 | MC05 | MC05 | SIMOTICS S Synchronous motor 1FK7-CT PN=0.31kW; UDC=300V; M0=1.2Nm (100K); NN=3000rpm; Naturally cooled FRAME SIZE IMB 5 (IM V1, IM V3) FLANGE 1 POWER CONNECTOR ROTATABLE ABSOLUTE ENCODER 20 BIT + 12 BIT MULTITURN WITH DRIVE-CLIQ INTERFACE (ENCODER AM20DQI) PLAIN SHAFT, TOLERANCE N; WITH HOLDING BRAKE PROTECTION CLASS IP64; | - | 0 | 0
1FK7032-2AF21-1RH1 |  | 1FK7032-2AF21-1RH1 | 1 | UN | 1 | 15 | C | D | N | N | 85015100 | 1 |  | 3 | KG | 1298.69 | 1298.69 | MC05 | MC05 | SIMOTICS S Synchronous motor 1FK7-CT PN=0.31kW; UDC=300V; M0=1.2Nm (100K); NN=3000rpm; Naturally cooled FRAME SIZE IMB 5 (IM V1, IM V3) FLANGE 1 POWER CONNECTOR ROTATABLE ABSOLUTE ENCODER 20 BIT + 12 BIT MULTITURN WITH DRIVE-CLIQ INTERFACE (ENCODER AM20DQI) PLAIN SHAFT, TOLERANCE N; WITH HOLDING BRAKE PROTECTION CLASS IP65, | - | 0 | 0
1FK7032-2AF21-1RH1-Z | J15 | 1FK7032-2AF21-1RH1-ZJ15 | 1 | UN | 1 | 15 | C | D | N | N | 85015100 | 1 |  | 6.9 | KG | 3495.19 | 3495.19 | MC05 | MC05 | SIMOTICS S Synchronous motor 1FK7-CT PN=0.31kW; UDC=300V; M0=1.2Nm (100K); NN=3000rpm; Naturally cooled FRAME SIZE IMB 5 (IM V1, IM V3) FLANGE 1 POWER CONNECTOR ROTATABLE ABSOLUTE ENCODER 20 BIT + 12 BIT MULTITURN WITH DRIVE-CLIQ INTERFACE (ENCODER AM20DQI) PLAIN SHAFT, TOLERANCE N; WITH HOLDING BRAKE PROTECTION CLASS IP65, J15: ALPHA SP+, SP 075S-MF2 PLANETARY GEARING 2 STAGES, I=28, WITH FEATHER KEY | - | 0 | 0
1FK7032-2AF21-1RH2 |  | 1FK7032-2AF21-1RH2 | 1 | UN | 1 | 15 | C | D | N | N | 85015100 | 1 |  | 3 | KG | 1298.69 | 1298.69 | MC05 | MC05 | SIMOTICS S Synchronous motor 1FK7-CT PN=0.31kW; UDC=300V; M0=1.2Nm (100K); NN=3000rpm; Naturally cooled FRAME SIZE IMB 5 (IM V1, IM V3) FLANGE 1 POWER CONNECTOR ROTATABLE ABSOLUTE ENCODER 20 BIT + 12 BIT MULTITURN WITH DRIVE-CLIQ INTERFACE (ENCODER AM20DQI) PLAIN SHAFT, TOLERANCE N; WITH HOLDING BRAKE PROTECTION CLASS IP65, FLANGE ON DRIVE END IP67; | - | 0 | 0
1FK7032-2AF21-1SA0 |  | 1FK7032-2AF21-1SA0 | 1 | UN | 1 | 15 | C | D | N | N | 85015100 | 1 |  | 2.702 | KG | 670.74 | 670.74 | MC05 | MC05 | SIMOTICS S Synchronous motor 1FK7-CT PN=0.31kW; UDC=300V; M0=1.2Nm (100K); NN=3000rpm; Naturally cooled FRAME SIZE IMB 5 (IM V1, IM V3) FLANGE 1, WITH KTY TEMPERATURESENSOR POWER CONNECTOR ROTATABLE RESOLVER MULTI-POLE (RESOLVER P=3); SHAFT WITH FITTED KEY, TOLERANCE N; W/O HOLDING BRAKE PROTECTION CLASS IP64; | - | 0 | 0
1FK7032-2AF21-1SA1 |  | 1FK7032-2AF21-1SA1 | 1 | UN | 1 | 15 | C | D | N | N | 85015100 | 1 |  | 2.702 | KG | 733.08 | 733.08 | MC05 | MC05 | SIMOTICS S Synchronous motor 1FK7-CT PN=0.31kW; UDC=300V; M0=1.2Nm (100K); NN=3000rpm; Naturally cooled FRAME SIZE IMB 5 (IM V1, IM V3) FLANGE 1, WITH KTY TEMPERATURESENSOR POWER CONNECTOR ROTATABLE RESOLVER MULTI-POLE (RESOLVER P=3); SHAFT WITH FITTED KEY, TOLERANCE N; W/O HOLDING BRAKE PROTECTION CLASS IP65, | - | 0 | 0
1FK7032-2AF21-1SA2 |  | 1FK7032-2AF21-1SA2 | 1 | UN | 1 | 15 | C | D | N | N | 85015100 | 1 |  | 2.702 | KG | 733.08 | 733.08 | MC05 | MC05 | SIMOTICS S Synchronous motor 1FK7-CT PN=0.31kW; UDC=300V; M0=1.2Nm (100K); NN=3000rpm; Naturally cooled FRAME SIZE IMB 5 (IM V1, IM V3) FLANGE 1, WITH KTY TEMPERATURESENSOR POWER CONNECTOR ROTATABLE RESOLVER MULTI-POLE (RESOLVER P=3); SHAFT WITH FITTED KEY, TOLERANCE N; W/O HOLDING BRAKE PROTECTION CLASS IP65, FLANGE ON DRIVE END IP67; | - | 0 | 0
1FK7032-2AF21-1SB0 |  | 1FK7032-2AF21-1SB0 | 1 | UN | 1 | 15 | C | D | N | N | 85015100 | 1 |  | 3.001 | KG | 816.69 | 816.69 | MC05 | MC05 | SIMOTICS S Synchronous motor 1FK7-CT PN=0.31kW; UDC=300V; M0=1.2Nm (100K); NN=3000rpm; Naturally cooled FRAME SIZE IMB 5 (IM V1, IM V3) FLANGE 1, WITH KTY TEMPERATURESENSOR POWER CONNECTOR ROTATABLE RESOLVER MULTI-POLE (RESOLVER P=3); SHAFT WITH FITTED KEY, TOLERANCE N; WITH HOLDING BRAKE PROTECTION CLASS IP64; | - | 0 | 0
1FK7032-2AF21-1SB1 |  | 1FK7032-2AF21-1SB1 | 1 | UN | 1 | 15 | C | D | N | N | 85015100 | 1 |  | 3.001 | KG | 879.03 | 879.03 | MC05 | MC05 | SIMOTICS S Synchronous motor 1FK7-CT PN=0.31kW; UDC=300V; M0=1.2Nm (100K); NN=3000rpm; Naturally cooled FRAME SIZE IMB 5 (IM V1, IM V3) FLANGE 1, WITH KTY TEMPERATURESENSOR POWER CONNECTOR ROTATABLE RESOLVER MULTI-POLE (RESOLVER P=3); SHAFT WITH FITTED KEY, TOLERANCE N; WITH HOLDING BRAKE PROTECTION CLASS IP65, | - | 0 | 0
1FK7032-2AF21-1SB2 |  | 1FK7032-2AF21-1SB2 | 1 | UN | 1 | 15 | C | D | N | N | 85015100 | 1 |  | 3.001 | KG | 879.03 | 879.03 | MC05 | MC05 | SIMOTICS S Synchronous motor 1FK7-CT PN=0.31kW; UDC=300V; M0=1.2Nm (100K); NN=3000rpm; Naturally cooled FRAME SIZE IMB 5 (IM V1, IM V3) FLANGE 1, WITH KTY TEMPERATURESENSOR POWER CONNECTOR ROTATABLE RESOLVER MULTI-POLE (RESOLVER P=3); SHAFT WITH FITTED KEY, TOLERANCE N; WITH HOLDING BRAKE PROTECTION CLASS IP65, FLANGE ON DRIVE END IP67; | - | 0 | 0
1FK7032-2AF21-1SG0 |  | 1FK7032-2AF21-1SG0 | 1 | UN | 1 | 15 | C | D | N | N | 85015100 | 1 |  | 2.702 | KG | 613.25 | 613.25 | MC05 | MC05 | SIMOTICS S Synchronous motor 1FK7-CT PN=0.31kW; UDC=300V; M0=1.2Nm (100K); NN=3000rpm; Naturally cooled FRAME SIZE IMB 5 (IM V1, IM V3) FLANGE 1, WITH KTY TEMPERATURESENSOR POWER CONNECTOR ROTATABLE RESOLVER MULTI-POLE (RESOLVER P=3); PLAIN SHAFT, TOLERANCE N; W/O HOLDING BRAKE PROTECTION CLASS IP64; | - | 0 | 0
1FK7032-2AF21-1SG1 |  | 1FK7032-2AF21-1SG1 | 1 | UN | 1 | 15 | C | D | N | N | 85015100 | 1 |  | 2.702 | KG | 675.59 | 675.59 | MC05 | MC05 | SIMOTICS S Synchronous motor 1FK7-CT PN=0.31kW; UDC=300V; M0=1.2Nm (100K); NN=3000rpm; Naturally cooled FRAME SIZE IMB 5 (IM V1, IM V3) FLANGE 1, WITH KTY TEMPERATURESENSOR POWER CONNECTOR ROTATABLE RESOLVER MULTI-POLE (RESOLVER P=3); PLAIN SHAFT, TOLERANCE N; W/O HOLDING BRAKE PROTECTION CLASS IP65, | - | 0 | 0
1FK7032-2AF21-1SG2 |  | 1FK7032-2AF21-1SG2 | 1 | UN | 1 | 15 | C | D | N | N | 85015100 | 1 |  | 2.702 | KG | 675.59 | 675.59 | MC05 | MC05 | SIMOTICS S Synchronous motor 1FK7-CT PN=0.31kW; UDC=300V; M0=1.2Nm (100K); NN=3000rpm; Naturally cooled FRAME SIZE IMB 5 (IM V1, IM V3) FLANGE 1, WITH KTY TEMPERATURESENSOR POWER CONNECTOR ROTATABLE RESOLVER MULTI-POLE (RESOLVER P=3); PLAIN SHAFT, TOLERANCE N; W/O HOLDING BRAKE PROTECTION CLASS IP65, FLANGE ON DRIVE END IP67; | - | 0 | 0
1FK7032-2AF21-1SH0 |  | 1FK7032-2AF21-1SH0 | 1 | UN | 1 | 15 | C | D | N | N | 85015100 | 1 |  | 3.001 | KG | 757.58 | 757.58 | MC05 | MC05 | SIMOTICS S Synchronous motor 1FK7-CT PN=0.31kW; UDC=300V; M0=1.2Nm (100K); NN=3000rpm; Naturally cooled FRAME SIZE IMB 5 (IM V1, IM V3) FLANGE 1, WITH KTY TEMPERATURESENSOR POWER CONNECTOR ROTATABLE RESOLVER MULTI-POLE (RESOLVER P=3); PLAIN SHAFT, TOLERANCE N; WITH HOLDING BRAKE PROTECTION CLASS IP64; | - | 0 | 0
1FK7032-2AF21-1SH1 |  | 1FK7032-2AF21-1SH1 | 1 | UN | 1 | 15 | C | D | N | N | 85015100 | 1 |  | 3.001 | KG | 819.92 | 819.92 | MC05 | MC05 | SIMOTICS S Synchronous motor 1FK7-CT PN=0.31kW; UDC=300V; M0=1.2Nm (100K); NN=3000rpm; Naturally cooled FRAME SIZE IMB 5 (IM V1, IM V3) FLANGE 1, WITH KTY TEMPERATURESENSOR POWER CONNECTOR ROTATABLE RESOLVER MULTI-POLE (RESOLVER P=3); PLAIN SHAFT, TOLERANCE N; WITH HOLDING BRAKE PROTECTION CLASS IP65, | - | 0 | 0
1FK7032-2AF21-1SH2 |  | 1FK7032-2AF21-1SH2 | 1 | UN | 1 | 15 | C | D | N | N | 85015100 | 1 |  | 3.001 | KG | 819.92 | 819.92 | MC05 | MC05 | SIMOTICS S Synchronous motor 1FK7-CT PN=0.31kW; UDC=300V; M0=1.2Nm (100K); NN=3000rpm; Naturally cooled FRAME SIZE IMB 5 (IM V1, IM V3) FLANGE 1, WITH KTY TEMPERATURESENSOR POWER CONNECTOR ROTATABLE RESOLVER MULTI-POLE (RESOLVER P=3); PLAIN SHAFT, TOLERANCE N; WITH HOLDING BRAKE PROTECTION CLASS IP65, FLANGE ON DRIVE END IP67; | - | 0 | 0
1FK7032-2AF21-1TA0 |  | 1FK7032-2AF21-1TA0 | 1 | UN | 1 | 15 | C | D | N | N | 85015100 | 1 |  | 2.702 | KG | 670.74 | 670.74 | MC05 | MC05 | SIMOTICS S Synchronous motor 1FK7-CT PN=0.31kW; UDC=300V; M0=1.2Nm (100K); NN=3000rpm; Naturally cooled FRAME SIZE IMB 5 (IM V1, IM V3) FLANGE 1, WITH KTY TEMPERATURESENSOR POWER CONNECTOR ROTATABLE RESOLVER 2-POLE (RESOLVER P=1); SHAFT WITH FITTED KEY, TOLERANCE N; W/O HOLDING BRAKE PROTECTION CLASS IP64; | - | 0 | 0
1FK7032-2AF21-1TA1 |  | 1FK7032-2AF21-1TA1 | 1 | UN | 1 | 15 | C | D | N | N | 85015100 | 1 |  | 2.702 | KG | 733.08 | 733.08 | MC05 | MC05 | SIMOTICS S Synchronous motor 1FK7-CT PN=0.31kW; UDC=300V; M0=1.2Nm (100K); NN=3000rpm; Naturally cooled FRAME SIZE IMB 5 (IM V1, IM V3) FLANGE 1, WITH KTY TEMPERATURESENSOR POWER CONNECTOR ROTATABLE RESOLVER 2-POLE (RESOLVER P=1); SHAFT WITH FITTED KEY, TOLERANCE N; W/O HOLDING BRAKE PROTECTION CLASS IP65, | - | 0 | 0
1FK7032-2AF21-1TA2 |  | 1FK7032-2AF21-1TA2 | 1 | UN | 1 | 15 | C | D | N | N | 85015100 | 1 |  | 2.702 | KG | 733.08 | 733.08 | MC05 | MC05 | SIMOTICS S Synchronous motor 1FK7-CT PN=0.31kW; UDC=300V; M0=1.2Nm (100K); NN=3000rpm; Naturally cooled FRAME SIZE IMB 5 (IM V1, IM V3) FLANGE 1, WITH KTY TEMPERATURESENSOR POWER CONNECTOR ROTATABLE RESOLVER 2-POLE (RESOLVER P=1); SHAFT WITH FITTED KEY, TOLERANCE N; W/O HOLDING BRAKE PROTECTION CLASS IP65, FLANGE ON DRIVE END IP67; | - | 0 | 0
1FK7032-2AF21-1TB0 |  | 1FK7032-2AF21-1TB0 | 1 | UN | 1 | 15 | C | D | N | N | 85015100 | 1 |  | 3.001 | KG | 816.69 | 816.69 | MC05 | MC05 | SIMOTICS S Synchronous motor 1FK7-CT PN=0.31kW; UDC=300V; M0=1.2Nm (100K); NN=3000rpm; Naturally cooled FRAME SIZE IMB 5 (IM V1, IM V3) FLANGE 1, WITH KTY TEMPERATURESENSOR POWER CONNECTOR ROTATABLE RESOLVER 2-POLE (RESOLVER P=1); SHAFT WITH FITTED KEY, TOLERANCE N; WITH HOLDING BRAKE PROTECTION CLASS IP64; | - | 0 | 0
1FK7032-2AF21-1TB1 |  | 1FK7032-2AF21-1TB1 | 1 | UN | 1 | 15 | C | D | N | N | 85015100 | 1 |  | 3.001 | KG | 879.03 | 879.03 | MC05 | MC05 | SIMOTICS S Synchronous motor 1FK7-CT PN=0.31kW; UDC=300V; M0=1.2Nm (100K); NN=3000rpm; Naturally cooled FRAME SIZE IMB 5 (IM V1, IM V3) FLANGE 1, WITH KTY TEMPERATURESENSOR POWER CONNECTOR ROTATABLE RESOLVER 2-POLE (RESOLVER P=1); SHAFT WITH FITTED KEY, TOLERANCE N; WITH HOLDING BRAKE PROTECTION CLASS IP65, | - | 0 | 0
1FK7032-2AF21-1TB2 |  | 1FK7032-2AF21-1TB2 | 1 | UN | 1 | 15 | C | D | N | N | 85015100 | 1 |  | 3.001 | KG | 879.03 | 879.03 | MC05 | MC05 | SIMOTICS S Synchronous motor 1FK7-CT PN=0.31kW; UDC=300V; M0=1.2Nm (100K); NN=3000rpm; Naturally cooled FRAME SIZE IMB 5 (IM V1, IM V3) FLANGE 1, WITH KTY TEMPERATURESENSOR POWER CONNECTOR ROTATABLE RESOLVER 2-POLE (RESOLVER P=1); SHAFT WITH FITTED KEY, TOLERANCE N; WITH HOLDING BRAKE PROTECTION CLASS IP65, FLANGE ON DRIVE END IP67; | - | 0 | 0
1FK7032-2AF21-1TG0 |  | 1FK7032-2AF21-1TG0 | 1 | UN | 1 | 15 | C | D | N | N | 85015100 | 1 |  | 2.702 | KG | 613.25 | 613.25 | MC05 | MC05 | SIMOTICS S Synchronous motor 1FK7-CT PN=0.31kW; UDC=300V; M0=1.2Nm (100K); NN=3000rpm; Naturally cooled FRAME SIZE IMB 5 (IM V1, IM V3) FLANGE 1, WITH KTY TEMPERATURESENSOR POWER CONNECTOR ROTATABLE RESOLVER 2-POLE (RESOLVER P=1); PLAIN SHAFT, TOLERANCE N; W/O HOLDING BRAKE PROTECTION CLASS IP64; | - | 0 | 0
1FK7032-2AF21-1TG1 |  | 1FK7032-2AF21-1TG1 | 1 | UN | 1 | 15 | C | D | N | N | 85015100 | 1 |  | 2.702 | KG | 675.59 | 675.59 | MC05 | MC05 | SIMOTICS S Synchronous motor 1FK7-CT PN=0.31kW; UDC=300V; M0=1.2Nm (100K); NN=3000rpm; Naturally cooled FRAME SIZE IMB 5 (IM V1, IM V3) FLANGE 1, WITH KTY TEMPERATURESENSOR POWER CONNECTOR ROTATABLE RESOLVER 2-POLE (RESOLVER P=1); PLAIN SHAFT, TOLERANCE N; W/O HOLDING BRAKE PROTECTION CLASS IP65, | - | 0 | 0
1FK7032-2AF21-1TG2 |  | 1FK7032-2AF21-1TG2 | 1 | UN | 1 | 15 | C | D | N | N | 85015100 | 1 |  | 2.702 | KG | 675.59 | 675.59 | MC05 | MC05 | SIMOTICS S Synchronous motor 1FK7-CT PN=0.31kW; UDC=300V; M0=1.2Nm (100K); NN=3000rpm; Naturally cooled FRAME SIZE IMB 5 (IM V1, IM V3) FLANGE 1, WITH KTY TEMPERATURESENSOR POWER CONNECTOR ROTATABLE RESOLVER 2-POLE (RESOLVER P=1); PLAIN SHAFT, TOLERANCE N; W/O HOLDING BRAKE PROTECTION CLASS IP65, FLANGE ON DRIVE END IP67; | - | 0 | 0
1FK7032-2AF21-1TH0 |  | 1FK7032-2AF21-1TH0 | 1 | UN | 1 | 15 | C | D | N | N | 85015100 | 1 |  | 3.001 | KG | 757.58 | 757.58 | MC05 | MC05 | SIMOTICS S Synchronous motor 1FK7-CT PN=0.31kW; UDC=300V; M0=1.2Nm (100K); NN=3000rpm; Naturally cooled FRAME SIZE IMB 5 (IM V1, IM V3) FLANGE 1, WITH KTY TEMPERATURESENSOR POWER CONNECTOR ROTATABLE RESOLVER 2-POLE (RESOLVER P=1); PLAIN SHAFT, TOLERANCE N; WITH HOLDING BRAKE PROTECTION CLASS IP64; | - | 0 | 0
1FK7032-2AF21-1TH1 |  | 1FK7032-2AF21-1TH1 | 1 | UN | 1 | 15 | C | D | N | N | 85015100 | 1 |  | 3.001 | KG | 819.92 | 819.92 | MC05 | MC05 | SIMOTICS S Synchronous motor 1FK7-CT PN=0.31kW; UDC=300V; M0=1.2Nm (100K); NN=3000rpm; Naturally cooled FRAME SIZE IMB 5 (IM V1, IM V3) FLANGE 1, WITH KTY TEMPERATURESENSOR POWER CONNECTOR ROTATABLE RESOLVER 2-POLE (RESOLVER P=1); PLAIN SHAFT, TOLERANCE N; WITH HOLDING BRAKE PROTECTION CLASS IP65, | - | 0 | 0
1FK7032-2AF21-1TH2 |  | 1FK7032-2AF21-1TH2 | 1 | UN | 1 | 15 | C | D | N | N | 85015100 | 1 |  | 3.001 | KG | 819.92 | 819.92 | MC05 | MC05 | SIMOTICS S Synchronous motor 1FK7-CT PN=0.31kW; UDC=300V; M0=1.2Nm (100K); NN=3000rpm; Naturally cooled FRAME SIZE IMB 5 (IM V1, IM V3) FLANGE 1, WITH KTY TEMPERATURESENSOR POWER CONNECTOR ROTATABLE RESOLVER 2-POLE (RESOLVER P=1); PLAIN SHAFT, TOLERANCE N; WITH HOLDING BRAKE PROTECTION CLASS IP65, FLANGE ON DRIVE END IP67; | - | 0 | 0
1FK7032-2AF21-1UA0 |  | 1FK7032-2AF21-1UA0 | 1 | UN | 1 | 15 | C | D | N | N | 85015100 | 1 |  | 2.702 | KG | 831.44 | 831.44 | MC05 | MC05 | SIMOTICS S Synchronous motor 1FK7-CT PN=0.31kW; UDC=300V; M0=1.2Nm (100K); NN=3000rpm; Naturally cooled FRAME SIZE IMB 5 (IM V1, IM V3) FLANGE 1 POWER CONNECTOR ROTATABLE RESOLVER MULTI-POLE WITH DRIVE-CLIQ INTERFACE; SHAFT WITH FITTED KEY, TOLERANCE N; W/O HOLDING BRAKE PROTECTION CLASS IP64; | - | 0 | 0
1FK7032-2AF21-1UA1 |  | 1FK7032-2AF21-1UA1 | 1 | UN | 1 | 15 | C | D | N | N | 85015100 | 1 |  | 2.702 | KG | 893.78 | 893.78 | MC05 | MC05 | SIMOTICS S Synchronous motor 1FK7-CT PN=0.31kW; UDC=300V; M0=1.2Nm (100K); NN=3000rpm; Naturally cooled FRAME SIZE IMB 5 (IM V1, IM V3) FLANGE 1 POWER CONNECTOR ROTATABLE RESOLVER MULTI-POLE WITH DRIVE-CLIQ INTERFACE; SHAFT WITH FITTED KEY, TOLERANCE N; W/O HOLDING BRAKE PROTECTION CLASS IP65, | - | 0 | 0
1FK7032-2AF21-1UA2 |  | 1FK7032-2AF21-1UA2 | 1 | UN | 1 | 15 | C | D | N | N | 85015100 | 1 |  | 2.702 | KG | 893.78 | 893.78 | MC05 | MC05 | SIMOTICS S Synchronous motor 1FK7-CT PN=0.31kW; UDC=300V; M0=1.2Nm (100K); NN=3000rpm; Naturally cooled FRAME SIZE IMB 5 (IM V1, IM V3) FLANGE 1 POWER CONNECTOR ROTATABLE RESOLVER MULTI-POLE WITH DRIVE-CLIQ INTERFACE; SHAFT WITH FITTED KEY, TOLERANCE N; W/O HOLDING BRAKE PROTECTION CLASS IP65, FLANGE ON DRIVE END IP67; | - | 0 | 0
1FK7032-2AF21-1UB0 |  | 1FK7032-2AF21-1UB0 | 1 | UN | 1 | 15 | C | D | N | N | 85015100 | 1 |  | 3.001 | KG | 977.39 | 977.39 | MC05 | MC05 | SIMOTICS S Synchronous motor 1FK7-CT PN=0.31kW; UDC=300V; M0=1.2Nm (100K); NN=3000rpm; Naturally cooled FRAME SIZE IMB 5 (IM V1, IM V3) FLANGE 1 POWER CONNECTOR ROTATABLE RESOLVER MULTI-POLE WITH DRIVE-CLIQ INTERFACE; SHAFT WITH FITTED KEY, TOLERANCE N; WITH HOLDING BRAKE PROTECTION CLASS IP64; | - | 0 | 0
1FK7032-2AF21-1UB1 |  | 1FK7032-2AF21-1UB1 | 1 | UN | 1 | 15 | C | D | N | N | 85015100 | 1 |  | 3.001 | KG | 1039.73 | 1039.73 | MC05 | MC05 | SIMOTICS S Synchronous motor 1FK7-CT PN=0.31kW; UDC=300V; M0=1.2Nm (100K); NN=3000rpm; Naturally cooled FRAME SIZE IMB 5 (IM V1, IM V3) FLANGE 1 POWER CONNECTOR ROTATABLE RESOLVER MULTI-POLE WITH DRIVE-CLIQ INTERFACE; SHAFT WITH FITTED KEY, TOLERANCE N; WITH HOLDING BRAKE PROTECTION CLASS IP65, | - | 0 | 0
1FK7032-2AF21-1UB2 |  | 1FK7032-2AF21-1UB2 | 1 | UN | 1 | 15 | C | D | N | N | 85015100 | 1 |  | 3.001 | KG | 1039.73 | 1039.73 | MC05 | MC05 | SIMOTICS S Synchronous motor 1FK7-CT PN=0.31kW; UDC=300V; M0=1.2Nm (100K); NN=3000rpm; Naturally cooled FRAME SIZE IMB 5 (IM V1, IM V3) FLANGE 1 POWER CONNECTOR ROTATABLE RESOLVER MULTI-POLE WITH DRIVE-CLIQ INTERFACE; SHAFT WITH FITTED KEY, TOLERANCE N; WITH HOLDING BRAKE PROTECTION CLASS IP65, FLANGE ON DRIVE END IP67; | - | 0 | 0
1FK7032-2AF21-1UG0 |  | 1FK7032-2AF21-1UG0 | 1 | UN | 1 | 15 | C | D | N | N | 85015100 | 1 |  | 2.702 | KG | 773.95 | 773.95 | MC05 | MC05 | SIMOTICS S Synchronous motor 1FK7-CT PN=0.31kW; UDC=300V; M0=1.2Nm (100K); NN=3000rpm; Naturally cooled FRAME SIZE IMB 5 (IM V1, IM V3) FLANGE 1 POWER CONNECTOR ROTATABLE RESOLVER MULTI-POLE WITH DRIVE-CLIQ INTERFACE; PLAIN SHAFT, TOLERANCE N; W/O HOLDING BRAKE PROTECTION CLASS IP64; | - | 0 | 0
1FK7032-2AF21-1UG1 |  | 1FK7032-2AF21-1UG1 | 1 | UN | 1 | 15 | C | D | N | N | 85015100 | 1 |  | 2.702 | KG | 836.29 | 836.29 | MC05 | MC05 | SIMOTICS S Synchronous motor 1FK7-CT PN=0.31kW; UDC=300V; M0=1.2Nm (100K); NN=3000rpm; Naturally cooled FRAME SIZE IMB 5 (IM V1, IM V3) FLANGE 1 POWER CONNECTOR ROTATABLE RESOLVER MULTI-POLE WITH DRIVE-CLIQ INTERFACE; PLAIN SHAFT, TOLERANCE N; W/O HOLDING BRAKE PROTECTION CLASS IP65, | - | 0 | 0
1FK7032-2AF21-1UG2 |  | 1FK7032-2AF21-1UG2 | 1 | UN | 1 | 15 | C | D | N | N | 85015100 | 1 |  | 2.702 | KG | 836.29 | 836.29 | MC05 | MC05 | SIMOTICS S Synchronous motor 1FK7-CT PN=0.31kW; UDC=300V; M0=1.2Nm (100K); NN=3000rpm; Naturally cooled FRAME SIZE IMB 5 (IM V1, IM V3) FLANGE 1 POWER CONNECTOR ROTATABLE RESOLVER MULTI-POLE WITH DRIVE-CLIQ INTERFACE; PLAIN SHAFT, TOLERANCE N; W/O HOLDING BRAKE PROTECTION CLASS IP65, FLANGE ON DRIVE END IP67; | - | 0 | 0
1FK7032-2AF21-1UH0 |  | 1FK7032-2AF21-1UH0 | 1 | UN | 1 | 15 | C | D | N | N | 85015100 | 1 |  | 3.001 | KG | 918.28 | 918.28 | MC05 | MC05 | SIMOTICS S Synchronous motor 1FK7-CT PN=0.31kW; UDC=300V; M0=1.2Nm (100K); NN=3000rpm; Naturally cooled FRAME SIZE IMB 5 (IM V1, IM V3) FLANGE 1 POWER CONNECTOR ROTATABLE RESOLVER MULTI-POLE WITH DRIVE-CLIQ INTERFACE; PLAIN SHAFT, TOLERANCE N; WITH HOLDING BRAKE PROTECTION CLASS IP64; | - | 0 | 0
1FK7032-2AF21-1UH1 |  | 1FK7032-2AF21-1UH1 | 1 | UN | 1 | 15 | C | D | N | N | 85015100 | 1 |  | 3.001 | KG | 980.62 | 980.62 | MC05 | MC05 | SIMOTICS S Synchronous motor 1FK7-CT PN=0.31kW; UDC=300V; M0=1.2Nm (100K); NN=3000rpm; Naturally cooled FRAME SIZE IMB 5 (IM V1, IM V3) FLANGE 1 POWER CONNECTOR ROTATABLE RESOLVER MULTI-POLE WITH DRIVE-CLIQ INTERFACE; PLAIN SHAFT, TOLERANCE N; WITH HOLDING BRAKE PROTECTION CLASS IP65, | - | 0 | 0
1FK7032-2AF21-1UH2 |  | 1FK7032-2AF21-1UH2 | 1 | UN | 1 | 15 | C | D | N | N | 85015100 | 1 |  | 3.001 | KG | 980.62 | 980.62 | MC05 | MC05 | SIMOTICS S Synchronous motor 1FK7-CT PN=0.31kW; UDC=300V; M0=1.2Nm (100K); NN=3000rpm; Naturally cooled FRAME SIZE IMB 5 (IM V1, IM V3) FLANGE 1 POWER CONNECTOR ROTATABLE RESOLVER MULTI-POLE WITH DRIVE-CLIQ INTERFACE; PLAIN SHAFT, TOLERANCE N; WITH HOLDING BRAKE PROTECTION CLASS IP65, FLANGE ON DRIVE END IP67; | - | 0 | 0
1FK7032-2AK71-1AA0 |  | 1FK7032-2AK71-1AA0 | 1 | UN | 1 | 15 | C | D | N | N | 85015100 | 1 |  | 2.701 | KG | 1061.38 | 1061.38 | MC05 | MC05 | SIMOTICS S Synchronous motor 1FK7-CT PN=0.5kW; UDC=600V M0=1.15Nm (100K); NN=6000rpm; Naturally cooled FRAME SIZE IMB 5 (IM V1, IM V3) FLANGE 1, WITH KTY TEMPERATURESENSOR POWER CONNECTOR ROTATABLE INCREMENTAL ENCODER SIN/COS 1VPP;2048 S/R W. C-AND D-SPUR (ENCODER IC2048S/R) SHAFT WITH FITTED KEY, TOLERANCE N; W/O HOLDING BRAKE PROTECTION CLASS IP64; | - | 0 | 0
1FK7032-2AK71-1AA1 |  | 1FK7032-2AK71-1AA1 | 1 | UN | 1 | 15 | C | D | N | N | 85015100 | 1 |  | 2.701 | KG | 1123.72 | 1123.72 | MC05 | MC05 | SIMOTICS S Synchronous motor 1FK7-CT PN=0.5kW; UDC=600V M0=1.15Nm (100K); NN=6000rpm; Naturally cooled FRAME SIZE IMB 5 (IM V1, IM V3) FLANGE 1, WITH KTY TEMPERATURESENSOR POWER CONNECTOR ROTATABLE INCREMENTAL ENCODER SIN/COS 1VPP;2048 S/R W. C-AND D-SPUR (ENCODER IC2048S/R) SHAFT WITH FITTED KEY, TOLERANCE N; W/O HOLDING BRAKE PROTECTION CLASS IP65, | - | 0 | 0
1FK7032-2AK71-1AA2 |  | 1FK7032-2AK71-1AA2 | 1 | UN | 1 | 15 | C | D | N | N | 85015100 | 1 |  | 2.701 | KG | 1123.72 | 1123.72 | MC05 | MC05 | SIMOTICS S Synchronous motor 1FK7-CT PN=0.5kW; UDC=600V M0=1.15Nm (100K); NN=6000rpm; Naturally cooled FRAME SIZE IMB 5 (IM V1, IM V3) FLANGE 1, WITH KTY TEMPERATURESENSOR POWER CONNECTOR ROTATABLE INCREMENTAL ENCODER SIN/COS 1VPP;2048 S/R W. C-AND D-SPUR (ENCODER IC2048S/R) SHAFT WITH FITTED KEY, TOLERANCE N; W/O HOLDING BRAKE PROTECTION CLASS IP65, FLANGE ON DRIVE END IP67; | - | 0 | 0
1FK7032-2AK71-1AB0 |  | 1FK7032-2AK71-1AB0 | 1 | UN | 1 | 15 | C | D | N | N | 85015100 | 1 |  | 3 | KG | 1207.33 | 1207.33 | MC05 | MC05 | SIMOTICS S Synchronous motor 1FK7-CT PN=0.5kW; UDC=600V M0=1.15Nm (100K); NN=6000rpm; Naturally cooled FRAME SIZE IMB 5 (IM V1, IM V3) FLANGE 1, WITH KTY TEMPERATURESENSOR POWER CONNECTOR ROTATABLE INCREMENTAL ENCODER SIN/COS 1VPP;2048 S/R W. C-AND D-SPUR (ENCODER IC2048S/R) SHAFT WITH FITTED KEY, TOLERANCE N; WITH HOLDING BRAKE PROTECTION CLASS IP64; | - | 0 | 0
1FK7032-2AK71-1AB1 |  | 1FK7032-2AK71-1AB1 | 1 | UN | 1 | 15 | C | D | N | N | 85015100 | 1 |  | 3 | KG | 1269.67 | 1269.67 | MC05 | MC05 | SIMOTICS S Synchronous motor 1FK7-CT PN=0.5kW; UDC=600V M0=1.15Nm (100K); NN=6000rpm; Naturally cooled FRAME SIZE IMB 5 (IM V1, IM V3) FLANGE 1, WITH KTY TEMPERATURESENSOR POWER CONNECTOR ROTATABLE INCREMENTAL ENCODER SIN/COS 1VPP;2048 S/R W. C-AND D-SPUR (ENCODER IC2048S/R) SHAFT WITH FITTED KEY, TOLERANCE N; WITH HOLDING BRAKE PROTECTION CLASS IP65, | - | 0 | 0
1FK7032-2AK71-1AB2 |  | 1FK7032-2AK71-1AB2 | 1 | UN | 1 | 15 | C | D | N | N | 85015100 | 1 |  | 3 | KG | 1269.67 | 1269.67 | MC05 | MC05 | SIMOTICS S Synchronous motor 1FK7-CT PN=0.5kW; UDC=600V M0=1.15Nm (100K); NN=6000rpm; Naturally cooled FRAME SIZE IMB 5 (IM V1, IM V3) FLANGE 1, WITH KTY TEMPERATURESENSOR POWER CONNECTOR ROTATABLE INCREMENTAL ENCODER SIN/COS 1VPP;2048 S/R W. C-AND D-SPUR (ENCODER IC2048S/R) SHAFT WITH FITTED KEY, TOLERANCE N; WITH HOLDING BRAKE PROTECTION CLASS IP65, FLANGE ON DRIVE END IP67; | - | 0 | 0
1FK7032-2AK71-1AG0 |  | 1FK7032-2AK71-1AG0 | 1 | UN | 1 | 15 | C | D | N | N | 85015100 | 1 |  | 2.701 | KG | 1003.89 | 1003.89 | MC05 | MC05 | SIMOTICS S Synchronous motor 1FK7-CT PN=0.5kW; UDC=600V M0=1.15Nm (100K); NN=6000rpm; Naturally cooled FRAME SIZE IMB 5 (IM V1, IM V3) FLANGE 1, WITH KTY TEMPERATURESENSOR POWER CONNECTOR ROTATABLE INCREMENTAL ENCODER SIN/COS 1VPP;2048 S/R W. C-AND D-SPUR (ENCODER IC2048S/R) PLAIN SHAFT, TOLERANCE N; W/O HOLDING BRAKE PROTECTION CLASS IP64; | - | 0 | 0
1FK7032-2AK71-1AG1 |  | 1FK7032-2AK71-1AG1 | 1 | UN | 1 | 15 | C | D | N | N | 85015100 | 1 |  | 2.701 | KG | 1066.23 | 1066.23 | MC05 | MC05 | SIMOTICS S Synchronous motor 1FK7-CT PN=0.5kW; UDC=600V M0=1.15Nm (100K); NN=6000rpm; Naturally cooled FRAME SIZE IMB 5 (IM V1, IM V3) FLANGE 1, WITH KTY TEMPERATURESENSOR POWER CONNECTOR ROTATABLE INCREMENTAL ENCODER SIN/COS 1VPP;2048 S/R W. C-AND D-SPUR (ENCODER IC2048S/R) PLAIN SHAFT, TOLERANCE N; W/O HOLDING BRAKE PROTECTION CLASS IP65, | - | 0 | 0
1FK7032-2AK71-1AG2 |  | 1FK7032-2AK71-1AG2 | 1 | UN | 1 | 15 | C | D | N | N | 85015100 | 1 |  | 2.701 | KG | 1066.23 | 1066.23 | MC05 | MC05 | SIMOTICS S Synchronous motor 1FK7-CT PN=0.5kW; UDC=600V M0=1.15Nm (100K); NN=6000rpm; Naturally cooled FRAME SIZE IMB 5 (IM V1, IM V3) FLANGE 1, WITH KTY TEMPERATURESENSOR POWER CONNECTOR ROTATABLE INCREMENTAL ENCODER SIN/COS 1VPP;2048 S/R W. C-AND D-SPUR (ENCODER IC2048S/R) PLAIN SHAFT, TOLERANCE N; W/O HOLDING BRAKE PROTECTION CLASS IP65, FLANGE ON DRIVE END IP67; | - | 0 | 0
1FK7032-2AK71-1AH0 |  | 1FK7032-2AK71-1AH0 | 1 | UN | 1 | 15 | C | D | N | N | 85015100 | 1 |  | 3 | KG | 1148.22 | 1148.22 | MC05 | MC05 | SIMOTICS S Synchronous motor 1FK7-CT PN=0.5kW; UDC=600V M0=1.15Nm (100K); NN=6000rpm; Naturally cooled FRAME SIZE IMB 5 (IM V1, IM V3) FLANGE 1, WITH KTY TEMPERATURESENSOR POWER CONNECTOR ROTATABLE INCREMENTAL ENCODER SIN/COS 1VPP;2048 S/R W. C-AND D-SPUR (ENCODER IC2048S/R) PLAIN SHAFT, TOLERANCE N; WITH HOLDING BRAKE PROTECTION CLASS IP64; | - | 0 | 0
1FK7032-2AK71-1AH1 |  | 1FK7032-2AK71-1AH1 | 1 | UN | 1 | 15 | C | D | N | N | 85015100 | 1 |  | 3 | KG | 1210.56 | 1210.56 | MC05 | MC05 | SIMOTICS S Synchronous motor 1FK7-CT PN=0.5kW; UDC=600V M0=1.15Nm (100K); NN=6000rpm; Naturally cooled FRAME SIZE IMB 5 (IM V1, IM V3) FLANGE 1, WITH KTY TEMPERATURESENSOR POWER CONNECTOR ROTATABLE INCREMENTAL ENCODER SIN/COS 1VPP;2048 S/R W. C-AND D-SPUR (ENCODER IC2048S/R) PLAIN SHAFT, TOLERANCE N; WITH HOLDING BRAKE PROTECTION CLASS IP65, | - | 0 | 0
1FK7032-2AK71-1AH2 |  | 1FK7032-2AK71-1AH2 | 1 | UN | 1 | 15 | C | D | N | N | 85015100 | 1 |  | 3 | KG | 1210.56 | 1210.56 | MC05 | MC05 | SIMOTICS S Synchronous motor 1FK7-CT PN=0.5kW; UDC=600V M0=1.15Nm (100K); NN=6000rpm; Naturally cooled FRAME SIZE IMB 5 (IM V1, IM V3) FLANGE 1, WITH KTY TEMPERATURESENSOR POWER CONNECTOR ROTATABLE INCREMENTAL ENCODER SIN/COS 1VPP;2048 S/R W. C-AND D-SPUR (ENCODER IC2048S/R) PLAIN SHAFT, TOLERANCE N; WITH HOLDING BRAKE PROTECTION CLASS IP65, FLANGE ON DRIVE END IP67; | - | 0 | 0
1FK7032-2AK71-1BA0 |  | 1FK7032-2AK71-1BA0 | 1 | UN | 1 | 15 | C | D | N | N | 85015100 | 1 |  | 2.701 | KG | 1222.08 | 1222.08 | MC05 | MC05 | SIMOTICS S Synchronous motor 1FK7-CT PN=0.5kW; UDC=600V M0=1.15Nm (100K); NN=6000rpm; Naturally cooled FRAME SIZE IMB 5 (IM V1, IM V3) FLANGE 1 POWER CONNECTOR ROTATABLE ABSOLUTE ENCODER SINGLETURN 24 BIT WITH DRIVE CLIQ INTERFACE (ENCODER AS24DQI) SHAFT WITH FITTED KEY, TOLERANCE N; W/O HOLDING BRAKE PROTECTION CLASS IP64; | - | 0 | 0
1FK7032-2AK71-1BA1 |  | 1FK7032-2AK71-1BA1 | 1 | UN | 1 | 15 | C | D | N | N | 85015100 | 1 |  | 2.701 | KG | 1284.42 | 1284.42 | MC05 | MC05 | SIMOTICS S Synchronous motor 1FK7-CT PN=0.5kW; UDC=600V M0=1.15Nm (100K); NN=6000rpm; Naturally cooled FRAME SIZE IMB 5 (IM V1, IM V3) FLANGE 1 POWER CONNECTOR ROTATABLE ABSOLUTE ENCODER SINGLETURN 24 BIT WITH DRIVE CLIQ INTERFACE (ENCODER AS24DQI) SHAFT WITH FITTED KEY, TOLERANCE N; W/O HOLDING BRAKE PROTECTION CLASS IP65, | - | 0 | 0
1FK7032-2AK71-1BA2 |  | 1FK7032-2AK71-1BA2 | 1 | UN | 1 | 15 | C | D | N | N | 85015100 | 1 |  | 2.701 | KG | 1284.42 | 1284.42 | MC05 | MC05 | SIMOTICS S Synchronous motor 1FK7-CT PN=0.5kW; UDC=600V M0=1.15Nm (100K); NN=6000rpm; Naturally cooled FRAME SIZE IMB 5 (IM V1, IM V3) FLANGE 1 POWER CONNECTOR ROTATABLE ABSOLUTE ENCODER SINGLETURN 24 BIT WITH DRIVE CLIQ INTERFACE (ENCODER AS24DQI) SHAFT WITH FITTED KEY, TOLERANCE N; W/O HOLDING BRAKE PROTECTION CLASS IP65, FLANGE ON DRIVE END IP67; | - | 0 | 0
1FK7032-2AK71-1BB0 |  | 1FK7032-2AK71-1BB0 | 1 | UN | 1 | 15 | C | D | N | N | 85015100 | 1 |  | 3 | KG | 1368.03 | 1368.03 | MC05 | MC05 | SIMOTICS S Synchronous motor 1FK7-CT PN=0.5kW; UDC=600V M0=1.15Nm (100K); NN=6000rpm; Naturally cooled FRAME SIZE IMB 5 (IM V1, IM V3) FLANGE 1 POWER CONNECTOR ROTATABLE ABSOLUTE ENCODER SINGLETURN 24 BIT WITH DRIVE CLIQ INTERFACE (ENCODER AS24DQI) SHAFT WITH FITTED KEY, TOLERANCE N; WITH HOLDING BRAKE PROTECTION CLASS IP64; | - | 0 | 0
1FK7032-2AK71-1BB1 |  | 1FK7032-2AK71-1BB1 | 1 | UN | 1 | 15 | C | D | N | N | 85015100 | 1 |  | 3 | KG | 1430.37 | 1430.37 | MC05 | MC05 | SIMOTICS S Synchronous motor 1FK7-CT PN=0.5kW; UDC=600V M0=1.15Nm (100K); NN=6000rpm; Naturally cooled FRAME SIZE IMB 5 (IM V1, IM V3) FLANGE 1 POWER CONNECTOR ROTATABLE ABSOLUTE ENCODER SINGLETURN 24 BIT WITH DRIVE CLIQ INTERFACE (ENCODER AS24DQI) SHAFT WITH FITTED KEY, TOLERANCE N; WITH HOLDING BRAKE PROTECTION CLASS IP65, | - | 0 | 0
1FK7032-2AK71-1BB2 |  | 1FK7032-2AK71-1BB2 | 1 | UN | 1 | 15 | C | D | N | N | 85015100 | 1 |  | 3 | KG | 1430.37 | 1430.37 | MC05 | MC05 | SIMOTICS S Synchronous motor 1FK7-CT PN=0.5kW; UDC=600V M0=1.15Nm (100K); NN=6000rpm; Naturally cooled FRAME SIZE IMB 5 (IM V1, IM V3) FLANGE 1 POWER CONNECTOR ROTATABLE ABSOLUTE ENCODER SINGLETURN 24 BIT WITH DRIVE CLIQ INTERFACE (ENCODER AS24DQI) SHAFT WITH FITTED KEY, TOLERANCE N; WITH HOLDING BRAKE PROTECTION CLASS IP65, FLANGE ON DRIVE END IP67; | - | 0 | 0
1FK7032-2AK71-1BG0 |  | 1FK7032-2AK71-1BG0 | 1 | UN | 1 | 15 | C | D | N | N | 85015100 | 1 |  | 2.701 | KG | 1164.59 | 1164.59 | MC05 | MC05 | SIMOTICS S Synchronous motor 1FK7-CT PN=0.5kW; UDC=600V M0=1.15Nm (100K); NN=6000rpm; Naturally cooled FRAME SIZE IMB 5 (IM V1, IM V3) FLANGE 1 POWER CONNECTOR ROTATABLE ABSOLUTE ENCODER SINGLETURN 24 BIT WITH DRIVE CLIQ INTERFACE (ENCODER AS24DQI) PLAIN SHAFT, TOLERANCE N; W/O HOLDING BRAKE PROTECTION CLASS IP64; | - | 0 | 0
1FK7032-2AK71-1BG0-Z | X01 | 1FK7032-2AK71-1BG0-ZX01 | 1 | UN | 1 | 15 | C | D | N | N | 85015100 | 1 |  | 2.702 | KG | 1226.93 | 1226.93 | MC05 | MC05 | SIMOTICS S Synchronous motor 1FK7-CT PN=0.5kW; UDC=600V M0=1.15Nm (100K); NN=6000rpm; Naturally cooled FRAME SIZE IMB 5 (IM V1, IM V3) FLANGE 1 POWER CONNECTOR ROTATABLE ABSOLUTE ENCODER SINGLETURN 24 BIT WITH DRIVE CLIQ INTERFACE (ENCODER AS24DQI) PLAIN SHAFT, TOLERANCE N; W/O HOLDING BRAKE PROTECTION CLASS IP64; X01: PAINT FINISH DULL BLACK RAL9005 | - | 0 | 0
1FK7032-2AK71-1BG1 |  | 1FK7032-2AK71-1BG1 | 1 | UN | 1 | 15 | C | D | N | N | 85015100 | 1 |  | 2.701 | KG | 1226.93 | 1226.93 | MC05 | MC05 | SIMOTICS S Synchronous motor 1FK7-CT PN=0.5kW; UDC=600V M0=1.15Nm (100K); NN=6000rpm; Naturally cooled FRAME SIZE IMB 5 (IM V1, IM V3) FLANGE 1 POWER CONNECTOR ROTATABLE ABSOLUTE ENCODER SINGLETURN 24 BIT WITH DRIVE CLIQ INTERFACE (ENCODER AS24DQI) PLAIN SHAFT, TOLERANCE N; W/O HOLDING BRAKE PROTECTION CLASS IP65, | - | 0 | 0
1FK7032-2AK71-1BG2 |  | 1FK7032-2AK71-1BG2 | 1 | UN | 1 | 15 | C | D | N | N | 85015100 | 1 |  | 2.701 | KG | 1226.93 | 1226.93 | MC05 | MC05 | SIMOTICS S Synchronous motor 1FK7-CT PN=0.5kW; UDC=600V M0=1.15Nm (100K); NN=6000rpm; Naturally cooled FRAME SIZE IMB 5 (IM V1, IM V3) FLANGE 1 POWER CONNECTOR ROTATABLE ABSOLUTE ENCODER SINGLETURN 24 BIT WITH DRIVE CLIQ INTERFACE (ENCODER AS24DQI) PLAIN SHAFT, TOLERANCE N; W/O HOLDING BRAKE PROTECTION CLASS IP65, FLANGE ON DRIVE END IP67; | - | 0 | 0
1FK7032-2AK71-1BH0 |  | 1FK7032-2AK71-1BH0 | 1 | UN | 1 | 15 | C | D | N | N | 85015100 | 1 |  | 3 | KG | 1308.92 | 1308.92 | MC05 | MC05 | SIMOTICS S Synchronous motor 1FK7-CT PN=0.5kW; UDC=600V M0=1.15Nm (100K); NN=6000rpm; Naturally cooled FRAME SIZE IMB 5 (IM V1, IM V3) FLANGE 1 POWER CONNECTOR ROTATABLE ABSOLUTE ENCODER SINGLETURN 24 BIT WITH DRIVE CLIQ INTERFACE (ENCODER AS24DQI) PLAIN SHAFT, TOLERANCE N; WITH HOLDING BRAKE PROTECTION CLASS IP64; | - | 0 | 0
1FK7032-2AK71-1BH1 |  | 1FK7032-2AK71-1BH1 | 1 | UN | 1 | 15 | C | D | N | N | 85015100 | 1 |  | 3 | KG | 1371.26 | 1371.26 | MC05 | MC05 | SIMOTICS S Synchronous motor 1FK7-CT PN=0.5kW; UDC=600V M0=1.15Nm (100K); NN=6000rpm; Naturally cooled FRAME SIZE IMB 5 (IM V1, IM V3) FLANGE 1 POWER CONNECTOR ROTATABLE ABSOLUTE ENCODER SINGLETURN 24 BIT WITH DRIVE CLIQ INTERFACE (ENCODER AS24DQI) PLAIN SHAFT, TOLERANCE N; WITH HOLDING BRAKE PROTECTION CLASS IP65, | - | 0 | 0
1FK7032-2AK71-1BH2 |  | 1FK7032-2AK71-1BH2 | 1 | UN | 1 | 15 | C | D | N | N | 85015100 | 1 |  | 3 | KG | 1371.26 | 1371.26 | MC05 | MC05 | SIMOTICS S Synchronous motor 1FK7-CT PN=0.5kW; UDC=600V M0=1.15Nm (100K); NN=6000rpm; Naturally cooled FRAME SIZE IMB 5 (IM V1, IM V3) FLANGE 1 POWER CONNECTOR ROTATABLE ABSOLUTE ENCODER SINGLETURN 24 BIT WITH DRIVE CLIQ INTERFACE (ENCODER AS24DQI) PLAIN SHAFT, TOLERANCE N; WITH HOLDING BRAKE PROTECTION CLASS IP65, FLANGE ON DRIVE END IP67; | - | 0 | 0
1FK7032-2AK71-1CA0 |  | 1FK7032-2AK71-1CA0 | 1 | UN | 1 | 15 | C | D | N | N | 85015100 | 1 |  | 2.701 | KG | 1468.24 | 1468.24 | MC05 | MC05 | SIMOTICS S Synchronous motor 1FK7-CT PN=0.5kW; UDC=600V M0=1.15Nm (100K); NN=6000rpm; Naturally cooled FRAME SIZE IMB 5 (IM V1, IM V3) FLANGE 1 POWER CONNECTOR ROTATABLE ABSOLUTE ENCODER 24 BIT + 12 BIT MULTITURN WITH DRIVE-CLIQ INTERFACE (ENCODER AM24DQI) SHAFT WITH FITTED KEY, TOLERANCE N; W/O HOLDING BRAKE PROTECTION CLASS IP64; | - | 0 | 0
1FK7032-2AK71-1CA1 |  | 1FK7032-2AK71-1CA1 | 1 | UN | 1 | 15 | C | D | N | N | 85015100 | 1 |  | 2.701 | KG | 1530.58 | 1530.58 | MC05 | MC05 | SIMOTICS S Synchronous motor 1FK7-CT PN=0.5kW; UDC=600V M0=1.15Nm (100K); NN=6000rpm; Naturally cooled FRAME SIZE IMB 5 (IM V1, IM V3) FLANGE 1 POWER CONNECTOR ROTATABLE ABSOLUTE ENCODER 24 BIT + 12 BIT MULTITURN WITH DRIVE-CLIQ INTERFACE (ENCODER AM24DQI) SHAFT WITH FITTED KEY, TOLERANCE N; W/O HOLDING BRAKE PROTECTION CLASS IP65, | - | 0 | 0
1FK7032-2AK71-1CA2 |  | 1FK7032-2AK71-1CA2 | 1 | UN | 1 | 15 | C | D | N | N | 85015100 | 1 |  | 2.701 | KG | 1530.58 | 1530.58 | MC05 | MC05 | SIMOTICS S Synchronous motor 1FK7-CT PN=0.5kW; UDC=600V M0=1.15Nm (100K); NN=6000rpm; Naturally cooled FRAME SIZE IMB 5 (IM V1, IM V3) FLANGE 1 POWER CONNECTOR ROTATABLE ABSOLUTE ENCODER 24 BIT + 12 BIT MULTITURN WITH DRIVE-CLIQ INTERFACE (ENCODER AM24DQI) SHAFT WITH FITTED KEY, TOLERANCE N; W/O HOLDING BRAKE PROTECTION CLASS IP65, FLANGE ON DRIVE END IP67; | - | 0 | 0
1FK7032-2AK71-1CB0 |  | 1FK7032-2AK71-1CB0 | 1 | UN | 1 | 15 | C | D | N | N | 85015100 | 1 |  | 3 | KG | 1614.19 | 1614.19 | MC05 | MC05 | SIMOTICS S Synchronous motor 1FK7-CT PN=0.5kW; UDC=600V M0=1.15Nm (100K); NN=6000rpm; Naturally cooled FRAME SIZE IMB 5 (IM V1, IM V3) FLANGE 1 POWER CONNECTOR ROTATABLE ABSOLUTE ENCODER 24 BIT + 12 BIT MULTITURN WITH DRIVE-CLIQ INTERFACE (ENCODER AM24DQI) SHAFT WITH FITTED KEY, TOLERANCE N; WITH HOLDING BRAKE PROTECTION CLASS IP64; | - | 0 | 0
1FK7032-2AK71-1CB1 |  | 1FK7032-2AK71-1CB1 | 1 | UN | 1 | 15 | C | D | N | N | 85015100 | 1 |  | 3 | KG | 1676.53 | 1676.53 | MC05 | MC05 | SIMOTICS S Synchronous motor 1FK7-CT PN=0.5kW; UDC=600V M0=1.15Nm (100K); NN=6000rpm; Naturally cooled FRAME SIZE IMB 5 (IM V1, IM V3) FLANGE 1 POWER CONNECTOR ROTATABLE ABSOLUTE ENCODER 24 BIT + 12 BIT MULTITURN WITH DRIVE-CLIQ INTERFACE (ENCODER AM24DQI) SHAFT WITH FITTED KEY, TOLERANCE N; WITH HOLDING BRAKE PROTECTION CLASS IP65, | - | 0 | 0
1FK7032-2AK71-1CB2 |  | 1FK7032-2AK71-1CB2 | 1 | UN | 1 | 15 | C | D | N | N | 85015100 | 1 |  | 3 | KG | 1676.53 | 1676.53 | MC05 | MC05 | SIMOTICS S Synchronous motor 1FK7-CT PN=0.5kW; UDC=600V M0=1.15Nm (100K); NN=6000rpm; Naturally cooled FRAME SIZE IMB 5 (IM V1, IM V3) FLANGE 1 POWER CONNECTOR ROTATABLE ABSOLUTE ENCODER 24 BIT + 12 BIT MULTITURN WITH DRIVE-CLIQ INTERFACE (ENCODER AM24DQI) SHAFT WITH FITTED KEY, TOLERANCE N; WITH HOLDING BRAKE PROTECTION CLASS IP65, FLANGE ON DRIVE END IP67; | - | 0 | 0
1FK7032-2AK71-1CG0 |  | 1FK7032-2AK71-1CG0 | 1 | UN | 1 | 15 | C | D | N | N | 85015100 | 1 |  | 2.701 | KG | 1410.75 | 1410.75 | MC05 | MC05 | SIMOTICS S Synchronous motor 1FK7-CT PN=0.5kW; UDC=600V M0=1.15Nm (100K); NN=6000rpm; Naturally cooled FRAME SIZE IMB 5 (IM V1, IM V3) FLANGE 1 POWER CONNECTOR ROTATABLE ABSOLUTE ENCODER 24 BIT + 12 BIT MULTITURN WITH DRIVE-CLIQ INTERFACE (ENCODER AM24DQI) PLAIN SHAFT, TOLERANCE N; W/O HOLDING BRAKE PROTECTION CLASS IP64; | - | 0 | 0
1FK7032-2AK71-1CG0-Z | V42 | 1FK7032-2AK71-1CG0-ZV42 | 1 | UN | 1 | 15 | C | D | N | N | 85015100 | 1 |  | 4.601 | KG | 2227.99 | 2227.99 | MC05 | MC05 | SIMOTICS S Synchronous motor 1FK7-CT PN=0.5kW; UDC=600V M0=1.15Nm (100K); NN=6000rpm; Naturally cooled FRAME SIZE IMB 5 (IM V1, IM V3) FLANGE 1 POWER CONNECTOR ROTATABLE ABSOLUTE ENCODER 24 BIT + 12 BIT MULTITURN WITH DRIVE-CLIQ INTERFACE (ENCODER AM24DQI) PLAIN SHAFT, TOLERANCE N; W/O HOLDING BRAKE PROTECTION CLASS IP64; V42: ALPHA NP, NP 015 Planetary gear unit 1-stage, i=10, with feather key | - | 0 | 0
1FK7032-2AK71-1CG0-Z | X01 | 1FK7032-2AK71-1CG0-ZX01 | 1 | UN | 1 | 15 | C | D | N | N | 85015100 | 1 |  | 2.702 | KG | 1473.09 | 1473.09 | MC05 | MC05 | SIMOTICS S Synchronous motor 1FK7-CT PN=0.5kW; UDC=600V M0=1.15Nm (100K); NN=6000rpm; Naturally cooled FRAME SIZE IMB 5 (IM V1, IM V3) FLANGE 1 POWER CONNECTOR ROTATABLE ABSOLUTE ENCODER 24 BIT + 12 BIT MULTITURN WITH DRIVE-CLIQ INTERFACE (ENCODER AM24DQI) PLAIN SHAFT, TOLERANCE N; W/O HOLDING BRAKE PROTECTION CLASS IP64; X01: PAINT FINISH DULL BLACK RAL9005 | - | 0 | 0
1FK7032-2AK71-1CG1 |  | 1FK7032-2AK71-1CG1 | 1 | UN | 1 | 15 | C | D | N | N | 85015100 | 1 |  | 2.701 | KG | 1473.09 | 1473.09 | MC05 | MC05 | SIMOTICS S Synchronous motor 1FK7-CT PN=0.5kW; UDC=600V M0=1.15Nm (100K); NN=6000rpm; Naturally cooled FRAME SIZE IMB 5 (IM V1, IM V3) FLANGE 1 POWER CONNECTOR ROTATABLE ABSOLUTE ENCODER 24 BIT + 12 BIT MULTITURN WITH DRIVE-CLIQ INTERFACE (ENCODER AM24DQI) PLAIN SHAFT, TOLERANCE N; W/O HOLDING BRAKE PROTECTION CLASS IP65, | - | 0 | 0
1FK7032-2AK71-1CG1-Z | J13 | 1FK7032-2AK71-1CG1-ZJ13 | 1 | UN | 1 | 15 | C | D | N | N | 85015100 | 1 |  | 4.701 | KG | 3507.43 | 3507.43 | MC05 | MC05 | SIMOTICS S Synchronous motor 1FK7-CT PN=0.5kW; UDC=600V M0=1.15Nm (100K); NN=6000rpm; Naturally cooled FRAME SIZE IMB 5 (IM V1, IM V3) FLANGE 1 POWER CONNECTOR ROTATABLE ABSOLUTE ENCODER 24 BIT + 12 BIT MULTITURN WITH DRIVE-CLIQ INTERFACE (ENCODER AM24DQI) PLAIN SHAFT, TOLERANCE N; W/O HOLDING BRAKE PROTECTION CLASS IP65, J13: ALPHA SP+, SP 060S-MF2 PLANETARY GEARING 2 STAGES, I=20, WITH FEATHER KEY | - | 0 | 0
1FK7032-2AK71-1CG1-Z | Q31 | 1FK7032-2AK71-1CG1-ZQ31 | 1 | UN | 1 | 15 | C | D | N | N | 85015100 | 1 |  | 2.751 | KG | 1535.59 | 1535.59 | MC05 | MC05 | SIMOTICS S Synchronous motor 1FK7-CT PN=0.5kW; UDC=600V M0=1.15Nm (100K); NN=6000rpm; Naturally cooled FRAME SIZE IMB 5 (IM V1, IM V3) FLANGE 1 POWER CONNECTOR ROTATABLE ABSOLUTE ENCODER 24 BIT + 12 BIT MULTITURN WITH DRIVE-CLIQ INTERFACE (ENCODER AM24DQI) PLAIN SHAFT, TOLERANCE N; W/O HOLDING BRAKE PROTECTION CLASS IP65, Q31: METALLIC RATING PLATE ON MOTOR | - | 0 | 0
1FK7032-2AK71-1CG2 |  | 1FK7032-2AK71-1CG2 | 1 | UN | 1 | 15 | C | D | N | N | 85015100 | 1 |  | 2.701 | KG | 1473.09 | 1473.09 | MC05 | MC05 | SIMOTICS S Synchronous motor 1FK7-CT PN=0.5kW; UDC=600V M0=1.15Nm (100K); NN=6000rpm; Naturally cooled FRAME SIZE IMB 5 (IM V1, IM V3) FLANGE 1 POWER CONNECTOR ROTATABLE ABSOLUTE ENCODER 24 BIT + 12 BIT MULTITURN WITH DRIVE-CLIQ INTERFACE (ENCODER AM24DQI) PLAIN SHAFT, TOLERANCE N; W/O HOLDING BRAKE PROTECTION CLASS IP65, FLANGE ON DRIVE END IP67; | - | 0 | 0
1FK7032-2AK71-1CH0 |  | 1FK7032-2AK71-1CH0 | 1 | UN | 1 | 15 | C | D | N | N | 85015100 | 1 |  | 3 | KG | 1555.08 | 1555.08 | MC05 | MC05 | SIMOTICS S Synchronous motor 1FK7-CT PN=0.5kW; UDC=600V M0=1.15Nm (100K); NN=6000rpm; Naturally cooled FRAME SIZE IMB 5 (IM V1, IM V3) FLANGE 1 POWER CONNECTOR ROTATABLE ABSOLUTE ENCODER 24 BIT + 12 BIT MULTITURN WITH DRIVE-CLIQ INTERFACE (ENCODER AM24DQI) PLAIN SHAFT, TOLERANCE N; WITH HOLDING BRAKE PROTECTION CLASS IP64; | - | 0 | 0
1FK7032-2AK71-1CH0-Z | V42 | 1FK7032-2AK71-1CH0-ZV42 | 1 | UN | 1 | 15 | C | D | N | N | 85015100 | 1 |  | 4.9 | KG | 2372.32 | 2372.32 | MC05 | MC05 | SIMOTICS S Synchronous motor 1FK7-CT PN=0.5kW; UDC=600V M0=1.15Nm (100K); NN=6000rpm; Naturally cooled FRAME SIZE IMB 5 (IM V1, IM V3) FLANGE 1 POWER CONNECTOR ROTATABLE ABSOLUTE ENCODER 24 BIT + 12 BIT MULTITURN WITH DRIVE-CLIQ INTERFACE (ENCODER AM24DQI) PLAIN SHAFT, TOLERANCE N; WITH HOLDING BRAKE PROTECTION CLASS IP64; V42: ALPHA NP, NP 015 Planetary gear unit 1-stage, i=10, with feather key | - | 0 | 0
1FK7032-2AK71-1CH1 |  | 1FK7032-2AK71-1CH1 | 1 | UN | 1 | 15 | C | D | N | N | 85015100 | 1 |  | 3 | KG | 1617.42 | 1617.42 | MC05 | MC05 | SIMOTICS S Synchronous motor 1FK7-CT PN=0.5kW; UDC=600V M0=1.15Nm (100K); NN=6000rpm; Naturally cooled FRAME SIZE IMB 5 (IM V1, IM V3) FLANGE 1 POWER CONNECTOR ROTATABLE ABSOLUTE ENCODER 24 BIT + 12 BIT MULTITURN WITH DRIVE-CLIQ INTERFACE (ENCODER AM24DQI) PLAIN SHAFT, TOLERANCE N; WITH HOLDING BRAKE PROTECTION CLASS IP65, | - | 0 | 0
1FK7032-2AK71-1CH1-Z | J09 | 1FK7032-2AK71-1CH1-ZJ09 | 1 | UN | 1 | 15 | C | D | N | N | 85015100 | 1 |  | 4.9 | KG | 2939.74 | 2939.74 | MC05 | MC05 | SIMOTICS S Synchronous motor 1FK7-CT PN=0.5kW; UDC=600V M0=1.15Nm (100K); NN=6000rpm; Naturally cooled FRAME SIZE IMB 5 (IM V1, IM V3) FLANGE 1 POWER CONNECTOR ROTATABLE ABSOLUTE ENCODER 24 BIT + 12 BIT MULTITURN WITH DRIVE-CLIQ INTERFACE (ENCODER AM24DQI) PLAIN SHAFT, TOLERANCE N; WITH HOLDING BRAKE PROTECTION CLASS IP65, J09: ALPHA SP+, SP 060S-MF1 PLANETARY GEARING 1 STAGE, I=10, WITH FEATHER KEY | - | 0 | 0
1FK7032-2AK71-1CH1-Z | J17 | 1FK7032-2AK71-1CH1-ZJ17 | 1 | UN | 1 | 15 | C | D | N | N | 85015100 | 1 |  | 6.9 | KG | 3813.92 | 3813.92 | MC05 | MC05 | SIMOTICS S Synchronous motor 1FK7-CT PN=0.5kW; UDC=600V M0=1.15Nm (100K); NN=6000rpm; Naturally cooled FRAME SIZE IMB 5 (IM V1, IM V3) FLANGE 1 POWER CONNECTOR ROTATABLE ABSOLUTE ENCODER 24 BIT + 12 BIT MULTITURN WITH DRIVE-CLIQ INTERFACE (ENCODER AM24DQI) PLAIN SHAFT, TOLERANCE N; WITH HOLDING BRAKE PROTECTION CLASS IP65, J17: ALPHA SP+, SP 075S-MF2 PLANETARY GEARING 2 STAGES, I=50, WITH FEATHER KEY | - | 0 | 0
1FK7032-2AK71-1CH1-Z | Q31 | 1FK7032-2AK71-1CH1-ZQ31 | 1 | UN | 1 | 15 | C | D | N | N | 85015100 | 1 |  | 3.05 | KG | 1679.92 | 1679.92 | MC05 | MC05 | SIMOTICS S Synchronous motor 1FK7-CT PN=0.5kW; UDC=600V M0=1.15Nm (100K); NN=6000rpm; Naturally cooled FRAME SIZE IMB 5 (IM V1, IM V3) FLANGE 1 POWER CONNECTOR ROTATABLE ABSOLUTE ENCODER 24 BIT + 12 BIT MULTITURN WITH DRIVE-CLIQ INTERFACE (ENCODER AM24DQI) PLAIN SHAFT, TOLERANCE N; WITH HOLDING BRAKE PROTECTION CLASS IP65, Q31: METALLIC RATING PLATE ON MOTOR | - | 0 | 0
1FK7032-2AK71-1CH2 |  | 1FK7032-2AK71-1CH2 | 1 | UN | 1 | 15 | C | D | N | N | 85015100 | 1 |  | 3 | KG | 1617.42 | 1617.42 | MC05 | MC05 | SIMOTICS S Synchronous motor 1FK7-CT PN=0.5kW; UDC=600V M0=1.15Nm (100K); NN=6000rpm; Naturally cooled FRAME SIZE IMB 5 (IM V1, IM V3) FLANGE 1 POWER CONNECTOR ROTATABLE ABSOLUTE ENCODER 24 BIT + 12 BIT MULTITURN WITH DRIVE-CLIQ INTERFACE (ENCODER AM24DQI) PLAIN SHAFT, TOLERANCE N; WITH HOLDING BRAKE PROTECTION CLASS IP65, FLANGE ON DRIVE END IP67; | - | 0 | 0
1FK7032-2AK71-1DA0 |  | 1FK7032-2AK71-1DA0 | 1 | UN | 1 | 15 | C | D | N | N | 85015100 | 1 |  | 2.702 | KG | 1275.51 | 1275.51 | MC05 | MC05 | SIMOTICS S Synchronous motor 1FK7-CT PN=0.5kW; UDC=600V M0=1.15Nm (100K); NN=6000rpm; Naturally cooled FRAME SIZE IMB 5 (IM V1, IM V3) FLANGE 1 POWER CONNECTOR ROTATABLE INCREMENTAL ENCODER 22 BIT WITH DRIVE-CLIQ INTERFACE (ENCODER IC22DQ) SHAFT WITH FITTED KEY, TOLERANCE N; W/O HOLDING BRAKE PROTECTION CLASS IP64; | - | 0 | 0
1FK7032-2AK71-1DG0 |  | 1FK7032-2AK71-1DG0 | 1 | UN | 1 | 15 | C | D | N | N | 85015100 | 1 |  | 2.702 | KG | 1218.02 | 1218.02 | MC05 | MC05 | SIMOTICS S Synchronous motor 1FK7-CT PN=0.5kW; UDC=600V M0=1.15Nm (100K); NN=6000rpm; Naturally cooled FRAME SIZE IMB 5 (IM V1, IM V3) FLANGE 1 POWER CONNECTOR ROTATABLE INCREMENTAL ENCODER 22 BIT WITH DRIVE-CLIQ INTERFACE (ENCODER IC22DQ) PLAIN SHAFT, TOLERANCE N; W/O HOLDING BRAKE PROTECTION CLASS IP64; | - | 0 | 0
1FK7032-2AK71-1DG1 |  | 1FK7032-2AK71-1DG1 | 1 | UN | 1 | 15 | C | D | N | N | 85015100 | 1 |  | 2.702 | KG | 1280.36 | 1280.36 | MC05 | MC05 | SIMOTICS S Synchronous motor 1FK7-CT PN=0.5kW; UDC=600V M0=1.15Nm (100K); NN=6000rpm; Naturally cooled FRAME SIZE IMB 5 (IM V1, IM V3) FLANGE 1 POWER CONNECTOR ROTATABLE INCREMENTAL ENCODER 22 BIT WITH DRIVE-CLIQ INTERFACE (ENCODER IC22DQ) PLAIN SHAFT, TOLERANCE N; W/O HOLDING BRAKE PROTECTION CLASS IP65, | - | 0 | 0
1FK7032-2AK71-1DH0 |  | 1FK7032-2AK71-1DH0 | 1 | UN | 1 | 15 | C | D | N | N | 85015100 | 1 |  | 3.001 | KG | 1362.35 | 1362.35 | MC05 | MC05 | SIMOTICS S Synchronous motor 1FK7-CT PN=0.5kW; UDC=600V M0=1.15Nm (100K); NN=6000rpm; Naturally cooled FRAME SIZE IMB 5 (IM V1, IM V3) FLANGE 1 POWER CONNECTOR ROTATABLE INCREMENTAL ENCODER 22 BIT WITH DRIVE-CLIQ INTERFACE (ENCODER IC22DQ) PLAIN SHAFT, TOLERANCE N; WITH HOLDING BRAKE PROTECTION CLASS IP64; | - | 0 | 0
1FK7032-2AK71-1DH1 |  | 1FK7032-2AK71-1DH1 | 1 | UN | 1 | 15 | C | D | N | N | 85015100 | 1 |  | 3.001 | KG | 1424.69 | 1424.69 | MC05 | MC05 | SIMOTICS S Synchronous motor 1FK7-CT PN=0.5kW; UDC=600V M0=1.15Nm (100K); NN=6000rpm; Naturally cooled FRAME SIZE IMB 5 (IM V1, IM V3) FLANGE 1 POWER CONNECTOR ROTATABLE INCREMENTAL ENCODER 22 BIT WITH DRIVE-CLIQ INTERFACE (ENCODER IC22DQ) PLAIN SHAFT, TOLERANCE N; WITH HOLDING BRAKE PROTECTION CLASS IP65, | - | 0 | 0
1FK7032-2AK71-1DH1-Z | J13 | 1FK7032-2AK71-1DH1-ZJ13 | 1 | UN | 1 | 15 | C | D | N | N | 85015100 | 1 |  | 5.001 | KG | 3459.03 | 3459.03 | MC05 | MC05 | SIMOTICS S Synchronous motor 1FK7-CT PN=0.5kW; UDC=600V M0=1.15Nm (100K); NN=6000rpm; Naturally cooled FRAME SIZE IMB 5 (IM V1, IM V3) FLANGE 1 POWER CONNECTOR ROTATABLE INCREMENTAL ENCODER 22 BIT WITH DRIVE-CLIQ INTERFACE (ENCODER IC22DQ) PLAIN SHAFT, TOLERANCE N; WITH HOLDING BRAKE PROTECTION CLASS IP65, J13: ALPHA SP+, SP 060S-MF2 PLANETARY GEARING 2 STAGES, I=20, WITH FEATHER KEY | - | 0 | 0
1FK7032-2AK71-1EA0 |  | 1FK7032-2AK71-1EA0 | 1 | UN | 1 | 15 | C | D | N | N | 85015100 | 1 |  | 2.701 | KG | 1309.06 | 1309.06 | MC05 | MC05 | SIMOTICS S Synchronous motor 1FK7-CT PN=0.5kW; UDC=600V M0=1.15Nm (100K); NN=6000rpm; Naturally cooled FRAME SIZE IMB 5 (IM V1, IM V3) FLANGE 1, WITH KTY TEMPERATURESENSOR POWER CONNECTOR ROTATABLE ABSOLUTE ENCODERR 2048 S/R + 4096 UMDREHUNGEN MULTITURN, WITH ENDAT-SCHNITTSTELLE (ENCODER AM2048S/R) SHAFT WITH FITTED KEY, TOLERANCE N; W/O HOLDING BRAKE PROTECTION CLASS IP64; | - | 0 | 0
1FK7032-2AK71-1EA1 |  | 1FK7032-2AK71-1EA1 | 1 | UN | 1 | 15 | C | D | N | N | 85015100 | 1 |  | 2.701 | KG | 1371.4 | 1371.4 | MC05 | MC05 | SIMOTICS S Synchronous motor 1FK7-CT PN=0.5kW; UDC=600V M0=1.15Nm (100K); NN=6000rpm; Naturally cooled FRAME SIZE IMB 5 (IM V1, IM V3) FLANGE 1, WITH KTY TEMPERATURESENSOR POWER CONNECTOR ROTATABLE ABSOLUTE ENCODERR 2048 S/R + 4096 UMDREHUNGEN MULTITURN, WITH ENDAT-SCHNITTSTELLE (ENCODER AM2048S/R) SHAFT WITH FITTED KEY, TOLERANCE N; W/O HOLDING BRAKE PROTECTION CLASS IP65, | - | 0 | 0
1FK7032-2AK71-1EA2 |  | 1FK7032-2AK71-1EA2 | 1 | UN | 1 | 15 | C | D | N | N | 85015100 | 1 |  | 2.701 | KG | 1371.4 | 1371.4 | MC05 | MC05 | SIMOTICS S Synchronous motor 1FK7-CT PN=0.5kW; UDC=600V M0=1.15Nm (100K); NN=6000rpm; Naturally cooled FRAME SIZE IMB 5 (IM V1, IM V3) FLANGE 1, WITH KTY TEMPERATURESENSOR POWER CONNECTOR ROTATABLE ABSOLUTE ENCODERR 2048 S/R + 4096 UMDREHUNGEN MULTITURN, WITH ENDAT-SCHNITTSTELLE (ENCODER AM2048S/R) SHAFT WITH FITTED KEY, TOLERANCE N; W/O HOLDING BRAKE PROTECTION CLASS IP65, FLANGE ON DRIVE END IP67; | - | 0 | 0
1FK7032-2AK71-1EB0 |  | 1FK7032-2AK71-1EB0 | 1 | UN | 1 | 15 | C | D | N | N | 85015100 | 1 |  | 3 | KG | 1455.01 | 1455.01 | MC05 | MC05 | SIMOTICS S Synchronous motor 1FK7-CT PN=0.5kW; UDC=600V M0=1.15Nm (100K); NN=6000rpm; Naturally cooled FRAME SIZE IMB 5 (IM V1, IM V3) FLANGE 1, WITH KTY TEMPERATURESENSOR POWER CONNECTOR ROTATABLE ABSOLUTE ENCODERR 2048 S/R + 4096 UMDREHUNGEN MULTITURN, WITH ENDAT-SCHNITTSTELLE (ENCODER AM2048S/R) SHAFT WITH FITTED KEY, TOLERANCE N; WITH HOLDING BRAKE PROTECTION CLASS IP64; | - | 0 | 0
1FK7032-2AK71-1EB1 |  | 1FK7032-2AK71-1EB1 | 1 | UN | 1 | 15 | C | D | N | N | 85015100 | 1 |  | 3 | KG | 1517.35 | 1517.35 | MC05 | MC05 | SIMOTICS S Synchronous motor 1FK7-CT PN=0.5kW; UDC=600V M0=1.15Nm (100K); NN=6000rpm; Naturally cooled FRAME SIZE IMB 5 (IM V1, IM V3) FLANGE 1, WITH KTY TEMPERATURESENSOR POWER CONNECTOR ROTATABLE ABSOLUTE ENCODERR 2048 S/R + 4096 UMDREHUNGEN MULTITURN, WITH ENDAT-SCHNITTSTELLE (ENCODER AM2048S/R) SHAFT WITH FITTED KEY, TOLERANCE N; WITH HOLDING BRAKE PROTECTION CLASS IP65, | - | 0 | 0
1FK7032-2AK71-1EB2 |  | 1FK7032-2AK71-1EB2 | 1 | UN | 1 | 15 | C | D | N | N | 85015100 | 1 |  | 3 | KG | 1517.35 | 1517.35 | MC05 | MC05 | SIMOTICS S Synchronous motor 1FK7-CT PN=0.5kW; UDC=600V M0=1.15Nm (100K); NN=6000rpm; Naturally cooled FRAME SIZE IMB 5 (IM V1, IM V3) FLANGE 1, WITH KTY TEMPERATURESENSOR POWER CONNECTOR ROTATABLE ABSOLUTE ENCODERR 2048 S/R + 4096 UMDREHUNGEN MULTITURN, WITH ENDAT-SCHNITTSTELLE (ENCODER AM2048S/R) SHAFT WITH FITTED KEY, TOLERANCE N; WITH HOLDING BRAKE PROTECTION CLASS IP65, FLANGE ON DRIVE END IP67; | - | 0 | 0
1FK7032-2AK71-1EG0 |  | 1FK7032-2AK71-1EG0 | 1 | UN | 1 | 15 | C | D | N | N | 85015100 | 1 |  | 2.701 | KG | 1251.57 | 1251.57 | MC05 | MC05 | SIMOTICS S Synchronous motor 1FK7-CT PN=0.5kW; UDC=600V M0=1.15Nm (100K); NN=6000rpm; Naturally cooled FRAME SIZE IMB 5 (IM V1, IM V3) FLANGE 1, WITH KTY TEMPERATURESENSOR POWER CONNECTOR ROTATABLE ABSOLUTE ENCODERR 2048 S/R + 4096 UMDREHUNGEN MULTITURN, WITH ENDAT-SCHNITTSTELLE (ENCODER AM2048S/R) PLAIN SHAFT, TOLERANCE N; W/O HOLDING BRAKE PROTECTION CLASS IP64; | - | 0 | 0
1FK7032-2AK71-1EG0-Z | M03X08 | 1FK7032-2AK71-1EG0-ZM03X08 | 1 | UN | 1 | 15 | C | D | N | N | 85015100 | 1 |  | 2.703 | KG | 1413.14 | 1413.14 | MC05 | MC05 | SIMOTICS S Synchronous motor 1FK7-CT PN=0.5kW; UDC=600V M0=1.15Nm (100K); NN=6000rpm; Naturally cooled FRAME SIZE IMB 5 (IM V1, IM V3) FLANGE 1, WITH KTY TEMPERATURESENSOR POWER CONNECTOR ROTATABLE ABSOLUTE ENCODERR 2048 S/R + 4096 UMDREHUNGEN MULTITURN, WITH ENDAT-SCHNITTSTELLE (ENCODER AM2048S/R) PLAIN SHAFT, TOLERANCE N; W/O HOLDING BRAKE PROTECTION CLASS IP64; M03: FOR USE IN THE GAS EXPLOSION-PRONE AREA UNIT II, CATEGORY 3G (ZONE 2) TEMPERATURE CLASS T1 TO T3 OBSERVE PLANNING GUIDELINES SEE ENCLOSURE REGARDING THE DECLARATION OF CONFORMITY X08: PAINT FINISH WHITE ALUMINIUM RAL9006 | - | 0 | 0
1FK7032-2AK71-1EG1 |  | 1FK7032-2AK71-1EG1 | 1 | UN | 1 | 15 | C | D | N | N | 85015100 | 1 |  | 2.701 | KG | 1313.91 | 1313.91 | MC05 | MC05 | SIMOTICS S Synchronous motor 1FK7-CT PN=0.5kW; UDC=600V M0=1.15Nm (100K); NN=6000rpm; Naturally cooled FRAME SIZE IMB 5 (IM V1, IM V3) FLANGE 1, WITH KTY TEMPERATURESENSOR POWER CONNECTOR ROTATABLE ABSOLUTE ENCODERR 2048 S/R + 4096 UMDREHUNGEN MULTITURN, WITH ENDAT-SCHNITTSTELLE (ENCODER AM2048S/R) PLAIN SHAFT, TOLERANCE N; W/O HOLDING BRAKE PROTECTION CLASS IP65, | - | 0 | 0
1FK7032-2AK71-1EG2 |  | 1FK7032-2AK71-1EG2 | 1 | UN | 1 | 15 | C | D | N | N | 85015100 | 1 |  | 2.701 | KG | 1313.91 | 1313.91 | MC05 | MC05 | SIMOTICS S Synchronous motor 1FK7-CT PN=0.5kW; UDC=600V M0=1.15Nm (100K); NN=6000rpm; Naturally cooled FRAME SIZE IMB 5 (IM V1, IM V3) FLANGE 1, WITH KTY TEMPERATURESENSOR POWER CONNECTOR ROTATABLE ABSOLUTE ENCODERR 2048 S/R + 4096 UMDREHUNGEN MULTITURN, WITH ENDAT-SCHNITTSTELLE (ENCODER AM2048S/R) PLAIN SHAFT, TOLERANCE N; W/O HOLDING BRAKE PROTECTION CLASS IP65, FLANGE ON DRIVE END IP67; | - | 0 | 0
1FK7032-2AK71-1EH0 |  | 1FK7032-2AK71-1EH0 | 1 | UN | 1 | 15 | C | D | N | N | 85015100 | 1 |  | 3 | KG | 1395.9 | 1395.9 | MC05 | MC05 | SIMOTICS S Synchronous motor 1FK7-CT PN=0.5kW; UDC=600V M0=1.15Nm (100K); NN=6000rpm; Naturally cooled FRAME SIZE IMB 5 (IM V1, IM V3) FLANGE 1, WITH KTY TEMPERATURESENSOR POWER CONNECTOR ROTATABLE ABSOLUTE ENCODERR 2048 S/R + 4096 UMDREHUNGEN MULTITURN, WITH ENDAT-SCHNITTSTELLE (ENCODER AM2048S/R) PLAIN SHAFT, TOLERANCE N; WITH HOLDING BRAKE PROTECTION CLASS IP64; | - | 0 | 0
1FK7032-2AK71-1EH1 |  | 1FK7032-2AK71-1EH1 | 1 | UN | 1 | 15 | C | D | N | N | 85015100 | 1 |  | 3 | KG | 1458.24 | 1458.24 | MC05 | MC05 | SIMOTICS S Synchronous motor 1FK7-CT PN=0.5kW; UDC=600V M0=1.15Nm (100K); NN=6000rpm; Naturally cooled FRAME SIZE IMB 5 (IM V1, IM V3) FLANGE 1, WITH KTY TEMPERATURESENSOR POWER CONNECTOR ROTATABLE ABSOLUTE ENCODERR 2048 S/R + 4096 UMDREHUNGEN MULTITURN, WITH ENDAT-SCHNITTSTELLE (ENCODER AM2048S/R) PLAIN SHAFT, TOLERANCE N; WITH HOLDING BRAKE PROTECTION CLASS IP65, | - | 0 | 0
1FK7032-2AK71-1EH2 |  | 1FK7032-2AK71-1EH2 | 1 | UN | 1 | 15 | C | D | N | N | 85015100 | 1 |  | 3 | KG | 1458.24 | 1458.24 | MC05 | MC05 | SIMOTICS S Synchronous motor 1FK7-CT PN=0.5kW; UDC=600V M0=1.15Nm (100K); NN=6000rpm; Naturally cooled FRAME SIZE IMB 5 (IM V1, IM V3) FLANGE 1, WITH KTY TEMPERATURESENSOR POWER CONNECTOR ROTATABLE ABSOLUTE ENCODERR 2048 S/R + 4096 UMDREHUNGEN MULTITURN, WITH ENDAT-SCHNITTSTELLE (ENCODER AM2048S/R) PLAIN SHAFT, TOLERANCE N; WITH HOLDING BRAKE PROTECTION CLASS IP65, FLANGE ON DRIVE END IP67; | - | 0 | 0
1FK7032-2AK71-1FA2 |  | 1FK7032-2AK71-1FA2 | 1 | UN | 1 | 15 | C | D | N | N | 85015100 | 1 |  | 2.701 | KG | 1584.02 | 1584.02 | MC05 | MC05 | SIMOTICS S Synchronous motor 1FK7-CT PN=0.5kW; UDC=600V M0=1.15Nm (100K); NN=6000rpm; Naturally cooled FRAME SIZE IMB 5 (IM V1, IM V3) FLANGE 1 POWER CONNECTOR ROTATABLE ABSOLUTE ENCODER 22BIT + 12 BIT MULTITURN, WITH DRIVE-CLIQ INTERFACE (ENCODER AM22DQ) SHAFT WITH FITTED KEY, TOLERANCE N; W/O HOLDING BRAKE PROTECTION CLASS IP65, FLANGE ON DRIVE END IP67; | - | 0 | 0
1FK7032-2AK71-1FB0 |  | 1FK7032-2AK71-1FB0 | 1 | UN | 1 | 15 | C | D | N | N | 85015100 | 1 |  | 3 | KG | 1667.63 | 1667.63 | MC05 | MC05 | SIMOTICS S Synchronous motor 1FK7-CT PN=0.5kW; UDC=600V M0=1.15Nm (100K); NN=6000rpm; Naturally cooled FRAME SIZE IMB 5 (IM V1, IM V3) FLANGE 1 POWER CONNECTOR ROTATABLE ABSOLUTE ENCODER 22BIT + 12 BIT MULTITURN, WITH DRIVE-CLIQ INTERFACE (ENCODER AM22DQ) SHAFT WITH FITTED KEY, TOLERANCE N; WITH HOLDING BRAKE PROTECTION CLASS IP64; | - | 0 | 0
1FK7032-2AK71-1FB1 |  | 1FK7032-2AK71-1FB1 | 1 | UN | 1 | 15 | C | D | N | N | 85015100 | 1 |  | 3 | KG | 1729.97 | 1729.97 | MC05 | MC05 | SIMOTICS S Synchronous motor 1FK7-CT PN=0.5kW; UDC=600V M0=1.15Nm (100K); NN=6000rpm; Naturally cooled FRAME SIZE IMB 5 (IM V1, IM V3) FLANGE 1 POWER CONNECTOR ROTATABLE ABSOLUTE ENCODER 22BIT + 12 BIT MULTITURN, WITH DRIVE-CLIQ INTERFACE (ENCODER AM22DQ) SHAFT WITH FITTED KEY, TOLERANCE N; WITH HOLDING BRAKE PROTECTION CLASS IP65, | - | 0 | 0
1FK7032-2AK71-1FG0 |  | 1FK7032-2AK71-1FG0 | 1 | UN | 1 | 15 | C | D | N | N | 85015100 | 1 |  | 2.701 | KG | 1464.19 | 1464.19 | MC05 | MC05 | SIMOTICS S Synchronous motor 1FK7-CT PN=0.5kW; UDC=600V M0=1.15Nm (100K); NN=6000rpm; Naturally cooled FRAME SIZE IMB 5 (IM V1, IM V3) FLANGE 1 POWER CONNECTOR ROTATABLE ABSOLUTE ENCODER 22BIT + 12 BIT MULTITURN, WITH DRIVE-CLIQ INTERFACE (ENCODER AM22DQ) PLAIN SHAFT, TOLERANCE N; W/O HOLDING BRAKE PROTECTION CLASS IP64; | - | 0 | 0
1FK7032-2AK71-1FG1 |  | 1FK7032-2AK71-1FG1 | 1 | UN | 1 | 15 | C | D | N | N | 85015100 | 1 |  | 2.701 | KG | 1526.53 | 1526.53 | MC05 | MC05 | SIMOTICS S Synchronous motor 1FK7-CT PN=0.5kW; UDC=600V M0=1.15Nm (100K); NN=6000rpm; Naturally cooled FRAME SIZE IMB 5 (IM V1, IM V3) FLANGE 1 POWER CONNECTOR ROTATABLE ABSOLUTE ENCODER 22BIT + 12 BIT MULTITURN, WITH DRIVE-CLIQ INTERFACE (ENCODER AM22DQ) PLAIN SHAFT, TOLERANCE N; W/O HOLDING BRAKE PROTECTION CLASS IP65, | - | 0 | 0
1FK7032-2AK71-1FH0 |  | 1FK7032-2AK71-1FH0 | 1 | UN | 1 | 15 | C | D | N | N | 85015100 | 1 |  | 3 | KG | 1608.52 | 1608.52 | MC05 | MC05 | SIMOTICS S Synchronous motor 1FK7-CT PN=0.5kW; UDC=600V M0=1.15Nm (100K); NN=6000rpm; Naturally cooled FRAME SIZE IMB 5 (IM V1, IM V3) FLANGE 1 POWER CONNECTOR ROTATABLE ABSOLUTE ENCODER 22BIT + 12 BIT MULTITURN, WITH DRIVE-CLIQ INTERFACE (ENCODER AM22DQ) PLAIN SHAFT, TOLERANCE N; WITH HOLDING BRAKE PROTECTION CLASS IP64; | - | 0 | 0
1FK7032-2AK71-1PA0 |  | 1FK7032-2AK71-1PA0 | 1 | UN | 1 | 15 | C | D | N | N | 85015100 | 1 |  | 2.801 | KG | 831.44 | 831.44 | MC05 | MC05 | SIMOTICS S Synchronous motor 1FK7-CT PN=0.5kW; UDC=600V M0=1.15Nm (100K); NN=6000rpm; Naturally cooled FRAME SIZE IMB 5 (IM V1, IM V3) FLANGE 1 POWER CONNECTOR ROTATABLE RESOLVER 2-POLE, WITH DRIVE CLIQ-INTERFACE SHAFT WITH FITTED KEY, TOLERANCE N; W/O HOLDING BRAKE PROTECTION CLASS IP64; | - | 0 | 0
1FK7032-2AK71-1PA1 |  | 1FK7032-2AK71-1PA1 | 1 | UN | 1 | 15 | C | D | N | N | 85015100 | 1 |  | 2.801 | KG | 893.78 | 893.78 | MC05 | MC05 | SIMOTICS S Synchronous motor 1FK7-CT PN=0.5kW; UDC=600V M0=1.15Nm (100K); NN=6000rpm; Naturally cooled FRAME SIZE IMB 5 (IM V1, IM V3) FLANGE 1 POWER CONNECTOR ROTATABLE RESOLVER 2-POLE, WITH DRIVE CLIQ-INTERFACE SHAFT WITH FITTED KEY, TOLERANCE N; W/O HOLDING BRAKE PROTECTION CLASS IP65, | - | 0 | 0
1FK7032-2AK71-1PA2 |  | 1FK7032-2AK71-1PA2 | 1 | UN | 1 | 15 | C | D | N | N | 85015100 | 1 |  | 2.801 | KG | 893.78 | 893.78 | MC05 | MC05 | SIMOTICS S Synchronous motor 1FK7-CT PN=0.5kW; UDC=600V M0=1.15Nm (100K); NN=6000rpm; Naturally cooled FRAME SIZE IMB 5 (IM V1, IM V3) FLANGE 1 POWER CONNECTOR ROTATABLE RESOLVER 2-POLE, WITH DRIVE CLIQ-INTERFACE SHAFT WITH FITTED KEY, TOLERANCE N; W/O HOLDING BRAKE PROTECTION CLASS IP65, FLANGE ON DRIVE END IP67; | - | 0 | 0
1FK7032-2AK71-1PB0 |  | 1FK7032-2AK71-1PB0 | 1 | UN | 1 | 15 | C | D | N | N | 85015100 | 1 |  | 3.1 | KG | 977.39 | 977.39 | MC05 | MC05 | SIMOTICS S Synchronous motor 1FK7-CT PN=0.5kW; UDC=600V M0=1.15Nm (100K); NN=6000rpm; Naturally cooled FRAME SIZE IMB 5 (IM V1, IM V3) FLANGE 1 POWER CONNECTOR ROTATABLE RESOLVER 2-POLE, WITH DRIVE CLIQ-INTERFACE SHAFT WITH FITTED KEY, TOLERANCE N; WITH HOLDING BRAKE PROTECTION CLASS IP64; | - | 0 | 0
1FK7032-2AK71-1PB1 |  | 1FK7032-2AK71-1PB1 | 1 | UN | 1 | 15 | C | D | N | N | 85015100 | 1 |  | 3.1 | KG | 1039.73 | 1039.73 | MC05 | MC05 | SIMOTICS S Synchronous motor 1FK7-CT PN=0.5kW; UDC=600V M0=1.15Nm (100K); NN=6000rpm; Naturally cooled FRAME SIZE IMB 5 (IM V1, IM V3) FLANGE 1 POWER CONNECTOR ROTATABLE RESOLVER 2-POLE, WITH DRIVE CLIQ-INTERFACE SHAFT WITH FITTED KEY, TOLERANCE N; WITH HOLDING BRAKE PROTECTION CLASS IP65, | - | 0 | 0
1FK7032-2AK71-1PB2 |  | 1FK7032-2AK71-1PB2 | 1 | UN | 1 | 15 | C | D | N | N | 85015100 | 1 |  | 3.1 | KG | 1039.73 | 1039.73 | MC05 | MC05 | SIMOTICS S Synchronous motor 1FK7-CT PN=0.5kW; UDC=600V M0=1.15Nm (100K); NN=6000rpm; Naturally cooled FRAME SIZE IMB 5 (IM V1, IM V3) FLANGE 1 POWER CONNECTOR ROTATABLE RESOLVER 2-POLE, WITH DRIVE CLIQ-INTERFACE SHAFT WITH FITTED KEY, TOLERANCE N; WITH HOLDING BRAKE PROTECTION CLASS IP65, FLANGE ON DRIVE END IP67; | - | 0 | 0
1FK7032-2AK71-1PG0 |  | 1FK7032-2AK71-1PG0 | 1 | UN | 1 | 15 | C | D | N | N | 85015100 | 1 |  | 2.801 | KG | 773.95 | 773.95 | MC05 | MC05 | SIMOTICS S Synchronous motor 1FK7-CT PN=0.5kW; UDC=600V M0=1.15Nm (100K); NN=6000rpm; Naturally cooled FRAME SIZE IMB 5 (IM V1, IM V3) FLANGE 1 POWER CONNECTOR ROTATABLE RESOLVER 2-POLE, WITH DRIVE CLIQ-INTERFACE PLAIN SHAFT, TOLERANCE N; W/O HOLDING BRAKE PROTECTION CLASS IP64; | - | 0 | 0
1FK7032-2AK71-1PG1 |  | 1FK7032-2AK71-1PG1 | 1 | UN | 1 | 15 | C | D | N | N | 85015100 | 1 |  | 2.801 | KG | 836.29 | 836.29 | MC05 | MC05 | SIMOTICS S Synchronous motor 1FK7-CT PN=0.5kW; UDC=600V M0=1.15Nm (100K); NN=6000rpm; Naturally cooled FRAME SIZE IMB 5 (IM V1, IM V3) FLANGE 1 POWER CONNECTOR ROTATABLE RESOLVER 2-POLE, WITH DRIVE CLIQ-INTERFACE PLAIN SHAFT, TOLERANCE N; W/O HOLDING BRAKE PROTECTION CLASS IP65, | - | 0 | 0
1FK7032-2AK71-1PG2 |  | 1FK7032-2AK71-1PG2 | 1 | UN | 1 | 15 | C | D | N | N | 85015100 | 1 |  | 2.801 | KG | 836.29 | 836.29 | MC05 | MC05 | SIMOTICS S Synchronous motor 1FK7-CT PN=0.5kW; UDC=600V M0=1.15Nm (100K); NN=6000rpm; Naturally cooled FRAME SIZE IMB 5 (IM V1, IM V3) FLANGE 1 POWER CONNECTOR ROTATABLE RESOLVER 2-POLE, WITH DRIVE CLIQ-INTERFACE PLAIN SHAFT, TOLERANCE N; W/O HOLDING BRAKE PROTECTION CLASS IP65, FLANGE ON DRIVE END IP67; | - | 0 | 0
1FK7032-2AK71-1PH0 |  | 1FK7032-2AK71-1PH0 | 1 | UN | 1 | 15 | C | D | N | N | 85015100 | 1 |  | 3.1 | KG | 918.28 | 918.28 | MC05 | MC05 | SIMOTICS S Synchronous motor 1FK7-CT PN=0.5kW; UDC=600V M0=1.15Nm (100K); NN=6000rpm; Naturally cooled FRAME SIZE IMB 5 (IM V1, IM V3) FLANGE 1 POWER CONNECTOR ROTATABLE RESOLVER 2-POLE, WITH DRIVE CLIQ-INTERFACE PLAIN SHAFT, TOLERANCE N; WITH HOLDING BRAKE PROTECTION CLASS IP64; | - | 0 | 0
1FK7032-2AK71-1PH1 |  | 1FK7032-2AK71-1PH1 | 1 | UN | 1 | 15 | C | D | N | N | 85015100 | 1 |  | 3.1 | KG | 980.62 | 980.62 | MC05 | MC05 | SIMOTICS S Synchronous motor 1FK7-CT PN=0.5kW; UDC=600V M0=1.15Nm (100K); NN=6000rpm; Naturally cooled FRAME SIZE IMB 5 (IM V1, IM V3) FLANGE 1 POWER CONNECTOR ROTATABLE RESOLVER 2-POLE, WITH DRIVE CLIQ-INTERFACE PLAIN SHAFT, TOLERANCE N; WITH HOLDING BRAKE PROTECTION CLASS IP65, | - | 0 | 0
1FK7032-2AK71-1PH2 |  | 1FK7032-2AK71-1PH2 | 1 | UN | 1 | 15 | C | D | N | N | 85015100 | 1 |  | 3.1 | KG | 980.62 | 980.62 | MC05 | MC05 | SIMOTICS S Synchronous motor 1FK7-CT PN=0.5kW; UDC=600V M0=1.15Nm (100K); NN=6000rpm; Naturally cooled FRAME SIZE IMB 5 (IM V1, IM V3) FLANGE 1 POWER CONNECTOR ROTATABLE RESOLVER 2-POLE, WITH DRIVE CLIQ-INTERFACE PLAIN SHAFT, TOLERANCE N; WITH HOLDING BRAKE PROTECTION CLASS IP65, FLANGE ON DRIVE END IP67; | - | 0 | 0
1FK7032-2AK71-1QA0 |  | 1FK7032-2AK71-1QA0 | 1 | UN | 1 | 10 | C | D | N | N | 85015100 | 1 |  | 2.701 | KG | 900.14 | 900.14 | MC05 | MC05 | SIMOTICS S Synchronous motor 1FK7-CT PN=0.5kW; UDC=600V M0=1.15Nm (100K); NN=6000rpm; Naturally cooled FRAME SIZE IMB 5 (IM V1, IM V3) FLANGE 1 POWER CONNECTOR ROTATABLE ABSOLUTE ENCODER SINGLETURN 20 BIT WITH DRIVE-CLIQ INTERFACE (ENCODER AS20DQI) SHAFT WITH FITTED KEY, TOLERANCE N; W/O HOLDING BRAKE PROTECTION CLASS IP64; | - | 0 | 0
1FK7032-2AK71-1QA0-Z | K23M03Q31X08 | 1FK7032-2AK71-1QA0-ZK23M03Q31X08 | 1 | UN | 1 | 15 | C | D | N | N | 85015100 | 1 |  | 2.763 | KG | 1186.55 | 1186.55 | MC05 | MC05 | SIMOTICS S Synchronous motor 1FK7-CT PN=0.5kW; UDC=600V M0=1.15Nm (100K); NN=6000rpm; Naturally cooled FRAME SIZE IMB 5 (IM V1, IM V3) FLANGE 1 POWER CONNECTOR ROTATABLE ABSOLUTE ENCODER SINGLETURN 20 BIT WITH DRIVE-CLIQ INTERFACE (ENCODER AS20DQI) SHAFT WITH FITTED KEY, TOLERANCE N; W/O HOLDING BRAKE PROTECTION CLASS IP64; K23: PRIMER AND PAINT FINISH ANTHRACITE M03: FOR USE IN THE GAS EXPLOSION-PRONE AREA UNIT II, CATEGORY 3G (ZONE 2) TEMPERATURE CLASS T1 TO T3 OBSERVE PLANNING GUIDELINES SEE ENCLOSURE REGARDING THE DECLARATION OF CONFORMITY Q31: METALLIC RATING PLATE ON MOTOR X08: PAINT FINISH WHITE ALUMINIUM RAL9006 | - | 0 | 0
1FK7032-2AK71-1QA1 |  | 1FK7032-2AK71-1QA1 | 1 | UN | 1 | 15 | C | D | N | N | 85015100 | 1 |  | 2.701 | KG | 962.48 | 962.48 | MC05 | MC05 | SIMOTICS S Synchronous motor 1FK7-CT PN=0.5kW; UDC=600V M0=1.15Nm (100K); NN=6000rpm; Naturally cooled FRAME SIZE IMB 5 (IM V1, IM V3) FLANGE 1 POWER CONNECTOR ROTATABLE ABSOLUTE ENCODER SINGLETURN 20 BIT WITH DRIVE-CLIQ INTERFACE (ENCODER AS20DQI) SHAFT WITH FITTED KEY, TOLERANCE N; W/O HOLDING BRAKE PROTECTION CLASS IP65, | - | 0 | 0
1FK7032-2AK71-1QA1-Z | B02L13 | 1FK7032-2AK71-1QA1-ZB02L13 | 1 | UN | 1 | 15 | C | D | N | N | 85015100 | 1 |  | 2.701 | KG | 1019.31 | 1019.31 | MC05 | MC05 | SIMOTICS S Synchronous motor 1FK7-CT PN=0.5kW; UDC=600V M0=1.15Nm (100K); NN=6000rpm; Naturally cooled FRAME SIZE IMB 5 (IM V1, IM V3) FLANGE 1 POWER CONNECTOR ROTATABLE ABSOLUTE ENCODER SINGLETURN 20 BIT WITH DRIVE-CLIQ INTERFACE (ENCODER AS20DQI) SHAFT WITH FITTED KEY, TOLERANCE N; W/O HOLDING BRAKE PROTECTION CLASS IP65, B02:ACCEPTANCE TEST CERTIFICATE EN 10 204-3.1 L13: OUTER EARTHING SCREW | - | 0 | 0
1FK7032-2AK71-1QA2 |  | 1FK7032-2AK71-1QA2 | 1 | UN | 1 | 15 | C | D | N | N | 85015100 | 1 |  | 2.701 | KG | 962.48 | 962.48 | MC05 | MC05 | SIMOTICS S Synchronous motor 1FK7-CT PN=0.5kW; UDC=600V M0=1.15Nm (100K); NN=6000rpm; Naturally cooled FRAME SIZE IMB 5 (IM V1, IM V3) FLANGE 1 POWER CONNECTOR ROTATABLE ABSOLUTE ENCODER SINGLETURN 20 BIT WITH DRIVE-CLIQ INTERFACE (ENCODER AS20DQI) SHAFT WITH FITTED KEY, TOLERANCE N; W/O HOLDING BRAKE PROTECTION CLASS IP65, FLANGE ON DRIVE END IP67; | - | 0 | 0
1FK7032-2AK71-1QB0 |  | 1FK7032-2AK71-1QB0 | 1 | UN | 1 | 10 | C | D | N | N | 85015100 | 1 |  | 3 | KG | 1046.09 | 1046.09 | MC05 | MC05 | SIMOTICS S Synchronous motor 1FK7-CT PN=0.5kW; UDC=600V M0=1.15Nm (100K); NN=6000rpm; Naturally cooled FRAME SIZE IMB 5 (IM V1, IM V3) FLANGE 1 POWER CONNECTOR ROTATABLE ABSOLUTE ENCODER SINGLETURN 20 BIT WITH DRIVE-CLIQ INTERFACE (ENCODER AS20DQI) SHAFT WITH FITTED KEY, TOLERANCE N; WITH HOLDING BRAKE PROTECTION CLASS IP64; | - | 0 | 0
1FK7032-2AK71-1QB1 |  | 1FK7032-2AK71-1QB1 | 1 | UN | 1 | 15 | C | D | N | N | 85015100 | 1 |  | 3 | KG | 1108.43 | 1108.43 | MC05 | MC05 | SIMOTICS S Synchronous motor 1FK7-CT PN=0.5kW; UDC=600V M0=1.15Nm (100K); NN=6000rpm; Naturally cooled FRAME SIZE IMB 5 (IM V1, IM V3) FLANGE 1 POWER CONNECTOR ROTATABLE ABSOLUTE ENCODER SINGLETURN 20 BIT WITH DRIVE-CLIQ INTERFACE (ENCODER AS20DQI) SHAFT WITH FITTED KEY, TOLERANCE N; WITH HOLDING BRAKE PROTECTION CLASS IP65, | - | 0 | 0
1FK7032-2AK71-1QB2 |  | 1FK7032-2AK71-1QB2 | 1 | UN | 1 | 15 | C | D | N | N | 85015100 | 1 |  | 3 | KG | 1108.43 | 1108.43 | MC05 | MC05 | SIMOTICS S Synchronous motor 1FK7-CT PN=0.5kW; UDC=600V M0=1.15Nm (100K); NN=6000rpm; Naturally cooled FRAME SIZE IMB 5 (IM V1, IM V3) FLANGE 1 POWER CONNECTOR ROTATABLE ABSOLUTE ENCODER SINGLETURN 20 BIT WITH DRIVE-CLIQ INTERFACE (ENCODER AS20DQI) SHAFT WITH FITTED KEY, TOLERANCE N; WITH HOLDING BRAKE PROTECTION CLASS IP65, FLANGE ON DRIVE END IP67; | - | 0 | 0
1FK7032-2AK71-1QG0 |  | 1FK7032-2AK71-1QG0 | 1 | UN | 1 | 10 | C | D | N | N | 85015100 | 1 |  | 2.701 | KG | 842.65 | 842.65 | MC05 | MC05 | SIMOTICS S Synchronous motor 1FK7-CT PN=0.5kW; UDC=600V M0=1.15Nm (100K); NN=6000rpm; Naturally cooled FRAME SIZE IMB 5 (IM V1, IM V3) FLANGE 1 POWER CONNECTOR ROTATABLE ABSOLUTE ENCODER SINGLETURN 20 BIT WITH DRIVE-CLIQ INTERFACE (ENCODER AS20DQI) PLAIN SHAFT, TOLERANCE N; W/O HOLDING BRAKE PROTECTION CLASS IP64; | - | 0 | 0
1FK7032-2AK71-1QG1 |  | 1FK7032-2AK71-1QG1 | 1 | UN | 1 | 15 | C | D | N | N | 85015100 | 1 |  | 2.701 | KG | 904.99 | 904.99 | MC05 | MC05 | SIMOTICS S Synchronous motor 1FK7-CT PN=0.5kW; UDC=600V M0=1.15Nm (100K); NN=6000rpm; Naturally cooled FRAME SIZE IMB 5 (IM V1, IM V3) FLANGE 1 POWER CONNECTOR ROTATABLE ABSOLUTE ENCODER SINGLETURN 20 BIT WITH DRIVE-CLIQ INTERFACE (ENCODER AS20DQI) PLAIN SHAFT, TOLERANCE N; W/O HOLDING BRAKE PROTECTION CLASS IP65, | - | 0 | 0
1FK7032-2AK71-1QG2 |  | 1FK7032-2AK71-1QG2 | 1 | UN | 1 | 15 | C | D | N | N | 85015100 | 1 |  | 2.701 | KG | 904.99 | 904.99 | MC05 | MC05 | SIMOTICS S Synchronous motor 1FK7-CT PN=0.5kW; UDC=600V M0=1.15Nm (100K); NN=6000rpm; Naturally cooled FRAME SIZE IMB 5 (IM V1, IM V3) FLANGE 1 POWER CONNECTOR ROTATABLE ABSOLUTE ENCODER SINGLETURN 20 BIT WITH DRIVE-CLIQ INTERFACE (ENCODER AS20DQI) PLAIN SHAFT, TOLERANCE N; W/O HOLDING BRAKE PROTECTION CLASS IP65, FLANGE ON DRIVE END IP67; | - | 0 | 0
1FK7032-2AK71-1QH0 |  | 1FK7032-2AK71-1QH0 | 1 | UN | 1 | 10 | C | D | N | N | 85015100 | 1 |  | 3 | KG | 986.98 | 986.98 | MC05 | MC05 | SIMOTICS S Synchronous motor 1FK7-CT PN=0.5kW; UDC=600V M0=1.15Nm (100K); NN=6000rpm; Naturally cooled FRAME SIZE IMB 5 (IM V1, IM V3) FLANGE 1 POWER CONNECTOR ROTATABLE ABSOLUTE ENCODER SINGLETURN 20 BIT WITH DRIVE-CLIQ INTERFACE (ENCODER AS20DQI) PLAIN SHAFT, TOLERANCE N; WITH HOLDING BRAKE PROTECTION CLASS IP64; | - | 0 | 0
1FK7032-2AK71-1QH1 |  | 1FK7032-2AK71-1QH1 | 1 | UN | 1 | 15 | C | D | N | N | 85015100 | 1 |  | 3 | KG | 1049.32 | 1049.32 | MC05 | MC05 | SIMOTICS S Synchronous motor 1FK7-CT PN=0.5kW; UDC=600V M0=1.15Nm (100K); NN=6000rpm; Naturally cooled FRAME SIZE IMB 5 (IM V1, IM V3) FLANGE 1 POWER CONNECTOR ROTATABLE ABSOLUTE ENCODER SINGLETURN 20 BIT WITH DRIVE-CLIQ INTERFACE (ENCODER AS20DQI) PLAIN SHAFT, TOLERANCE N; WITH HOLDING BRAKE PROTECTION CLASS IP65, | - | 0 | 0
1FK7032-2AK71-1QH2 |  | 1FK7032-2AK71-1QH2 | 1 | UN | 1 | 15 | C | D | N | N | 85015100 | 1 |  | 3 | KG | 1049.32 | 1049.32 | MC05 | MC05 | SIMOTICS S Synchronous motor 1FK7-CT PN=0.5kW; UDC=600V M0=1.15Nm (100K); NN=6000rpm; Naturally cooled FRAME SIZE IMB 5 (IM V1, IM V3) FLANGE 1 POWER CONNECTOR ROTATABLE ABSOLUTE ENCODER SINGLETURN 20 BIT WITH DRIVE-CLIQ INTERFACE (ENCODER AS20DQI) PLAIN SHAFT, TOLERANCE N; WITH HOLDING BRAKE PROTECTION CLASS IP65, FLANGE ON DRIVE END IP67; | - | 0 | 0
1FK7032-2AK71-1RA0 |  | 1FK7032-2AK71-1RA0 | 1 | UN | 1 | 10 | C | D | N | N | 85015100 | 1 |  | 2.701 | KG | 1149.51 | 1149.51 | MC05 | MC05 | SIMOTICS S Synchronous motor 1FK7-CT PN=0.5kW; UDC=600V M0=1.15Nm (100K); NN=6000rpm; Naturally cooled FRAME SIZE IMB 5 (IM V1, IM V3) FLANGE 1 POWER CONNECTOR ROTATABLE ABSOLUTE ENCODER 20 BIT + 12 BIT MULTITURN WITH DRIVE-CLIQ INTERFACE (ENCODER AM20DQI) SHAFT WITH FITTED KEY, TOLERANCE N; W/O HOLDING BRAKE PROTECTION CLASS IP64; | - | 0 | 0
1FK7032-2AK71-1RA1 |  | 1FK7032-2AK71-1RA1 | 1 | UN | 1 | 15 | C | D | N | N | 85015100 | 1 |  | 2.701 | KG | 1211.85 | 1211.85 | MC05 | MC05 | SIMOTICS S Synchronous motor 1FK7-CT PN=0.5kW; UDC=600V M0=1.15Nm (100K); NN=6000rpm; Naturally cooled FRAME SIZE IMB 5 (IM V1, IM V3) FLANGE 1 POWER CONNECTOR ROTATABLE ABSOLUTE ENCODER 20 BIT + 12 BIT MULTITURN WITH DRIVE-CLIQ INTERFACE (ENCODER AM20DQI) SHAFT WITH FITTED KEY, TOLERANCE N; W/O HOLDING BRAKE PROTECTION CLASS IP65, | - | 0 | 0
1FK7032-2AK71-1RA2 |  | 1FK7032-2AK71-1RA2 | 1 | UN | 1 | 15 | C | D | N | N | 85015100 | 1 |  | 2.701 | KG | 1211.85 | 1211.85 | MC05 | MC05 | SIMOTICS S Synchronous motor 1FK7-CT PN=0.5kW; UDC=600V M0=1.15Nm (100K); NN=6000rpm; Naturally cooled FRAME SIZE IMB 5 (IM V1, IM V3) FLANGE 1 POWER CONNECTOR ROTATABLE ABSOLUTE ENCODER 20 BIT + 12 BIT MULTITURN WITH DRIVE-CLIQ INTERFACE (ENCODER AM20DQI) SHAFT WITH FITTED KEY, TOLERANCE N; W/O HOLDING BRAKE PROTECTION CLASS IP65, FLANGE ON DRIVE END IP67; | - | 0 | 0
1FK7032-2AK71-1RB0 |  | 1FK7032-2AK71-1RB0 | 1 | UN | 1 | 10 | C | D | N | N | 85015100 | 1 |  | 3 | KG | 1295.46 | 1295.46 | MC05 | MC05 | SIMOTICS S Synchronous motor 1FK7-CT PN=0.5kW; UDC=600V M0=1.15Nm (100K); NN=6000rpm; Naturally cooled FRAME SIZE IMB 5 (IM V1, IM V3) FLANGE 1 POWER CONNECTOR ROTATABLE ABSOLUTE ENCODER 20 BIT + 12 BIT MULTITURN WITH DRIVE-CLIQ INTERFACE (ENCODER AM20DQI) SHAFT WITH FITTED KEY, TOLERANCE N; WITH HOLDING BRAKE PROTECTION CLASS IP64; | - | 0 | 0
1FK7032-2AK71-1RB1 |  | 1FK7032-2AK71-1RB1 | 1 | UN | 1 | 15 | C | D | N | N | 85015100 | 1 |  | 3 | KG | 1357.8 | 1357.8 | MC05 | MC05 | SIMOTICS S Synchronous motor 1FK7-CT PN=0.5kW; UDC=600V M0=1.15Nm (100K); NN=6000rpm; Naturally cooled FRAME SIZE IMB 5 (IM V1, IM V3) FLANGE 1 POWER CONNECTOR ROTATABLE ABSOLUTE ENCODER 20 BIT + 12 BIT MULTITURN WITH DRIVE-CLIQ INTERFACE (ENCODER AM20DQI) SHAFT WITH FITTED KEY, TOLERANCE N; WITH HOLDING BRAKE PROTECTION CLASS IP65, | - | 0 | 0
1FK7032-2AK71-1RB2 |  | 1FK7032-2AK71-1RB2 | 1 | UN | 1 | 15 | C | D | N | N | 85015100 | 1 |  | 3 | KG | 1357.8 | 1357.8 | MC05 | MC05 | SIMOTICS S Synchronous motor 1FK7-CT PN=0.5kW; UDC=600V M0=1.15Nm (100K); NN=6000rpm; Naturally cooled FRAME SIZE IMB 5 (IM V1, IM V3) FLANGE 1 POWER CONNECTOR ROTATABLE ABSOLUTE ENCODER 20 BIT + 12 BIT MULTITURN WITH DRIVE-CLIQ INTERFACE (ENCODER AM20DQI) SHAFT WITH FITTED KEY, TOLERANCE N; WITH HOLDING BRAKE PROTECTION CLASS IP65, FLANGE ON DRIVE END IP67; | - | 0 | 0
1FK7032-2AK71-1RB2-Z | X01 | 1FK7032-2AK71-1RB2-ZX01 | 1 | UN | 1 | 15 | C | D | N | N | 85015100 | 1 |  | 3.001 | KG | 1420.14 | 1420.14 | MC05 | MC05 | SIMOTICS S Synchronous motor 1FK7-CT PN=0.5kW; UDC=600V M0=1.15Nm (100K); NN=6000rpm; Naturally cooled FRAME SIZE IMB 5 (IM V1, IM V3) FLANGE 1 POWER CONNECTOR ROTATABLE ABSOLUTE ENCODER 20 BIT + 12 BIT MULTITURN WITH DRIVE-CLIQ INTERFACE (ENCODER AM20DQI) SHAFT WITH FITTED KEY, TOLERANCE N; WITH HOLDING BRAKE PROTECTION CLASS IP65, FLANGE ON DRIVE END IP67; X01: PAINT FINISH DULL BLACK RAL9005 | - | 0 | 0
1FK7032-2AK71-1RG0 |  | 1FK7032-2AK71-1RG0 | 1 | UN | 1 | 10 | C | D | N | N | 85015100 | 1 |  | 2.701 | KG | 1092.02 | 1092.02 | MC05 | MC05 | SIMOTICS S Synchronous motor 1FK7-CT PN=0.5kW; UDC=600V M0=1.15Nm (100K); NN=6000rpm; Naturally cooled FRAME SIZE IMB 5 (IM V1, IM V3) FLANGE 1 POWER CONNECTOR ROTATABLE ABSOLUTE ENCODER 20 BIT + 12 BIT MULTITURN WITH DRIVE-CLIQ INTERFACE (ENCODER AM20DQI) PLAIN SHAFT, TOLERANCE N; W/O HOLDING BRAKE PROTECTION CLASS IP64; | - | 0 | 0
1FK7032-2AK71-1RG0-Z | V42 | 1FK7032-2AK71-1RG0-ZV42 | 1 | UN | 1 | 15 | C | D | N | N | 85015100 | 1 |  | 4.601 | KG | 1909.26 | 1909.26 | MC05 | MC05 | SIMOTICS S Synchronous motor 1FK7-CT PN=0.5kW; UDC=600V M0=1.15Nm (100K); NN=6000rpm; Naturally cooled FRAME SIZE IMB 5 (IM V1, IM V3) FLANGE 1 POWER CONNECTOR ROTATABLE ABSOLUTE ENCODER 20 BIT + 12 BIT MULTITURN WITH DRIVE-CLIQ INTERFACE (ENCODER AM20DQI) PLAIN SHAFT, TOLERANCE N; W/O HOLDING BRAKE PROTECTION CLASS IP64; V42: ALPHA NP, NP 015 Planetary gear unit 1-stage, i=10, with feather key | - | 0 | 0
1FK7032-2AK71-1RG1 |  | 1FK7032-2AK71-1RG1 | 1 | UN | 1 | 15 | C | D | N | N | 85015100 | 1 |  | 2.701 | KG | 1154.36 | 1154.36 | MC05 | MC05 | SIMOTICS S Synchronous motor 1FK7-CT PN=0.5kW; UDC=600V M0=1.15Nm (100K); NN=6000rpm; Naturally cooled FRAME SIZE IMB 5 (IM V1, IM V3) FLANGE 1 POWER CONNECTOR ROTATABLE ABSOLUTE ENCODER 20 BIT + 12 BIT MULTITURN WITH DRIVE-CLIQ INTERFACE (ENCODER AM20DQI) PLAIN SHAFT, TOLERANCE N; W/O HOLDING BRAKE PROTECTION CLASS IP65, | - | 0 | 0
1FK7032-2AK71-1RG1-Z | J09 | 1FK7032-2AK71-1RG1-ZJ09 | 1 | UN | 1 | 15 | C | D | N | N | 85015100 | 1 |  | 4.601 | KG | 2476.68 | 2476.68 | MC05 | MC05 | SIMOTICS S Synchronous motor 1FK7-CT PN=0.5kW; UDC=600V M0=1.15Nm (100K); NN=6000rpm; Naturally cooled FRAME SIZE IMB 5 (IM V1, IM V3) FLANGE 1 POWER CONNECTOR ROTATABLE ABSOLUTE ENCODER 20 BIT + 12 BIT MULTITURN WITH DRIVE-CLIQ INTERFACE (ENCODER AM20DQI) PLAIN SHAFT, TOLERANCE N; W/O HOLDING BRAKE PROTECTION CLASS IP65, J09: ALPHA SP+, SP 060S-MF1 PLANETARY GEARING 1 STAGE, I=10, WITH FEATHER KEY | - | 0 | 0
1FK7032-2AK71-1RG1-Z | X01 | 1FK7032-2AK71-1RG1-ZX01 | 1 | UN | 1 | 15 | C | D | N | N | 85015100 | 1 |  | 2.702 | KG | 1216.7 | 1216.7 | MC05 | MC05 | SIMOTICS S Synchronous motor 1FK7-CT PN=0.5kW; UDC=600V M0=1.15Nm (100K); NN=6000rpm; Naturally cooled FRAME SIZE IMB 5 (IM V1, IM V3) FLANGE 1 POWER CONNECTOR ROTATABLE ABSOLUTE ENCODER 20 BIT + 12 BIT MULTITURN WITH DRIVE-CLIQ INTERFACE (ENCODER AM20DQI) PLAIN SHAFT, TOLERANCE N; W/O HOLDING BRAKE PROTECTION CLASS IP65, X01: PAINT FINISH DULL BLACK RAL9005 | - | 0 | 0
1FK7032-2AK71-1RG2 |  | 1FK7032-2AK71-1RG2 | 1 | UN | 1 | 15 | C | D | N | N | 85015100 | 1 |  | 2.701 | KG | 1154.36 | 1154.36 | MC05 | MC05 | SIMOTICS S Synchronous motor 1FK7-CT PN=0.5kW; UDC=600V M0=1.15Nm (100K); NN=6000rpm; Naturally cooled FRAME SIZE IMB 5 (IM V1, IM V3) FLANGE 1 POWER CONNECTOR ROTATABLE ABSOLUTE ENCODER 20 BIT + 12 BIT MULTITURN WITH DRIVE-CLIQ INTERFACE (ENCODER AM20DQI) PLAIN SHAFT, TOLERANCE N; W/O HOLDING BRAKE PROTECTION CLASS IP65, FLANGE ON DRIVE END IP67; | - | 0 | 0
1FK7032-2AK71-1RH0 |  | 1FK7032-2AK71-1RH0 | 1 | UN | 1 | 10 | C | D | N | N | 85015100 | 1 |  | 3 | KG | 1236.35 | 1236.35 | MC05 | MC05 | SIMOTICS S Synchronous motor 1FK7-CT PN=0.5kW; UDC=600V M0=1.15Nm (100K); NN=6000rpm; Naturally cooled FRAME SIZE IMB 5 (IM V1, IM V3) FLANGE 1 POWER CONNECTOR ROTATABLE ABSOLUTE ENCODER 20 BIT + 12 BIT MULTITURN WITH DRIVE-CLIQ INTERFACE (ENCODER AM20DQI) PLAIN SHAFT, TOLERANCE N; WITH HOLDING BRAKE PROTECTION CLASS IP64; | - | 0 | 0
1FK7032-2AK71-1RH1 |  | 1FK7032-2AK71-1RH1 | 1 | UN | 1 | 15 | C | D | N | N | 85015100 | 1 |  | 3 | KG | 1298.69 | 1298.69 | MC05 | MC05 | SIMOTICS S Synchronous motor 1FK7-CT PN=0.5kW; UDC=600V M0=1.15Nm (100K); NN=6000rpm; Naturally cooled FRAME SIZE IMB 5 (IM V1, IM V3) FLANGE 1 POWER CONNECTOR ROTATABLE ABSOLUTE ENCODER 20 BIT + 12 BIT MULTITURN WITH DRIVE-CLIQ INTERFACE (ENCODER AM20DQI) PLAIN SHAFT, TOLERANCE N; WITH HOLDING BRAKE PROTECTION CLASS IP65, | - | 0 | 0
1FK7032-2AK71-1RH1-Z | J37 | 1FK7032-2AK71-1RH1-ZJ37 | 1 | UN | 1 | 15 | C | D | N | N | 85015100 | 1 |  | 6.9 | KG | 3495.19 | 3495.19 | MC05 | MC05 | SIMOTICS S Synchronous motor 1FK7-CT PN=0.5kW; UDC=600V M0=1.15Nm (100K); NN=6000rpm; Naturally cooled FRAME SIZE IMB 5 (IM V1, IM V3) FLANGE 1 POWER CONNECTOR ROTATABLE ABSOLUTE ENCODER 20 BIT + 12 BIT MULTITURN WITH DRIVE-CLIQ INTERFACE (ENCODER AM20DQI) PLAIN SHAFT, TOLERANCE N; WITH HOLDING BRAKE PROTECTION CLASS IP65, J37: ALPHA SP+, SP 075S-MF2 PLANETARY GEARING 2 STAGES, I=50, WITHOUT FEATHER KEY | - | 0 | 0
1FK7032-2AK71-1RH2 |  | 1FK7032-2AK71-1RH2 | 1 | UN | 1 | 15 | C | D | N | N | 85015100 | 1 |  | 3 | KG | 1298.69 | 1298.69 | MC05 | MC05 | SIMOTICS S Synchronous motor 1FK7-CT PN=0.5kW; UDC=600V M0=1.15Nm (100K); NN=6000rpm; Naturally cooled FRAME SIZE IMB 5 (IM V1, IM V3) FLANGE 1 POWER CONNECTOR ROTATABLE ABSOLUTE ENCODER 20 BIT + 12 BIT MULTITURN WITH DRIVE-CLIQ INTERFACE (ENCODER AM20DQI) PLAIN SHAFT, TOLERANCE N; WITH HOLDING BRAKE PROTECTION CLASS IP65, FLANGE ON DRIVE END IP67; | - | 0 | 0
1FK7032-2AK71-1SA0 |  | 1FK7032-2AK71-1SA0 | 1 | UN | 1 | 15 | C | D | N | N | 85015100 | 1 |  | 2.702 | KG | 670.74 | 670.74 | MC05 | MC05 | SIMOTICS S Synchronous motor 1FK7-CT PN=0.5kW; UDC=600V M0=1.15Nm (100K); NN=6000rpm; Naturally cooled FRAME SIZE IMB 5 (IM V1, IM V3) FLANGE 1, WITH KTY TEMPERATURESENSOR POWER CONNECTOR ROTATABLE RESOLVER MULTI-POLE (RESOLVER P=3); SHAFT WITH FITTED KEY, TOLERANCE N; W/O HOLDING BRAKE PROTECTION CLASS IP64; | - | 0 | 0
1FK7032-2AK71-1SA1 |  | 1FK7032-2AK71-1SA1 | 1 | UN | 1 | 15 | C | D | N | N | 85015100 | 1 |  | 2.702 | KG | 733.08 | 733.08 | MC05 | MC05 | SIMOTICS S Synchronous motor 1FK7-CT PN=0.5kW; UDC=600V M0=1.15Nm (100K); NN=6000rpm; Naturally cooled FRAME SIZE IMB 5 (IM V1, IM V3) FLANGE 1, WITH KTY TEMPERATURESENSOR POWER CONNECTOR ROTATABLE RESOLVER MULTI-POLE (RESOLVER P=3); SHAFT WITH FITTED KEY, TOLERANCE N; W/O HOLDING BRAKE PROTECTION CLASS IP65, | - | 0 | 0
1FK7032-2AK71-1SA2 |  | 1FK7032-2AK71-1SA2 | 1 | UN | 1 | 15 | C | D | N | N | 85015100 | 1 |  | 2.702 | KG | 733.08 | 733.08 | MC05 | MC05 | SIMOTICS S Synchronous motor 1FK7-CT PN=0.5kW; UDC=600V M0=1.15Nm (100K); NN=6000rpm; Naturally cooled FRAME SIZE IMB 5 (IM V1, IM V3) FLANGE 1, WITH KTY TEMPERATURESENSOR POWER CONNECTOR ROTATABLE RESOLVER MULTI-POLE (RESOLVER P=3); SHAFT WITH FITTED KEY, TOLERANCE N; W/O HOLDING BRAKE PROTECTION CLASS IP65, FLANGE ON DRIVE END IP67; | - | 0 | 0
1FK7032-2AK71-1SB0 |  | 1FK7032-2AK71-1SB0 | 1 | UN | 1 | 15 | C | D | N | N | 85015100 | 1 |  | 3.001 | KG | 816.69 | 816.69 | MC05 | MC05 | SIMOTICS S Synchronous motor 1FK7-CT PN=0.5kW; UDC=600V M0=1.15Nm (100K); NN=6000rpm; Naturally cooled FRAME SIZE IMB 5 (IM V1, IM V3) FLANGE 1, WITH KTY TEMPERATURESENSOR POWER CONNECTOR ROTATABLE RESOLVER MULTI-POLE (RESOLVER P=3); SHAFT WITH FITTED KEY, TOLERANCE N; WITH HOLDING BRAKE PROTECTION CLASS IP64; | - | 0 | 0
1FK7032-2AK71-1SB1 |  | 1FK7032-2AK71-1SB1 | 1 | UN | 1 | 15 | C | D | N | N | 85015100 | 1 |  | 3.001 | KG | 879.03 | 879.03 | MC05 | MC05 | SIMOTICS S Synchronous motor 1FK7-CT PN=0.5kW; UDC=600V M0=1.15Nm (100K); NN=6000rpm; Naturally cooled FRAME SIZE IMB 5 (IM V1, IM V3) FLANGE 1, WITH KTY TEMPERATURESENSOR POWER CONNECTOR ROTATABLE RESOLVER MULTI-POLE (RESOLVER P=3); SHAFT WITH FITTED KEY, TOLERANCE N; WITH HOLDING BRAKE PROTECTION CLASS IP65, | - | 0 | 0
1FK7032-2AK71-1SB2 |  | 1FK7032-2AK71-1SB2 | 1 | UN | 1 | 15 | C | D | N | N | 85015100 | 1 |  | 3.001 | KG | 879.03 | 879.03 | MC05 | MC05 | SIMOTICS S Synchronous motor 1FK7-CT PN=0.5kW; UDC=600V M0=1.15Nm (100K); NN=6000rpm; Naturally cooled FRAME SIZE IMB 5 (IM V1, IM V3) FLANGE 1, WITH KTY TEMPERATURESENSOR POWER CONNECTOR ROTATABLE RESOLVER MULTI-POLE (RESOLVER P=3); SHAFT WITH FITTED KEY, TOLERANCE N; WITH HOLDING BRAKE PROTECTION CLASS IP65, FLANGE ON DRIVE END IP67; | - | 0 | 0
1FK7032-2AK71-1SG0 |  | 1FK7032-2AK71-1SG0 | 1 | UN | 1 | 15 | C | D | N | N | 85015100 | 1 |  | 2.702 | KG | 613.25 | 613.25 | MC05 | MC05 | SIMOTICS S Synchronous motor 1FK7-CT PN=0.5kW; UDC=600V M0=1.15Nm (100K); NN=6000rpm; Naturally cooled FRAME SIZE IMB 5 (IM V1, IM V3) FLANGE 1, WITH KTY TEMPERATURESENSOR POWER CONNECTOR ROTATABLE RESOLVER MULTI-POLE (RESOLVER P=3); PLAIN SHAFT, TOLERANCE N; W/O HOLDING BRAKE PROTECTION CLASS IP64; | - | 0 | 0
1FK7032-2AK71-1SG0-Z | K24M03 | 1FK7032-2AK71-1SG0-ZK24M03 | 1 | UN | 1 | 15 | C | D | N | N | 85015100 | 1 |  | 2.713 | KG | 774.82 | 774.82 | MC05 | MC05 | SIMOTICS S Synchronous motor 1FK7-CT PN=0.5kW; UDC=600V M0=1.15Nm (100K); NN=6000rpm; Naturally cooled FRAME SIZE IMB 5 (IM V1, IM V3) FLANGE 1, WITH KTY TEMPERATURESENSOR POWER CONNECTOR ROTATABLE RESOLVER MULTI-POLE (RESOLVER P=3); PLAIN SHAFT, TOLERANCE N; W/O HOLDING BRAKE PROTECTION CLASS IP64; K24: W/O PAINT FINISH, PRIMED M03: FOR USE IN THE GAS EXPLOSION-PRONE AREA UNIT II, CATEGORY 3G (ZONE 2) TEMPERATURE CLASS T1 TO T3 OBSERVE PLANNING GUIDELINES SEE ENCLOSURE REGARDING THE DECLARATION OF CONFORMITY | - | 0 | 0
1FK7032-2AK71-1SG1 |  | 1FK7032-2AK71-1SG1 | 1 | UN | 1 | 15 | C | D | N | N | 85015100 | 1 |  | 2.702 | KG | 675.59 | 675.59 | MC05 | MC05 | SIMOTICS S Synchronous motor 1FK7-CT PN=0.5kW; UDC=600V M0=1.15Nm (100K); NN=6000rpm; Naturally cooled FRAME SIZE IMB 5 (IM V1, IM V3) FLANGE 1, WITH KTY TEMPERATURESENSOR POWER CONNECTOR ROTATABLE RESOLVER MULTI-POLE (RESOLVER P=3); PLAIN SHAFT, TOLERANCE N; W/O HOLDING BRAKE PROTECTION CLASS IP65, | - | 0 | 0
1FK7032-2AK71-1SG2 |  | 1FK7032-2AK71-1SG2 | 1 | UN | 1 | 15 | C | D | N | N | 85015100 | 1 |  | 2.702 | KG | 675.59 | 675.59 | MC05 | MC05 | SIMOTICS S Synchronous motor 1FK7-CT PN=0.5kW; UDC=600V M0=1.15Nm (100K); NN=6000rpm; Naturally cooled FRAME SIZE IMB 5 (IM V1, IM V3) FLANGE 1, WITH KTY TEMPERATURESENSOR POWER CONNECTOR ROTATABLE RESOLVER MULTI-POLE (RESOLVER P=3); PLAIN SHAFT, TOLERANCE N; W/O HOLDING BRAKE PROTECTION CLASS IP65, FLANGE ON DRIVE END IP67; | - | 0 | 0
1FK7032-2AK71-1SH0 |  | 1FK7032-2AK71-1SH0 | 1 | UN | 1 | 15 | C | D | N | N | 85015100 | 1 |  | 3.001 | KG | 757.58 | 757.58 | MC05 | MC05 | SIMOTICS S Synchronous motor 1FK7-CT PN=0.5kW; UDC=600V M0=1.15Nm (100K); NN=6000rpm; Naturally cooled FRAME SIZE IMB 5 (IM V1, IM V3) FLANGE 1, WITH KTY TEMPERATURESENSOR POWER CONNECTOR ROTATABLE RESOLVER MULTI-POLE (RESOLVER P=3); PLAIN SHAFT, TOLERANCE N; WITH HOLDING BRAKE PROTECTION CLASS IP64; | - | 0 | 0
1FK7032-2AK71-1SH1 |  | 1FK7032-2AK71-1SH1 | 1 | UN | 1 | 15 | C | D | N | N | 85015100 | 1 |  | 3.001 | KG | 819.92 | 819.92 | MC05 | MC05 | SIMOTICS S Synchronous motor 1FK7-CT PN=0.5kW; UDC=600V M0=1.15Nm (100K); NN=6000rpm; Naturally cooled FRAME SIZE IMB 5 (IM V1, IM V3) FLANGE 1, WITH KTY TEMPERATURESENSOR POWER CONNECTOR ROTATABLE RESOLVER MULTI-POLE (RESOLVER P=3); PLAIN SHAFT, TOLERANCE N; WITH HOLDING BRAKE PROTECTION CLASS IP65, | - | 0 | 0
1FK7032-2AK71-1SH2 |  | 1FK7032-2AK71-1SH2 | 1 | UN | 1 | 15 | C | D | N | N | 85015100 | 1 |  | 3.001 | KG | 819.92 | 819.92 | MC05 | MC05 | SIMOTICS S Synchronous motor 1FK7-CT PN=0.5kW; UDC=600V M0=1.15Nm (100K); NN=6000rpm; Naturally cooled FRAME SIZE IMB 5 (IM V1, IM V3) FLANGE 1, WITH KTY TEMPERATURESENSOR POWER CONNECTOR ROTATABLE RESOLVER MULTI-POLE (RESOLVER P=3); PLAIN SHAFT, TOLERANCE N; WITH HOLDING BRAKE PROTECTION CLASS IP65, FLANGE ON DRIVE END IP67; | - | 0 | 0
1FK7032-2AK71-1TA0 |  | 1FK7032-2AK71-1TA0 | 1 | UN | 1 | 15 | C | D | N | N | 85015100 | 1 |  | 2.702 | KG | 670.74 | 670.74 | MC05 | MC05 | SIMOTICS S Synchronous motor 1FK7-CT PN=0.5kW; UDC=600V M0=1.15Nm (100K); NN=6000rpm; Naturally cooled FRAME SIZE IMB 5 (IM V1, IM V3) FLANGE 1, WITH KTY TEMPERATURESENSOR POWER CONNECTOR ROTATABLE RESOLVER 2-POLE (RESOLVER P=1); SHAFT WITH FITTED KEY, TOLERANCE N; W/O HOLDING BRAKE PROTECTION CLASS IP64; | - | 0 | 0
1FK7032-2AK71-1TA1 |  | 1FK7032-2AK71-1TA1 | 1 | UN | 1 | 15 | C | D | N | N | 85015100 | 1 |  | 2.702 | KG | 733.08 | 733.08 | MC05 | MC05 | SIMOTICS S Synchronous motor 1FK7-CT PN=0.5kW; UDC=600V M0=1.15Nm (100K); NN=6000rpm; Naturally cooled FRAME SIZE IMB 5 (IM V1, IM V3) FLANGE 1, WITH KTY TEMPERATURESENSOR POWER CONNECTOR ROTATABLE RESOLVER 2-POLE (RESOLVER P=1); SHAFT WITH FITTED KEY, TOLERANCE N; W/O HOLDING BRAKE PROTECTION CLASS IP65, | - | 0 | 0
1FK7032-2AK71-1TA2 |  | 1FK7032-2AK71-1TA2 | 1 | UN | 1 | 15 | C | D | N | N | 85015100 | 1 |  | 2.702 | KG | 733.08 | 733.08 | MC05 | MC05 | SIMOTICS S Synchronous motor 1FK7-CT PN=0.5kW; UDC=600V M0=1.15Nm (100K); NN=6000rpm; Naturally cooled FRAME SIZE IMB 5 (IM V1, IM V3) FLANGE 1, WITH KTY TEMPERATURESENSOR POWER CONNECTOR ROTATABLE RESOLVER 2-POLE (RESOLVER P=1); SHAFT WITH FITTED KEY, TOLERANCE N; W/O HOLDING BRAKE PROTECTION CLASS IP65, FLANGE ON DRIVE END IP67; | - | 0 | 0
1FK7032-2AK71-1TB0 |  | 1FK7032-2AK71-1TB0 | 1 | UN | 1 | 15 | C | D | N | N | 85015100 | 1 |  | 3.001 | KG | 816.69 | 816.69 | MC05 | MC05 | SIMOTICS S Synchronous motor 1FK7-CT PN=0.5kW; UDC=600V M0=1.15Nm (100K); NN=6000rpm; Naturally cooled FRAME SIZE IMB 5 (IM V1, IM V3) FLANGE 1, WITH KTY TEMPERATURESENSOR POWER CONNECTOR ROTATABLE RESOLVER 2-POLE (RESOLVER P=1); SHAFT WITH FITTED KEY, TOLERANCE N; WITH HOLDING BRAKE PROTECTION CLASS IP64; | - | 0 | 0
1FK7032-2AK71-1TB1 |  | 1FK7032-2AK71-1TB1 | 1 | UN | 1 | 15 | C | D | N | N | 85015100 | 1 |  | 3.001 | KG | 879.03 | 879.03 | MC05 | MC05 | SIMOTICS S Synchronous motor 1FK7-CT PN=0.5kW; UDC=600V M0=1.15Nm (100K); NN=6000rpm; Naturally cooled FRAME SIZE IMB 5 (IM V1, IM V3) FLANGE 1, WITH KTY TEMPERATURESENSOR POWER CONNECTOR ROTATABLE RESOLVER 2-POLE (RESOLVER P=1); SHAFT WITH FITTED KEY, TOLERANCE N; WITH HOLDING BRAKE PROTECTION CLASS IP65, | - | 0 | 0
1FK7032-2AK71-1TB2 |  | 1FK7032-2AK71-1TB2 | 1 | UN | 1 | 15 | C | D | N | N | 85015100 | 1 |  | 3.001 | KG | 879.03 | 879.03 | MC05 | MC05 | SIMOTICS S Synchronous motor 1FK7-CT PN=0.5kW; UDC=600V M0=1.15Nm (100K); NN=6000rpm; Naturally cooled FRAME SIZE IMB 5 (IM V1, IM V3) FLANGE 1, WITH KTY TEMPERATURESENSOR POWER CONNECTOR ROTATABLE RESOLVER 2-POLE (RESOLVER P=1); SHAFT WITH FITTED KEY, TOLERANCE N; WITH HOLDING BRAKE PROTECTION CLASS IP65, FLANGE ON DRIVE END IP67; | - | 0 | 0
1FK7032-2AK71-1TG0 |  | 1FK7032-2AK71-1TG0 | 1 | UN | 1 | 15 | C | D | N | N | 85015100 | 1 |  | 2.702 | KG | 613.25 | 613.25 | MC05 | MC05 | SIMOTICS S Synchronous motor 1FK7-CT PN=0.5kW; UDC=600V M0=1.15Nm (100K); NN=6000rpm; Naturally cooled FRAME SIZE IMB 5 (IM V1, IM V3) FLANGE 1, WITH KTY TEMPERATURESENSOR POWER CONNECTOR ROTATABLE RESOLVER 2-POLE (RESOLVER P=1); PLAIN SHAFT, TOLERANCE N; W/O HOLDING BRAKE PROTECTION CLASS IP64; | - | 0 | 0
1FK7032-2AK71-1TG1 |  | 1FK7032-2AK71-1TG1 | 1 | UN | 1 | 15 | C | D | N | N | 85015100 | 1 |  | 2.702 | KG | 675.59 | 675.59 | MC05 | MC05 | SIMOTICS S Synchronous motor 1FK7-CT PN=0.5kW; UDC=600V M0=1.15Nm (100K); NN=6000rpm; Naturally cooled FRAME SIZE IMB 5 (IM V1, IM V3) FLANGE 1, WITH KTY TEMPERATURESENSOR POWER CONNECTOR ROTATABLE RESOLVER 2-POLE (RESOLVER P=1); PLAIN SHAFT, TOLERANCE N; W/O HOLDING BRAKE PROTECTION CLASS IP65, | - | 0 | 0
1FK7032-2AK71-1TG2 |  | 1FK7032-2AK71-1TG2 | 1 | UN | 1 | 15 | C | D | N | N | 85015100 | 1 |  | 2.702 | KG | 675.59 | 675.59 | MC05 | MC05 | SIMOTICS S Synchronous motor 1FK7-CT PN=0.5kW; UDC=600V M0=1.15Nm (100K); NN=6000rpm; Naturally cooled FRAME SIZE IMB 5 (IM V1, IM V3) FLANGE 1, WITH KTY TEMPERATURESENSOR POWER CONNECTOR ROTATABLE RESOLVER 2-POLE (RESOLVER P=1); PLAIN SHAFT, TOLERANCE N; W/O HOLDING BRAKE PROTECTION CLASS IP65, FLANGE ON DRIVE END IP67; | - | 0 | 0
1FK7032-2AK71-1TH0 |  | 1FK7032-2AK71-1TH0 | 1 | UN | 1 | 15 | C | D | N | N | 85015100 | 1 |  | 3.001 | KG | 757.58 | 757.58 | MC05 | MC05 | SIMOTICS S Synchronous motor 1FK7-CT PN=0.5kW; UDC=600V M0=1.15Nm (100K); NN=6000rpm; Naturally cooled FRAME SIZE IMB 5 (IM V1, IM V3) FLANGE 1, WITH KTY TEMPERATURESENSOR POWER CONNECTOR ROTATABLE RESOLVER 2-POLE (RESOLVER P=1); PLAIN SHAFT, TOLERANCE N; WITH HOLDING BRAKE PROTECTION CLASS IP64; | - | 0 | 0
1FK7032-2AK71-1TH1 |  | 1FK7032-2AK71-1TH1 | 1 | UN | 1 | 15 | C | D | N | N | 85015100 | 1 |  | 3.001 | KG | 819.92 | 819.92 | MC05 | MC05 | SIMOTICS S Synchronous motor 1FK7-CT PN=0.5kW; UDC=600V M0=1.15Nm (100K); NN=6000rpm; Naturally cooled FRAME SIZE IMB 5 (IM V1, IM V3) FLANGE 1, WITH KTY TEMPERATURESENSOR POWER CONNECTOR ROTATABLE RESOLVER 2-POLE (RESOLVER P=1); PLAIN SHAFT, TOLERANCE N; WITH HOLDING BRAKE PROTECTION CLASS IP65, | - | 0 | 0
1FK7032-2AK71-1TH2 |  | 1FK7032-2AK71-1TH2 | 1 | UN | 1 | 15 | C | D | N | N | 85015100 | 1 |  | 3.001 | KG | 819.92 | 819.92 | MC05 | MC05 | SIMOTICS S Synchronous motor 1FK7-CT PN=0.5kW; UDC=600V M0=1.15Nm (100K); NN=6000rpm; Naturally cooled FRAME SIZE IMB 5 (IM V1, IM V3) FLANGE 1, WITH KTY TEMPERATURESENSOR POWER CONNECTOR ROTATABLE RESOLVER 2-POLE (RESOLVER P=1); PLAIN SHAFT, TOLERANCE N; WITH HOLDING BRAKE PROTECTION CLASS IP65, FLANGE ON DRIVE END IP67; | - | 0 | 0
1FK7032-2AK71-1UA0 |  | 1FK7032-2AK71-1UA0 | 1 | UN | 1 | 15 | C | D | N | N | 85015100 | 1 |  | 2.702 | KG | 831.44 | 831.44 | MC05 | MC05 | SIMOTICS S Synchronous motor 1FK7-CT PN=0.5kW; UDC=600V M0=1.15Nm (100K); NN=6000rpm; Naturally cooled FRAME SIZE IMB 5 (IM V1, IM V3) FLANGE 1 POWER CONNECTOR ROTATABLE RESOLVER MULTI-POLE WITH DRIVE-CLIQ INTERFACE; SHAFT WITH FITTED KEY, TOLERANCE N; W/O HOLDING BRAKE PROTECTION CLASS IP64; | - | 0 | 0
1FK7032-2AK71-1UA1 |  | 1FK7032-2AK71-1UA1 | 1 | UN | 1 | 15 | C | D | N | N | 85015100 | 1 |  | 2.702 | KG | 893.78 | 893.78 | MC05 | MC05 | SIMOTICS S Synchronous motor 1FK7-CT PN=0.5kW; UDC=600V M0=1.15Nm (100K); NN=6000rpm; Naturally cooled FRAME SIZE IMB 5 (IM V1, IM V3) FLANGE 1 POWER CONNECTOR ROTATABLE RESOLVER MULTI-POLE WITH DRIVE-CLIQ INTERFACE; SHAFT WITH FITTED KEY, TOLERANCE N; W/O HOLDING BRAKE PROTECTION CLASS IP65, | - | 0 | 0
1FK7032-2AK71-1UA2 |  | 1FK7032-2AK71-1UA2 | 1 | UN | 1 | 15 | C | D | N | N | 85015100 | 1 |  | 2.702 | KG | 893.78 | 893.78 | MC05 | MC05 | SIMOTICS S Synchronous motor 1FK7-CT PN=0.5kW; UDC=600V M0=1.15Nm (100K); NN=6000rpm; Naturally cooled FRAME SIZE IMB 5 (IM V1, IM V3) FLANGE 1 POWER CONNECTOR ROTATABLE RESOLVER MULTI-POLE WITH DRIVE-CLIQ INTERFACE; SHAFT WITH FITTED KEY, TOLERANCE N; W/O HOLDING BRAKE PROTECTION CLASS IP65, FLANGE ON DRIVE END IP67; | - | 0 | 0
1FK7032-2AK71-1UB0 |  | 1FK7032-2AK71-1UB0 | 1 | UN | 1 | 15 | C | D | N | N | 85015100 | 1 |  | 3.001 | KG | 977.39 | 977.39 | MC05 | MC05 | SIMOTICS S Synchronous motor 1FK7-CT PN=0.5kW; UDC=600V M0=1.15Nm (100K); NN=6000rpm; Naturally cooled FRAME SIZE IMB 5 (IM V1, IM V3) FLANGE 1 POWER CONNECTOR ROTATABLE RESOLVER MULTI-POLE WITH DRIVE-CLIQ INTERFACE; SHAFT WITH FITTED KEY, TOLERANCE N; WITH HOLDING BRAKE PROTECTION CLASS IP64; | - | 0 | 0
1FK7032-2AK71-1UB1 |  | 1FK7032-2AK71-1UB1 | 1 | UN | 1 | 15 | C | D | N | N | 85015100 | 1 |  | 3.001 | KG | 1039.73 | 1039.73 | MC05 | MC05 | SIMOTICS S Synchronous motor 1FK7-CT PN=0.5kW; UDC=600V M0=1.15Nm (100K); NN=6000rpm; Naturally cooled FRAME SIZE IMB 5 (IM V1, IM V3) FLANGE 1 POWER CONNECTOR ROTATABLE RESOLVER MULTI-POLE WITH DRIVE-CLIQ INTERFACE; SHAFT WITH FITTED KEY, TOLERANCE N; WITH HOLDING BRAKE PROTECTION CLASS IP65, | - | 0 | 0
1FK7032-2AK71-1UB1-Z | N05 | 1FK7032-2AK71-1UB1-ZN05 | 1 | UN | 1 | 15 | C | D | N | N | 85015100 | 1 |  | 3.002 | KG | 1243.17 | 1243.17 | MC05 | MC05 | SIMOTICS S Synchronous motor 1FK7-CT PN=0.5kW; UDC=600V M0=1.15Nm (100K); NN=6000rpm; Naturally cooled FRAME SIZE IMB 5 (IM V1, IM V3) FLANGE 1 POWER CONNECTOR ROTATABLE RESOLVER MULTI-POLE WITH DRIVE-CLIQ INTERFACE; SHAFT WITH FITTED KEY, TOLERANCE N; WITH HOLDING BRAKE PROTECTION CLASS IP65, N05: Compatibility of the shaft extension dimensions with 1FT503X (Configuration information to be considered, see notification number 14361688) | - | 0 | 0
1FK7032-2AK71-1UB2 |  | 1FK7032-2AK71-1UB2 | 1 | UN | 1 | 15 | C | D | N | N | 85015100 | 1 |  | 3.001 | KG | 1039.73 | 1039.73 | MC05 | MC05 | SIMOTICS S Synchronous motor 1FK7-CT PN=0.5kW; UDC=600V M0=1.15Nm (100K); NN=6000rpm; Naturally cooled FRAME SIZE IMB 5 (IM V1, IM V3) FLANGE 1 POWER CONNECTOR ROTATABLE RESOLVER MULTI-POLE WITH DRIVE-CLIQ INTERFACE; SHAFT WITH FITTED KEY, TOLERANCE N; WITH HOLDING BRAKE PROTECTION CLASS IP65, FLANGE ON DRIVE END IP67; | - | 0 | 0
1FK7032-2AK71-1UG0 |  | 1FK7032-2AK71-1UG0 | 1 | UN | 1 | 15 | C | D | N | N | 85015100 | 1 |  | 2.702 | KG | 773.95 | 773.95 | MC05 | MC05 | SIMOTICS S Synchronous motor 1FK7-CT PN=0.5kW; UDC=600V M0=1.15Nm (100K); NN=6000rpm; Naturally cooled FRAME SIZE IMB 5 (IM V1, IM V3) FLANGE 1 POWER CONNECTOR ROTATABLE RESOLVER MULTI-POLE WITH DRIVE-CLIQ INTERFACE; PLAIN SHAFT, TOLERANCE N; W/O HOLDING BRAKE PROTECTION CLASS IP64; | - | 0 | 0
1FK7032-2AK71-1UG1 |  | 1FK7032-2AK71-1UG1 | 1 | UN | 1 | 15 | C | D | N | N | 85015100 | 1 |  | 2.702 | KG | 836.29 | 836.29 | MC05 | MC05 | SIMOTICS S Synchronous motor 1FK7-CT PN=0.5kW; UDC=600V M0=1.15Nm (100K); NN=6000rpm; Naturally cooled FRAME SIZE IMB 5 (IM V1, IM V3) FLANGE 1 POWER CONNECTOR ROTATABLE RESOLVER MULTI-POLE WITH DRIVE-CLIQ INTERFACE; PLAIN SHAFT, TOLERANCE N; W/O HOLDING BRAKE PROTECTION CLASS IP65, | - | 0 | 0
1FK7032-2AK71-1UG2 |  | 1FK7032-2AK71-1UG2 | 1 | UN | 1 | 15 | C | D | N | N | 85015100 | 1 |  | 2.702 | KG | 836.29 | 836.29 | MC05 | MC05 | SIMOTICS S Synchronous motor 1FK7-CT PN=0.5kW; UDC=600V M0=1.15Nm (100K); NN=6000rpm; Naturally cooled FRAME SIZE IMB 5 (IM V1, IM V3) FLANGE 1 POWER CONNECTOR ROTATABLE RESOLVER MULTI-POLE WITH DRIVE-CLIQ INTERFACE; PLAIN SHAFT, TOLERANCE N; W/O HOLDING BRAKE PROTECTION CLASS IP65, FLANGE ON DRIVE END IP67; | - | 0 | 0
1FK7032-2AK71-1UH0 |  | 1FK7032-2AK71-1UH0 | 1 | UN | 1 | 15 | C | D | N | N | 85015100 | 1 |  | 3.001 | KG | 918.28 | 918.28 | MC05 | MC05 | SIMOTICS S Synchronous motor 1FK7-CT PN=0.5kW; UDC=600V M0=1.15Nm (100K); NN=6000rpm; Naturally cooled FRAME SIZE IMB 5 (IM V1, IM V3) FLANGE 1 POWER CONNECTOR ROTATABLE RESOLVER MULTI-POLE WITH DRIVE-CLIQ INTERFACE; PLAIN SHAFT, TOLERANCE N; WITH HOLDING BRAKE PROTECTION CLASS IP64; | - | 0 | 0
1FK7032-2AK71-1UH0-Z | V40 | 1FK7032-2AK71-1UH0-ZV40 | 1 | UN | 1 | 15 | C | D | N | N | 85015100 | 1 |  | 4.901 | KG | 1735.52 | 1735.52 | MC05 | MC05 | SIMOTICS S Synchronous motor 1FK7-CT PN=0.5kW; UDC=600V M0=1.15Nm (100K); NN=6000rpm; Naturally cooled FRAME SIZE IMB 5 (IM V1, IM V3) FLANGE 1 POWER CONNECTOR ROTATABLE RESOLVER MULTI-POLE WITH DRIVE-CLIQ INTERFACE; PLAIN SHAFT, TOLERANCE N; WITH HOLDING BRAKE PROTECTION CLASS IP64; V40: ALPHA NP, NP 015 Planetary gear unit 1-stage, i=5, with feather key | - | 0 | 0
1FK7032-2AK71-1UH1 |  | 1FK7032-2AK71-1UH1 | 1 | UN | 1 | 15 | C | D | N | N | 85015100 | 1 |  | 3.001 | KG | 980.62 | 980.62 | MC05 | MC05 | SIMOTICS S Synchronous motor 1FK7-CT PN=0.5kW; UDC=600V M0=1.15Nm (100K); NN=6000rpm; Naturally cooled FRAME SIZE IMB 5 (IM V1, IM V3) FLANGE 1 POWER CONNECTOR ROTATABLE RESOLVER MULTI-POLE WITH DRIVE-CLIQ INTERFACE; PLAIN SHAFT, TOLERANCE N; WITH HOLDING BRAKE PROTECTION CLASS IP65, | - | 0 | 0
1FK7032-2AK71-1UH2 |  | 1FK7032-2AK71-1UH2 | 1 | UN | 1 | 15 | C | D | N | N | 85015100 | 1 |  | 3.001 | KG | 980.62 | 980.62 | MC05 | MC05 | SIMOTICS S Synchronous motor 1FK7-CT PN=0.5kW; UDC=600V M0=1.15Nm (100K); NN=6000rpm; Naturally cooled FRAME SIZE IMB 5 (IM V1, IM V3) FLANGE 1 POWER CONNECTOR ROTATABLE RESOLVER MULTI-POLE WITH DRIVE-CLIQ INTERFACE; PLAIN SHAFT, TOLERANCE N; WITH HOLDING BRAKE PROTECTION CLASS IP65, FLANGE ON DRIVE END IP67; | - | 0 | 0
1FK7032-2AK74-1AA0 |  | 1FK7032-2AK74-1AA0 | 1 | UN | 1 | 15 | C | D | N | N | 85015100 | 1 |  | 2.701 | KG | 1061.38 | 1061.38 | MC05 | MC05 | SIMOTICS S Synchronous motor 1FK7-CT PN=0.5kW; UDC=600V M0=1.15Nm (100K); NN=6000rpm; Naturally cooled FRAME SIZE IMB 5 (IM V1, IM V3) FLANGE 1, WITH PT1000 TEMPERATURESENSOR POWER CONNECTOR ROTATABLE INCREMENTAL ENCODER SIN/COS 1VPP;2048 S/R W. C-AND D-SPUR (ENCODER IC2048S/R) SHAFT WITH FITTED KEY, TOLERANCE N; W/O HOLDING BRAKE PROTECTION CLASS IP64; | - | 0 | 0
1FK7032-2AK74-1AA1 |  | 1FK7032-2AK74-1AA1 | 1 | UN | 1 | 15 | C | D | N | N | 85015100 | 1 |  | 2.701 | KG | 1123.72 | 1123.72 | MC05 | MC05 | SIMOTICS S Synchronous motor 1FK7-CT PN=0.5kW; UDC=600V M0=1.15Nm (100K); NN=6000rpm; Naturally cooled FRAME SIZE IMB 5 (IM V1, IM V3) FLANGE 1, WITH PT1000 TEMPERATURESENSOR POWER CONNECTOR ROTATABLE INCREMENTAL ENCODER SIN/COS 1VPP;2048 S/R W. C-AND D-SPUR (ENCODER IC2048S/R) SHAFT WITH FITTED KEY, TOLERANCE N; W/O HOLDING BRAKE PROTECTION CLASS IP65, | - | 0 | 0
1FK7032-2AK74-1AA2 |  | 1FK7032-2AK74-1AA2 | 1 | UN | 1 | 15 | C | D | N | N | 85015100 | 1 |  | 2.701 | KG | 1123.72 | 1123.72 | MC05 | MC05 | SIMOTICS S Synchronous motor 1FK7-CT PN=0.5kW; UDC=600V M0=1.15Nm (100K); NN=6000rpm; Naturally cooled FRAME SIZE IMB 5 (IM V1, IM V3) FLANGE 1, WITH PT1000 TEMPERATURESENSOR POWER CONNECTOR ROTATABLE INCREMENTAL ENCODER SIN/COS 1VPP;2048 S/R W. C-AND D-SPUR (ENCODER IC2048S/R) SHAFT WITH FITTED KEY, TOLERANCE N; W/O HOLDING BRAKE PROTECTION CLASS IP65, FLANGE ON DRIVE END IP67; | - | 0 | 0
1FK7032-2AK74-1AB0 |  | 1FK7032-2AK74-1AB0 | 1 | UN | 1 | 15 | C | D | N | N | 85015100 | 1 |  | 3 | KG | 1207.33 | 1207.33 | MC05 | MC05 | SIMOTICS S Synchronous motor 1FK7-CT PN=0.5kW; UDC=600V M0=1.15Nm (100K); NN=6000rpm; Naturally cooled FRAME SIZE IMB 5 (IM V1, IM V3) FLANGE 1, WITH PT1000 TEMPERATURESENSOR POWER CONNECTOR ROTATABLE INCREMENTAL ENCODER SIN/COS 1VPP;2048 S/R W. C-AND D-SPUR (ENCODER IC2048S/R) SHAFT WITH FITTED KEY, TOLERANCE N; WITH HOLDING BRAKE PROTECTION CLASS IP64; | - | 0 | 0
1FK7032-2AK74-1AB1 |  | 1FK7032-2AK74-1AB1 | 1 | UN | 1 | 15 | C | D | N | N | 85015100 | 1 |  | 3 | KG | 1269.67 | 1269.67 | MC05 | MC05 | SIMOTICS S Synchronous motor 1FK7-CT PN=0.5kW; UDC=600V M0=1.15Nm (100K); NN=6000rpm; Naturally cooled FRAME SIZE IMB 5 (IM V1, IM V3) FLANGE 1, WITH PT1000 TEMPERATURESENSOR POWER CONNECTOR ROTATABLE INCREMENTAL ENCODER SIN/COS 1VPP;2048 S/R W. C-AND D-SPUR (ENCODER IC2048S/R) SHAFT WITH FITTED KEY, TOLERANCE N; WITH HOLDING BRAKE PROTECTION CLASS IP65, | - | 0 | 0
1FK7032-2AK74-1AB2 |  | 1FK7032-2AK74-1AB2 | 1 | UN | 1 | 15 | C | D | N | N | 85015100 | 1 |  | 3 | KG | 1269.67 | 1269.67 | MC05 | MC05 | SIMOTICS S Synchronous motor 1FK7-CT PN=0.5kW; UDC=600V M0=1.15Nm (100K); NN=6000rpm; Naturally cooled FRAME SIZE IMB 5 (IM V1, IM V3) FLANGE 1, WITH PT1000 TEMPERATURESENSOR POWER CONNECTOR ROTATABLE INCREMENTAL ENCODER SIN/COS 1VPP;2048 S/R W. C-AND D-SPUR (ENCODER IC2048S/R) SHAFT WITH FITTED KEY, TOLERANCE N; WITH HOLDING BRAKE PROTECTION CLASS IP65, FLANGE ON DRIVE END IP67; | - | 0 | 0
1FK7032-2AK74-1AG0 |  | 1FK7032-2AK74-1AG0 | 1 | UN | 1 | 15 | C | D | N | N | 85015100 | 1 |  | 2.701 | KG | 1003.89 | 1003.89 | MC05 | MC05 | SIMOTICS S Synchronous motor 1FK7-CT PN=0.5kW; UDC=600V M0=1.15Nm (100K); NN=6000rpm; Naturally cooled FRAME SIZE IMB 5 (IM V1, IM V3) FLANGE 1, WITH PT1000 TEMPERATURESENSOR POWER CONNECTOR ROTATABLE INCREMENTAL ENCODER SIN/COS 1VPP;2048 S/R W. C-AND D-SPUR (ENCODER IC2048S/R) PLAIN SHAFT, TOLERANCE N; W/O HOLDING BRAKE PROTECTION CLASS IP64; | - | 0 | 0
1FK7032-2AK74-1AG1 |  | 1FK7032-2AK74-1AG1 | 1 | UN | 1 | 15 | C | D | N | N | 85015100 | 1 |  | 2.701 | KG | 1066.23 | 1066.23 | MC05 | MC05 | SIMOTICS S Synchronous motor 1FK7-CT PN=0.5kW; UDC=600V M0=1.15Nm (100K); NN=6000rpm; Naturally cooled FRAME SIZE IMB 5 (IM V1, IM V3) FLANGE 1, WITH PT1000 TEMPERATURESENSOR POWER CONNECTOR ROTATABLE INCREMENTAL ENCODER SIN/COS 1VPP;2048 S/R W. C-AND D-SPUR (ENCODER IC2048S/R) PLAIN SHAFT, TOLERANCE N; W/O HOLDING BRAKE PROTECTION CLASS IP65, | - | 0 | 0
1FK7032-2AK74-1AG2 |  | 1FK7032-2AK74-1AG2 | 1 | UN | 1 | 15 | C | D | N | N | 85015100 | 1 |  | 2.701 | KG | 1066.23 | 1066.23 | MC05 | MC05 | SIMOTICS S Synchronous motor 1FK7-CT PN=0.5kW; UDC=600V M0=1.15Nm (100K); NN=6000rpm; Naturally cooled FRAME SIZE IMB 5 (IM V1, IM V3) FLANGE 1, WITH PT1000 TEMPERATURESENSOR POWER CONNECTOR ROTATABLE INCREMENTAL ENCODER SIN/COS 1VPP;2048 S/R W. C-AND D-SPUR (ENCODER IC2048S/R) PLAIN SHAFT, TOLERANCE N; W/O HOLDING BRAKE PROTECTION CLASS IP65, FLANGE ON DRIVE END IP67; | - | 0 | 0
1FK7032-2AK74-1AH0 |  | 1FK7032-2AK74-1AH0 | 1 | UN | 1 | 15 | C | D | N | N | 85015100 | 1 |  | 3 | KG | 1148.22 | 1148.22 | MC05 | MC05 | SIMOTICS S Synchronous motor 1FK7-CT PN=0.5kW; UDC=600V M0=1.15Nm (100K); NN=6000rpm; Naturally cooled FRAME SIZE IMB 5 (IM V1, IM V3) FLANGE 1, WITH PT1000 TEMPERATURESENSOR POWER CONNECTOR ROTATABLE INCREMENTAL ENCODER SIN/COS 1VPP;2048 S/R W. C-AND D-SPUR (ENCODER IC2048S/R) PLAIN SHAFT, TOLERANCE N; WITH HOLDING BRAKE PROTECTION CLASS IP64; | - | 0 | 0
1FK7032-2AK74-1AH1 |  | 1FK7032-2AK74-1AH1 | 1 | UN | 1 | 15 | C | D | N | N | 85015100 | 1 |  | 3 | KG | 1210.56 | 1210.56 | MC05 | MC05 | SIMOTICS S Synchronous motor 1FK7-CT PN=0.5kW; UDC=600V M0=1.15Nm (100K); NN=6000rpm; Naturally cooled FRAME SIZE IMB 5 (IM V1, IM V3) FLANGE 1, WITH PT1000 TEMPERATURESENSOR POWER CONNECTOR ROTATABLE INCREMENTAL ENCODER SIN/COS 1VPP;2048 S/R W. C-AND D-SPUR (ENCODER IC2048S/R) PLAIN SHAFT, TOLERANCE N; WITH HOLDING BRAKE PROTECTION CLASS IP65, | - | 0 | 0
1FK7032-2AK74-1AH2 |  | 1FK7032-2AK74-1AH2 | 1 | UN | 1 | 15 | C | D | N | N | 85015100 | 1 |  | 3 | KG | 1210.56 | 1210.56 | MC05 | MC05 | SIMOTICS S Synchronous motor 1FK7-CT PN=0.5kW; UDC=600V M0=1.15Nm (100K); NN=6000rpm; Naturally cooled FRAME SIZE IMB 5 (IM V1, IM V3) FLANGE 1, WITH PT1000 TEMPERATURESENSOR POWER CONNECTOR ROTATABLE INCREMENTAL ENCODER SIN/COS 1VPP;2048 S/R W. C-AND D-SPUR (ENCODER IC2048S/R) PLAIN SHAFT, TOLERANCE N; WITH HOLDING BRAKE PROTECTION CLASS IP65, FLANGE ON DRIVE END IP67; | - | 0 | 0
1FK7032-2AK74-1EA0 |  | 1FK7032-2AK74-1EA0 | 1 | UN | 1 | 15 | C | D | N | N | 85015100 | 1 |  | 2.701 | KG | 1309.06 | 1309.06 | MC05 | MC05 | SIMOTICS S Synchronous motor 1FK7-CT PN=0.5kW; UDC=600V M0=1.15Nm (100K); NN=6000rpm; Naturally cooled FRAME SIZE IMB 5 (IM V1, IM V3) FLANGE 1, WITH PT1000 TEMPERATURESENSOR POWER CONNECTOR ROTATABLE ABSOLUTE ENCODERR 2048 S/R + 4096 UMDREHUNGEN MULTITURN, WITH ENDAT-SCHNITTSTELLE (ENCODER AM2048S/R) SHAFT WITH FITTED KEY, TOLERANCE N; W/O HOLDING BRAKE PROTECTION CLASS IP64; | - | 0 | 0
1FK7032-2AK74-1EA1 |  | 1FK7032-2AK74-1EA1 | 1 | UN | 1 | 15 | C | D | N | N | 85015100 | 1 |  | 2.701 | KG | 1371.4 | 1371.4 | MC05 | MC05 | SIMOTICS S Synchronous motor 1FK7-CT PN=0.5kW; UDC=600V M0=1.15Nm (100K); NN=6000rpm; Naturally cooled FRAME SIZE IMB 5 (IM V1, IM V3) FLANGE 1, WITH PT1000 TEMPERATURESENSOR POWER CONNECTOR ROTATABLE ABSOLUTE ENCODERR 2048 S/R + 4096 UMDREHUNGEN MULTITURN, WITH ENDAT-SCHNITTSTELLE (ENCODER AM2048S/R) SHAFT WITH FITTED KEY, TOLERANCE N; W/O HOLDING BRAKE PROTECTION CLASS IP65, | - | 0 | 0
1FK7032-2AK74-1EA2 |  | 1FK7032-2AK74-1EA2 | 1 | UN | 1 | 15 | C | D | N | N | 85015100 | 1 |  | 2.701 | KG | 1371.4 | 1371.4 | MC05 | MC05 | SIMOTICS S Synchronous motor 1FK7-CT PN=0.5kW; UDC=600V M0=1.15Nm (100K); NN=6000rpm; Naturally cooled FRAME SIZE IMB 5 (IM V1, IM V3) FLANGE 1, WITH PT1000 TEMPERATURESENSOR POWER CONNECTOR ROTATABLE ABSOLUTE ENCODERR 2048 S/R + 4096 UMDREHUNGEN MULTITURN, WITH ENDAT-SCHNITTSTELLE (ENCODER AM2048S/R) SHAFT WITH FITTED KEY, TOLERANCE N; W/O HOLDING BRAKE PROTECTION CLASS IP65, FLANGE ON DRIVE END IP67; | - | 0 | 0
1FK7032-2AK74-1EB0 |  | 1FK7032-2AK74-1EB0 | 1 | UN | 1 | 15 | C | D | N | N | 85015100 | 1 |  | 3 | KG | 1455.01 | 1455.01 | MC05 | MC05 | SIMOTICS S Synchronous motor 1FK7-CT PN=0.5kW; UDC=600V M0=1.15Nm (100K); NN=6000rpm; Naturally cooled FRAME SIZE IMB 5 (IM V1, IM V3) FLANGE 1, WITH PT1000 TEMPERATURESENSOR POWER CONNECTOR ROTATABLE ABSOLUTE ENCODERR 2048 S/R + 4096 UMDREHUNGEN MULTITURN, WITH ENDAT-SCHNITTSTELLE (ENCODER AM2048S/R) SHAFT WITH FITTED KEY, TOLERANCE N; WITH HOLDING BRAKE PROTECTION CLASS IP64; | - | 0 | 0
1FK7032-2AK74-1EB1 |  | 1FK7032-2AK74-1EB1 | 1 | UN | 1 | 15 | C | D | N | N | 85015100 | 1 |  | 3 | KG | 1517.35 | 1517.35 | MC05 | MC05 | SIMOTICS S Synchronous motor 1FK7-CT PN=0.5kW; UDC=600V M0=1.15Nm (100K); NN=6000rpm; Naturally cooled FRAME SIZE IMB 5 (IM V1, IM V3) FLANGE 1, WITH PT1000 TEMPERATURESENSOR POWER CONNECTOR ROTATABLE ABSOLUTE ENCODERR 2048 S/R + 4096 UMDREHUNGEN MULTITURN, WITH ENDAT-SCHNITTSTELLE (ENCODER AM2048S/R) SHAFT WITH FITTED KEY, TOLERANCE N; WITH HOLDING BRAKE PROTECTION CLASS IP65, | - | 0 | 0
1FK7032-2AK74-1EB2 |  | 1FK7032-2AK74-1EB2 | 1 | UN | 1 | 15 | C | D | N | N | 85015100 | 1 |  | 3 | KG | 1517.35 | 1517.35 | MC05 | MC05 | SIMOTICS S Synchronous motor 1FK7-CT PN=0.5kW; UDC=600V M0=1.15Nm (100K); NN=6000rpm; Naturally cooled FRAME SIZE IMB 5 (IM V1, IM V3) FLANGE 1, WITH PT1000 TEMPERATURESENSOR POWER CONNECTOR ROTATABLE ABSOLUTE ENCODERR 2048 S/R + 4096 UMDREHUNGEN MULTITURN, WITH ENDAT-SCHNITTSTELLE (ENCODER AM2048S/R) SHAFT WITH FITTED KEY, TOLERANCE N; WITH HOLDING BRAKE PROTECTION CLASS IP65, FLANGE ON DRIVE END IP67; | - | 0 | 0
1FK7032-2AK74-1EG0 |  | 1FK7032-2AK74-1EG0 | 1 | UN | 1 | 15 | C | D | N | N | 85015100 | 1 |  | 2.701 | KG | 1251.57 | 1251.57 | MC05 | MC05 | SIMOTICS S Synchronous motor 1FK7-CT PN=0.5kW; UDC=600V M0=1.15Nm (100K); NN=6000rpm; Naturally cooled FRAME SIZE IMB 5 (IM V1, IM V3) FLANGE 1, WITH PT1000 TEMPERATURESENSOR POWER CONNECTOR ROTATABLE ABSOLUTE ENCODERR 2048 S/R + 4096 UMDREHUNGEN MULTITURN, WITH ENDAT-SCHNITTSTELLE (ENCODER AM2048S/R) PLAIN SHAFT, TOLERANCE N; W/O HOLDING BRAKE PROTECTION CLASS IP64; | - | 0 | 0
1FK7032-2AK74-1EG1 |  | 1FK7032-2AK74-1EG1 | 1 | UN | 1 | 15 | C | D | N | N | 85015100 | 1 |  | 2.701 | KG | 1313.91 | 1313.91 | MC05 | MC05 | SIMOTICS S Synchronous motor 1FK7-CT PN=0.5kW; UDC=600V M0=1.15Nm (100K); NN=6000rpm; Naturally cooled FRAME SIZE IMB 5 (IM V1, IM V3) FLANGE 1, WITH PT1000 TEMPERATURESENSOR POWER CONNECTOR ROTATABLE ABSOLUTE ENCODERR 2048 S/R + 4096 UMDREHUNGEN MULTITURN, WITH ENDAT-SCHNITTSTELLE (ENCODER AM2048S/R) PLAIN SHAFT, TOLERANCE N; W/O HOLDING BRAKE PROTECTION CLASS IP65, | - | 0 | 0
1FK7032-2AK74-1EG2 |  | 1FK7032-2AK74-1EG2 | 1 | UN | 1 | 15 | C | D | N | N | 85015100 | 1 |  | 2.701 | KG | 1313.91 | 1313.91 | MC05 | MC05 | SIMOTICS S Synchronous motor 1FK7-CT PN=0.5kW; UDC=600V M0=1.15Nm (100K); NN=6000rpm; Naturally cooled FRAME SIZE IMB 5 (IM V1, IM V3) FLANGE 1, WITH PT1000 TEMPERATURESENSOR POWER CONNECTOR ROTATABLE ABSOLUTE ENCODERR 2048 S/R + 4096 UMDREHUNGEN MULTITURN, WITH ENDAT-SCHNITTSTELLE (ENCODER AM2048S/R) PLAIN SHAFT, TOLERANCE N; W/O HOLDING BRAKE PROTECTION CLASS IP65, FLANGE ON DRIVE END IP67; | - | 0 | 0
1FK7032-2AK74-1EH0 |  | 1FK7032-2AK74-1EH0 | 1 | UN | 1 | 15 | C | D | N | N | 85015100 | 1 |  | 3 | KG | 1395.9 | 1395.9 | MC05 | MC05 | SIMOTICS S Synchronous motor 1FK7-CT PN=0.5kW; UDC=600V M0=1.15Nm (100K); NN=6000rpm; Naturally cooled FRAME SIZE IMB 5 (IM V1, IM V3) FLANGE 1, WITH PT1000 TEMPERATURESENSOR POWER CONNECTOR ROTATABLE ABSOLUTE ENCODERR 2048 S/R + 4096 UMDREHUNGEN MULTITURN, WITH ENDAT-SCHNITTSTELLE (ENCODER AM2048S/R) PLAIN SHAFT, TOLERANCE N; WITH HOLDING BRAKE PROTECTION CLASS IP64; | - | 0 | 0
1FK7032-2AK74-1EH1 |  | 1FK7032-2AK74-1EH1 | 1 | UN | 1 | 15 | C | D | N | N | 85015100 | 1 |  | 3 | KG | 1458.24 | 1458.24 | MC05 | MC05 | SIMOTICS S Synchronous motor 1FK7-CT PN=0.5kW; UDC=600V M0=1.15Nm (100K); NN=6000rpm; Naturally cooled FRAME SIZE IMB 5 (IM V1, IM V3) FLANGE 1, WITH PT1000 TEMPERATURESENSOR POWER CONNECTOR ROTATABLE ABSOLUTE ENCODERR 2048 S/R + 4096 UMDREHUNGEN MULTITURN, WITH ENDAT-SCHNITTSTELLE (ENCODER AM2048S/R) PLAIN SHAFT, TOLERANCE N; WITH HOLDING BRAKE PROTECTION CLASS IP65, | - | 0 | 0
1FK7032-2AK74-1EH2 |  | 1FK7032-2AK74-1EH2 | 1 | UN | 1 | 15 | C | D | N | N | 85015100 | 1 |  | 3 | KG | 1458.24 | 1458.24 | MC05 | MC05 | SIMOTICS S Synchronous motor 1FK7-CT PN=0.5kW; UDC=600V M0=1.15Nm (100K); NN=6000rpm; Naturally cooled FRAME SIZE IMB 5 (IM V1, IM V3) FLANGE 1, WITH PT1000 TEMPERATURESENSOR POWER CONNECTOR ROTATABLE ABSOLUTE ENCODERR 2048 S/R + 4096 UMDREHUNGEN MULTITURN, WITH ENDAT-SCHNITTSTELLE (ENCODER AM2048S/R) PLAIN SHAFT, TOLERANCE N; WITH HOLDING BRAKE PROTECTION CLASS IP65, FLANGE ON DRIVE END IP67; | - | 0 | 0
1FK7032-2AK74-1SA0 |  | 1FK7032-2AK74-1SA0 | 1 | UN | 1 | 15 | C | D | N | N | 85015100 | 1 |  | 2.702 | KG | 670.74 | 670.74 | MC05 | MC05 | SIMOTICS S Synchronous motor 1FK7-CT PN=0.5kW; UDC=600V M0=1.15Nm (100K); NN=6000rpm; Naturally cooled FRAME SIZE IMB 5 (IM V1, IM V3) FLANGE 1, WITH PT1000 TEMPERATURESENSOR POWER CONNECTOR ROTATABLE RESOLVER MULTI-POLE (RESOLVER P=3); SHAFT WITH FITTED KEY, TOLERANCE N; W/O HOLDING BRAKE PROTECTION CLASS IP64; | - | 0 | 0
1FK7032-2AK74-1SA1 |  | 1FK7032-2AK74-1SA1 | 1 | UN | 1 | 15 | C | D | N | N | 85015100 | 1 |  | 2.702 | KG | 733.08 | 733.08 | MC05 | MC05 | SIMOTICS S Synchronous motor 1FK7-CT PN=0.5kW; UDC=600V M0=1.15Nm (100K); NN=6000rpm; Naturally cooled FRAME SIZE IMB 5 (IM V1, IM V3) FLANGE 1, WITH PT1000 TEMPERATURESENSOR POWER CONNECTOR ROTATABLE RESOLVER MULTI-POLE (RESOLVER P=3); SHAFT WITH FITTED KEY, TOLERANCE N; W/O HOLDING BRAKE PROTECTION CLASS IP65, | - | 0 | 0
1FK7032-2AK74-1SA2 |  | 1FK7032-2AK74-1SA2 | 1 | UN | 1 | 15 | C | D | N | N | 85015100 | 1 |  | 2.702 | KG | 733.08 | 733.08 | MC05 | MC05 | SIMOTICS S Synchronous motor 1FK7-CT PN=0.5kW; UDC=600V M0=1.15Nm (100K); NN=6000rpm; Naturally cooled FRAME SIZE IMB 5 (IM V1, IM V3) FLANGE 1, WITH PT1000 TEMPERATURESENSOR POWER CONNECTOR ROTATABLE RESOLVER MULTI-POLE (RESOLVER P=3); SHAFT WITH FITTED KEY, TOLERANCE N; W/O HOLDING BRAKE PROTECTION CLASS IP65, FLANGE ON DRIVE END IP67; | - | 0 | 0
1FK7032-2AK74-1SB0 |  | 1FK7032-2AK74-1SB0 | 1 | UN | 1 | 15 | C | D | N | N | 85015100 | 1 |  | 3.001 | KG | 816.69 | 816.69 | MC05 | MC05 | SIMOTICS S Synchronous motor 1FK7-CT PN=0.5kW; UDC=600V M0=1.15Nm (100K); NN=6000rpm; Naturally cooled FRAME SIZE IMB 5 (IM V1, IM V3) FLANGE 1, WITH PT1000 TEMPERATURESENSOR POWER CONNECTOR ROTATABLE RESOLVER MULTI-POLE (RESOLVER P=3); SHAFT WITH FITTED KEY, TOLERANCE N; WITH HOLDING BRAKE PROTECTION CLASS IP64; | - | 0 | 0
1FK7032-2AK74-1SB1 |  | 1FK7032-2AK74-1SB1 | 1 | UN | 1 | 15 | C | D | N | N | 85015100 | 1 |  | 3.001 | KG | 879.03 | 879.03 | MC05 | MC05 | SIMOTICS S Synchronous motor 1FK7-CT PN=0.5kW; UDC=600V M0=1.15Nm (100K); NN=6000rpm; Naturally cooled FRAME SIZE IMB 5 (IM V1, IM V3) FLANGE 1, WITH PT1000 TEMPERATURESENSOR POWER CONNECTOR ROTATABLE RESOLVER MULTI-POLE (RESOLVER P=3); SHAFT WITH FITTED KEY, TOLERANCE N; WITH HOLDING BRAKE PROTECTION CLASS IP65, | - | 0 | 0
1FK7032-2AK74-1SB2 |  | 1FK7032-2AK74-1SB2 | 1 | UN | 1 | 15 | C | D | N | N | 85015100 | 1 |  | 3.001 | KG | 879.03 | 879.03 | MC05 | MC05 | SIMOTICS S Synchronous motor 1FK7-CT PN=0.5kW; UDC=600V M0=1.15Nm (100K); NN=6000rpm; Naturally cooled FRAME SIZE IMB 5 (IM V1, IM V3) FLANGE 1, WITH PT1000 TEMPERATURESENSOR POWER CONNECTOR ROTATABLE RESOLVER MULTI-POLE (RESOLVER P=3); SHAFT WITH FITTED KEY, TOLERANCE N; WITH HOLDING BRAKE PROTECTION CLASS IP65, FLANGE ON DRIVE END IP67; | - | 0 | 0
1FK7032-2AK74-1SG0 |  | 1FK7032-2AK74-1SG0 | 1 | UN | 1 | 15 | C | D | N | N | 85015100 | 1 |  | 2.702 | KG | 613.25 | 613.25 | MC05 | MC05 | SIMOTICS S Synchronous motor 1FK7-CT PN=0.5kW; UDC=600V M0=1.15Nm (100K); NN=6000rpm; Naturally cooled FRAME SIZE IMB 5 (IM V1, IM V3) FLANGE 1, WITH PT1000 TEMPERATURESENSOR POWER CONNECTOR ROTATABLE RESOLVER MULTI-POLE (RESOLVER P=3); PLAIN SHAFT, TOLERANCE N; W/O HOLDING BRAKE PROTECTION CLASS IP64; | - | 0 | 0
1FK7032-2AK74-1SG1 |  | 1FK7032-2AK74-1SG1 | 1 | UN | 1 | 15 | C | D | N | N | 85015100 | 1 |  | 2.702 | KG | 675.59 | 675.59 | MC05 | MC05 | SIMOTICS S Synchronous motor 1FK7-CT PN=0.5kW; UDC=600V M0=1.15Nm (100K); NN=6000rpm; Naturally cooled FRAME SIZE IMB 5 (IM V1, IM V3) FLANGE 1, WITH PT1000 TEMPERATURESENSOR POWER CONNECTOR ROTATABLE RESOLVER MULTI-POLE (RESOLVER P=3); PLAIN SHAFT, TOLERANCE N; W/O HOLDING BRAKE PROTECTION CLASS IP65, | - | 0 | 0
1FK7032-2AK74-1SG2 |  | 1FK7032-2AK74-1SG2 | 1 | UN | 1 | 15 | C | D | N | N | 85015100 | 1 |  | 2.702 | KG | 675.59 | 675.59 | MC05 | MC05 | SIMOTICS S Synchronous motor 1FK7-CT PN=0.5kW; UDC=600V M0=1.15Nm (100K); NN=6000rpm; Naturally cooled FRAME SIZE IMB 5 (IM V1, IM V3) FLANGE 1, WITH PT1000 TEMPERATURESENSOR POWER CONNECTOR ROTATABLE RESOLVER MULTI-POLE (RESOLVER P=3); PLAIN SHAFT, TOLERANCE N; W/O HOLDING BRAKE PROTECTION CLASS IP65, FLANGE ON DRIVE END IP67; | - | 0 | 0
1FK7032-2AK74-1SH0 |  | 1FK7032-2AK74-1SH0 | 1 | UN | 1 | 15 | C | D | N | N | 85015100 | 1 |  | 3.001 | KG | 757.58 | 757.58 | MC05 | MC05 | SIMOTICS S Synchronous motor 1FK7-CT PN=0.5kW; UDC=600V M0=1.15Nm (100K); NN=6000rpm; Naturally cooled FRAME SIZE IMB 5 (IM V1, IM V3) FLANGE 1, WITH PT1000 TEMPERATURESENSOR POWER CONNECTOR ROTATABLE RESOLVER MULTI-POLE (RESOLVER P=3); PLAIN SHAFT, TOLERANCE N; WITH HOLDING BRAKE PROTECTION CLASS IP64; | - | 0 | 0
1FK7032-2AK74-1SH1 |  | 1FK7032-2AK74-1SH1 | 1 | UN | 1 | 15 | C | D | N | N | 85015100 | 1 |  | 3.001 | KG | 819.92 | 819.92 | MC05 | MC05 | SIMOTICS S Synchronous motor 1FK7-CT PN=0.5kW; UDC=600V M0=1.15Nm (100K); NN=6000rpm; Naturally cooled FRAME SIZE IMB 5 (IM V1, IM V3) FLANGE 1, WITH PT1000 TEMPERATURESENSOR POWER CONNECTOR ROTATABLE RESOLVER MULTI-POLE (RESOLVER P=3); PLAIN SHAFT, TOLERANCE N; WITH HOLDING BRAKE PROTECTION CLASS IP65, | - | 0 | 0
1FK7032-2AK74-1SH2 |  | 1FK7032-2AK74-1SH2 | 1 | UN | 1 | 15 | C | D | N | N | 85015100 | 1 |  | 3.001 | KG | 819.92 | 819.92 | MC05 | MC05 | SIMOTICS S Synchronous motor 1FK7-CT PN=0.5kW; UDC=600V M0=1.15Nm (100K); NN=6000rpm; Naturally cooled FRAME SIZE IMB 5 (IM V1, IM V3) FLANGE 1, WITH PT1000 TEMPERATURESENSOR POWER CONNECTOR ROTATABLE RESOLVER MULTI-POLE (RESOLVER P=3); PLAIN SHAFT, TOLERANCE N; WITH HOLDING BRAKE PROTECTION CLASS IP65, FLANGE ON DRIVE END IP67; | - | 0 | 0
1FK7032-2AK74-1TA0 |  | 1FK7032-2AK74-1TA0 | 1 | UN | 1 | 15 | C | D | N | N | 85015100 | 1 |  | 2.702 | KG | 670.74 | 670.74 | MC05 | MC05 | SIMOTICS S Synchronous motor 1FK7-CT PN=0.5kW; UDC=600V M0=1.15Nm (100K); NN=6000rpm; Naturally cooled FRAME SIZE IMB 5 (IM V1, IM V3) FLANGE 1, WITH PT1000 TEMPERATURESENSOR POWER CONNECTOR ROTATABLE RESOLVER 2-POLE (RESOLVER P=1); SHAFT WITH FITTED KEY, TOLERANCE N; W/O HOLDING BRAKE PROTECTION CLASS IP64; | - | 0 | 0
1FK7032-2AK74-1TA1 |  | 1FK7032-2AK74-1TA1 | 1 | UN | 1 | 15 | C | D | N | N | 85015100 | 1 |  | 2.702 | KG | 733.08 | 733.08 | MC05 | MC05 | SIMOTICS S Synchronous motor 1FK7-CT PN=0.5kW; UDC=600V M0=1.15Nm (100K); NN=6000rpm; Naturally cooled FRAME SIZE IMB 5 (IM V1, IM V3) FLANGE 1, WITH PT1000 TEMPERATURESENSOR POWER CONNECTOR ROTATABLE RESOLVER 2-POLE (RESOLVER P=1); SHAFT WITH FITTED KEY, TOLERANCE N; W/O HOLDING BRAKE PROTECTION CLASS IP65, | - | 0 | 0
1FK7032-2AK74-1TA2 |  | 1FK7032-2AK74-1TA2 | 1 | UN | 1 | 15 | C | D | N | N | 85015100 | 1 |  | 2.702 | KG | 733.08 | 733.08 | MC05 | MC05 | SIMOTICS S Synchronous motor 1FK7-CT PN=0.5kW; UDC=600V M0=1.15Nm (100K); NN=6000rpm; Naturally cooled FRAME SIZE IMB 5 (IM V1, IM V3) FLANGE 1, WITH PT1000 TEMPERATURESENSOR POWER CONNECTOR ROTATABLE RESOLVER 2-POLE (RESOLVER P=1); SHAFT WITH FITTED KEY, TOLERANCE N; W/O HOLDING BRAKE PROTECTION CLASS IP65, FLANGE ON DRIVE END IP67; | - | 0 | 0
1FK7032-2AK74-1TB0 |  | 1FK7032-2AK74-1TB0 | 1 | UN | 1 | 15 | C | D | N | N | 85015100 | 1 |  | 3.001 | KG | 816.69 | 816.69 | MC05 | MC05 | SIMOTICS S Synchronous motor 1FK7-CT PN=0.5kW; UDC=600V M0=1.15Nm (100K); NN=6000rpm; Naturally cooled FRAME SIZE IMB 5 (IM V1, IM V3) FLANGE 1, WITH PT1000 TEMPERATURESENSOR POWER CONNECTOR ROTATABLE RESOLVER 2-POLE (RESOLVER P=1); SHAFT WITH FITTED KEY, TOLERANCE N; WITH HOLDING BRAKE PROTECTION CLASS IP64; | - | 0 | 0
1FK7032-2AK74-1TB1 |  | 1FK7032-2AK74-1TB1 | 1 | UN | 1 | 15 | C | D | N | N | 85015100 | 1 |  | 3.001 | KG | 879.03 | 879.03 | MC05 | MC05 | SIMOTICS S Synchronous motor 1FK7-CT PN=0.5kW; UDC=600V M0=1.15Nm (100K); NN=6000rpm; Naturally cooled FRAME SIZE IMB 5 (IM V1, IM V3) FLANGE 1, WITH PT1000 TEMPERATURESENSOR POWER CONNECTOR ROTATABLE RESOLVER 2-POLE (RESOLVER P=1); SHAFT WITH FITTED KEY, TOLERANCE N; WITH HOLDING BRAKE PROTECTION CLASS IP65, | - | 0 | 0
1FK7032-2AK74-1TB2 |  | 1FK7032-2AK74-1TB2 | 1 | UN | 1 | 15 | C | D | N | N | 85015100 | 1 |  | 3.001 | KG | 879.03 | 879.03 | MC05 | MC05 | SIMOTICS S Synchronous motor 1FK7-CT PN=0.5kW; UDC=600V M0=1.15Nm (100K); NN=6000rpm; Naturally cooled FRAME SIZE IMB 5 (IM V1, IM V3) FLANGE 1, WITH PT1000 TEMPERATURESENSOR POWER CONNECTOR ROTATABLE RESOLVER 2-POLE (RESOLVER P=1); SHAFT WITH FITTED KEY, TOLERANCE N; WITH HOLDING BRAKE PROTECTION CLASS IP65, FLANGE ON DRIVE END IP67; | - | 0 | 0
1FK7032-2AK74-1TG0 |  | 1FK7032-2AK74-1TG0 | 1 | UN | 1 | 15 | C | D | N | N | 85015100 | 1 |  | 2.702 | KG | 613.25 | 613.25 | MC05 | MC05 | SIMOTICS S Synchronous motor 1FK7-CT PN=0.5kW; UDC=600V M0=1.15Nm (100K); NN=6000rpm; Naturally cooled FRAME SIZE IMB 5 (IM V1, IM V3) FLANGE 1, WITH PT1000 TEMPERATURESENSOR POWER CONNECTOR ROTATABLE RESOLVER 2-POLE (RESOLVER P=1); PLAIN SHAFT, TOLERANCE N; W/O HOLDING BRAKE PROTECTION CLASS IP64; | - | 0 | 0
1FK7032-2AK74-1TG1 |  | 1FK7032-2AK74-1TG1 | 1 | UN | 1 | 15 | C | D | N | N | 85015100 | 1 |  | 2.702 | KG | 675.59 | 675.59 | MC05 | MC05 | SIMOTICS S Synchronous motor 1FK7-CT PN=0.5kW; UDC=600V M0=1.15Nm (100K); NN=6000rpm; Naturally cooled FRAME SIZE IMB 5 (IM V1, IM V3) FLANGE 1, WITH PT1000 TEMPERATURESENSOR POWER CONNECTOR ROTATABLE RESOLVER 2-POLE (RESOLVER P=1); PLAIN SHAFT, TOLERANCE N; W/O HOLDING BRAKE PROTECTION CLASS IP65, | - | 0 | 0
1FK7032-2AK74-1TG2 |  | 1FK7032-2AK74-1TG2 | 1 | UN | 1 | 15 | C | D | N | N | 85015100 | 1 |  | 2.702 | KG | 675.59 | 675.59 | MC05 | MC05 | SIMOTICS S Synchronous motor 1FK7-CT PN=0.5kW; UDC=600V M0=1.15Nm (100K); NN=6000rpm; Naturally cooled FRAME SIZE IMB 5 (IM V1, IM V3) FLANGE 1, WITH PT1000 TEMPERATURESENSOR POWER CONNECTOR ROTATABLE RESOLVER 2-POLE (RESOLVER P=1); PLAIN SHAFT, TOLERANCE N; W/O HOLDING BRAKE PROTECTION CLASS IP65, FLANGE ON DRIVE END IP67; | - | 0 | 0
1FK7032-2AK74-1TH0 |  | 1FK7032-2AK74-1TH0 | 1 | UN | 1 | 15 | C | D | N | N | 85015100 | 1 |  | 3.001 | KG | 757.58 | 757.58 | MC05 | MC05 | SIMOTICS S Synchronous motor 1FK7-CT PN=0.5kW; UDC=600V M0=1.15Nm (100K); NN=6000rpm; Naturally cooled FRAME SIZE IMB 5 (IM V1, IM V3) FLANGE 1, WITH PT1000 TEMPERATURESENSOR POWER CONNECTOR ROTATABLE RESOLVER 2-POLE (RESOLVER P=1); PLAIN SHAFT, TOLERANCE N; WITH HOLDING BRAKE PROTECTION CLASS IP64; | - | 0 | 0
1FK7032-2AK74-1TH1 |  | 1FK7032-2AK74-1TH1 | 1 | UN | 1 | 15 | C | D | N | N | 85015100 | 1 |  | 3.001 | KG | 819.92 | 819.92 | MC05 | MC05 | SIMOTICS S Synchronous motor 1FK7-CT PN=0.5kW; UDC=600V M0=1.15Nm (100K); NN=6000rpm; Naturally cooled FRAME SIZE IMB 5 (IM V1, IM V3) FLANGE 1, WITH PT1000 TEMPERATURESENSOR POWER CONNECTOR ROTATABLE RESOLVER 2-POLE (RESOLVER P=1); PLAIN SHAFT, TOLERANCE N; WITH HOLDING BRAKE PROTECTION CLASS IP65, | - | 0 | 0
1FK7032-2AK74-1TH2 |  | 1FK7032-2AK74-1TH2 | 1 | UN | 1 | 15 | C | D | N | N | 85015100 | 1 |  | 3.001 | KG | 819.92 | 819.92 | MC05 | MC05 | SIMOTICS S Synchronous motor 1FK7-CT PN=0.5kW; UDC=600V M0=1.15Nm (100K); NN=6000rpm; Naturally cooled FRAME SIZE IMB 5 (IM V1, IM V3) FLANGE 1, WITH PT1000 TEMPERATURESENSOR POWER CONNECTOR ROTATABLE RESOLVER 2-POLE (RESOLVER P=1); PLAIN SHAFT, TOLERANCE N; WITH HOLDING BRAKE PROTECTION CLASS IP65, FLANGE ON DRIVE END IP67; | - | 0 | 0
1FK7032-5AF21-1AA0 |  | 1FK7032-5AF21-1AA0 | 1 | UN | 1 | 60 | X | D | N | N | 85015100 | 1 |  | 2.703 | KG | 1321.59 | 1321.59 | MC05 | MC05 | SIMOTICS S Synchronous servo motor 1FK7 Compact DC link 300V 1.1Nm, 100K, 3000 rpm 0.31kW, Naturally cooled IM B5 (IM V1, IM V3) power/signal connectors Connector can be rotated by 270Â° INCREM. ENCODER, SIN/COS 1 VPP 2048 P/REV (ENCODER I-2048); SHAFT WITH FITTED KEY, TOLERANCE N; W/O HOLDING BRAKE DEGREE OF PROTECTION IP64 | - | 0 | 0
1FK7032-5AF21-1AA2 |  | 1FK7032-5AF21-1AA2 | 1 | UN | 1 | 60 | X | D | N | N | 85015100 | 1 |  | 2.703 | KG | 1397.56 | 1397.56 | MC05 | MC05 | SIMOTICS S Synchronous servo motor 1FK7 Compact DC link 300V 1.1Nm, 100K, 3000 rpm 0.31kW, Naturally cooled IM B5 (IM V1, IM V3) power/signal connectors Connector can be rotated by 270Â° INCREM. ENCODER, SIN/COS 1 VPP 2048 P/REV (ENCODER I-2048); SHAFT WITH FITTED KEY, TOLERANCE N; W/O HOLDING BRAKE DEGREE OF PROTECTION IP65 FLANGE ON DRIVE END IP67 | - | 0 | 0
1FK7032-5AF21-1AA3 |  | 1FK7032-5AF21-1AA3 | 1 | UN | 1 | 60 | X | D | N | N | 85015100 | 1 |  | 2.703 | KG | 1358.4 | 1358.4 | MC05 | MC05 | SIMOTICS S Synchronous servo motor 1FK7 Compact DC link 300V 1.1Nm, 100K, 3000 rpm 0.31kW, Naturally cooled IM B5 (IM V1, IM V3) power/signal connectors Connector can be rotated by 270Â° INCREM. ENCODER, SIN/COS 1 VPP 2048 P/REV (ENCODER I-2048); SHAFT WITH FITTED KEY, TOLERANCE N; W/O HOLDING BRAKE DEGREE OF PROTECTION IP64; PAINT FINISH RAL7016 | - | 0 | 0
1FK7032-5AF21-1AA5 |  | 1FK7032-5AF21-1AA5 | 1 | UN | 1 | 60 | X | D | N | N | 85015100 | 1 |  | 2.703 | KG | 1434.35 | 1434.35 | MC05 | MC05 | SIMOTICS S Synchronous servo motor 1FK7 Compact DC link 300V 1.1Nm, 100K, 3000 rpm 0.31kW, Naturally cooled IM B5 (IM V1, IM V3) power/signal connectors Connector can be rotated by 270Â° INCREM. ENCODER, SIN/COS 1 VPP 2048 P/REV (ENCODER I-2048); SHAFT WITH FITTED KEY, TOLERANCE N; W/O HOLDING BRAKE DEGREE OF PROTECTION IP65 AS FLANGE IP67; PAINT FINISH RAL7016 | - | 0 | 0
1FK7032-5AF21-1AA8 |  | 1FK7032-5AF21-1AA8 | 1 | UN | 1 | 60 | X | D | N | N | 85015100 | 1 |  | 2.703 | KG | 1515.56 | 1515.56 | MC05 | MC05 | SIMOTICS S Synchronous servo motor 1FK7 Compact DC link 300V 1.1Nm, 100K, 3000 rpm 0.31kW, Naturally cooled IM B5 (IM V1, IM V3) power/signal connectors Connector can be rotated by 270Â° INCREM. ENCODER, SIN/COS 1 VPP 2048 P/REV (ENCODER I-2048); SHAFT WITH FITTED KEY, TOLERANCE N; W/O HOLDING BRAKE DEGREE OF PROTECTION IP65 IP67 D-END FLANGE; RAL7016 COATING; METALLIC RATING PLATE AT MOTOR | - | 0 | 0
1FK7032-5AF21-1AB0 |  | 1FK7032-5AF21-1AB0 | 1 | UN | 1 | 60 | X | D | N | N | 85015100 | 1 |  | 3.002 | KG | 1499.36 | 1499.36 | MC05 | MC05 | SIMOTICS S Synchronous servo motor 1FK7 Compact DC link 300V 1.1Nm, 100K, 3000 rpm 0.31kW, Naturally cooled IM B5 (IM V1, IM V3) power/signal connectors Connector can be rotated by 270Â° INCREM. ENCODER, SIN/COS 1 VPP 2048 P/REV (ENCODER I-2048); SHAFT WITH FITTED KEY, TOLERANCE N; WITH HOLDING BRAKE DEGREE OF PROTECTION IP64 | - | 0 | 0
1FK7032-5AF21-1AB2 |  | 1FK7032-5AF21-1AB2 | 1 | UN | 1 | 60 | X | D | N | N | 85015100 | 1 |  | 3.002 | KG | 1575.33 | 1575.33 | MC05 | MC05 | SIMOTICS S Synchronous servo motor 1FK7 Compact DC link 300V 1.1Nm, 100K, 3000 rpm 0.31kW, Naturally cooled IM B5 (IM V1, IM V3) power/signal connectors Connector can be rotated by 270Â° INCREM. ENCODER, SIN/COS 1 VPP 2048 P/REV (ENCODER I-2048); SHAFT WITH FITTED KEY, TOLERANCE N; WITH HOLDING BRAKE DEGREE OF PROTECTION IP65 FLANGE ON DRIVE END IP67 | - | 0 | 0
1FK7032-5AF21-1AB3 |  | 1FK7032-5AF21-1AB3 | 1 | UN | 1 | 60 | X | D | N | N | 85015100 | 1 |  | 3.002 | KG | 1536.17 | 1536.17 | MC05 | MC05 | SIMOTICS S Synchronous servo motor 1FK7 Compact DC link 300V 1.1Nm, 100K, 3000 rpm 0.31kW, Naturally cooled IM B5 (IM V1, IM V3) power/signal connectors Connector can be rotated by 270Â° INCREM. ENCODER, SIN/COS 1 VPP 2048 P/REV (ENCODER I-2048); SHAFT WITH FITTED KEY, TOLERANCE N; WITH HOLDING BRAKE DEGREE OF PROTECTION IP64; PAINT FINISH RAL7016 | - | 0 | 0
1FK7032-5AF21-1AB5 |  | 1FK7032-5AF21-1AB5 | 1 | UN | 1 | 60 | X | D | N | N | 85015100 | 1 |  | 3.002 | KG | 1612.12 | 1612.12 | MC05 | MC05 | SIMOTICS S Synchronous servo motor 1FK7 Compact DC link 300V 1.1Nm, 100K, 3000 rpm 0.31kW, Naturally cooled IM B5 (IM V1, IM V3) power/signal connectors Connector can be rotated by 270Â° INCREM. ENCODER, SIN/COS 1 VPP 2048 P/REV (ENCODER I-2048); SHAFT WITH FITTED KEY, TOLERANCE N; WITH HOLDING BRAKE DEGREE OF PROTECTION IP65 AS FLANGE IP67; PAINT FINISH RAL7016 | - | 0 | 0
1FK7032-5AF21-1AB8 |  | 1FK7032-5AF21-1AB8 | 1 | UN | 1 | 60 | X | D | N | N | 85015100 | 1 |  | 3.002 | KG | 1693.33 | 1693.33 | MC05 | MC05 | SIMOTICS S Synchronous servo motor 1FK7 Compact DC link 300V 1.1Nm, 100K, 3000 rpm 0.31kW, Naturally cooled IM B5 (IM V1, IM V3) power/signal connectors Connector can be rotated by 270Â° INCREM. ENCODER, SIN/COS 1 VPP 2048 P/REV (ENCODER I-2048); SHAFT WITH FITTED KEY, TOLERANCE N; WITH HOLDING BRAKE DEGREE OF PROTECTION IP65 IP67 D-END FLANGE; RAL7016 COATING; METALLIC RATING PLATE AT MOTOR | - | 0 | 0
1FK7032-5AF21-1AG0 |  | 1FK7032-5AF21-1AG0 | 1 | UN | 1 | 60 | X | D | N | N | 85015100 | 1 |  | 2.703 | KG | 1251.54 | 1251.54 | MC05 | MC05 | SIMOTICS S Synchronous servo motor 1FK7 Compact DC link 300V 1.1Nm, 100K, 3000 rpm 0.31kW, Naturally cooled IM B5 (IM V1, IM V3) power/signal connectors Connector can be rotated by 270Â° INCREM. ENCODER, SIN/COS 1 VPP 2048 P/REV (ENCODER I-2048); PLAIN SHAFT, TOLERANCE N; W/O HOLDING BRAKE DEGREE OF PROTECTION IP64 | - | 0 | 0
1FK7032-5AF21-1AG2 |  | 1FK7032-5AF21-1AG2 | 1 | UN | 1 | 60 | X | D | N | N | 85015100 | 1 |  | 2.703 | KG | 1327.51 | 1327.51 | MC05 | MC05 | SIMOTICS S Synchronous servo motor 1FK7 Compact DC link 300V 1.1Nm, 100K, 3000 rpm 0.31kW, Naturally cooled IM B5 (IM V1, IM V3) power/signal connectors Connector can be rotated by 270Â° INCREM. ENCODER, SIN/COS 1 VPP 2048 P/REV (ENCODER I-2048); PLAIN SHAFT, TOLERANCE N; W/O HOLDING BRAKE DEGREE OF PROTECTION IP65 FLANGE ON DRIVE END IP67 | - | 0 | 0
1FK7032-5AF21-1AG3 |  | 1FK7032-5AF21-1AG3 | 1 | UN | 1 | 60 | X | D | N | N | 85015100 | 1 |  | 2.703 | KG | 1288.35 | 1288.35 | MC05 | MC05 | SIMOTICS S Synchronous servo motor 1FK7 Compact DC link 300V 1.1Nm, 100K, 3000 rpm 0.31kW, Naturally cooled IM B5 (IM V1, IM V3) power/signal connectors Connector can be rotated by 270Â° INCREM. ENCODER, SIN/COS 1 VPP 2048 P/REV (ENCODER I-2048); PLAIN SHAFT, TOLERANCE N; W/O HOLDING BRAKE DEGREE OF PROTECTION IP64; PAINT FINISH RAL7016 | - | 0 | 0
1FK7032-5AF21-1AG5 |  | 1FK7032-5AF21-1AG5 | 1 | UN | 1 | 60 | X | D | N | N | 85015100 | 1 |  | 2.703 | KG | 1364.3 | 1364.3 | MC05 | MC05 | SIMOTICS S Synchronous servo motor 1FK7 Compact DC link 300V 1.1Nm, 100K, 3000 rpm 0.31kW, Naturally cooled IM B5 (IM V1, IM V3) power/signal connectors Connector can be rotated by 270Â° INCREM. ENCODER, SIN/COS 1 VPP 2048 P/REV (ENCODER I-2048); PLAIN SHAFT, TOLERANCE N; W/O HOLDING BRAKE DEGREE OF PROTECTION IP65 AS FLANGE IP67; PAINT FINISH RAL7016 | - | 0 | 0
1FK7032-5AF21-1AG8 |  | 1FK7032-5AF21-1AG8 | 1 | UN | 1 | 60 | X | D | N | N | 85015100 | 1 |  | 2.703 | KG | 1445.51 | 1445.51 | MC05 | MC05 | SIMOTICS S Synchronous servo motor 1FK7 Compact DC link 300V 1.1Nm, 100K, 3000 rpm 0.31kW, Naturally cooled IM B5 (IM V1, IM V3) power/signal connectors Connector can be rotated by 270Â° INCREM. ENCODER, SIN/COS 1 VPP 2048 P/REV (ENCODER I-2048); PLAIN SHAFT, TOLERANCE N; W/O HOLDING BRAKE DEGREE OF PROTECTION IP65 IP67 D-END FLANGE; RAL7016 COATING; METALLIC RATING PLATE AT MOTOR | - | 0 | 0
1FK7032-5AF21-1AH0 |  | 1FK7032-5AF21-1AH0 | 1 | UN | 1 | 60 | X | D | N | N | 85015100 | 1 |  | 3.002 | KG | 1427.37 | 1427.37 | MC05 | MC05 | SIMOTICS S Synchronous servo motor 1FK7 Compact DC link 300V 1.1Nm, 100K, 3000 rpm 0.31kW, Naturally cooled IM B5 (IM V1, IM V3) power/signal connectors Connector can be rotated by 270Â° INCREM. ENCODER, SIN/COS 1 VPP 2048 P/REV (ENCODER I-2048); PLAIN SHAFT, TOLERANCE N; WITH HOLDING BRAKE DEGREE OF PROTECTION IP64 | - | 0 | 0
1FK7032-5AF21-1AH2 |  | 1FK7032-5AF21-1AH2 | 1 | UN | 1 | 60 | X | D | N | N | 85015100 | 1 |  | 3.002 | KG | 1503.34 | 1503.34 | MC05 | MC05 | SIMOTICS S Synchronous servo motor 1FK7 Compact DC link 300V 1.1Nm, 100K, 3000 rpm 0.31kW, Naturally cooled IM B5 (IM V1, IM V3) power/signal connectors Connector can be rotated by 270Â° INCREM. ENCODER, SIN/COS 1 VPP 2048 P/REV (ENCODER I-2048); PLAIN SHAFT, TOLERANCE N; WITH HOLDING BRAKE DEGREE OF PROTECTION IP65 FLANGE ON DRIVE END IP67 | - | 0 | 0
1FK7032-5AF21-1AH3 |  | 1FK7032-5AF21-1AH3 | 1 | UN | 1 | 60 | X | D | N | N | 85015100 | 1 |  | 3.002 | KG | 1464.18 | 1464.18 | MC05 | MC05 | SIMOTICS S Synchronous servo motor 1FK7 Compact DC link 300V 1.1Nm, 100K, 3000 rpm 0.31kW, Naturally cooled IM B5 (IM V1, IM V3) power/signal connectors Connector can be rotated by 270Â° INCREM. ENCODER, SIN/COS 1 VPP 2048 P/REV (ENCODER I-2048); PLAIN SHAFT, TOLERANCE N; WITH HOLDING BRAKE DEGREE OF PROTECTION IP64; PAINT FINISH RAL7016 | - | 0 | 0
1FK7032-5AF21-1AH5 |  | 1FK7032-5AF21-1AH5 | 1 | UN | 1 | 60 | X | D | N | N | 85015100 | 1 |  | 3.002 | KG | 1540.13 | 1540.13 | MC05 | MC05 | SIMOTICS S Synchronous servo motor 1FK7 Compact DC link 300V 1.1Nm, 100K, 3000 rpm 0.31kW, Naturally cooled IM B5 (IM V1, IM V3) power/signal connectors Connector can be rotated by 270Â° INCREM. ENCODER, SIN/COS 1 VPP 2048 P/REV (ENCODER I-2048); PLAIN SHAFT, TOLERANCE N; WITH HOLDING BRAKE DEGREE OF PROTECTION IP65 AS FLANGE IP67; PAINT FINISH RAL7016 | - | 0 | 0
1FK7032-5AF21-1AH8 |  | 1FK7032-5AF21-1AH8 | 1 | UN | 1 | 60 | X | D | N | N | 85015100 | 1 |  | 3.002 | KG | 1621.34 | 1621.34 | MC05 | MC05 | SIMOTICS S Synchronous servo motor 1FK7 Compact DC link 300V 1.1Nm, 100K, 3000 rpm 0.31kW, Naturally cooled IM B5 (IM V1, IM V3) power/signal connectors Connector can be rotated by 270Â° INCREM. ENCODER, SIN/COS 1 VPP 2048 P/REV (ENCODER I-2048); PLAIN SHAFT, TOLERANCE N; WITH HOLDING BRAKE DEGREE OF PROTECTION IP65 IP67 D-END FLANGE; RAL7016 COATING; METALLIC RATING PLATE AT MOTOR | - | 0 | 0
1FK7032-5AF21-1DA0 |  | 1FK7032-5AF21-1DA0 | 1 | UN | 1 | 60 | X | D | N | N | 85015100 | 1 |  | 2.703 | KG | 1517.38 | 1517.38 | MC05 | MC05 | SIMOTICS S Synchronous servo motor 1FK7 Compact DC link 300V 1.1Nm, 100K, 3000 rpm 0.31kW, Naturally cooled IM B5 (IM V1, IM V3) power/signal connectors Connector can be rotated by 270Â° INCREMENTAL ENCODER 2048 P/REV (ENCODER I-2048) WITH DRIVE-CLIQ INTERFACE; SHAFT WITH FITTED KEY, TOLERANCE N; W/O HOLDING BRAKE DEGREE OF PROTECTION IP64 | - | 0 | 0
1FK7032-5AF21-1DA2 |  | 1FK7032-5AF21-1DA2 | 1 | UN | 1 | 60 | X | D | N | N | 85015100 | 1 |  | 2.703 | KG | 1593.35 | 1593.35 | MC05 | MC05 | SIMOTICS S Synchronous servo motor 1FK7 Compact DC link 300V 1.1Nm, 100K, 3000 rpm 0.31kW, Naturally cooled IM B5 (IM V1, IM V3) power/signal connectors Connector can be rotated by 270Â° INCREMENTAL ENCODER 2048 P/REV (ENCODER I-2048) WITH DRIVE-CLIQ INTERFACE; SHAFT WITH FITTED KEY, TOLERANCE N; W/O HOLDING BRAKE DEGREE OF PROTECTION IP65 FLANGE ON DRIVE END IP67 | - | 0 | 0
1FK7032-5AF21-1DA3 |  | 1FK7032-5AF21-1DA3 | 1 | UN | 1 | 60 | X | D | N | N | 85015100 | 1 |  | 2.703 | KG | 1554.19 | 1554.19 | MC05 | MC05 | SIMOTICS S Synchronous servo motor 1FK7 Compact DC link 300V 1.1Nm, 100K, 3000 rpm 0.31kW, Naturally cooled IM B5 (IM V1, IM V3) power/signal connectors Connector can be rotated by 270Â° INCREMENTAL ENCODER 2048 P/REV (ENCODER I-2048) WITH DRIVE-CLIQ INTERFACE; SHAFT WITH FITTED KEY, TOLERANCE N; W/O HOLDING BRAKE DEGREE OF PROTECTION IP64; PAINT FINISH RAL7016 | - | 0 | 0
1FK7032-5AF21-1DA5 |  | 1FK7032-5AF21-1DA5 | 1 | UN | 1 | 60 | X | D | N | N | 85015100 | 1 |  | 2.703 | KG | 1630.14 | 1630.14 | MC05 | MC05 | SIMOTICS S Synchronous servo motor 1FK7 Compact DC link 300V 1.1Nm, 100K, 3000 rpm 0.31kW, Naturally cooled IM B5 (IM V1, IM V3) power/signal connectors Connector can be rotated by 270Â° INCREMENTAL ENCODER 2048 P/REV (ENCODER I-2048) WITH DRIVE-CLIQ INTERFACE; SHAFT WITH FITTED KEY, TOLERANCE N; W/O HOLDING BRAKE DEGREE OF PROTECTION IP65 AS FLANGE IP67; PAINT FINISH RAL7016 | - | 0 | 0
1FK7032-5AF21-1DA8 |  | 1FK7032-5AF21-1DA8 | 1 | UN | 1 | 60 | X | D | N | N | 85015100 | 1 |  | 2.703 | KG | 1711.35 | 1711.35 | MC05 | MC05 | SIMOTICS S Synchronous servo motor 1FK7 Compact DC link 300V 1.1Nm, 100K, 3000 rpm 0.31kW, Naturally cooled IM B5 (IM V1, IM V3) power/signal connectors Connector can be rotated by 270Â° INCREMENTAL ENCODER 2048 P/REV (ENCODER I-2048) WITH DRIVE-CLIQ INTERFACE; SHAFT WITH FITTED KEY, TOLERANCE N; W/O HOLDING BRAKE DEGREE OF PROTECTION IP65 IP67 D-END FLANGE; RAL7016 COATING; METALLIC RATING PLATE AT MOTOR | - | 0 | 0
1FK7032-5AF21-1DB0 |  | 1FK7032-5AF21-1DB0 | 1 | UN | 1 | 60 | X | D | N | N | 85015100 | 1 |  | 3.002 | KG | 1695.15 | 1695.15 | MC05 | MC05 | SIMOTICS S Synchronous servo motor 1FK7 Compact DC link 300V 1.1Nm, 100K, 3000 rpm 0.31kW, Naturally cooled IM B5 (IM V1, IM V3) power/signal connectors Connector can be rotated by 270Â° INCREMENTAL ENCODER 2048 P/REV (ENCODER I-2048) WITH DRIVE-CLIQ INTERFACE; SHAFT WITH FITTED KEY, TOLERANCE N; WITH HOLDING BRAKE DEGREE OF PROTECTION IP64 | - | 0 | 0
1FK7032-5AF21-1DB2 |  | 1FK7032-5AF21-1DB2 | 1 | UN | 1 | 60 | X | D | N | N | 85015100 | 1 |  | 3.002 | KG | 1771.12 | 1771.12 | MC05 | MC05 | SIMOTICS S Synchronous servo motor 1FK7 Compact DC link 300V 1.1Nm, 100K, 3000 rpm 0.31kW, Naturally cooled IM B5 (IM V1, IM V3) power/signal connectors Connector can be rotated by 270Â° INCREMENTAL ENCODER 2048 P/REV (ENCODER I-2048) WITH DRIVE-CLIQ INTERFACE; SHAFT WITH FITTED KEY, TOLERANCE N; WITH HOLDING BRAKE DEGREE OF PROTECTION IP65 FLANGE ON DRIVE END IP67 | - | 0 | 0
1FK7032-5AF21-1DB3 |  | 1FK7032-5AF21-1DB3 | 1 | UN | 1 | 60 | X | D | N | N | 85015100 | 1 |  | 3.002 | KG | 1731.96 | 1731.96 | MC05 | MC05 | SIMOTICS S Synchronous servo motor 1FK7 Compact DC link 300V 1.1Nm, 100K, 3000 rpm 0.31kW, Naturally cooled IM B5 (IM V1, IM V3) power/signal connectors Connector can be rotated by 270Â° INCREMENTAL ENCODER 2048 P/REV (ENCODER I-2048) WITH DRIVE-CLIQ INTERFACE; SHAFT WITH FITTED KEY, TOLERANCE N; WITH HOLDING BRAKE DEGREE OF PROTECTION IP64; PAINT FINISH RAL7016 | - | 0 | 0
1FK7032-5AF21-1DB5 |  | 1FK7032-5AF21-1DB5 | 1 | UN | 1 | 60 | X | D | N | N | 85015100 | 1 |  | 3.002 | KG | 1807.91 | 1807.91 | MC05 | MC05 | SIMOTICS S Synchronous servo motor 1FK7 Compact DC link 300V 1.1Nm, 100K, 3000 rpm 0.31kW, Naturally cooled IM B5 (IM V1, IM V3) power/signal connectors Connector can be rotated by 270Â° INCREMENTAL ENCODER 2048 P/REV (ENCODER I-2048) WITH DRIVE-CLIQ INTERFACE; SHAFT WITH FITTED KEY, TOLERANCE N; WITH HOLDING BRAKE DEGREE OF PROTECTION IP65 AS FLANGE IP67; PAINT FINISH RAL7016 | - | 0 | 0
1FK7032-5AF21-1DB8 |  | 1FK7032-5AF21-1DB8 | 1 | UN | 1 | 60 | X | D | N | N | 85015100 | 1 |  | 3.002 | KG | 1889.12 | 1889.12 | MC05 | MC05 | SIMOTICS S Synchronous servo motor 1FK7 Compact DC link 300V 1.1Nm, 100K, 3000 rpm 0.31kW, Naturally cooled IM B5 (IM V1, IM V3) power/signal connectors Connector can be rotated by 270Â° INCREMENTAL ENCODER 2048 P/REV (ENCODER I-2048) WITH DRIVE-CLIQ INTERFACE; SHAFT WITH FITTED KEY, TOLERANCE N; WITH HOLDING BRAKE DEGREE OF PROTECTION IP65 IP67 D-END FLANGE; RAL7016 COATING; METALLIC RATING PLATE AT MOTOR | - | 0 | 0
1FK7032-5AF21-1DG0 |  | 1FK7032-5AF21-1DG0 | 1 | UN | 1 | 60 | X | D | N | N | 85015100 | 1 |  | 2.703 | KG | 1447.33 | 1447.33 | MC05 | MC05 | SIMOTICS S Synchronous servo motor 1FK7 Compact DC link 300V 1.1Nm, 100K, 3000 rpm 0.31kW, Naturally cooled IM B5 (IM V1, IM V3) power/signal connectors Connector can be rotated by 270Â° INCREMENTAL ENCODER 2048 P/REV (ENCODER I-2048) WITH DRIVE-CLIQ INTERFACE; PLAIN SHAFT, TOLERANCE N; W/O HOLDING BRAKE DEGREE OF PROTECTION IP64 | - | 0 | 0
1FK7032-5AF21-1DG2 |  | 1FK7032-5AF21-1DG2 | 1 | UN | 1 | 60 | X | D | N | N | 85015100 | 1 |  | 2.703 | KG | 1523.3 | 1523.3 | MC05 | MC05 | SIMOTICS S Synchronous servo motor 1FK7 Compact DC link 300V 1.1Nm, 100K, 3000 rpm 0.31kW, Naturally cooled IM B5 (IM V1, IM V3) power/signal connectors Connector can be rotated by 270Â° INCREMENTAL ENCODER 2048 P/REV (ENCODER I-2048) WITH DRIVE-CLIQ INTERFACE; PLAIN SHAFT, TOLERANCE N; W/O HOLDING BRAKE DEGREE OF PROTECTION IP65 FLANGE ON DRIVE END IP67 | - | 0 | 0
1FK7032-5AF21-1DG3 |  | 1FK7032-5AF21-1DG3 | 1 | UN | 1 | 60 | X | D | N | N | 85015100 | 1 |  | 2.703 | KG | 1484.14 | 1484.14 | MC05 | MC05 | SIMOTICS S Synchronous servo motor 1FK7 Compact DC link 300V 1.1Nm, 100K, 3000 rpm 0.31kW, Naturally cooled IM B5 (IM V1, IM V3) power/signal connectors Connector can be rotated by 270Â° INCREMENTAL ENCODER 2048 P/REV (ENCODER I-2048) WITH DRIVE-CLIQ INTERFACE; PLAIN SHAFT, TOLERANCE N; W/O HOLDING BRAKE DEGREE OF PROTECTION IP64; PAINT FINISH RAL7016 | - | 0 | 0
1FK7032-5AF21-1DG5 |  | 1FK7032-5AF21-1DG5 | 1 | UN | 1 | 60 | X | D | N | N | 85015100 | 1 |  | 2.703 | KG | 1560.09 | 1560.09 | MC05 | MC05 | SIMOTICS S Synchronous servo motor 1FK7 Compact DC link 300V 1.1Nm, 100K, 3000 rpm 0.31kW, Naturally cooled IM B5 (IM V1, IM V3) power/signal connectors Connector can be rotated by 270Â° INCREMENTAL ENCODER 2048 P/REV (ENCODER I-2048) WITH DRIVE-CLIQ INTERFACE; PLAIN SHAFT, TOLERANCE N; W/O HOLDING BRAKE DEGREE OF PROTECTION IP65 AS FLANGE IP67; PAINT FINISH RAL7016 | - | 0 | 0
1FK7032-5AF21-1DG8 |  | 1FK7032-5AF21-1DG8 | 1 | UN | 1 | 60 | X | D | N | N | 85015100 | 1 |  | 2.703 | KG | 1641.3 | 1641.3 | MC05 | MC05 | SIMOTICS S Synchronous servo motor 1FK7 Compact DC link 300V 1.1Nm, 100K, 3000 rpm 0.31kW, Naturally cooled IM B5 (IM V1, IM V3) power/signal connectors Connector can be rotated by 270Â° INCREMENTAL ENCODER 2048 P/REV (ENCODER I-2048) WITH DRIVE-CLIQ INTERFACE; PLAIN SHAFT, TOLERANCE N; W/O HOLDING BRAKE DEGREE OF PROTECTION IP65 IP67 D-END FLANGE; RAL7016 COATING; METALLIC RATING PLATE AT MOTOR | - | 0 | 0
1FK7032-5AF21-1DH0 |  | 1FK7032-5AF21-1DH0 | 1 | UN | 1 | 60 | X | D | N | N | 85015100 | 1 |  | 3.002 | KG | 1623.16 | 1623.16 | MC05 | MC05 | SIMOTICS S Synchronous servo motor 1FK7 Compact DC link 300V 1.1Nm, 100K, 3000 rpm 0.31kW, Naturally cooled IM B5 (IM V1, IM V3) power/signal connectors Connector can be rotated by 270Â° INCREMENTAL ENCODER 2048 P/REV (ENCODER I-2048) WITH DRIVE-CLIQ INTERFACE; PLAIN SHAFT, TOLERANCE N; WITH HOLDING BRAKE DEGREE OF PROTECTION IP64 | - | 0 | 0
1FK7032-5AF21-1DH2 |  | 1FK7032-5AF21-1DH2 | 1 | UN | 1 | 60 | X | D | N | N | 85015100 | 1 |  | 3.002 | KG | 1699.13 | 1699.13 | MC05 | MC05 | SIMOTICS S Synchronous servo motor 1FK7 Compact DC link 300V 1.1Nm, 100K, 3000 rpm 0.31kW, Naturally cooled IM B5 (IM V1, IM V3) power/signal connectors Connector can be rotated by 270Â° INCREMENTAL ENCODER 2048 P/REV (ENCODER I-2048) WITH DRIVE-CLIQ INTERFACE; PLAIN SHAFT, TOLERANCE N; WITH HOLDING BRAKE DEGREE OF PROTECTION IP65 FLANGE ON DRIVE END IP67 | - | 0 | 0
1FK7032-5AF21-1DH3 |  | 1FK7032-5AF21-1DH3 | 1 | UN | 1 | 60 | X | D | N | N | 85015100 | 1 |  | 3.002 | KG | 1659.97 | 1659.97 | MC05 | MC05 | SIMOTICS S Synchronous servo motor 1FK7 Compact DC link 300V 1.1Nm, 100K, 3000 rpm 0.31kW, Naturally cooled IM B5 (IM V1, IM V3) power/signal connectors Connector can be rotated by 270Â° INCREMENTAL ENCODER 2048 P/REV (ENCODER I-2048) WITH DRIVE-CLIQ INTERFACE; PLAIN SHAFT, TOLERANCE N; WITH HOLDING BRAKE DEGREE OF PROTECTION IP64; PAINT FINISH RAL7016 | - | 0 | 0
1FK7032-5AF21-1DH5 |  | 1FK7032-5AF21-1DH5 | 1 | UN | 1 | 60 | X | D | N | N | 85015100 | 1 |  | 3.002 | KG | 1735.92 | 1735.92 | MC05 | MC05 | SIMOTICS S Synchronous servo motor 1FK7 Compact DC link 300V 1.1Nm, 100K, 3000 rpm 0.31kW, Naturally cooled IM B5 (IM V1, IM V3) power/signal connectors Connector can be rotated by 270Â° INCREMENTAL ENCODER 2048 P/REV (ENCODER I-2048) WITH DRIVE-CLIQ INTERFACE; PLAIN SHAFT, TOLERANCE N; WITH HOLDING BRAKE DEGREE OF PROTECTION IP65 AS FLANGE IP67; PAINT FINISH RAL7016 | - | 0 | 0
1FK7032-5AF21-1DH8 |  | 1FK7032-5AF21-1DH8 | 1 | UN | 1 | 60 | X | D | N | N | 85015100 | 1 |  | 3.002 | KG | 1817.13 | 1817.13 | MC05 | MC05 | SIMOTICS S Synchronous servo motor 1FK7 Compact DC link 300V 1.1Nm, 100K, 3000 rpm 0.31kW, Naturally cooled IM B5 (IM V1, IM V3) power/signal connectors Connector can be rotated by 270Â° INCREMENTAL ENCODER 2048 P/REV (ENCODER I-2048) WITH DRIVE-CLIQ INTERFACE; PLAIN SHAFT, TOLERANCE N; WITH HOLDING BRAKE DEGREE OF PROTECTION IP65 IP67 D-END FLANGE; RAL7016 COATING; METALLIC RATING PLATE AT MOTOR | - | 0 | 0
1FK7032-5AF21-1HA0 |  | 1FK7032-5AF21-1HA0 | 1 | UN | 1 | 60 | X | D | N | N | 85015100 | 1 |  | 2.703 | KG | 1623.35 | 1623.35 | MC05 | MC05 | SIMOTICS S Synchronous servo motor 1FK7 Compact DC link 300V 1.1Nm, 100K, 3000 rpm 0.31kW, Naturally cooled IM B5 (IM V1, IM V3) power/signal connectors Connector can be rotated by 270Â° ABSOLUTE ENCODER 512 P/REV (ENCODER A-512); PERFORMANCE REDUCTION BY 10% DUE TO ABSOLUTE ENCODER; SHAFT WITH FITTED KEY, TOLERANCE N; W/O HOLDING BRAKE DEGREE OF PROTECTION IP64 | - | 0 | 0
1FK7032-5AF21-1HA2 |  | 1FK7032-5AF21-1HA2 | 1 | UN | 1 | 60 | X | D | N | N | 85015100 | 1 |  | 2.703 | KG | 1699.32 | 1699.32 | MC05 | MC05 | SIMOTICS S Synchronous servo motor 1FK7 Compact DC link 300V 1.1Nm, 100K, 3000 rpm 0.31kW, Naturally cooled IM B5 (IM V1, IM V3) power/signal connectors Connector can be rotated by 270Â° ABSOLUTE ENCODER 512 P/REV (ENCODER A-512); PERFORMANCE REDUCTION BY 10% DUE TO ABSOLUTE ENCODER; SHAFT WITH FITTED KEY, TOLERANCE N; W/O HOLDING BRAKE DEGREE OF PROTECTION IP65 FLANGE ON DRIVE END IP67 | - | 0 | 0
1FK7032-5AF21-1HA3 |  | 1FK7032-5AF21-1HA3 | 1 | UN | 1 | 60 | X | D | N | N | 85015100 | 1 |  | 2.703 | KG | 1660.16 | 1660.16 | MC05 | MC05 | SIMOTICS S Synchronous servo motor 1FK7 Compact DC link 300V 1.1Nm, 100K, 3000 rpm 0.31kW, Naturally cooled IM B5 (IM V1, IM V3) power/signal connectors Connector can be rotated by 270Â° ABSOLUTE ENCODER 512 P/REV (ENCODER A-512); PERFORMANCE REDUCTION BY 10% DUE TO ABSOLUTE ENCODER; SHAFT WITH FITTED KEY, TOLERANCE N; W/O HOLDING BRAKE DEGREE OF PROTECTION IP64; PAINT FINISH RAL7016 | - | 0 | 0
1FK7032-5AF21-1HA5 |  | 1FK7032-5AF21-1HA5 | 1 | UN | 1 | 60 | X | D | N | N | 85015100 | 1 |  | 2.703 | KG | 1736.11 | 1736.11 | MC05 | MC05 | SIMOTICS S Synchronous servo motor 1FK7 Compact DC link 300V 1.1Nm, 100K, 3000 rpm 0.31kW, Naturally cooled IM B5 (IM V1, IM V3) power/signal connectors Connector can be rotated by 270Â° ABSOLUTE ENCODER 512 P/REV (ENCODER A-512); PERFORMANCE REDUCTION BY 10% DUE TO ABSOLUTE ENCODER; SHAFT WITH FITTED KEY, TOLERANCE N; W/O HOLDING BRAKE DEGREE OF PROTECTION IP65 AS FLANGE IP67; PAINT FINISH RAL7016 | - | 0 | 0
1FK7032-5AF21-1HA8 |  | 1FK7032-5AF21-1HA8 | 1 | UN | 1 | 60 | X | D | N | N | 85015100 | 1 |  | 2.703 | KG | 1817.32 | 1817.32 | MC05 | MC05 | SIMOTICS S Synchronous servo motor 1FK7 Compact DC link 300V 1.1Nm, 100K, 3000 rpm 0.31kW, Naturally cooled IM B5 (IM V1, IM V3) power/signal connectors Connector can be rotated by 270Â° ABSOLUTE ENCODER 512 P/REV (ENCODER A-512); PERFORMANCE REDUCTION BY 10% DUE TO ABSOLUTE ENCODER; SHAFT WITH FITTED KEY, TOLERANCE N; W/O HOLDING BRAKE DEGREE OF PROTECTION IP65 IP67 D-END FLANGE; RAL7016 COATING; METALLIC RATING PLATE AT MOTOR | - | 0 | 0
1FK7032-5AF21-1HB0 |  | 1FK7032-5AF21-1HB0 | 1 | UN | 1 | 60 | X | D | N | N | 85015100 | 1 |  | 3.002 | KG | 1801.12 | 1801.12 | MC05 | MC05 | SIMOTICS S Synchronous servo motor 1FK7 Compact DC link 300V 1.1Nm, 100K, 3000 rpm 0.31kW, Naturally cooled IM B5 (IM V1, IM V3) power/signal connectors Connector can be rotated by 270Â° ABSOLUTE ENCODER 512 P/REV (ENCODER A-512); PERFORMANCE REDUCTION BY 10% DUE TO ABSOLUTE ENCODER; SHAFT WITH FITTED KEY, TOLERANCE N; WITH HOLDING BRAKE DEGREE OF PROTECTION IP64 | - | 0 | 0
1FK7032-5AF21-1HB2 |  | 1FK7032-5AF21-1HB2 | 1 | UN | 1 | 60 | X | D | N | N | 85015100 | 1 |  | 3.002 | KG | 1877.09 | 1877.09 | MC05 | MC05 | SIMOTICS S Synchronous servo motor 1FK7 Compact DC link 300V 1.1Nm, 100K, 3000 rpm 0.31kW, Naturally cooled IM B5 (IM V1, IM V3) power/signal connectors Connector can be rotated by 270Â° ABSOLUTE ENCODER 512 P/REV (ENCODER A-512); PERFORMANCE REDUCTION BY 10% DUE TO ABSOLUTE ENCODER; SHAFT WITH FITTED KEY, TOLERANCE N; WITH HOLDING BRAKE DEGREE OF PROTECTION IP65 FLANGE ON DRIVE END IP67 | - | 0 | 0
1FK7032-5AF21-1HB3 |  | 1FK7032-5AF21-1HB3 | 1 | UN | 1 | 60 | X | D | N | N | 85015100 | 1 |  | 3.002 | KG | 1837.93 | 1837.93 | MC05 | MC05 | SIMOTICS S Synchronous servo motor 1FK7 Compact DC link 300V 1.1Nm, 100K, 3000 rpm 0.31kW, Naturally cooled IM B5 (IM V1, IM V3) power/signal connectors Connector can be rotated by 270Â° ABSOLUTE ENCODER 512 P/REV (ENCODER A-512); PERFORMANCE REDUCTION BY 10% DUE TO ABSOLUTE ENCODER; SHAFT WITH FITTED KEY, TOLERANCE N; WITH HOLDING BRAKE DEGREE OF PROTECTION IP64; PAINT FINISH RAL7016 | - | 0 | 0
1FK7032-5AF21-1HB5 |  | 1FK7032-5AF21-1HB5 | 1 | UN | 1 | 60 | X | D | N | N | 85015100 | 1 |  | 3.002 | KG | 1913.88 | 1913.88 | MC05 | MC05 | SIMOTICS S Synchronous servo motor 1FK7 Compact DC link 300V 1.1Nm, 100K, 3000 rpm 0.31kW, Naturally cooled IM B5 (IM V1, IM V3) power/signal connectors Connector can be rotated by 270Â° ABSOLUTE ENCODER 512 P/REV (ENCODER A-512); PERFORMANCE REDUCTION BY 10% DUE TO ABSOLUTE ENCODER; SHAFT WITH FITTED KEY, TOLERANCE N; WITH HOLDING BRAKE DEGREE OF PROTECTION IP65 AS FLANGE IP67; PAINT FINISH RAL7016 | - | 0 | 0
1FK7032-5AF21-1HB8 |  | 1FK7032-5AF21-1HB8 | 1 | UN | 1 | 60 | X | D | N | N | 85015100 | 1 |  | 3.002 | KG | 1995.09 | 1995.09 | MC05 | MC05 | SIMOTICS S Synchronous servo motor 1FK7 Compact DC link 300V 1.1Nm, 100K, 3000 rpm 0.31kW, Naturally cooled IM B5 (IM V1, IM V3) power/signal connectors Connector can be rotated by 270Â° ABSOLUTE ENCODER 512 P/REV (ENCODER A-512); PERFORMANCE REDUCTION BY 10% DUE TO ABSOLUTE ENCODER; SHAFT WITH FITTED KEY, TOLERANCE N; WITH HOLDING BRAKE DEGREE OF PROTECTION IP65 IP67 D-END FLANGE; RAL7016 COATING; METALLIC RATING PLATE AT MOTOR | - | 0 | 0
1FK7032-5AF21-1HG0 |  | 1FK7032-5AF21-1HG0 | 1 | UN | 1 | 60 | X | D | N | N | 85015100 | 1 |  | 2.703 | KG | 1553.3 | 1553.3 | MC05 | MC05 | SIMOTICS S Synchronous servo motor 1FK7 Compact DC link 300V 1.1Nm, 100K, 3000 rpm 0.31kW, Naturally cooled IM B5 (IM V1, IM V3) power/signal connectors Connector can be rotated by 270Â° ABSOLUTE ENCODER 512 P/REV (ENCODER A-512); PERFORMANCE REDUCTION BY 10% DUE TO ABSOLUTE ENCODER; PLAIN SHAFT, TOLERANCE N; W/O HOLDING BRAKE DEGREE OF PROTECTION IP64 | - | 0 | 0
1FK7032-5AF21-1HG2 |  | 1FK7032-5AF21-1HG2 | 1 | UN | 1 | 60 | X | D | N | N | 85015100 | 1 |  | 2.703 | KG | 1629.27 | 1629.27 | MC05 | MC05 | SIMOTICS S Synchronous servo motor 1FK7 Compact DC link 300V 1.1Nm, 100K, 3000 rpm 0.31kW, Naturally cooled IM B5 (IM V1, IM V3) power/signal connectors Connector can be rotated by 270Â° ABSOLUTE ENCODER 512 P/REV (ENCODER A-512); PERFORMANCE REDUCTION BY 10% DUE TO ABSOLUTE ENCODER; PLAIN SHAFT, TOLERANCE N; W/O HOLDING BRAKE DEGREE OF PROTECTION IP65 FLANGE ON DRIVE END IP67 | - | 0 | 0
1FK7032-5AF21-1HG3 |  | 1FK7032-5AF21-1HG3 | 1 | UN | 1 | 60 | X | D | N | N | 85015100 | 1 |  | 2.703 | KG | 1590.11 | 1590.11 | MC05 | MC05 | SIMOTICS S Synchronous servo motor 1FK7 Compact DC link 300V 1.1Nm, 100K, 3000 rpm 0.31kW, Naturally cooled IM B5 (IM V1, IM V3) power/signal connectors Connector can be rotated by 270Â° ABSOLUTE ENCODER 512 P/REV (ENCODER A-512); PERFORMANCE REDUCTION BY 10% DUE TO ABSOLUTE ENCODER; PLAIN SHAFT, TOLERANCE N; W/O HOLDING BRAKE DEGREE OF PROTECTION IP64; PAINT FINISH RAL7016 | - | 0 | 0
1FK7032-5AF21-1HG5 |  | 1FK7032-5AF21-1HG5 | 1 | UN | 1 | 60 | X | D | N | N | 85015100 | 1 |  | 2.703 | KG | 1666.06 | 1666.06 | MC05 | MC05 | SIMOTICS S Synchronous servo motor 1FK7 Compact DC link 300V 1.1Nm, 100K, 3000 rpm 0.31kW, Naturally cooled IM B5 (IM V1, IM V3) power/signal connectors Connector can be rotated by 270Â° ABSOLUTE ENCODER 512 P/REV (ENCODER A-512); PERFORMANCE REDUCTION BY 10% DUE TO ABSOLUTE ENCODER; PLAIN SHAFT, TOLERANCE N; W/O HOLDING BRAKE DEGREE OF PROTECTION IP65 AS FLANGE IP67; PAINT FINISH RAL7016 | - | 0 | 0
1FK7032-5AF21-1HG8 |  | 1FK7032-5AF21-1HG8 | 1 | UN | 1 | 60 | X | D | N | N | 85015100 | 1 |  | 2.703 | KG | 1747.27 | 1747.27 | MC05 | MC05 | SIMOTICS S Synchronous servo motor 1FK7 Compact DC link 300V 1.1Nm, 100K, 3000 rpm 0.31kW, Naturally cooled IM B5 (IM V1, IM V3) power/signal connectors Connector can be rotated by 270Â° ABSOLUTE ENCODER 512 P/REV (ENCODER A-512); PERFORMANCE REDUCTION BY 10% DUE TO ABSOLUTE ENCODER; PLAIN SHAFT, TOLERANCE N; W/O HOLDING BRAKE DEGREE OF PROTECTION IP65 IP67 D-END FLANGE; RAL7016 COATING; METALLIC RATING PLATE AT MOTOR | - | 0 | 0
1FK7032-5AF21-1HH0 |  | 1FK7032-5AF21-1HH0 | 1 | UN | 1 | 60 | X | D | N | N | 85015100 | 1 |  | 3.002 | KG | 1729.13 | 1729.13 | MC05 | MC05 | SIMOTICS S Synchronous servo motor 1FK7 Compact DC link 300V 1.1Nm, 100K, 3000 rpm 0.31kW, Naturally cooled IM B5 (IM V1, IM V3) power/signal connectors Connector can be rotated by 270Â° ABSOLUTE ENCODER 512 P/REV (ENCODER A-512); PERFORMANCE REDUCTION BY 10% DUE TO ABSOLUTE ENCODER; PLAIN SHAFT, TOLERANCE N; WITH HOLDING BRAKE DEGREE OF PROTECTION IP64 | - | 0 | 0
1FK7032-5AF21-1HH2 |  | 1FK7032-5AF21-1HH2 | 1 | UN | 1 | 60 | X | D | N | N | 85015100 | 1 |  | 3.002 | KG | 1805.1 | 1805.1 | MC05 | MC05 | SIMOTICS S Synchronous servo motor 1FK7 Compact DC link 300V 1.1Nm, 100K, 3000 rpm 0.31kW, Naturally cooled IM B5 (IM V1, IM V3) power/signal connectors Connector can be rotated by 270Â° ABSOLUTE ENCODER 512 P/REV (ENCODER A-512); PERFORMANCE REDUCTION BY 10% DUE TO ABSOLUTE ENCODER; PLAIN SHAFT, TOLERANCE N; WITH HOLDING BRAKE DEGREE OF PROTECTION IP65 FLANGE ON DRIVE END IP67 | - | 0 | 0
1FK7032-5AF21-1HH3 |  | 1FK7032-5AF21-1HH3 | 1 | UN | 1 | 60 | X | D | N | N | 85015100 | 1 |  | 3.002 | KG | 1765.94 | 1765.94 | MC05 | MC05 | SIMOTICS S Synchronous servo motor 1FK7 Compact DC link 300V 1.1Nm, 100K, 3000 rpm 0.31kW, Naturally cooled IM B5 (IM V1, IM V3) power/signal connectors Connector can be rotated by 270Â° ABSOLUTE ENCODER 512 P/REV (ENCODER A-512); PERFORMANCE REDUCTION BY 10% DUE TO ABSOLUTE ENCODER; PLAIN SHAFT, TOLERANCE N; WITH HOLDING BRAKE DEGREE OF PROTECTION IP64; PAINT FINISH RAL7016 | - | 0 | 0
1FK7032-5AF21-1HH5 |  | 1FK7032-5AF21-1HH5 | 1 | UN | 1 | 60 | X | D | N | N | 85015100 | 1 |  | 3.002 | KG | 1841.89 | 1841.89 | MC05 | MC05 | SIMOTICS S Synchronous servo motor 1FK7 Compact DC link 300V 1.1Nm, 100K, 3000 rpm 0.31kW, Naturally cooled IM B5 (IM V1, IM V3) power/signal connectors Connector can be rotated by 270Â° ABSOLUTE ENCODER 512 P/REV (ENCODER A-512); PERFORMANCE REDUCTION BY 10% DUE TO ABSOLUTE ENCODER; PLAIN SHAFT, TOLERANCE N; WITH HOLDING BRAKE DEGREE OF PROTECTION IP65 AS FLANGE IP67; PAINT FINISH RAL7016 | - | 0 | 0
1FK7032-5AF21-1HH8 |  | 1FK7032-5AF21-1HH8 | 1 | UN | 1 | 60 | X | D | N | N | 85015100 | 1 |  | 3.002 | KG | 1923.1 | 1923.1 | MC05 | MC05 | SIMOTICS S Synchronous servo motor 1FK7 Compact DC link 300V 1.1Nm, 100K, 3000 rpm 0.31kW, Naturally cooled IM B5 (IM V1, IM V3) power/signal connectors Connector can be rotated by 270Â° ABSOLUTE ENCODER 512 P/REV (ENCODER A-512); PERFORMANCE REDUCTION BY 10% DUE TO ABSOLUTE ENCODER; PLAIN SHAFT, TOLERANCE N; WITH HOLDING BRAKE DEGREE OF PROTECTION IP65 IP67 D-END FLANGE; RAL7016 COATING; METALLIC RATING PLATE AT MOTOR | - | 0 | 0
1FK7032-5AF21-1JA0 |  | 1FK7032-5AF21-1JA0 | 1 | UN | 1 | 60 | X | D | N | N | 85015100 | 1 |  | 2.703 | KG | 1202.47 | 1202.47 | MC05 | MC05 | SIMOTICS S Synchronous servo motor 1FK7 Compact DC link 300V 1.1Nm, 100K, 3000 rpm 0.31kW, Naturally cooled IM B5 (IM V1, IM V3) power/signal connectors Connector can be rotated by 270Â° ABSOLUTE ENCODER 16 S/R (ENCODER A-16); PERFORMANCE REDUCTION BY 10% DUE TO ABSOLUTE ENCODER; SHAFT WITH FITTED KEY, TOLERANCE N; W/O HOLDING BRAKE DEGREE OF PROTECTION IP64 | - | 0 | 0
1FK7032-5AF21-1JA2 |  | 1FK7032-5AF21-1JA2 | 1 | UN | 1 | 60 | X | D | N | N | 85015100 | 1 |  | 2.703 | KG | 1278.44 | 1278.44 | MC05 | MC05 | SIMOTICS S Synchronous servo motor 1FK7 Compact DC link 300V 1.1Nm, 100K, 3000 rpm 0.31kW, Naturally cooled IM B5 (IM V1, IM V3) power/signal connectors Connector can be rotated by 270Â° ABSOLUTE ENCODER 16 S/R (ENCODER A-16); PERFORMANCE REDUCTION BY 10% DUE TO ABSOLUTE ENCODER; SHAFT WITH FITTED KEY, TOLERANCE N; W/O HOLDING BRAKE DEGREE OF PROTECTION IP65 FLANGE ON DRIVE END IP67 | - | 0 | 0
1FK7032-5AF21-1JA3 |  | 1FK7032-5AF21-1JA3 | 1 | UN | 1 | 60 | X | D | N | N | 85015100 | 1 |  | 2.703 | KG | 1239.28 | 1239.28 | MC05 | MC05 | SIMOTICS S Synchronous servo motor 1FK7 Compact DC link 300V 1.1Nm, 100K, 3000 rpm 0.31kW, Naturally cooled IM B5 (IM V1, IM V3) power/signal connectors Connector can be rotated by 270Â° ABSOLUTE ENCODER 16 S/R (ENCODER A-16); PERFORMANCE REDUCTION BY 10% DUE TO ABSOLUTE ENCODER; SHAFT WITH FITTED KEY, TOLERANCE N; W/O HOLDING BRAKE DEGREE OF PROTECTION IP64; PAINT FINISH RAL7016 | - | 0 | 0
1FK7032-5AF21-1JA5 |  | 1FK7032-5AF21-1JA5 | 1 | UN | 1 | 60 | X | D | N | N | 85015100 | 1 |  | 2.703 | KG | 1315.23 | 1315.23 | MC05 | MC05 | SIMOTICS S Synchronous servo motor 1FK7 Compact DC link 300V 1.1Nm, 100K, 3000 rpm 0.31kW, Naturally cooled IM B5 (IM V1, IM V3) power/signal connectors Connector can be rotated by 270Â° ABSOLUTE ENCODER 16 S/R (ENCODER A-16); PERFORMANCE REDUCTION BY 10% DUE TO ABSOLUTE ENCODER; SHAFT WITH FITTED KEY, TOLERANCE N; W/O HOLDING BRAKE DEGREE OF PROTECTION IP65 AS FLANGE IP67; PAINT FINISH RAL7016 | - | 0 | 0
1FK7032-5AF21-1JA8 |  | 1FK7032-5AF21-1JA8 | 1 | UN | 1 | 60 | X | D | N | N | 85015100 | 1 |  | 2.703 | KG | 1396.44 | 1396.44 | MC05 | MC05 | SIMOTICS S Synchronous servo motor 1FK7 Compact DC link 300V 1.1Nm, 100K, 3000 rpm 0.31kW, Naturally cooled IM B5 (IM V1, IM V3) power/signal connectors Connector can be rotated by 270Â° ABSOLUTE ENCODER 16 S/R (ENCODER A-16); PERFORMANCE REDUCTION BY 10% DUE TO ABSOLUTE ENCODER; SHAFT WITH FITTED KEY, TOLERANCE N; W/O HOLDING BRAKE DEGREE OF PROTECTION IP65 IP67 D-END FLANGE; RAL7016 COATING; METALLIC RATING PLATE AT MOTOR | - | 0 | 0
1FK7032-5AF21-1JB0 |  | 1FK7032-5AF21-1JB0 | 1 | UN | 1 | 60 | X | D | N | N | 85015100 | 1 |  | 3.002 | KG | 1380.24 | 1380.24 | MC05 | MC05 | SIMOTICS S Synchronous servo motor 1FK7 Compact DC link 300V 1.1Nm, 100K, 3000 rpm 0.31kW, Naturally cooled IM B5 (IM V1, IM V3) power/signal connectors Connector can be rotated by 270Â° ABSOLUTE ENCODER 16 S/R (ENCODER A-16); PERFORMANCE REDUCTION BY 10% DUE TO ABSOLUTE ENCODER; SHAFT WITH FITTED KEY, TOLERANCE N; WITH HOLDING BRAKE DEGREE OF PROTECTION IP64 | - | 0 | 0
1FK7032-5AF21-1JB2 |  | 1FK7032-5AF21-1JB2 | 1 | UN | 1 | 60 | X | D | N | N | 85015100 | 1 |  | 3.002 | KG | 1456.21 | 1456.21 | MC05 | MC05 | SIMOTICS S Synchronous servo motor 1FK7 Compact DC link 300V 1.1Nm, 100K, 3000 rpm 0.31kW, Naturally cooled IM B5 (IM V1, IM V3) power/signal connectors Connector can be rotated by 270Â° ABSOLUTE ENCODER 16 S/R (ENCODER A-16); PERFORMANCE REDUCTION BY 10% DUE TO ABSOLUTE ENCODER; SHAFT WITH FITTED KEY, TOLERANCE N; WITH HOLDING BRAKE DEGREE OF PROTECTION IP65 FLANGE ON DRIVE END IP67 | - | 0 | 0
1FK7032-5AF21-1JB3 |  | 1FK7032-5AF21-1JB3 | 1 | UN | 1 | 60 | X | D | N | N | 85015100 | 1 |  | 3.002 | KG | 1417.05 | 1417.05 | MC05 | MC05 | SIMOTICS S Synchronous servo motor 1FK7 Compact DC link 300V 1.1Nm, 100K, 3000 rpm 0.31kW, Naturally cooled IM B5 (IM V1, IM V3) power/signal connectors Connector can be rotated by 270Â° ABSOLUTE ENCODER 16 S/R (ENCODER A-16); PERFORMANCE REDUCTION BY 10% DUE TO ABSOLUTE ENCODER; SHAFT WITH FITTED KEY, TOLERANCE N; WITH HOLDING BRAKE DEGREE OF PROTECTION IP64; PAINT FINISH RAL7016 | - | 0 | 0
1FK7032-5AF21-1JB5 |  | 1FK7032-5AF21-1JB5 | 1 | UN | 1 | 60 | X | D | N | N | 85015100 | 1 |  | 3.002 | KG | 1493 | 1493 | MC05 | MC05 | SIMOTICS S Synchronous servo motor 1FK7 Compact DC link 300V 1.1Nm, 100K, 3000 rpm 0.31kW, Naturally cooled IM B5 (IM V1, IM V3) power/signal connectors Connector can be rotated by 270Â° ABSOLUTE ENCODER 16 S/R (ENCODER A-16); PERFORMANCE REDUCTION BY 10% DUE TO ABSOLUTE ENCODER; SHAFT WITH FITTED KEY, TOLERANCE N; WITH HOLDING BRAKE DEGREE OF PROTECTION IP65 AS FLANGE IP67; PAINT FINISH RAL7016 | - | 0 | 0
1FK7032-5AF21-1JB8 |  | 1FK7032-5AF21-1JB8 | 1 | UN | 1 | 60 | X | D | N | N | 85015100 | 1 |  | 3.002 | KG | 1574.21 | 1574.21 | MC05 | MC05 | SIMOTICS S Synchronous servo motor 1FK7 Compact DC link 300V 1.1Nm, 100K, 3000 rpm 0.31kW, Naturally cooled IM B5 (IM V1, IM V3) power/signal connectors Connector can be rotated by 270Â° ABSOLUTE ENCODER 16 S/R (ENCODER A-16); PERFORMANCE REDUCTION BY 10% DUE TO ABSOLUTE ENCODER; SHAFT WITH FITTED KEY, TOLERANCE N; WITH HOLDING BRAKE DEGREE OF PROTECTION IP65 IP67 D-END FLANGE; RAL7016 COATING; METALLIC RATING PLATE AT MOTOR | - | 0 | 0
1FK7032-5AF21-1JG0 |  | 1FK7032-5AF21-1JG0 | 1 | UN | 1 | 60 | X | D | N | N | 85015100 | 1 |  | 2.703 | KG | 1132.42 | 1132.42 | MC05 | MC05 | SIMOTICS S Synchronous servo motor 1FK7 Compact DC link 300V 1.1Nm, 100K, 3000 rpm 0.31kW, Naturally cooled IM B5 (IM V1, IM V3) power/signal connectors Connector can be rotated by 270Â° ABSOLUTE ENCODER 16 S/R (ENCODER A-16); PERFORMANCE REDUCTION BY 10% DUE TO ABSOLUTE ENCODER; PLAIN SHAFT, TOLERANCE N; W/O HOLDING BRAKE DEGREE OF PROTECTION IP64 | - | 0 | 0
1FK7032-5AF21-1JG2 |  | 1FK7032-5AF21-1JG2 | 1 | UN | 1 | 60 | X | D | N | N | 85015100 | 1 |  | 2.703 | KG | 1208.39 | 1208.39 | MC05 | MC05 | SIMOTICS S Synchronous servo motor 1FK7 Compact DC link 300V 1.1Nm, 100K, 3000 rpm 0.31kW, Naturally cooled IM B5 (IM V1, IM V3) power/signal connectors Connector can be rotated by 270Â° ABSOLUTE ENCODER 16 S/R (ENCODER A-16); PERFORMANCE REDUCTION BY 10% DUE TO ABSOLUTE ENCODER; PLAIN SHAFT, TOLERANCE N; W/O HOLDING BRAKE DEGREE OF PROTECTION IP65 FLANGE ON DRIVE END IP67 | - | 0 | 0
1FK7032-5AF21-1JG3 |  | 1FK7032-5AF21-1JG3 | 1 | UN | 1 | 60 | X | D | N | N | 85015100 | 1 |  | 2.703 | KG | 1169.23 | 1169.23 | MC05 | MC05 | SIMOTICS S Synchronous servo motor 1FK7 Compact DC link 300V 1.1Nm, 100K, 3000 rpm 0.31kW, Naturally cooled IM B5 (IM V1, IM V3) power/signal connectors Connector can be rotated by 270Â° ABSOLUTE ENCODER 16 S/R (ENCODER A-16); PERFORMANCE REDUCTION BY 10% DUE TO ABSOLUTE ENCODER; PLAIN SHAFT, TOLERANCE N; W/O HOLDING BRAKE DEGREE OF PROTECTION IP64; PAINT FINISH RAL7016 | - | 0 | 0
1FK7032-5AF21-1JG5 |  | 1FK7032-5AF21-1JG5 | 1 | UN | 1 | 60 | X | D | N | N | 85015100 | 1 |  | 2.703 | KG | 1245.18 | 1245.18 | MC05 | MC05 | SIMOTICS S Synchronous servo motor 1FK7 Compact DC link 300V 1.1Nm, 100K, 3000 rpm 0.31kW, Naturally cooled IM B5 (IM V1, IM V3) power/signal connectors Connector can be rotated by 270Â° ABSOLUTE ENCODER 16 S/R (ENCODER A-16); PERFORMANCE REDUCTION BY 10% DUE TO ABSOLUTE ENCODER; PLAIN SHAFT, TOLERANCE N; W/O HOLDING BRAKE DEGREE OF PROTECTION IP65 AS FLANGE IP67; PAINT FINISH RAL7016 | - | 0 | 0
1FK7032-5AF21-1JG8 |  | 1FK7032-5AF21-1JG8 | 1 | UN | 1 | 60 | X | D | N | N | 85015100 | 1 |  | 2.703 | KG | 1326.39 | 1326.39 | MC05 | MC05 | SIMOTICS S Synchronous servo motor 1FK7 Compact DC link 300V 1.1Nm, 100K, 3000 rpm 0.31kW, Naturally cooled IM B5 (IM V1, IM V3) power/signal connectors Connector can be rotated by 270Â° ABSOLUTE ENCODER 16 S/R (ENCODER A-16); PERFORMANCE REDUCTION BY 10% DUE TO ABSOLUTE ENCODER; PLAIN SHAFT, TOLERANCE N; W/O HOLDING BRAKE DEGREE OF PROTECTION IP65 IP67 D-END FLANGE; RAL7016 COATING; METALLIC RATING PLATE AT MOTOR | - | 0 | 0
1FK7032-5AF21-1JH0 |  | 1FK7032-5AF21-1JH0 | 1 | UN | 1 | 60 | X | D | N | N | 85015100 | 1 |  | 3.002 | KG | 1308.25 | 1308.25 | MC05 | MC05 | SIMOTICS S Synchronous servo motor 1FK7 Compact DC link 300V 1.1Nm, 100K, 3000 rpm 0.31kW, Naturally cooled IM B5 (IM V1, IM V3) power/signal connectors Connector can be rotated by 270Â° ABSOLUTE ENCODER 16 S/R (ENCODER A-16); PERFORMANCE REDUCTION BY 10% DUE TO ABSOLUTE ENCODER; PLAIN SHAFT, TOLERANCE N; WITH HOLDING BRAKE DEGREE OF PROTECTION IP64 | - | 0 | 0
1FK7032-5AF21-1JH2 |  | 1FK7032-5AF21-1JH2 | 1 | UN | 1 | 60 | X | D | N | N | 85015100 | 1 |  | 3.002 | KG | 1384.22 | 1384.22 | MC05 | MC05 | SIMOTICS S Synchronous servo motor 1FK7 Compact DC link 300V 1.1Nm, 100K, 3000 rpm 0.31kW, Naturally cooled IM B5 (IM V1, IM V3) power/signal connectors Connector can be rotated by 270Â° ABSOLUTE ENCODER 16 S/R (ENCODER A-16); PERFORMANCE REDUCTION BY 10% DUE TO ABSOLUTE ENCODER; PLAIN SHAFT, TOLERANCE N; WITH HOLDING BRAKE DEGREE OF PROTECTION IP65 FLANGE ON DRIVE END IP67 | - | 0 | 0
1FK7032-5AF21-1JH3 |  | 1FK7032-5AF21-1JH3 | 1 | UN | 1 | 60 | X | D | N | N | 85015100 | 1 |  | 3.002 | KG | 1345.06 | 1345.06 | MC05 | MC05 | SIMOTICS S Synchronous servo motor 1FK7 Compact DC link 300V 1.1Nm, 100K, 3000 rpm 0.31kW, Naturally cooled IM B5 (IM V1, IM V3) power/signal connectors Connector can be rotated by 270Â° ABSOLUTE ENCODER 16 S/R (ENCODER A-16); PERFORMANCE REDUCTION BY 10% DUE TO ABSOLUTE ENCODER; PLAIN SHAFT, TOLERANCE N; WITH HOLDING BRAKE DEGREE OF PROTECTION IP64; PAINT FINISH RAL7016 | - | 0 | 0
1FK7032-5AF21-1JH5 |  | 1FK7032-5AF21-1JH5 | 1 | UN | 1 | 60 | X | D | N | N | 85015100 | 1 |  | 3.002 | KG | 1421.01 | 1421.01 | MC05 | MC05 | SIMOTICS S Synchronous servo motor 1FK7 Compact DC link 300V 1.1Nm, 100K, 3000 rpm 0.31kW, Naturally cooled IM B5 (IM V1, IM V3) power/signal connectors Connector can be rotated by 270Â° ABSOLUTE ENCODER 16 S/R (ENCODER A-16); PERFORMANCE REDUCTION BY 10% DUE TO ABSOLUTE ENCODER; PLAIN SHAFT, TOLERANCE N; WITH HOLDING BRAKE DEGREE OF PROTECTION IP65 AS FLANGE IP67; PAINT FINISH RAL7016 | - | 0 | 0
1FK7032-5AF21-1JH8 |  | 1FK7032-5AF21-1JH8 | 1 | UN | 1 | 60 | X | D | N | N | 85015100 | 1 |  | 3.002 | KG | 1502.22 | 1502.22 | MC05 | MC05 | SIMOTICS S Synchronous servo motor 1FK7 Compact DC link 300V 1.1Nm, 100K, 3000 rpm 0.31kW, Naturally cooled IM B5 (IM V1, IM V3) power/signal connectors Connector can be rotated by 270Â° ABSOLUTE ENCODER 16 S/R (ENCODER A-16); PERFORMANCE REDUCTION BY 10% DUE TO ABSOLUTE ENCODER; PLAIN SHAFT, TOLERANCE N; WITH HOLDING BRAKE DEGREE OF PROTECTION IP65 IP67 D-END FLANGE; RAL7016 COATING; METALLIC RATING PLATE AT MOTOR | - | 0 | 0
1FK7032-5AF21-1LA0 |  | 1FK7032-5AF21-1LA0 | 1 | UN | 1 | 60 | X | D | N | N | 85015100 | 1 |  | 2.703 | KG | 1817.3 | 1817.3 | MC05 | MC05 | SIMOTICS S Synchronous servo motor 1FK7 Compact DC link 300V 1.1Nm, 100K, 3000 rpm 0.31kW, Naturally cooled IM B5 (IM V1, IM V3) power/signal connectors Connector can be rotated by 270Â° ABSOLUTE ENCODER 512 P/REV (ENCODER A-512) WITH DRIVE-CLIQ INTERFACE; PERFORMANCE REDUCTION BY 10% DUE TO ABSOLUTE ENCODER; SHAFT WITH FITTED KEY, TOLERANCE N; W/O HOLDING BRAKE DEGREE OF PROTECTION IP64 | - | 0 | 0
1FK7032-5AF21-1LA2 |  | 1FK7032-5AF21-1LA2 | 1 | UN | 1 | 60 | X | D | N | N | 85015100 | 1 |  | 2.703 | KG | 1893.27 | 1893.27 | MC05 | MC05 | SIMOTICS S Synchronous servo motor 1FK7 Compact DC link 300V 1.1Nm, 100K, 3000 rpm 0.31kW, Naturally cooled IM B5 (IM V1, IM V3) power/signal connectors Connector can be rotated by 270Â° ABSOLUTE ENCODER 512 P/REV (ENCODER A-512) WITH DRIVE-CLIQ INTERFACE; PERFORMANCE REDUCTION BY 10% DUE TO ABSOLUTE ENCODER; SHAFT WITH FITTED KEY, TOLERANCE N; W/O HOLDING BRAKE DEGREE OF PROTECTION IP65 FLANGE ON DRIVE END IP67 | - | 0 | 0
1FK7032-5AF21-1LA3 |  | 1FK7032-5AF21-1LA3 | 1 | UN | 1 | 60 | X | D | N | N | 85015100 | 1 |  | 2.703 | KG | 1854.11 | 1854.11 | MC05 | MC05 | SIMOTICS S Synchronous servo motor 1FK7 Compact DC link 300V 1.1Nm, 100K, 3000 rpm 0.31kW, Naturally cooled IM B5 (IM V1, IM V3) power/signal connectors Connector can be rotated by 270Â° ABSOLUTE ENCODER 512 P/REV (ENCODER A-512) WITH DRIVE-CLIQ INTERFACE; PERFORMANCE REDUCTION BY 10% DUE TO ABSOLUTE ENCODER; SHAFT WITH FITTED KEY, TOLERANCE N; W/O HOLDING BRAKE DEGREE OF PROTECTION IP64; PAINT FINISH RAL7016 | - | 0 | 0
1FK7032-5AF21-1LA5 |  | 1FK7032-5AF21-1LA5 | 1 | UN | 1 | 60 | X | D | N | N | 85015100 | 1 |  | 2.703 | KG | 1930.06 | 1930.06 | MC05 | MC05 | SIMOTICS S Synchronous servo motor 1FK7 Compact DC link 300V 1.1Nm, 100K, 3000 rpm 0.31kW, Naturally cooled IM B5 (IM V1, IM V3) power/signal connectors Connector can be rotated by 270Â° ABSOLUTE ENCODER 512 P/REV (ENCODER A-512) WITH DRIVE-CLIQ INTERFACE; PERFORMANCE REDUCTION BY 10% DUE TO ABSOLUTE ENCODER; SHAFT WITH FITTED KEY, TOLERANCE N; W/O HOLDING BRAKE DEGREE OF PROTECTION IP65 AS FLANGE IP67; PAINT FINISH RAL7016 | - | 0 | 0
1FK7032-5AF21-1LA8 |  | 1FK7032-5AF21-1LA8 | 1 | UN | 1 | 60 | X | D | N | N | 85015100 | 1 |  | 2.703 | KG | 2011.27 | 2011.27 | MC05 | MC05 | SIMOTICS S Synchronous servo motor 1FK7 Compact DC link 300V 1.1Nm, 100K, 3000 rpm 0.31kW, Naturally cooled IM B5 (IM V1, IM V3) power/signal connectors Connector can be rotated by 270Â° ABSOLUTE ENCODER 512 P/REV (ENCODER A-512) WITH DRIVE-CLIQ INTERFACE; PERFORMANCE REDUCTION BY 10% DUE TO ABSOLUTE ENCODER; SHAFT WITH FITTED KEY, TOLERANCE N; W/O HOLDING BRAKE DEGREE OF PROTECTION IP65 IP67 D-END FLANGE; RAL7016 COATING; METALLIC RATING PLATE AT MOTOR | - | 0 | 0
1FK7032-5AF21-1LB0 |  | 1FK7032-5AF21-1LB0 | 1 | UN | 1 | 60 | X | D | N | N | 85015100 | 1 |  | 3.002 | KG | 1995.07 | 1995.07 | MC05 | MC05 | SIMOTICS S Synchronous servo motor 1FK7 Compact DC link 300V 1.1Nm, 100K, 3000 rpm 0.31kW, Naturally cooled IM B5 (IM V1, IM V3) power/signal connectors Connector can be rotated by 270Â° ABSOLUTE ENCODER 512 P/REV (ENCODER A-512) WITH DRIVE-CLIQ INTERFACE; PERFORMANCE REDUCTION BY 10% DUE TO ABSOLUTE ENCODER; SHAFT WITH FITTED KEY, TOLERANCE N; WITH HOLDING BRAKE DEGREE OF PROTECTION IP64 | - | 0 | 0
1FK7032-5AF21-1LB2 |  | 1FK7032-5AF21-1LB2 | 1 | UN | 1 | 60 | X | D | N | N | 85015100 | 1 |  | 3.002 | KG | 2071.04 | 2071.04 | MC05 | MC05 | SIMOTICS S Synchronous servo motor 1FK7 Compact DC link 300V 1.1Nm, 100K, 3000 rpm 0.31kW, Naturally cooled IM B5 (IM V1, IM V3) power/signal connectors Connector can be rotated by 270Â° ABSOLUTE ENCODER 512 P/REV (ENCODER A-512) WITH DRIVE-CLIQ INTERFACE; PERFORMANCE REDUCTION BY 10% DUE TO ABSOLUTE ENCODER; SHAFT WITH FITTED KEY, TOLERANCE N; WITH HOLDING BRAKE DEGREE OF PROTECTION IP65 FLANGE ON DRIVE END IP67 | - | 0 | 0
1FK7032-5AF21-1LB3 |  | 1FK7032-5AF21-1LB3 | 1 | UN | 1 | 60 | X | D | N | N | 85015100 | 1 |  | 3.002 | KG | 2031.88 | 2031.88 | MC05 | MC05 | SIMOTICS S Synchronous servo motor 1FK7 Compact DC link 300V 1.1Nm, 100K, 3000 rpm 0.31kW, Naturally cooled IM B5 (IM V1, IM V3) power/signal connectors Connector can be rotated by 270Â° ABSOLUTE ENCODER 512 P/REV (ENCODER A-512) WITH DRIVE-CLIQ INTERFACE; PERFORMANCE REDUCTION BY 10% DUE TO ABSOLUTE ENCODER; SHAFT WITH FITTED KEY, TOLERANCE N; WITH HOLDING BRAKE DEGREE OF PROTECTION IP64; PAINT FINISH RAL7016 | - | 0 | 0
1FK7032-5AF21-1LB5 |  | 1FK7032-5AF21-1LB5 | 1 | UN | 1 | 60 | X | D | N | N | 85015100 | 1 |  | 3.002 | KG | 2107.83 | 2107.83 | MC05 | MC05 | SIMOTICS S Synchronous servo motor 1FK7 Compact DC link 300V 1.1Nm, 100K, 3000 rpm 0.31kW, Naturally cooled IM B5 (IM V1, IM V3) power/signal connectors Connector can be rotated by 270Â° ABSOLUTE ENCODER 512 P/REV (ENCODER A-512) WITH DRIVE-CLIQ INTERFACE; PERFORMANCE REDUCTION BY 10% DUE TO ABSOLUTE ENCODER; SHAFT WITH FITTED KEY, TOLERANCE N; WITH HOLDING BRAKE DEGREE OF PROTECTION IP65 AS FLANGE IP67; PAINT FINISH RAL7016 | - | 0 | 0
1FK7032-5AF21-1LB8 |  | 1FK7032-5AF21-1LB8 | 1 | UN | 1 | 60 | X | D | N | N | 85015100 | 1 |  | 3.002 | KG | 2189.04 | 2189.04 | MC05 | MC05 | SIMOTICS S Synchronous servo motor 1FK7 Compact DC link 300V 1.1Nm, 100K, 3000 rpm 0.31kW, Naturally cooled IM B5 (IM V1, IM V3) power/signal connectors Connector can be rotated by 270Â° ABSOLUTE ENCODER 512 P/REV (ENCODER A-512) WITH DRIVE-CLIQ INTERFACE; PERFORMANCE REDUCTION BY 10% DUE TO ABSOLUTE ENCODER; SHAFT WITH FITTED KEY, TOLERANCE N; WITH HOLDING BRAKE DEGREE OF PROTECTION IP65 IP67 D-END FLANGE; RAL7016 COATING; METALLIC RATING PLATE AT MOTOR | - | 0 | 0
1FK7032-5AF21-1LG0 |  | 1FK7032-5AF21-1LG0 | 1 | UN | 1 | 60 | X | D | N | N | 85015100 | 1 |  | 2.703 | KG | 1747.25 | 1747.25 | MC05 | MC05 | SIMOTICS S Synchronous servo motor 1FK7 Compact DC link 300V 1.1Nm, 100K, 3000 rpm 0.31kW, Naturally cooled IM B5 (IM V1, IM V3) power/signal connectors Connector can be rotated by 270Â° ABSOLUTE ENCODER 512 P/REV (ENCODER A-512) WITH DRIVE-CLIQ INTERFACE; PERFORMANCE REDUCTION BY 10% DUE TO ABSOLUTE ENCODER; PLAIN SHAFT, TOLERANCE N; W/O HOLDING BRAKE DEGREE OF PROTECTION IP64 | - | 0 | 0
1FK7032-5AF21-1LG2 |  | 1FK7032-5AF21-1LG2 | 1 | UN | 1 | 60 | X | D | N | N | 85015100 | 1 |  | 2.703 | KG | 1823.22 | 1823.22 | MC05 | MC05 | SIMOTICS S Synchronous servo motor 1FK7 Compact DC link 300V 1.1Nm, 100K, 3000 rpm 0.31kW, Naturally cooled IM B5 (IM V1, IM V3) power/signal connectors Connector can be rotated by 270Â° ABSOLUTE ENCODER 512 P/REV (ENCODER A-512) WITH DRIVE-CLIQ INTERFACE; PERFORMANCE REDUCTION BY 10% DUE TO ABSOLUTE ENCODER; PLAIN SHAFT, TOLERANCE N; W/O HOLDING BRAKE DEGREE OF PROTECTION IP65 FLANGE ON DRIVE END IP67 | - | 0 | 0
1FK7032-5AF21-1LG3 |  | 1FK7032-5AF21-1LG3 | 1 | UN | 1 | 60 | X | D | N | N | 85015100 | 1 |  | 2.703 | KG | 1784.06 | 1784.06 | MC05 | MC05 | SIMOTICS S Synchronous servo motor 1FK7 Compact DC link 300V 1.1Nm, 100K, 3000 rpm 0.31kW, Naturally cooled IM B5 (IM V1, IM V3) power/signal connectors Connector can be rotated by 270Â° ABSOLUTE ENCODER 512 P/REV (ENCODER A-512) WITH DRIVE-CLIQ INTERFACE; PERFORMANCE REDUCTION BY 10% DUE TO ABSOLUTE ENCODER; PLAIN SHAFT, TOLERANCE N; W/O HOLDING BRAKE DEGREE OF PROTECTION IP64; PAINT FINISH RAL7016 | - | 0 | 0
1FK7032-5AF21-1LG5 |  | 1FK7032-5AF21-1LG5 | 1 | UN | 1 | 60 | X | D | N | N | 85015100 | 1 |  | 2.703 | KG | 1860.01 | 1860.01 | MC05 | MC05 | SIMOTICS S Synchronous servo motor 1FK7 Compact DC link 300V 1.1Nm, 100K, 3000 rpm 0.31kW, Naturally cooled IM B5 (IM V1, IM V3) power/signal connectors Connector can be rotated by 270Â° ABSOLUTE ENCODER 512 P/REV (ENCODER A-512) WITH DRIVE-CLIQ INTERFACE; PERFORMANCE REDUCTION BY 10% DUE TO ABSOLUTE ENCODER; PLAIN SHAFT, TOLERANCE N; W/O HOLDING BRAKE DEGREE OF PROTECTION IP65 AS FLANGE IP67; PAINT FINISH RAL7016 | - | 0 | 0
1FK7032-5AF21-1LG8 |  | 1FK7032-5AF21-1LG8 | 1 | UN | 1 | 60 | X | D | N | N | 85015100 | 1 |  | 2.703 | KG | 1941.22 | 1941.22 | MC05 | MC05 | SIMOTICS S Synchronous servo motor 1FK7 Compact DC link 300V 1.1Nm, 100K, 3000 rpm 0.31kW, Naturally cooled IM B5 (IM V1, IM V3) power/signal connectors Connector can be rotated by 270Â° ABSOLUTE ENCODER 512 P/REV (ENCODER A-512) WITH DRIVE-CLIQ INTERFACE; PERFORMANCE REDUCTION BY 10% DUE TO ABSOLUTE ENCODER; PLAIN SHAFT, TOLERANCE N; W/O HOLDING BRAKE DEGREE OF PROTECTION IP65 IP67 D-END FLANGE; RAL7016 COATING; METALLIC RATING PLATE AT MOTOR | - | 0 | 0
1FK7032-5AF21-1LH0 |  | 1FK7032-5AF21-1LH0 | 1 | UN | 1 | 60 | X | D | N | N | 85015100 | 1 |  | 3.002 | KG | 1923.08 | 1923.08 | MC05 | MC05 | SIMOTICS S Synchronous servo motor 1FK7 Compact DC link 300V 1.1Nm, 100K, 3000 rpm 0.31kW, Naturally cooled IM B5 (IM V1, IM V3) power/signal connectors Connector can be rotated by 270Â° ABSOLUTE ENCODER 512 P/REV (ENCODER A-512) WITH DRIVE-CLIQ INTERFACE; PERFORMANCE REDUCTION BY 10% DUE TO ABSOLUTE ENCODER; PLAIN SHAFT, TOLERANCE N; WITH HOLDING BRAKE DEGREE OF PROTECTION IP64 | - | 0 | 0
1FK7032-5AF21-1LH2 |  | 1FK7032-5AF21-1LH2 | 1 | UN | 1 | 60 | X | D | N | N | 85015100 | 1 |  | 3.002 | KG | 1999.05 | 1999.05 | MC05 | MC05 | SIMOTICS S Synchronous servo motor 1FK7 Compact DC link 300V 1.1Nm, 100K, 3000 rpm 0.31kW, Naturally cooled IM B5 (IM V1, IM V3) power/signal connectors Connector can be rotated by 270Â° ABSOLUTE ENCODER 512 P/REV (ENCODER A-512) WITH DRIVE-CLIQ INTERFACE; PERFORMANCE REDUCTION BY 10% DUE TO ABSOLUTE ENCODER; PLAIN SHAFT, TOLERANCE N; WITH HOLDING BRAKE DEGREE OF PROTECTION IP65 FLANGE ON DRIVE END IP67 | - | 0 | 0
1FK7032-5AF21-1LH3 |  | 1FK7032-5AF21-1LH3 | 1 | UN | 1 | 60 | X | D | N | N | 85015100 | 1 |  | 3.002 | KG | 1959.89 | 1959.89 | MC05 | MC05 | SIMOTICS S Synchronous servo motor 1FK7 Compact DC link 300V 1.1Nm, 100K, 3000 rpm 0.31kW, Naturally cooled IM B5 (IM V1, IM V3) power/signal connectors Connector can be rotated by 270Â° ABSOLUTE ENCODER 512 P/REV (ENCODER A-512) WITH DRIVE-CLIQ INTERFACE; PERFORMANCE REDUCTION BY 10% DUE TO ABSOLUTE ENCODER; PLAIN SHAFT, TOLERANCE N; WITH HOLDING BRAKE DEGREE OF PROTECTION IP64; PAINT FINISH RAL7016 | - | 0 | 0
1FK7032-5AF21-1LH5 |  | 1FK7032-5AF21-1LH5 | 1 | UN | 1 | 60 | X | D | N | N | 85015100 | 1 |  | 3.002 | KG | 2035.84 | 2035.84 | MC05 | MC05 | SIMOTICS S Synchronous servo motor 1FK7 Compact DC link 300V 1.1Nm, 100K, 3000 rpm 0.31kW, Naturally cooled IM B5 (IM V1, IM V3) power/signal connectors Connector can be rotated by 270Â° ABSOLUTE ENCODER 512 P/REV (ENCODER A-512) WITH DRIVE-CLIQ INTERFACE; PERFORMANCE REDUCTION BY 10% DUE TO ABSOLUTE ENCODER; PLAIN SHAFT, TOLERANCE N; WITH HOLDING BRAKE DEGREE OF PROTECTION IP65 AS FLANGE IP67; PAINT FINISH RAL7016 | - | 0 | 0
1FK7032-5AF21-1LH8 |  | 1FK7032-5AF21-1LH8 | 1 | UN | 1 | 60 | X | D | N | N | 85015100 | 1 |  | 3.002 | KG | 2117.05 | 2117.05 | MC05 | MC05 | SIMOTICS S Synchronous servo motor 1FK7 Compact DC link 300V 1.1Nm, 100K, 3000 rpm 0.31kW, Naturally cooled IM B5 (IM V1, IM V3) power/signal connectors Connector can be rotated by 270Â° ABSOLUTE ENCODER 512 P/REV (ENCODER A-512) WITH DRIVE-CLIQ INTERFACE; PERFORMANCE REDUCTION BY 10% DUE TO ABSOLUTE ENCODER; PLAIN SHAFT, TOLERANCE N; WITH HOLDING BRAKE DEGREE OF PROTECTION IP65 IP67 D-END FLANGE; RAL7016 COATING; METALLIC RATING PLATE AT MOTOR | - | 0 | 0
1FK7032-5AF21-1PA0 |  | 1FK7032-5AF21-1PA0 | 1 | UN | 1 | 60 | X | D | N | N | 85015100 | 1 |  | 2.703 | KG | 1041.45 | 1041.45 | MC05 | MC05 | SIMOTICS S Synchronous servo motor 1FK7 Compact DC link 300V 1.1Nm, 100K, 3000 rpm 0.31kW, Naturally cooled IM B5 (IM V1, IM V3) power/signal connectors Connector can be rotated by 270Â° RESOLVER 2-POLE (RESOLVER P=1) WITH DRIVE-CLIQ INTERFACE; SHAFT WITH FITTED KEY, TOLERANCE N; W/O HOLDING BRAKE DEGREE OF PROTECTION IP64 | - | 0 | 0
1FK7032-5AF21-1PA2 |  | 1FK7032-5AF21-1PA2 | 1 | UN | 1 | 60 | X | D | N | N | 85015100 | 1 |  | 2.703 | KG | 1117.42 | 1117.42 | MC05 | MC05 | SIMOTICS S Synchronous servo motor 1FK7 Compact DC link 300V 1.1Nm, 100K, 3000 rpm 0.31kW, Naturally cooled IM B5 (IM V1, IM V3) power/signal connectors Connector can be rotated by 270Â° RESOLVER 2-POLE (RESOLVER P=1) WITH DRIVE-CLIQ INTERFACE; SHAFT WITH FITTED KEY, TOLERANCE N; W/O HOLDING BRAKE DEGREE OF PROTECTION IP65 FLANGE ON DRIVE END IP67 | - | 0 | 0
1FK7032-5AF21-1PA3 |  | 1FK7032-5AF21-1PA3 | 1 | UN | 1 | 60 | X | D | N | N | 85015100 | 1 |  | 2.703 | KG | 1078.26 | 1078.26 | MC05 | MC05 | SIMOTICS S Synchronous servo motor 1FK7 Compact DC link 300V 1.1Nm, 100K, 3000 rpm 0.31kW, Naturally cooled IM B5 (IM V1, IM V3) power/signal connectors Connector can be rotated by 270Â° RESOLVER 2-POLE (RESOLVER P=1) WITH DRIVE-CLIQ INTERFACE; SHAFT WITH FITTED KEY, TOLERANCE N; W/O HOLDING BRAKE DEGREE OF PROTECTION IP64; PAINT FINISH RAL7016 | - | 0 | 0
1FK7032-5AF21-1PA5 |  | 1FK7032-5AF21-1PA5 | 1 | UN | 1 | 60 | X | D | N | N | 85015100 | 1 |  | 2.703 | KG | 1154.21 | 1154.21 | MC05 | MC05 | SIMOTICS S Synchronous servo motor 1FK7 Compact DC link 300V 1.1Nm, 100K, 3000 rpm 0.31kW, Naturally cooled IM B5 (IM V1, IM V3) power/signal connectors Connector can be rotated by 270Â° RESOLVER 2-POLE (RESOLVER P=1) WITH DRIVE-CLIQ INTERFACE; SHAFT WITH FITTED KEY, TOLERANCE N; W/O HOLDING BRAKE DEGREE OF PROTECTION IP65 AS FLANGE IP67; PAINT FINISH RAL7016 | - | 0 | 0
1FK7032-5AF21-1PA8 |  | 1FK7032-5AF21-1PA8 | 1 | UN | 1 | 60 | X | D | N | N | 85015100 | 1 |  | 2.703 | KG | 1235.42 | 1235.42 | MC05 | MC05 | SIMOTICS S Synchronous servo motor 1FK7 Compact DC link 300V 1.1Nm, 100K, 3000 rpm 0.31kW, Naturally cooled IM B5 (IM V1, IM V3) power/signal connectors Connector can be rotated by 270Â° RESOLVER 2-POLE (RESOLVER P=1) WITH DRIVE-CLIQ INTERFACE; SHAFT WITH FITTED KEY, TOLERANCE N; W/O HOLDING BRAKE DEGREE OF PROTECTION IP65 IP67 D-END FLANGE; RAL7016 COATING; METALLIC RATING PLATE AT MOTOR | - | 0 | 0
1FK7032-5AF21-1PB0 |  | 1FK7032-5AF21-1PB0 | 1 | UN | 1 | 60 | X | D | N | N | 85015100 | 1 |  | 3.002 | KG | 1219.22 | 1219.22 | MC05 | MC05 | SIMOTICS S Synchronous servo motor 1FK7 Compact DC link 300V 1.1Nm, 100K, 3000 rpm 0.31kW, Naturally cooled IM B5 (IM V1, IM V3) power/signal connectors Connector can be rotated by 270Â° RESOLVER 2-POLE (RESOLVER P=1) WITH DRIVE-CLIQ INTERFACE; SHAFT WITH FITTED KEY, TOLERANCE N; WITH HOLDING BRAKE DEGREE OF PROTECTION IP64 | - | 0 | 0
1FK7032-5AF21-1PB2 |  | 1FK7032-5AF21-1PB2 | 1 | UN | 1 | 60 | X | D | N | N | 85015100 | 1 |  | 3.002 | KG | 1295.19 | 1295.19 | MC05 | MC05 | SIMOTICS S Synchronous servo motor 1FK7 Compact DC link 300V 1.1Nm, 100K, 3000 rpm 0.31kW, Naturally cooled IM B5 (IM V1, IM V3) power/signal connectors Connector can be rotated by 270Â° RESOLVER 2-POLE (RESOLVER P=1) WITH DRIVE-CLIQ INTERFACE; SHAFT WITH FITTED KEY, TOLERANCE N; WITH HOLDING BRAKE DEGREE OF PROTECTION IP65 FLANGE ON DRIVE END IP67 | - | 0 | 0
1FK7032-5AF21-1PB3 |  | 1FK7032-5AF21-1PB3 | 1 | UN | 1 | 60 | X | D | N | N | 85015100 | 1 |  | 3.002 | KG | 1256.03 | 1256.03 | MC05 | MC05 | SIMOTICS S Synchronous servo motor 1FK7 Compact DC link 300V 1.1Nm, 100K, 3000 rpm 0.31kW, Naturally cooled IM B5 (IM V1, IM V3) power/signal connectors Connector can be rotated by 270Â° RESOLVER 2-POLE (RESOLVER P=1) WITH DRIVE-CLIQ INTERFACE; SHAFT WITH FITTED KEY, TOLERANCE N; WITH HOLDING BRAKE DEGREE OF PROTECTION IP64; PAINT FINISH RAL7016 | - | 0 | 0
1FK7032-5AF21-1PB5 |  | 1FK7032-5AF21-1PB5 | 1 | UN | 1 | 60 | X | D | N | N | 85015100 | 1 |  | 3.002 | KG | 1331.98 | 1331.98 | MC05 | MC05 | SIMOTICS S Synchronous servo motor 1FK7 Compact DC link 300V 1.1Nm, 100K, 3000 rpm 0.31kW, Naturally cooled IM B5 (IM V1, IM V3) power/signal connectors Connector can be rotated by 270Â° RESOLVER 2-POLE (RESOLVER P=1) WITH DRIVE-CLIQ INTERFACE; SHAFT WITH FITTED KEY, TOLERANCE N; WITH HOLDING BRAKE DEGREE OF PROTECTION IP65 AS FLANGE IP67; PAINT FINISH RAL7016 | - | 0 | 0
1FK7032-5AF21-1PB8 |  | 1FK7032-5AF21-1PB8 | 1 | UN | 1 | 60 | X | D | N | N | 85015100 | 1 |  | 3.002 | KG | 1413.19 | 1413.19 | MC05 | MC05 | SIMOTICS S Synchronous servo motor 1FK7 Compact DC link 300V 1.1Nm, 100K, 3000 rpm 0.31kW, Naturally cooled IM B5 (IM V1, IM V3) power/signal connectors Connector can be rotated by 270Â° RESOLVER 2-POLE (RESOLVER P=1) WITH DRIVE-CLIQ INTERFACE; SHAFT WITH FITTED KEY, TOLERANCE N; WITH HOLDING BRAKE DEGREE OF PROTECTION IP65 IP67 D-END FLANGE; RAL7016 COATING; METALLIC RATING PLATE AT MOTOR | - | 0 | 0
1FK7032-5AF21-1PG0 |  | 1FK7032-5AF21-1PG0 | 1 | UN | 1 | 60 | X | D | N | N | 85015100 | 1 |  | 2.703 | KG | 971.4 | 971.4 | MC05 | MC05 | SIMOTICS S Synchronous servo motor 1FK7 Compact DC link 300V 1.1Nm, 100K, 3000 rpm 0.31kW, Naturally cooled IM B5 (IM V1, IM V3) power/signal connectors Connector can be rotated by 270Â° RESOLVER 2-POLE (RESOLVER P=1) WITH DRIVE-CLIQ INTERFACE; PLAIN SHAFT, TOLERANCE N; W/O HOLDING BRAKE DEGREE OF PROTECTION IP64 | - | 0 | 0
1FK7032-5AF21-1PG2 |  | 1FK7032-5AF21-1PG2 | 1 | UN | 1 | 60 | X | D | N | N | 85015100 | 1 |  | 2.703 | KG | 1047.37 | 1047.37 | MC05 | MC05 | SIMOTICS S Synchronous servo motor 1FK7 Compact DC link 300V 1.1Nm, 100K, 3000 rpm 0.31kW, Naturally cooled IM B5 (IM V1, IM V3) power/signal connectors Connector can be rotated by 270Â° RESOLVER 2-POLE (RESOLVER P=1) WITH DRIVE-CLIQ INTERFACE; PLAIN SHAFT, TOLERANCE N; W/O HOLDING BRAKE DEGREE OF PROTECTION IP65 FLANGE ON DRIVE END IP67 | - | 0 | 0
1FK7032-5AF21-1PG3 |  | 1FK7032-5AF21-1PG3 | 1 | UN | 1 | 60 | X | D | N | N | 85015100 | 1 |  | 2.703 | KG | 1008.21 | 1008.21 | MC05 | MC05 | SIMOTICS S Synchronous servo motor 1FK7 Compact DC link 300V 1.1Nm, 100K, 3000 rpm 0.31kW, Naturally cooled IM B5 (IM V1, IM V3) power/signal connectors Connector can be rotated by 270Â° RESOLVER 2-POLE (RESOLVER P=1) WITH DRIVE-CLIQ INTERFACE; PLAIN SHAFT, TOLERANCE N; W/O HOLDING BRAKE DEGREE OF PROTECTION IP64; PAINT FINISH RAL7016 | - | 0 | 0
1FK7032-5AF21-1PG5 |  | 1FK7032-5AF21-1PG5 | 1 | UN | 1 | 60 | X | D | N | N | 85015100 | 1 |  | 2.703 | KG | 1084.16 | 1084.16 | MC05 | MC05 | SIMOTICS S Synchronous servo motor 1FK7 Compact DC link 300V 1.1Nm, 100K, 3000 rpm 0.31kW, Naturally cooled IM B5 (IM V1, IM V3) power/signal connectors Connector can be rotated by 270Â° RESOLVER 2-POLE (RESOLVER P=1) WITH DRIVE-CLIQ INTERFACE; PLAIN SHAFT, TOLERANCE N; W/O HOLDING BRAKE DEGREE OF PROTECTION IP65 AS FLANGE IP67; PAINT FINISH RAL7016 | - | 0 | 0
1FK7032-5AF21-1PG8 |  | 1FK7032-5AF21-1PG8 | 1 | UN | 1 | 60 | X | D | N | N | 85015100 | 1 |  | 2.703 | KG | 1165.37 | 1165.37 | MC05 | MC05 | SIMOTICS S Synchronous servo motor 1FK7 Compact DC link 300V 1.1Nm, 100K, 3000 rpm 0.31kW, Naturally cooled IM B5 (IM V1, IM V3) power/signal connectors Connector can be rotated by 270Â° RESOLVER 2-POLE (RESOLVER P=1) WITH DRIVE-CLIQ INTERFACE; PLAIN SHAFT, TOLERANCE N; W/O HOLDING BRAKE DEGREE OF PROTECTION IP65 IP67 D-END FLANGE; RAL7016 COATING; METALLIC RATING PLATE AT MOTOR | - | 0 | 0
1FK7032-5AF21-1PH0 |  | 1FK7032-5AF21-1PH0 | 1 | UN | 1 | 60 | X | D | N | N | 85015100 | 1 |  | 3.002 | KG | 1147.23 | 1147.23 | MC05 | MC05 | SIMOTICS S Synchronous servo motor 1FK7 Compact DC link 300V 1.1Nm, 100K, 3000 rpm 0.31kW, Naturally cooled IM B5 (IM V1, IM V3) power/signal connectors Connector can be rotated by 270Â° RESOLVER 2-POLE (RESOLVER P=1) WITH DRIVE-CLIQ INTERFACE; PLAIN SHAFT, TOLERANCE N; WITH HOLDING BRAKE DEGREE OF PROTECTION IP64 | - | 0 | 0
1FK7032-5AF21-1PH2 |  | 1FK7032-5AF21-1PH2 | 1 | UN | 1 | 60 | X | D | N | N | 85015100 | 1 |  | 3.002 | KG | 1223.2 | 1223.2 | MC05 | MC05 | SIMOTICS S Synchronous servo motor 1FK7 Compact DC link 300V 1.1Nm, 100K, 3000 rpm 0.31kW, Naturally cooled IM B5 (IM V1, IM V3) power/signal connectors Connector can be rotated by 270Â° RESOLVER 2-POLE (RESOLVER P=1) WITH DRIVE-CLIQ INTERFACE; PLAIN SHAFT, TOLERANCE N; WITH HOLDING BRAKE DEGREE OF PROTECTION IP65 FLANGE ON DRIVE END IP67 | - | 0 | 0
1FK7032-5AF21-1PH3 |  | 1FK7032-5AF21-1PH3 | 1 | UN | 1 | 60 | X | D | N | N | 85015100 | 1 |  | 3.002 | KG | 1184.04 | 1184.04 | MC05 | MC05 | SIMOTICS S Synchronous servo motor 1FK7 Compact DC link 300V 1.1Nm, 100K, 3000 rpm 0.31kW, Naturally cooled IM B5 (IM V1, IM V3) power/signal connectors Connector can be rotated by 270Â° RESOLVER 2-POLE (RESOLVER P=1) WITH DRIVE-CLIQ INTERFACE; PLAIN SHAFT, TOLERANCE N; WITH HOLDING BRAKE DEGREE OF PROTECTION IP64; PAINT FINISH RAL7016 | - | 0 | 0
1FK7032-5AF21-1PH5 |  | 1FK7032-5AF21-1PH5 | 1 | UN | 1 | 60 | X | D | N | N | 85015100 | 1 |  | 3.002 | KG | 1259.99 | 1259.99 | MC05 | MC05 | SIMOTICS S Synchronous servo motor 1FK7 Compact DC link 300V 1.1Nm, 100K, 3000 rpm 0.31kW, Naturally cooled IM B5 (IM V1, IM V3) power/signal connectors Connector can be rotated by 270Â° RESOLVER 2-POLE (RESOLVER P=1) WITH DRIVE-CLIQ INTERFACE; PLAIN SHAFT, TOLERANCE N; WITH HOLDING BRAKE DEGREE OF PROTECTION IP65 AS FLANGE IP67; PAINT FINISH RAL7016 | - | 0 | 0
1FK7032-5AF21-1PH8 |  | 1FK7032-5AF21-1PH8 | 1 | UN | 1 | 60 | X | D | N | N | 85015100 | 1 |  | 3.002 | KG | 1341.2 | 1341.2 | MC05 | MC05 | SIMOTICS S Synchronous servo motor 1FK7 Compact DC link 300V 1.1Nm, 100K, 3000 rpm 0.31kW, Naturally cooled IM B5 (IM V1, IM V3) power/signal connectors Connector can be rotated by 270Â° RESOLVER 2-POLE (RESOLVER P=1) WITH DRIVE-CLIQ INTERFACE; PLAIN SHAFT, TOLERANCE N; WITH HOLDING BRAKE DEGREE OF PROTECTION IP65 IP67 D-END FLANGE; RAL7016 COATING; METALLIC RATING PLATE AT MOTOR | - | 0 | 0
1FK7032-5AF21-1SA0 |  | 1FK7032-5AF21-1SA0 | 1 | UN | 1 | 60 | X | D | N | N | 85015100 | 1 |  | 2.703 | KG | 845.71 | 845.71 | MC05 | MC05 | SIMOTICS S Synchronous servo motor 1FK7 Compact DC link 300V 1.1Nm, 100K, 3000 rpm 0.31kW, Naturally cooled IM B5 (IM V1, IM V3) power/signal connectors Connector can be rotated by 270Â° RESOLVER MULTI-POLE (RESOLVER P=3); SHAFT WITH FITTED KEY, TOLERANCE N; W/O HOLDING BRAKE DEGREE OF PROTECTION IP64 | - | 0 | 0
1FK7032-5AF21-1SA2 |  | 1FK7032-5AF21-1SA2 | 1 | UN | 1 | 60 | X | D | N | N | 85015100 | 1 |  | 2.703 | KG | 921.68 | 921.68 | MC05 | MC05 | SIMOTICS S Synchronous servo motor 1FK7 Compact DC link 300V 1.1Nm, 100K, 3000 rpm 0.31kW, Naturally cooled IM B5 (IM V1, IM V3) power/signal connectors Connector can be rotated by 270Â° RESOLVER MULTI-POLE (RESOLVER P=3); SHAFT WITH FITTED KEY, TOLERANCE N; W/O HOLDING BRAKE DEGREE OF PROTECTION IP65 FLANGE ON DRIVE END IP67 | - | 0 | 0
1FK7032-5AF21-1SA3 |  | 1FK7032-5AF21-1SA3 | 1 | UN | 1 | 60 | X | D | N | N | 85015100 | 1 |  | 2.703 | KG | 882.52 | 882.52 | MC05 | MC05 | SIMOTICS S Synchronous servo motor 1FK7 Compact DC link 300V 1.1Nm, 100K, 3000 rpm 0.31kW, Naturally cooled IM B5 (IM V1, IM V3) power/signal connectors Connector can be rotated by 270Â° RESOLVER MULTI-POLE (RESOLVER P=3); SHAFT WITH FITTED KEY, TOLERANCE N; W/O HOLDING BRAKE DEGREE OF PROTECTION IP64; PAINT FINISH RAL7016 | - | 0 | 0
1FK7032-5AF21-1SA5 |  | 1FK7032-5AF21-1SA5 | 1 | UN | 1 | 60 | X | D | N | N | 85015100 | 1 |  | 2.703 | KG | 958.47 | 958.47 | MC05 | MC05 | SIMOTICS S Synchronous servo motor 1FK7 Compact DC link 300V 1.1Nm, 100K, 3000 rpm 0.31kW, Naturally cooled IM B5 (IM V1, IM V3) power/signal connectors Connector can be rotated by 270Â° RESOLVER MULTI-POLE (RESOLVER P=3); SHAFT WITH FITTED KEY, TOLERANCE N; W/O HOLDING BRAKE DEGREE OF PROTECTION IP65 AS FLANGE IP67; PAINT FINISH RAL7016 | - | 0 | 0
1FK7032-5AF21-1SA8 |  | 1FK7032-5AF21-1SA8 | 1 | UN | 1 | 60 | X | D | N | N | 85015100 | 1 |  | 2.703 | KG | 1039.68 | 1039.68 | MC05 | MC05 | SIMOTICS S Synchronous servo motor 1FK7 Compact DC link 300V 1.1Nm, 100K, 3000 rpm 0.31kW, Naturally cooled IM B5 (IM V1, IM V3) power/signal connectors Connector can be rotated by 270Â° RESOLVER MULTI-POLE (RESOLVER P=3); SHAFT WITH FITTED KEY, TOLERANCE N; W/O HOLDING BRAKE DEGREE OF PROTECTION IP65 IP67 D-END FLANGE; RAL7016 COATING; METALLIC RATING PLATE AT MOTOR | - | 0 | 0
1FK7032-5AF21-1SB0 |  | 1FK7032-5AF21-1SB0 | 1 | UN | 1 | 60 | X | D | N | N | 85015100 | 1 |  | 3.002 | KG | 1023.48 | 1023.48 | MC05 | MC05 | SIMOTICS S Synchronous servo motor 1FK7 Compact DC link 300V 1.1Nm, 100K, 3000 rpm 0.31kW, Naturally cooled IM B5 (IM V1, IM V3) power/signal connectors Connector can be rotated by 270Â° RESOLVER MULTI-POLE (RESOLVER P=3); SHAFT WITH FITTED KEY, TOLERANCE N; WITH HOLDING BRAKE DEGREE OF PROTECTION IP64 | - | 0 | 0
1FK7032-5AF21-1SB2 |  | 1FK7032-5AF21-1SB2 | 1 | UN | 1 | 60 | X | D | N | N | 85015100 | 1 |  | 3.002 | KG | 1099.45 | 1099.45 | MC05 | MC05 | SIMOTICS S Synchronous servo motor 1FK7 Compact DC link 300V 1.1Nm, 100K, 3000 rpm 0.31kW, Naturally cooled IM B5 (IM V1, IM V3) power/signal connectors Connector can be rotated by 270Â° RESOLVER MULTI-POLE (RESOLVER P=3); SHAFT WITH FITTED KEY, TOLERANCE N; WITH HOLDING BRAKE DEGREE OF PROTECTION IP65 FLANGE ON DRIVE END IP67 | - | 0 | 0
1FK7032-5AF21-1SB3 |  | 1FK7032-5AF21-1SB3 | 1 | UN | 1 | 60 | X | D | N | N | 85015100 | 1 |  | 3.002 | KG | 1060.29 | 1060.29 | MC05 | MC05 | SIMOTICS S Synchronous servo motor 1FK7 Compact DC link 300V 1.1Nm, 100K, 3000 rpm 0.31kW, Naturally cooled IM B5 (IM V1, IM V3) power/signal connectors Connector can be rotated by 270Â° RESOLVER MULTI-POLE (RESOLVER P=3); SHAFT WITH FITTED KEY, TOLERANCE N; WITH HOLDING BRAKE DEGREE OF PROTECTION IP64; PAINT FINISH RAL7016 | - | 0 | 0
1FK7032-5AF21-1SB5 |  | 1FK7032-5AF21-1SB5 | 1 | UN | 1 | 60 | X | D | N | N | 85015100 | 1 |  | 3.002 | KG | 1136.24 | 1136.24 | MC05 | MC05 | SIMOTICS S Synchronous servo motor 1FK7 Compact DC link 300V 1.1Nm, 100K, 3000 rpm 0.31kW, Naturally cooled IM B5 (IM V1, IM V3) power/signal connectors Connector can be rotated by 270Â° RESOLVER MULTI-POLE (RESOLVER P=3); SHAFT WITH FITTED KEY, TOLERANCE N; WITH HOLDING BRAKE DEGREE OF PROTECTION IP65 AS FLANGE IP67; PAINT FINISH RAL7016 | - | 0 | 0
1FK7032-5AF21-1SB8 |  | 1FK7032-5AF21-1SB8 | 1 | UN | 1 | 60 | X | D | N | N | 85015100 | 1 |  | 3.002 | KG | 1217.45 | 1217.45 | MC05 | MC05 | SIMOTICS S Synchronous servo motor 1FK7 Compact DC link 300V 1.1Nm, 100K, 3000 rpm 0.31kW, Naturally cooled IM B5 (IM V1, IM V3) power/signal connectors Connector can be rotated by 270Â° RESOLVER MULTI-POLE (RESOLVER P=3); SHAFT WITH FITTED KEY, TOLERANCE N; WITH HOLDING BRAKE DEGREE OF PROTECTION IP65 IP67 D-END FLANGE; RAL7016 COATING; METALLIC RATING PLATE AT MOTOR | - | 0 | 0
1FK7032-5AF21-1SG0 |  | 1FK7032-5AF21-1SG0 | 1 | UN | 1 | 60 | X | D | N | N | 85015100 | 1 |  | 2.703 | KG | 775.66 | 775.66 | MC05 | MC05 | SIMOTICS S Synchronous servo motor 1FK7 Compact DC link 300V 1.1Nm, 100K, 3000 rpm 0.31kW, Naturally cooled IM B5 (IM V1, IM V3) power/signal connectors Connector can be rotated by 270Â° RESOLVER MULTI-POLE (RESOLVER P=3); PLAIN SHAFT, TOLERANCE N; W/O HOLDING BRAKE DEGREE OF PROTECTION IP64 | - | 0 | 0
1FK7032-5AF21-1SG2 |  | 1FK7032-5AF21-1SG2 | 1 | UN | 1 | 60 | X | D | N | N | 85015100 | 1 |  | 2.703 | KG | 851.63 | 851.63 | MC05 | MC05 | SIMOTICS S Synchronous servo motor 1FK7 Compact DC link 300V 1.1Nm, 100K, 3000 rpm 0.31kW, Naturally cooled IM B5 (IM V1, IM V3) power/signal connectors Connector can be rotated by 270Â° RESOLVER MULTI-POLE (RESOLVER P=3); PLAIN SHAFT, TOLERANCE N; W/O HOLDING BRAKE DEGREE OF PROTECTION IP65 FLANGE ON DRIVE END IP67 | - | 0 | 0
1FK7032-5AF21-1SG3 |  | 1FK7032-5AF21-1SG3 | 1 | UN | 1 | 60 | X | D | N | N | 85015100 | 1 |  | 2.703 | KG | 812.47 | 812.47 | MC05 | MC05 | SIMOTICS S Synchronous servo motor 1FK7 Compact DC link 300V 1.1Nm, 100K, 3000 rpm 0.31kW, Naturally cooled IM B5 (IM V1, IM V3) power/signal connectors Connector can be rotated by 270Â° RESOLVER MULTI-POLE (RESOLVER P=3); PLAIN SHAFT, TOLERANCE N; W/O HOLDING BRAKE DEGREE OF PROTECTION IP64; PAINT FINISH RAL7016 | - | 0 | 0
1FK7032-5AF21-1SG5 |  | 1FK7032-5AF21-1SG5 | 1 | UN | 1 | 60 | X | D | N | N | 85015100 | 1 |  | 2.703 | KG | 888.42 | 888.42 | MC05 | MC05 | SIMOTICS S Synchronous servo motor 1FK7 Compact DC link 300V 1.1Nm, 100K, 3000 rpm 0.31kW, Naturally cooled IM B5 (IM V1, IM V3) power/signal connectors Connector can be rotated by 270Â° RESOLVER MULTI-POLE (RESOLVER P=3); PLAIN SHAFT, TOLERANCE N; W/O HOLDING BRAKE DEGREE OF PROTECTION IP65 AS FLANGE IP67; PAINT FINISH RAL7016 | - | 0 | 0
1FK7032-5AF21-1SG8 |  | 1FK7032-5AF21-1SG8 | 1 | UN | 1 | 60 | X | D | N | N | 85015100 | 1 |  | 2.703 | KG | 969.63 | 969.63 | MC05 | MC05 | SIMOTICS S Synchronous servo motor 1FK7 Compact DC link 300V 1.1Nm, 100K, 3000 rpm 0.31kW, Naturally cooled IM B5 (IM V1, IM V3) power/signal connectors Connector can be rotated by 270Â° RESOLVER MULTI-POLE (RESOLVER P=3); PLAIN SHAFT, TOLERANCE N; W/O HOLDING BRAKE DEGREE OF PROTECTION IP65 IP67 D-END FLANGE; RAL7016 COATING; METALLIC RATING PLATE AT MOTOR | - | 0 | 0
1FK7032-5AF21-1SH0 |  | 1FK7032-5AF21-1SH0 | 1 | UN | 1 | 60 | X | D | N | N | 85015100 | 1 |  | 3.002 | KG | 951.49 | 951.49 | MC05 | MC05 | SIMOTICS S Synchronous servo motor 1FK7 Compact DC link 300V 1.1Nm, 100K, 3000 rpm 0.31kW, Naturally cooled IM B5 (IM V1, IM V3) power/signal connectors Connector can be rotated by 270Â° RESOLVER MULTI-POLE (RESOLVER P=3); PLAIN SHAFT, TOLERANCE N; WITH HOLDING BRAKE DEGREE OF PROTECTION IP64 | - | 0 | 0
1FK7032-5AF21-1SH2 |  | 1FK7032-5AF21-1SH2 | 1 | UN | 1 | 60 | X | D | N | N | 85015100 | 1 |  | 3.002 | KG | 1027.46 | 1027.46 | MC05 | MC05 | SIMOTICS S Synchronous servo motor 1FK7 Compact DC link 300V 1.1Nm, 100K, 3000 rpm 0.31kW, Naturally cooled IM B5 (IM V1, IM V3) power/signal connectors Connector can be rotated by 270Â° RESOLVER MULTI-POLE (RESOLVER P=3); PLAIN SHAFT, TOLERANCE N; WITH HOLDING BRAKE DEGREE OF PROTECTION IP65 FLANGE ON DRIVE END IP67 | - | 0 | 0
1FK7032-5AF21-1SH3 |  | 1FK7032-5AF21-1SH3 | 1 | UN | 1 | 60 | X | D | N | N | 85015100 | 1 |  | 3.002 | KG | 988.3 | 988.3 | MC05 | MC05 | SIMOTICS S Synchronous servo motor 1FK7 Compact DC link 300V 1.1Nm, 100K, 3000 rpm 0.31kW, Naturally cooled IM B5 (IM V1, IM V3) power/signal connectors Connector can be rotated by 270Â° RESOLVER MULTI-POLE (RESOLVER P=3); PLAIN SHAFT, TOLERANCE N; WITH HOLDING BRAKE DEGREE OF PROTECTION IP64; PAINT FINISH RAL7016 | - | 0 | 0
1FK7032-5AF21-1SH5 |  | 1FK7032-5AF21-1SH5 | 1 | UN | 1 | 60 | X | D | N | N | 85015100 | 1 |  | 3.002 | KG | 1064.25 | 1064.25 | MC05 | MC05 | SIMOTICS S Synchronous servo motor 1FK7 Compact DC link 300V 1.1Nm, 100K, 3000 rpm 0.31kW, Naturally cooled IM B5 (IM V1, IM V3) power/signal connectors Connector can be rotated by 270Â° RESOLVER MULTI-POLE (RESOLVER P=3); PLAIN SHAFT, TOLERANCE N; WITH HOLDING BRAKE DEGREE OF PROTECTION IP65 AS FLANGE IP67; PAINT FINISH RAL7016 | - | 0 | 0
1FK7032-5AF21-1SH8 |  | 1FK7032-5AF21-1SH8 | 1 | UN | 1 | 60 | X | D | N | N | 85015100 | 1 |  | 3.002 | KG | 1145.46 | 1145.46 | MC05 | MC05 | SIMOTICS S Synchronous servo motor 1FK7 Compact DC link 300V 1.1Nm, 100K, 3000 rpm 0.31kW, Naturally cooled IM B5 (IM V1, IM V3) power/signal connectors Connector can be rotated by 270Â° RESOLVER MULTI-POLE (RESOLVER P=3); PLAIN SHAFT, TOLERANCE N; WITH HOLDING BRAKE DEGREE OF PROTECTION IP65 IP67 D-END FLANGE; RAL7016 COATING; METALLIC RATING PLATE AT MOTOR | - | 0 | 0
1FK7032-5AF21-1TA0 |  | 1FK7032-5AF21-1TA0 | 1 | UN | 1 | 60 | X | D | N | N | 85015100 | 1 |  | 2.703 | KG | 845.71 | 845.71 | MC05 | MC05 | SIMOTICS S Synchronous servo motor 1FK7 Compact DC link 300V 1.1Nm, 100K, 3000 rpm 0.31kW, Naturally cooled IM B5 (IM V1, IM V3) power/signal connectors Connector can be rotated by 270Â° RESOLVER 2-POLE (RESOLVER P=1); SHAFT WITH FITTED KEY, TOLERANCE N; W/O HOLDING BRAKE DEGREE OF PROTECTION IP64 | - | 0 | 0
1FK7032-5AF21-1TA2 |  | 1FK7032-5AF21-1TA2 | 1 | UN | 1 | 60 | X | D | N | N | 85015100 | 1 |  | 2.703 | KG | 921.68 | 921.68 | MC05 | MC05 | SIMOTICS S Synchronous servo motor 1FK7 Compact DC link 300V 1.1Nm, 100K, 3000 rpm 0.31kW, Naturally cooled IM B5 (IM V1, IM V3) power/signal connectors Connector can be rotated by 270Â° RESOLVER 2-POLE (RESOLVER P=1); SHAFT WITH FITTED KEY, TOLERANCE N; W/O HOLDING BRAKE DEGREE OF PROTECTION IP65 FLANGE ON DRIVE END IP67 | - | 0 | 0
1FK7032-5AF21-1TA3 |  | 1FK7032-5AF21-1TA3 | 1 | UN | 1 | 60 | X | D | N | N | 85015100 | 1 |  | 2.703 | KG | 882.52 | 882.52 | MC05 | MC05 | SIMOTICS S Synchronous servo motor 1FK7 Compact DC link 300V 1.1Nm, 100K, 3000 rpm 0.31kW, Naturally cooled IM B5 (IM V1, IM V3) power/signal connectors Connector can be rotated by 270Â° RESOLVER 2-POLE (RESOLVER P=1); SHAFT WITH FITTED KEY, TOLERANCE N; W/O HOLDING BRAKE DEGREE OF PROTECTION IP64; PAINT FINISH RAL7016 | - | 0 | 0
1FK7032-5AF21-1TA5 |  | 1FK7032-5AF21-1TA5 | 1 | UN | 1 | 60 | X | D | N | N | 85015100 | 1 |  | 2.703 | KG | 958.47 | 958.47 | MC05 | MC05 | SIMOTICS S Synchronous servo motor 1FK7 Compact DC link 300V 1.1Nm, 100K, 3000 rpm 0.31kW, Naturally cooled IM B5 (IM V1, IM V3) power/signal connectors Connector can be rotated by 270Â° RESOLVER 2-POLE (RESOLVER P=1); SHAFT WITH FITTED KEY, TOLERANCE N; W/O HOLDING BRAKE DEGREE OF PROTECTION IP65 AS FLANGE IP67; PAINT FINISH RAL7016 | - | 0 | 0
1FK7032-5AF21-1TA8 |  | 1FK7032-5AF21-1TA8 | 1 | UN | 1 | 60 | X | D | N | N | 85015100 | 1 |  | 2.703 | KG | 1039.68 | 1039.68 | MC05 | MC05 | SIMOTICS S Synchronous servo motor 1FK7 Compact DC link 300V 1.1Nm, 100K, 3000 rpm 0.31kW, Naturally cooled IM B5 (IM V1, IM V3) power/signal connectors Connector can be rotated by 270Â° RESOLVER 2-POLE (RESOLVER P=1); SHAFT WITH FITTED KEY, TOLERANCE N; W/O HOLDING BRAKE DEGREE OF PROTECTION IP65 IP67 D-END FLANGE; RAL7016 COATING; METALLIC RATING PLATE AT MOTOR | - | 0 | 0
1FK7032-5AF21-1TB0 |  | 1FK7032-5AF21-1TB0 | 1 | UN | 1 | 60 | X | D | N | N | 85015100 | 1 |  | 3.002 | KG | 1023.48 | 1023.48 | MC05 | MC05 | SIMOTICS S Synchronous servo motor 1FK7 Compact DC link 300V 1.1Nm, 100K, 3000 rpm 0.31kW, Naturally cooled IM B5 (IM V1, IM V3) power/signal connectors Connector can be rotated by 270Â° RESOLVER 2-POLE (RESOLVER P=1); SHAFT WITH FITTED KEY, TOLERANCE N; WITH HOLDING BRAKE DEGREE OF PROTECTION IP64 | - | 0 | 0
1FK7032-5AF21-1TB2 |  | 1FK7032-5AF21-1TB2 | 1 | UN | 1 | 60 | X | D | N | N | 85015100 | 1 |  | 3.002 | KG | 1099.45 | 1099.45 | MC05 | MC05 | SIMOTICS S Synchronous servo motor 1FK7 Compact DC link 300V 1.1Nm, 100K, 3000 rpm 0.31kW, Naturally cooled IM B5 (IM V1, IM V3) power/signal connectors Connector can be rotated by 270Â° RESOLVER 2-POLE (RESOLVER P=1); SHAFT WITH FITTED KEY, TOLERANCE N; WITH HOLDING BRAKE DEGREE OF PROTECTION IP65 FLANGE ON DRIVE END IP67 | - | 0 | 0
1FK7032-5AF21-1TB3 |  | 1FK7032-5AF21-1TB3 | 1 | UN | 1 | 60 | X | D | N | N | 85015100 | 1 |  | 3.002 | KG | 1060.29 | 1060.29 | MC05 | MC05 | SIMOTICS S Synchronous servo motor 1FK7 Compact DC link 300V 1.1Nm, 100K, 3000 rpm 0.31kW, Naturally cooled IM B5 (IM V1, IM V3) power/signal connectors Connector can be rotated by 270Â° RESOLVER 2-POLE (RESOLVER P=1); SHAFT WITH FITTED KEY, TOLERANCE N; WITH HOLDING BRAKE DEGREE OF PROTECTION IP64; PAINT FINISH RAL7016 | - | 0 | 0
1FK7032-5AF21-1TB5 |  | 1FK7032-5AF21-1TB5 | 1 | UN | 1 | 60 | X | D | N | N | 85015100 | 1 |  | 3.002 | KG | 1136.24 | 1136.24 | MC05 | MC05 | SIMOTICS S Synchronous servo motor 1FK7 Compact DC link 300V 1.1Nm, 100K, 3000 rpm 0.31kW, Naturally cooled IM B5 (IM V1, IM V3) power/signal connectors Connector can be rotated by 270Â° RESOLVER 2-POLE (RESOLVER P=1); SHAFT WITH FITTED KEY, TOLERANCE N; WITH HOLDING BRAKE DEGREE OF PROTECTION IP65 AS FLANGE IP67; PAINT FINISH RAL7016 | - | 0 | 0
1FK7032-5AF21-1TB8 |  | 1FK7032-5AF21-1TB8 | 1 | UN | 1 | 60 | X | D | N | N | 85015100 | 1 |  | 3.002 | KG | 1217.45 | 1217.45 | MC05 | MC05 | SIMOTICS S Synchronous servo motor 1FK7 Compact DC link 300V 1.1Nm, 100K, 3000 rpm 0.31kW, Naturally cooled IM B5 (IM V1, IM V3) power/signal connectors Connector can be rotated by 270Â° RESOLVER 2-POLE (RESOLVER P=1); SHAFT WITH FITTED KEY, TOLERANCE N; WITH HOLDING BRAKE DEGREE OF PROTECTION IP65 IP67 D-END FLANGE; RAL7016 COATING; METALLIC RATING PLATE AT MOTOR | - | 0 | 0
1FK7032-5AF21-1TG0 |  | 1FK7032-5AF21-1TG0 | 1 | UN | 1 | 60 | X | D | N | N | 85015100 | 1 |  | 2.703 | KG | 775.66 | 775.66 | MC05 | MC05 | SIMOTICS S Synchronous servo motor 1FK7 Compact DC link 300V 1.1Nm, 100K, 3000 rpm 0.31kW, Naturally cooled IM B5 (IM V1, IM V3) power/signal connectors Connector can be rotated by 270Â° RESOLVER 2-POLE (RESOLVER P=1); PLAIN SHAFT, TOLERANCE N; W/O HOLDING BRAKE DEGREE OF PROTECTION IP64 | - | 0 | 0
1FK7032-5AF21-1TG2 |  | 1FK7032-5AF21-1TG2 | 1 | UN | 1 | 60 | X | D | N | N | 85015100 | 1 |  | 2.703 | KG | 851.63 | 851.63 | MC05 | MC05 | SIMOTICS S Synchronous servo motor 1FK7 Compact DC link 300V 1.1Nm, 100K, 3000 rpm 0.31kW, Naturally cooled IM B5 (IM V1, IM V3) power/signal connectors Connector can be rotated by 270Â° RESOLVER 2-POLE (RESOLVER P=1); PLAIN SHAFT, TOLERANCE N; W/O HOLDING BRAKE DEGREE OF PROTECTION IP65 FLANGE ON DRIVE END IP67 | - | 0 | 0
1FK7032-5AF21-1TG3 |  | 1FK7032-5AF21-1TG3 | 1 | UN | 1 | 60 | X | D | N | N | 85015100 | 1 |  | 2.703 | KG | 812.47 | 812.47 | MC05 | MC05 | SIMOTICS S Synchronous servo motor 1FK7 Compact DC link 300V 1.1Nm, 100K, 3000 rpm 0.31kW, Naturally cooled IM B5 (IM V1, IM V3) power/signal connectors Connector can be rotated by 270Â° RESOLVER 2-POLE (RESOLVER P=1); PLAIN SHAFT, TOLERANCE N; W/O HOLDING BRAKE DEGREE OF PROTECTION IP64; PAINT FINISH RAL7016 | - | 0 | 0
1FK7032-5AF21-1TG5 |  | 1FK7032-5AF21-1TG5 | 1 | UN | 1 | 60 | X | D | N | N | 85015100 | 1 |  | 2.703 | KG | 888.42 | 888.42 | MC05 | MC05 | SIMOTICS S Synchronous servo motor 1FK7 Compact DC link 300V 1.1Nm, 100K, 3000 rpm 0.31kW, Naturally cooled IM B5 (IM V1, IM V3) power/signal connectors Connector can be rotated by 270Â° RESOLVER 2-POLE (RESOLVER P=1); PLAIN SHAFT, TOLERANCE N; W/O HOLDING BRAKE DEGREE OF PROTECTION IP65 AS FLANGE IP67; PAINT FINISH RAL7016 | - | 0 | 0
1FK7032-5AF21-1TG8 |  | 1FK7032-5AF21-1TG8 | 1 | UN | 1 | 60 | X | D | N | N | 85015100 | 1 |  | 2.703 | KG | 969.63 | 969.63 | MC05 | MC05 | SIMOTICS S Synchronous servo motor 1FK7 Compact DC link 300V 1.1Nm, 100K, 3000 rpm 0.31kW, Naturally cooled IM B5 (IM V1, IM V3) power/signal connectors Connector can be rotated by 270Â° RESOLVER 2-POLE (RESOLVER P=1); PLAIN SHAFT, TOLERANCE N; W/O HOLDING BRAKE DEGREE OF PROTECTION IP65 IP67 D-END FLANGE; RAL7016 COATING; METALLIC RATING PLATE AT MOTOR | - | 0 | 0
1FK7032-5AF21-1TH0 |  | 1FK7032-5AF21-1TH0 | 1 | UN | 1 | 60 | X | D | N | N | 85015100 | 1 |  | 3.002 | KG | 951.49 | 951.49 | MC05 | MC05 | SIMOTICS S Synchronous servo motor 1FK7 Compact DC link 300V 1.1Nm, 100K, 3000 rpm 0.31kW, Naturally cooled IM B5 (IM V1, IM V3) power/signal connectors Connector can be rotated by 270Â° RESOLVER 2-POLE (RESOLVER P=1); PLAIN SHAFT, TOLERANCE N; WITH HOLDING BRAKE DEGREE OF PROTECTION IP64 | - | 0 | 0
1FK7032-5AF21-1TH2 |  | 1FK7032-5AF21-1TH2 | 1 | UN | 1 | 60 | X | D | N | N | 85015100 | 1 |  | 3.002 | KG | 1027.46 | 1027.46 | MC05 | MC05 | SIMOTICS S Synchronous servo motor 1FK7 Compact DC link 300V 1.1Nm, 100K, 3000 rpm 0.31kW, Naturally cooled IM B5 (IM V1, IM V3) power/signal connectors Connector can be rotated by 270Â° RESOLVER 2-POLE (RESOLVER P=1); PLAIN SHAFT, TOLERANCE N; WITH HOLDING BRAKE DEGREE OF PROTECTION IP65 FLANGE ON DRIVE END IP67 | - | 0 | 0
1FK7032-5AF21-1TH3 |  | 1FK7032-5AF21-1TH3 | 1 | UN | 1 | 60 | X | D | N | N | 85015100 | 1 |  | 3.002 | KG | 988.3 | 988.3 | MC05 | MC05 | SIMOTICS S Synchronous servo motor 1FK7 Compact DC link 300V 1.1Nm, 100K, 3000 rpm 0.31kW, Naturally cooled IM B5 (IM V1, IM V3) power/signal connectors Connector can be rotated by 270Â° RESOLVER 2-POLE (RESOLVER P=1); PLAIN SHAFT, TOLERANCE N; WITH HOLDING BRAKE DEGREE OF PROTECTION IP64; PAINT FINISH RAL7016 | - | 0 | 0
1FK7032-5AF21-1TH5 |  | 1FK7032-5AF21-1TH5 | 1 | UN | 1 | 60 | X | D | N | N | 85015100 | 1 |  | 3.002 | KG | 1064.25 | 1064.25 | MC05 | MC05 | SIMOTICS S Synchronous servo motor 1FK7 Compact DC link 300V 1.1Nm, 100K, 3000 rpm 0.31kW, Naturally cooled IM B5 (IM V1, IM V3) power/signal connectors Connector can be rotated by 270Â° RESOLVER 2-POLE (RESOLVER P=1); PLAIN SHAFT, TOLERANCE N; WITH HOLDING BRAKE DEGREE OF PROTECTION IP65 AS FLANGE IP67; PAINT FINISH RAL7016 | - | 0 | 0
1FK7032-5AF21-1TH8 |  | 1FK7032-5AF21-1TH8 | 1 | UN | 1 | 60 | X | D | N | N | 85015100 | 1 |  | 3.002 | KG | 1145.46 | 1145.46 | MC05 | MC05 | SIMOTICS S Synchronous servo motor 1FK7 Compact DC link 300V 1.1Nm, 100K, 3000 rpm 0.31kW, Naturally cooled IM B5 (IM V1, IM V3) power/signal connectors Connector can be rotated by 270Â° RESOLVER 2-POLE (RESOLVER P=1); PLAIN SHAFT, TOLERANCE N; WITH HOLDING BRAKE DEGREE OF PROTECTION IP65 IP67 D-END FLANGE; RAL7016 COATING; METALLIC RATING PLATE AT MOTOR | - | 0 | 0
1FK7032-5AF21-1UA0 |  | 1FK7032-5AF21-1UA0 | 1 | UN | 1 | 60 | X | D | N | N | 85015100 | 1 |  | 2.703 | KG | 1018.12 | 1018.12 | MC05 | MC05 | SIMOTICS S Synchronous servo motor 1FK7 Compact DC link 300V 1.1Nm, 100K, 3000 rpm 0.31kW, Naturally cooled IM B5 (IM V1, IM V3) power/signal connectors Connector can be rotated by 270Â° RESOLVER MULTI-POLE (RESOLVER P=3); WITH DRIVE-CLIQ INTERFACE; SHAFT WITH FITTED KEY, TOLERANCE N; W/O HOLDING BRAKE DEGREE OF PROTECTION IP64 | - | 0 | 0
1FK7032-5AF21-1UA2 |  | 1FK7032-5AF21-1UA2 | 1 | UN | 1 | 60 | X | D | N | N | 85015100 | 1 |  | 2.703 | KG | 1094.09 | 1094.09 | MC05 | MC05 | SIMOTICS S Synchronous servo motor 1FK7 Compact DC link 300V 1.1Nm, 100K, 3000 rpm 0.31kW, Naturally cooled IM B5 (IM V1, IM V3) power/signal connectors Connector can be rotated by 270Â° RESOLVER MULTI-POLE (RESOLVER P=3); WITH DRIVE-CLIQ INTERFACE; SHAFT WITH FITTED KEY, TOLERANCE N; W/O HOLDING BRAKE DEGREE OF PROTECTION IP65 FLANGE ON DRIVE END IP67 | - | 0 | 0
1FK7032-5AF21-1UA3 |  | 1FK7032-5AF21-1UA3 | 1 | UN | 1 | 60 | X | D | N | N | 85015100 | 1 |  | 2.703 | KG | 1054.93 | 1054.93 | MC05 | MC05 | SIMOTICS S Synchronous servo motor 1FK7 Compact DC link 300V 1.1Nm, 100K, 3000 rpm 0.31kW, Naturally cooled IM B5 (IM V1, IM V3) power/signal connectors Connector can be rotated by 270Â° RESOLVER MULTI-POLE (RESOLVER P=3); WITH DRIVE-CLIQ INTERFACE; SHAFT WITH FITTED KEY, TOLERANCE N; W/O HOLDING BRAKE DEGREE OF PROTECTION IP64; PAINT FINISH RAL7016 | - | 0 | 0
1FK7032-5AF21-1UA5 |  | 1FK7032-5AF21-1UA5 | 1 | UN | 1 | 60 | X | D | N | N | 85015100 | 1 |  | 2.703 | KG | 1130.88 | 1130.88 | MC05 | MC05 | SIMOTICS S Synchronous servo motor 1FK7 Compact DC link 300V 1.1Nm, 100K, 3000 rpm 0.31kW, Naturally cooled IM B5 (IM V1, IM V3) power/signal connectors Connector can be rotated by 270Â° RESOLVER MULTI-POLE (RESOLVER P=3); WITH DRIVE-CLIQ INTERFACE; SHAFT WITH FITTED KEY, TOLERANCE N; W/O HOLDING BRAKE DEGREE OF PROTECTION IP65 AS FLANGE IP67; PAINT FINISH RAL7016 | - | 0 | 0
1FK7032-5AF21-1UA8 |  | 1FK7032-5AF21-1UA8 | 1 | UN | 1 | 60 | X | D | N | N | 85015100 | 1 |  | 2.703 | KG | 1212.09 | 1212.09 | MC05 | MC05 | SIMOTICS S Synchronous servo motor 1FK7 Compact DC link 300V 1.1Nm, 100K, 3000 rpm 0.31kW, Naturally cooled IM B5 (IM V1, IM V3) power/signal connectors Connector can be rotated by 270Â° RESOLVER MULTI-POLE (RESOLVER P=3); WITH DRIVE-CLIQ INTERFACE; SHAFT WITH FITTED KEY, TOLERANCE N; W/O HOLDING BRAKE DEGREE OF PROTECTION IP65 IP67 D-END FLANGE; RAL7016 COATING; METALLIC RATING PLATE AT MOTOR | - | 0 | 0
1FK7032-5AF21-1UB0 |  | 1FK7032-5AF21-1UB0 | 1 | UN | 1 | 60 | X | D | N | N | 85015100 | 1 |  | 3.002 | KG | 1195.89 | 1195.89 | MC05 | MC05 | SIMOTICS S Synchronous servo motor 1FK7 Compact DC link 300V 1.1Nm, 100K, 3000 rpm 0.31kW, Naturally cooled IM B5 (IM V1, IM V3) power/signal connectors Connector can be rotated by 270Â° RESOLVER MULTI-POLE (RESOLVER P=3); WITH DRIVE-CLIQ INTERFACE; SHAFT WITH FITTED KEY, TOLERANCE N; WITH HOLDING BRAKE DEGREE OF PROTECTION IP64 | - | 0 | 0
1FK7032-5AF21-1UB2 |  | 1FK7032-5AF21-1UB2 | 1 | UN | 1 | 60 | X | D | N | N | 85015100 | 1 |  | 3.002 | KG | 1271.86 | 1271.86 | MC05 | MC05 | SIMOTICS S Synchronous servo motor 1FK7 Compact DC link 300V 1.1Nm, 100K, 3000 rpm 0.31kW, Naturally cooled IM B5 (IM V1, IM V3) power/signal connectors Connector can be rotated by 270Â° RESOLVER MULTI-POLE (RESOLVER P=3); WITH DRIVE-CLIQ INTERFACE; SHAFT WITH FITTED KEY, TOLERANCE N; WITH HOLDING BRAKE DEGREE OF PROTECTION IP65 FLANGE ON DRIVE END IP67 | - | 0 | 0
1FK7032-5AF21-1UB3 |  | 1FK7032-5AF21-1UB3 | 1 | UN | 1 | 60 | X | D | N | N | 85015100 | 1 |  | 3.002 | KG | 1232.7 | 1232.7 | MC05 | MC05 | SIMOTICS S Synchronous servo motor 1FK7 Compact DC link 300V 1.1Nm, 100K, 3000 rpm 0.31kW, Naturally cooled IM B5 (IM V1, IM V3) power/signal connectors Connector can be rotated by 270Â° RESOLVER MULTI-POLE (RESOLVER P=3); WITH DRIVE-CLIQ INTERFACE; SHAFT WITH FITTED KEY, TOLERANCE N; WITH HOLDING BRAKE DEGREE OF PROTECTION IP64; PAINT FINISH RAL7016 | - | 0 | 0
1FK7032-5AF21-1UB5 |  | 1FK7032-5AF21-1UB5 | 1 | UN | 1 | 60 | X | D | N | N | 85015100 | 1 |  | 3.002 | KG | 1308.65 | 1308.65 | MC05 | MC05 | SIMOTICS S Synchronous servo motor 1FK7 Compact DC link 300V 1.1Nm, 100K, 3000 rpm 0.31kW, Naturally cooled IM B5 (IM V1, IM V3) power/signal connectors Connector can be rotated by 270Â° RESOLVER MULTI-POLE (RESOLVER P=3); WITH DRIVE-CLIQ INTERFACE; SHAFT WITH FITTED KEY, TOLERANCE N; WITH HOLDING BRAKE DEGREE OF PROTECTION IP65 AS FLANGE IP67; PAINT FINISH RAL7016 | - | 0 | 0
1FK7032-5AF21-1UB8 |  | 1FK7032-5AF21-1UB8 | 1 | UN | 1 | 60 | X | D | N | N | 85015100 | 1 |  | 3.002 | KG | 1389.86 | 1389.86 | MC05 | MC05 | SIMOTICS S Synchronous servo motor 1FK7 Compact DC link 300V 1.1Nm, 100K, 3000 rpm 0.31kW, Naturally cooled IM B5 (IM V1, IM V3) power/signal connectors Connector can be rotated by 270Â° RESOLVER MULTI-POLE (RESOLVER P=3); WITH DRIVE-CLIQ INTERFACE; SHAFT WITH FITTED KEY, TOLERANCE N; WITH HOLDING BRAKE DEGREE OF PROTECTION IP65 IP67 D-END FLANGE; RAL7016 COATING; METALLIC RATING PLATE AT MOTOR | - | 0 | 0
1FK7032-5AF21-1UG0 |  | 1FK7032-5AF21-1UG0 | 1 | UN | 1 | 60 | X | D | N | N | 85015100 | 1 |  | 2.703 | KG | 948.07 | 948.07 | MC05 | MC05 | SIMOTICS S Synchronous servo motor 1FK7 Compact DC link 300V 1.1Nm, 100K, 3000 rpm 0.31kW, Naturally cooled IM B5 (IM V1, IM V3) power/signal connectors Connector can be rotated by 270Â° RESOLVER MULTI-POLE (RESOLVER P=3); WITH DRIVE-CLIQ INTERFACE; PLAIN SHAFT, TOLERANCE N; W/O HOLDING BRAKE DEGREE OF PROTECTION IP64 | - | 0 | 0
1FK7032-5AF21-1UG2 |  | 1FK7032-5AF21-1UG2 | 1 | UN | 1 | 60 | X | D | N | N | 85015100 | 1 |  | 2.703 | KG | 1024.04 | 1024.04 | MC05 | MC05 | SIMOTICS S Synchronous servo motor 1FK7 Compact DC link 300V 1.1Nm, 100K, 3000 rpm 0.31kW, Naturally cooled IM B5 (IM V1, IM V3) power/signal connectors Connector can be rotated by 270Â° RESOLVER MULTI-POLE (RESOLVER P=3); WITH DRIVE-CLIQ INTERFACE; PLAIN SHAFT, TOLERANCE N; W/O HOLDING BRAKE DEGREE OF PROTECTION IP65 FLANGE ON DRIVE END IP67 | - | 0 | 0
1FK7032-5AF21-1UG3 |  | 1FK7032-5AF21-1UG3 | 1 | UN | 1 | 60 | X | D | N | N | 85015100 | 1 |  | 2.703 | KG | 984.88 | 984.88 | MC05 | MC05 | SIMOTICS S Synchronous servo motor 1FK7 Compact DC link 300V 1.1Nm, 100K, 3000 rpm 0.31kW, Naturally cooled IM B5 (IM V1, IM V3) power/signal connectors Connector can be rotated by 270Â° RESOLVER MULTI-POLE (RESOLVER P=3); WITH DRIVE-CLIQ INTERFACE; PLAIN SHAFT, TOLERANCE N; W/O HOLDING BRAKE DEGREE OF PROTECTION IP64; PAINT FINISH RAL7016 | - | 0 | 0
1FK7032-5AF21-1UG5 |  | 1FK7032-5AF21-1UG5 | 1 | UN | 1 | 60 | X | D | N | N | 85015100 | 1 |  | 2.703 | KG | 1060.83 | 1060.83 | MC05 | MC05 | SIMOTICS S Synchronous servo motor 1FK7 Compact DC link 300V 1.1Nm, 100K, 3000 rpm 0.31kW, Naturally cooled IM B5 (IM V1, IM V3) power/signal connectors Connector can be rotated by 270Â° RESOLVER MULTI-POLE (RESOLVER P=3); WITH DRIVE-CLIQ INTERFACE; PLAIN SHAFT, TOLERANCE N; W/O HOLDING BRAKE DEGREE OF PROTECTION IP65 AS FLANGE IP67; PAINT FINISH RAL7016 | - | 0 | 0
1FK7032-5AF21-1UG8 |  | 1FK7032-5AF21-1UG8 | 1 | UN | 1 | 60 | X | D | N | N | 85015100 | 1 |  | 2.703 | KG | 1142.04 | 1142.04 | MC05 | MC05 | SIMOTICS S Synchronous servo motor 1FK7 Compact DC link 300V 1.1Nm, 100K, 3000 rpm 0.31kW, Naturally cooled IM B5 (IM V1, IM V3) power/signal connectors Connector can be rotated by 270Â° RESOLVER MULTI-POLE (RESOLVER P=3); WITH DRIVE-CLIQ INTERFACE; PLAIN SHAFT, TOLERANCE N; W/O HOLDING BRAKE DEGREE OF PROTECTION IP65 IP67 D-END FLANGE; RAL7016 COATING; METALLIC RATING PLATE AT MOTOR | - | 0 | 0
1FK7032-5AF21-1UH0 |  | 1FK7032-5AF21-1UH0 | 1 | UN | 1 | 60 | X | D | N | N | 85015100 | 1 |  | 3.002 | KG | 1123.9 | 1123.9 | MC05 | MC05 | SIMOTICS S Synchronous servo motor 1FK7 Compact DC link 300V 1.1Nm, 100K, 3000 rpm 0.31kW, Naturally cooled IM B5 (IM V1, IM V3) power/signal connectors Connector can be rotated by 270Â° RESOLVER MULTI-POLE (RESOLVER P=3); WITH DRIVE-CLIQ INTERFACE; PLAIN SHAFT, TOLERANCE N; WITH HOLDING BRAKE DEGREE OF PROTECTION IP64 | - | 0 | 0
1FK7032-5AF21-1UH2 |  | 1FK7032-5AF21-1UH2 | 1 | UN | 1 | 60 | X | D | N | N | 85015100 | 1 |  | 3.002 | KG | 1199.87 | 1199.87 | MC05 | MC05 | SIMOTICS S Synchronous servo motor 1FK7 Compact DC link 300V 1.1Nm, 100K, 3000 rpm 0.31kW, Naturally cooled IM B5 (IM V1, IM V3) power/signal connectors Connector can be rotated by 270Â° RESOLVER MULTI-POLE (RESOLVER P=3); WITH DRIVE-CLIQ INTERFACE; PLAIN SHAFT, TOLERANCE N; WITH HOLDING BRAKE DEGREE OF PROTECTION IP65 FLANGE ON DRIVE END IP67 | - | 0 | 0
1FK7032-5AF21-1UH3 |  | 1FK7032-5AF21-1UH3 | 1 | UN | 1 | 60 | X | D | N | N | 85015100 | 1 |  | 3.002 | KG | 1160.71 | 1160.71 | MC05 | MC05 | SIMOTICS S Synchronous servo motor 1FK7 Compact DC link 300V 1.1Nm, 100K, 3000 rpm 0.31kW, Naturally cooled IM B5 (IM V1, IM V3) power/signal connectors Connector can be rotated by 270Â° RESOLVER MULTI-POLE (RESOLVER P=3); WITH DRIVE-CLIQ INTERFACE; PLAIN SHAFT, TOLERANCE N; WITH HOLDING BRAKE DEGREE OF PROTECTION IP64; PAINT FINISH RAL7016 | - | 0 | 0
1FK7032-5AF21-1UH5 |  | 1FK7032-5AF21-1UH5 | 1 | UN | 1 | 60 | X | D | N | N | 85015100 | 1 |  | 3.002 | KG | 1236.66 | 1236.66 | MC05 | MC05 | SIMOTICS S Synchronous servo motor 1FK7 Compact DC link 300V 1.1Nm, 100K, 3000 rpm 0.31kW, Naturally cooled IM B5 (IM V1, IM V3) power/signal connectors Connector can be rotated by 270Â° RESOLVER MULTI-POLE (RESOLVER P=3); WITH DRIVE-CLIQ INTERFACE; PLAIN SHAFT, TOLERANCE N; WITH HOLDING BRAKE DEGREE OF PROTECTION IP65 AS FLANGE IP67; PAINT FINISH RAL7016 | - | 0 | 0
1FK7032-5AF21-1UH8 |  | 1FK7032-5AF21-1UH8 | 1 | UN | 1 | 60 | X | D | N | N | 85015100 | 1 |  | 3.002 | KG | 1317.87 | 1317.87 | MC05 | MC05 | SIMOTICS S Synchronous servo motor 1FK7 Compact DC link 300V 1.1Nm, 100K, 3000 rpm 0.31kW, Naturally cooled IM B5 (IM V1, IM V3) power/signal connectors Connector can be rotated by 270Â° RESOLVER MULTI-POLE (RESOLVER P=3); WITH DRIVE-CLIQ INTERFACE; PLAIN SHAFT, TOLERANCE N; WITH HOLDING BRAKE DEGREE OF PROTECTION IP65 IP67 D-END FLANGE; RAL7016 COATING; METALLIC RATING PLATE AT MOTOR | - | 0 | 0
1FK7032-5AF21-1VA0 |  | 1FK7032-5AF21-1VA0 | 1 | UN | 1 | 60 | X | D | N | N | 85015100 | 1 |  | 2.703 | KG | 1397.05 | 1397.05 | MC05 | MC05 | SIMOTICS S Synchronous servo motor 1FK7 Compact DC link 300V 1.1Nm, 100K, 3000 rpm 0.31kW, Naturally cooled IM B5 (IM V1, IM V3) power/signal connectors Connector can be rotated by 270Â° BASIC ABSOLUTE ENCODER 16 P/REV (ENCODER A-16) WITH DRIVE-CLIQ INTERFACE; PERFORMANCE REDUCTION BY 10% DUE TO ABSOLUTE ENCODER; SHAFT WITH FITTED KEY, TOLERANCE N; W/O HOLDING BRAKE DEGREE OF PROTECTION IP64 | - | 0 | 0
1FK7032-5AF21-1VA2 |  | 1FK7032-5AF21-1VA2 | 1 | UN | 1 | 60 | X | D | N | N | 85015100 | 1 |  | 2.703 | KG | 1473.02 | 1473.02 | MC05 | MC05 | SIMOTICS S Synchronous servo motor 1FK7 Compact DC link 300V 1.1Nm, 100K, 3000 rpm 0.31kW, Naturally cooled IM B5 (IM V1, IM V3) power/signal connectors Connector can be rotated by 270Â° BASIC ABSOLUTE ENCODER 16 P/REV (ENCODER A-16) WITH DRIVE-CLIQ INTERFACE; PERFORMANCE REDUCTION BY 10% DUE TO ABSOLUTE ENCODER; SHAFT WITH FITTED KEY, TOLERANCE N; W/O HOLDING BRAKE DEGREE OF PROTECTION IP65 FLANGE ON DRIVE END IP67 | - | 0 | 0
1FK7032-5AF21-1VA3 |  | 1FK7032-5AF21-1VA3 | 1 | UN | 1 | 60 | X | D | N | N | 85015100 | 1 |  | 2.703 | KG | 1433.86 | 1433.86 | MC05 | MC05 | SIMOTICS S Synchronous servo motor 1FK7 Compact DC link 300V 1.1Nm, 100K, 3000 rpm 0.31kW, Naturally cooled IM B5 (IM V1, IM V3) power/signal connectors Connector can be rotated by 270Â° BASIC ABSOLUTE ENCODER 16 P/REV (ENCODER A-16) WITH DRIVE-CLIQ INTERFACE; PERFORMANCE REDUCTION BY 10% DUE TO ABSOLUTE ENCODER; SHAFT WITH FITTED KEY, TOLERANCE N; W/O HOLDING BRAKE DEGREE OF PROTECTION IP64; PAINT FINISH RAL7016 | - | 0 | 0
1FK7032-5AF21-1VA5 |  | 1FK7032-5AF21-1VA5 | 1 | UN | 1 | 60 | X | D | N | N | 85015100 | 1 |  | 2.703 | KG | 1509.81 | 1509.81 | MC05 | MC05 | SIMOTICS S Synchronous servo motor 1FK7 Compact DC link 300V 1.1Nm, 100K, 3000 rpm 0.31kW, Naturally cooled IM B5 (IM V1, IM V3) power/signal connectors Connector can be rotated by 270Â° BASIC ABSOLUTE ENCODER 16 P/REV (ENCODER A-16) WITH DRIVE-CLIQ INTERFACE; PERFORMANCE REDUCTION BY 10% DUE TO ABSOLUTE ENCODER; SHAFT WITH FITTED KEY, TOLERANCE N; W/O HOLDING BRAKE DEGREE OF PROTECTION IP65 AS FLANGE IP67; PAINT FINISH RAL7016 | - | 0 | 0
1FK7032-5AF21-1VA8 |  | 1FK7032-5AF21-1VA8 | 1 | UN | 1 | 60 | X | D | N | N | 85015100 | 1 |  | 2.703 | KG | 1591.02 | 1591.02 | MC05 | MC05 | SIMOTICS S Synchronous servo motor 1FK7 Compact DC link 300V 1.1Nm, 100K, 3000 rpm 0.31kW, Naturally cooled IM B5 (IM V1, IM V3) power/signal connectors Connector can be rotated by 270Â° BASIC ABSOLUTE ENCODER 16 P/REV (ENCODER A-16) WITH DRIVE-CLIQ INTERFACE; PERFORMANCE REDUCTION BY 10% DUE TO ABSOLUTE ENCODER; SHAFT WITH FITTED KEY, TOLERANCE N; W/O HOLDING BRAKE DEGREE OF PROTECTION IP65 IP67 D-END FLANGE; RAL7016 COATING; METALLIC RATING PLATE AT MOTOR | - | 0 | 0
1FK7032-5AF21-1VB0 |  | 1FK7032-5AF21-1VB0 | 1 | UN | 1 | 60 | X | D | N | N | 85015100 | 1 |  | 3.002 | KG | 1574.82 | 1574.82 | MC05 | MC05 | SIMOTICS S Synchronous servo motor 1FK7 Compact DC link 300V 1.1Nm, 100K, 3000 rpm 0.31kW, Naturally cooled IM B5 (IM V1, IM V3) power/signal connectors Connector can be rotated by 270Â° BASIC ABSOLUTE ENCODER 16 P/REV (ENCODER A-16) WITH DRIVE-CLIQ INTERFACE; PERFORMANCE REDUCTION BY 10% DUE TO ABSOLUTE ENCODER; SHAFT WITH FITTED KEY, TOLERANCE N; WITH HOLDING BRAKE DEGREE OF PROTECTION IP64 | - | 0 | 0
1FK7032-5AF21-1VB2 |  | 1FK7032-5AF21-1VB2 | 1 | UN | 1 | 60 | X | D | N | N | 85015100 | 1 |  | 3.002 | KG | 1650.79 | 1650.79 | MC05 | MC05 | SIMOTICS S Synchronous servo motor 1FK7 Compact DC link 300V 1.1Nm, 100K, 3000 rpm 0.31kW, Naturally cooled IM B5 (IM V1, IM V3) power/signal connectors Connector can be rotated by 270Â° BASIC ABSOLUTE ENCODER 16 P/REV (ENCODER A-16) WITH DRIVE-CLIQ INTERFACE; PERFORMANCE REDUCTION BY 10% DUE TO ABSOLUTE ENCODER; SHAFT WITH FITTED KEY, TOLERANCE N; WITH HOLDING BRAKE DEGREE OF PROTECTION IP65 FLANGE ON DRIVE END IP67 | - | 0 | 0
1FK7032-5AF21-1VB3 |  | 1FK7032-5AF21-1VB3 | 1 | UN | 1 | 60 | X | D | N | N | 85015100 | 1 |  | 3.002 | KG | 1611.63 | 1611.63 | MC05 | MC05 | SIMOTICS S Synchronous servo motor 1FK7 Compact DC link 300V 1.1Nm, 100K, 3000 rpm 0.31kW, Naturally cooled IM B5 (IM V1, IM V3) power/signal connectors Connector can be rotated by 270Â° BASIC ABSOLUTE ENCODER 16 P/REV (ENCODER A-16) WITH DRIVE-CLIQ INTERFACE; PERFORMANCE REDUCTION BY 10% DUE TO ABSOLUTE ENCODER; SHAFT WITH FITTED KEY, TOLERANCE N; WITH HOLDING BRAKE DEGREE OF PROTECTION IP64; PAINT FINISH RAL7016 | - | 0 | 0
1FK7032-5AF21-1VB5 |  | 1FK7032-5AF21-1VB5 | 1 | UN | 1 | 60 | X | D | N | N | 85015100 | 1 |  | 3.002 | KG | 1687.58 | 1687.58 | MC05 | MC05 | SIMOTICS S Synchronous servo motor 1FK7 Compact DC link 300V 1.1Nm, 100K, 3000 rpm 0.31kW, Naturally cooled IM B5 (IM V1, IM V3) power/signal connectors Connector can be rotated by 270Â° BASIC ABSOLUTE ENCODER 16 P/REV (ENCODER A-16) WITH DRIVE-CLIQ INTERFACE; PERFORMANCE REDUCTION BY 10% DUE TO ABSOLUTE ENCODER; SHAFT WITH FITTED KEY, TOLERANCE N; WITH HOLDING BRAKE DEGREE OF PROTECTION IP65 AS FLANGE IP67; PAINT FINISH RAL7016 | - | 0 | 0
1FK7032-5AF21-1VB8 |  | 1FK7032-5AF21-1VB8 | 1 | UN | 1 | 60 | X | D | N | N | 85015100 | 1 |  | 3.002 | KG | 1768.79 | 1768.79 | MC05 | MC05 | SIMOTICS S Synchronous servo motor 1FK7 Compact DC link 300V 1.1Nm, 100K, 3000 rpm 0.31kW, Naturally cooled IM B5 (IM V1, IM V3) power/signal connectors Connector can be rotated by 270Â° BASIC ABSOLUTE ENCODER 16 P/REV (ENCODER A-16) WITH DRIVE-CLIQ INTERFACE; PERFORMANCE REDUCTION BY 10% DUE TO ABSOLUTE ENCODER; SHAFT WITH FITTED KEY, TOLERANCE N; WITH HOLDING BRAKE DEGREE OF PROTECTION IP65 IP67 D-END FLANGE; RAL7016 COATING; METALLIC RATING PLATE AT MOTOR | - | 0 | 0
1FK7032-5AF21-1VG0 |  | 1FK7032-5AF21-1VG0 | 1 | UN | 1 | 60 | X | D | N | N | 85015100 | 1 |  | 2.703 | KG | 1327 | 1327 | MC05 | MC05 | SIMOTICS S Synchronous servo motor 1FK7 Compact DC link 300V 1.1Nm, 100K, 3000 rpm 0.31kW, Naturally cooled IM B5 (IM V1, IM V3) power/signal connectors Connector can be rotated by 270Â° BASIC ABSOLUTE ENCODER 16 P/REV (ENCODER A-16) WITH DRIVE-CLIQ INTERFACE; PERFORMANCE REDUCTION BY 10% DUE TO ABSOLUTE ENCODER; PLAIN SHAFT, TOLERANCE N; W/O HOLDING BRAKE DEGREE OF PROTECTION IP64 | - | 0 | 0
1FK7032-5AF21-1VG2 |  | 1FK7032-5AF21-1VG2 | 1 | UN | 1 | 60 | X | D | N | N | 85015100 | 1 |  | 2.703 | KG | 1402.97 | 1402.97 | MC05 | MC05 | SIMOTICS S Synchronous servo motor 1FK7 Compact DC link 300V 1.1Nm, 100K, 3000 rpm 0.31kW, Naturally cooled IM B5 (IM V1, IM V3) power/signal connectors Connector can be rotated by 270Â° BASIC ABSOLUTE ENCODER 16 P/REV (ENCODER A-16) WITH DRIVE-CLIQ INTERFACE; PERFORMANCE REDUCTION BY 10% DUE TO ABSOLUTE ENCODER; PLAIN SHAFT, TOLERANCE N; W/O HOLDING BRAKE DEGREE OF PROTECTION IP65 FLANGE ON DRIVE END IP67 | - | 0 | 0
1FK7032-5AF21-1VG3 |  | 1FK7032-5AF21-1VG3 | 1 | UN | 1 | 60 | X | D | N | N | 85015100 | 1 |  | 2.703 | KG | 1363.81 | 1363.81 | MC05 | MC05 | SIMOTICS S Synchronous servo motor 1FK7 Compact DC link 300V 1.1Nm, 100K, 3000 rpm 0.31kW, Naturally cooled IM B5 (IM V1, IM V3) power/signal connectors Connector can be rotated by 270Â° BASIC ABSOLUTE ENCODER 16 P/REV (ENCODER A-16) WITH DRIVE-CLIQ INTERFACE; PERFORMANCE REDUCTION BY 10% DUE TO ABSOLUTE ENCODER; PLAIN SHAFT, TOLERANCE N; W/O HOLDING BRAKE DEGREE OF PROTECTION IP64; PAINT FINISH RAL7016 | - | 0 | 0
1FK7032-5AF21-1VG5 |  | 1FK7032-5AF21-1VG5 | 1 | UN | 1 | 60 | X | D | N | N | 85015100 | 1 |  | 2.703 | KG | 1439.76 | 1439.76 | MC05 | MC05 | SIMOTICS S Synchronous servo motor 1FK7 Compact DC link 300V 1.1Nm, 100K, 3000 rpm 0.31kW, Naturally cooled IM B5 (IM V1, IM V3) power/signal connectors Connector can be rotated by 270Â° BASIC ABSOLUTE ENCODER 16 P/REV (ENCODER A-16) WITH DRIVE-CLIQ INTERFACE; PERFORMANCE REDUCTION BY 10% DUE TO ABSOLUTE ENCODER; PLAIN SHAFT, TOLERANCE N; W/O HOLDING BRAKE DEGREE OF PROTECTION IP65 AS FLANGE IP67; PAINT FINISH RAL7016 | - | 0 | 0
1FK7032-5AF21-1VG8 |  | 1FK7032-5AF21-1VG8 | 1 | UN | 1 | 60 | X | D | N | N | 85015100 | 1 |  | 2.703 | KG | 1520.97 | 1520.97 | MC05 | MC05 | SIMOTICS S Synchronous servo motor 1FK7 Compact DC link 300V 1.1Nm, 100K, 3000 rpm 0.31kW, Naturally cooled IM B5 (IM V1, IM V3) power/signal connectors Connector can be rotated by 270Â° BASIC ABSOLUTE ENCODER 16 P/REV (ENCODER A-16) WITH DRIVE-CLIQ INTERFACE; PERFORMANCE REDUCTION BY 10% DUE TO ABSOLUTE ENCODER; PLAIN SHAFT, TOLERANCE N; W/O HOLDING BRAKE DEGREE OF PROTECTION IP65 IP67 D-END FLANGE; RAL7016 COATING; METALLIC RATING PLATE AT MOTOR | - | 0 | 0
1FK7032-5AF21-1VH0 |  | 1FK7032-5AF21-1VH0 | 1 | UN | 1 | 60 | X | D | N | N | 85015100 | 1 |  | 3.002 | KG | 1502.83 | 1502.83 | MC05 | MC05 | SIMOTICS S Synchronous servo motor 1FK7 Compact DC link 300V 1.1Nm, 100K, 3000 rpm 0.31kW, Naturally cooled IM B5 (IM V1, IM V3) power/signal connectors Connector can be rotated by 270Â° BASIC ABSOLUTE ENCODER 16 P/REV (ENCODER A-16) WITH DRIVE-CLIQ INTERFACE; PERFORMANCE REDUCTION BY 10% DUE TO ABSOLUTE ENCODER; PLAIN SHAFT, TOLERANCE N; WITH HOLDING BRAKE DEGREE OF PROTECTION IP64 | - | 0 | 0
1FK7032-5AF21-1VH2 |  | 1FK7032-5AF21-1VH2 | 1 | UN | 1 | 60 | X | D | N | N | 85015100 | 1 |  | 3.002 | KG | 1578.8 | 1578.8 | MC05 | MC05 | SIMOTICS S Synchronous servo motor 1FK7 Compact DC link 300V 1.1Nm, 100K, 3000 rpm 0.31kW, Naturally cooled IM B5 (IM V1, IM V3) power/signal connectors Connector can be rotated by 270Â° BASIC ABSOLUTE ENCODER 16 P/REV (ENCODER A-16) WITH DRIVE-CLIQ INTERFACE; PERFORMANCE REDUCTION BY 10% DUE TO ABSOLUTE ENCODER; PLAIN SHAFT, TOLERANCE N; WITH HOLDING BRAKE DEGREE OF PROTECTION IP65 FLANGE ON DRIVE END IP67 | - | 0 | 0
1FK7032-5AF21-1VH3 |  | 1FK7032-5AF21-1VH3 | 1 | UN | 1 | 60 | X | D | N | N | 85015100 | 1 |  | 3.002 | KG | 1539.64 | 1539.64 | MC05 | MC05 | SIMOTICS S Synchronous servo motor 1FK7 Compact DC link 300V 1.1Nm, 100K, 3000 rpm 0.31kW, Naturally cooled IM B5 (IM V1, IM V3) power/signal connectors Connector can be rotated by 270Â° BASIC ABSOLUTE ENCODER 16 P/REV (ENCODER A-16) WITH DRIVE-CLIQ INTERFACE; PERFORMANCE REDUCTION BY 10% DUE TO ABSOLUTE ENCODER; PLAIN SHAFT, TOLERANCE N; WITH HOLDING BRAKE DEGREE OF PROTECTION IP64; PAINT FINISH RAL7016 | - | 0 | 0
1FK7032-5AF21-1VH5 |  | 1FK7032-5AF21-1VH5 | 1 | UN | 1 | 60 | X | D | N | N | 85015100 | 1 |  | 3.002 | KG | 1615.59 | 1615.59 | MC05 | MC05 | SIMOTICS S Synchronous servo motor 1FK7 Compact DC link 300V 1.1Nm, 100K, 3000 rpm 0.31kW, Naturally cooled IM B5 (IM V1, IM V3) power/signal connectors Connector can be rotated by 270Â° BASIC ABSOLUTE ENCODER 16 P/REV (ENCODER A-16) WITH DRIVE-CLIQ INTERFACE; PERFORMANCE REDUCTION BY 10% DUE TO ABSOLUTE ENCODER; PLAIN SHAFT, TOLERANCE N; WITH HOLDING BRAKE DEGREE OF PROTECTION IP65 AS FLANGE IP67; PAINT FINISH RAL7016 | - | 0 | 0
1FK7032-5AF21-1VH8 |  | 1FK7032-5AF21-1VH8 | 1 | UN | 1 | 60 | X | D | N | N | 85015100 | 1 |  | 3.002 | KG | 1696.8 | 1696.8 | MC05 | MC05 | SIMOTICS S Synchronous servo motor 1FK7 Compact DC link 300V 1.1Nm, 100K, 3000 rpm 0.31kW, Naturally cooled IM B5 (IM V1, IM V3) power/signal connectors Connector can be rotated by 270Â° BASIC ABSOLUTE ENCODER 16 P/REV (ENCODER A-16) WITH DRIVE-CLIQ INTERFACE; PERFORMANCE REDUCTION BY 10% DUE TO ABSOLUTE ENCODER; PLAIN SHAFT, TOLERANCE N; WITH HOLDING BRAKE DEGREE OF PROTECTION IP65 IP67 D-END FLANGE; RAL7016 COATING; METALLIC RATING PLATE AT MOTOR | - | 0 | 0
1FK7032-5AK71-1AA0 |  | 1FK7032-5AK71-1AA0 | 1 | UN | 1 | 60 | X | D | N | N | 85015100 | 1 |  | 2.703 | KG | 1321.59 | 1321.59 | MC05 | MC05 | SIMOTICS S Synchronous servo motor 1FK7 Compact 1.1Nm, 100K, 6000rpm 0.50kW, Naturally cooled IM B5 (IM V1, IM V3) power/signal connectors Connector can be rotated by 270Â° INCREM. ENCODER, SIN/COS 1 VPP 2048 P/REV (ENCODER I-2048); SHAFT WITH FITTED KEY, TOLERANCE N; W/O HOLDING BRAKE DEGREE OF PROTECTION IP64 | - | 0 | 0
1FK7032-5AK71-1AA2 |  | 1FK7032-5AK71-1AA2 | 1 | UN | 1 | 60 | X | D | N | N | 85015100 | 1 |  | 2.703 | KG | 1397.56 | 1397.56 | MC05 | MC05 | SIMOTICS S Synchronous servo motor 1FK7 Compact 1.1Nm, 100K, 6000rpm 0.50kW, Naturally cooled IM B5 (IM V1, IM V3) power/signal connectors Connector can be rotated by 270Â° INCREM. ENCODER, SIN/COS 1 VPP 2048 P/REV (ENCODER I-2048); SHAFT WITH FITTED KEY, TOLERANCE N; W/O HOLDING BRAKE DEGREE OF PROTECTION IP65 FLANGE ON DRIVE END IP67 | - | 0 | 0
1FK7032-5AK71-1AA3 |  | 1FK7032-5AK71-1AA3 | 1 | UN | 1 | 60 | X | D | N | N | 85015100 | 1 |  | 2.703 | KG | 1358.4 | 1358.4 | MC05 | MC05 | SIMOTICS S Synchronous servo motor 1FK7 Compact 1.1Nm, 100K, 6000rpm 0.50kW, Naturally cooled IM B5 (IM V1, IM V3) power/signal connectors Connector can be rotated by 270Â° INCREM. ENCODER, SIN/COS 1 VPP 2048 P/REV (ENCODER I-2048); SHAFT WITH FITTED KEY, TOLERANCE N; W/O HOLDING BRAKE DEGREE OF PROTECTION IP64; PAINT FINISH RAL7016 | - | 0 | 0
1FK7032-5AK71-1AA5 |  | 1FK7032-5AK71-1AA5 | 1 | UN | 1 | 60 | X | D | N | N | 85015100 | 1 |  | 2.703 | KG | 1434.35 | 1434.35 | MC05 | MC05 | SIMOTICS S Synchronous servo motor 1FK7 Compact 1.1Nm, 100K, 6000rpm 0.50kW, Naturally cooled IM B5 (IM V1, IM V3) power/signal connectors Connector can be rotated by 270Â° INCREM. ENCODER, SIN/COS 1 VPP 2048 P/REV (ENCODER I-2048); SHAFT WITH FITTED KEY, TOLERANCE N; W/O HOLDING BRAKE DEGREE OF PROTECTION IP65 AS FLANGE IP67; PAINT FINISH RAL7016 | - | 0 | 0
1FK7032-5AK71-1AA8 |  | 1FK7032-5AK71-1AA8 | 1 | UN | 1 | 60 | X | D | N | N | 85015100 | 1 |  | 2.703 | KG | 1515.56 | 1515.56 | MC05 | MC05 | SIMOTICS S Synchronous servo motor 1FK7 Compact 1.1Nm, 100K, 6000rpm 0.50kW, Naturally cooled IM B5 (IM V1, IM V3) power/signal connectors Connector can be rotated by 270Â° INCREM. ENCODER, SIN/COS 1 VPP 2048 P/REV (ENCODER I-2048); SHAFT WITH FITTED KEY, TOLERANCE N; W/O HOLDING BRAKE DEGREE OF PROTECTION IP65 IP67 D-END FLANGE; RAL7016 COATING; METALLIC RATING PLATE AT MOTOR | - | 0 | 0
1FK7032-5AK71-1AB0 |  | 1FK7032-5AK71-1AB0 | 1 | UN | 1 | 60 | X | D | N | N | 85015100 | 1 |  | 3.002 | KG | 1499.36 | 1499.36 | MC05 | MC05 | SIMOTICS S Synchronous servo motor 1FK7 Compact 1.1Nm, 100K, 6000rpm 0.50kW, Naturally cooled IM B5 (IM V1, IM V3) power/signal connectors Connector can be rotated by 270Â° INCREM. ENCODER, SIN/COS 1 VPP 2048 P/REV (ENCODER I-2048); SHAFT WITH FITTED KEY, TOLERANCE N; WITH HOLDING BRAKE DEGREE OF PROTECTION IP64 | - | 0 | 0
1FK7032-5AK71-1AB2 |  | 1FK7032-5AK71-1AB2 | 1 | UN | 1 | 60 | X | D | N | N | 85015100 | 1 |  | 3.002 | KG | 1575.33 | 1575.33 | MC05 | MC05 | SIMOTICS S Synchronous servo motor 1FK7 Compact 1.1Nm, 100K, 6000rpm 0.50kW, Naturally cooled IM B5 (IM V1, IM V3) power/signal connectors Connector can be rotated by 270Â° INCREM. ENCODER, SIN/COS 1 VPP 2048 P/REV (ENCODER I-2048); SHAFT WITH FITTED KEY, TOLERANCE N; WITH HOLDING BRAKE DEGREE OF PROTECTION IP65 FLANGE ON DRIVE END IP67 | - | 0 | 0
1FK7032-5AK71-1AB3 |  | 1FK7032-5AK71-1AB3 | 1 | UN | 1 | 60 | X | D | N | N | 85015100 | 1 |  | 3.002 | KG | 1536.17 | 1536.17 | MC05 | MC05 | SIMOTICS S Synchronous servo motor 1FK7 Compact 1.1Nm, 100K, 6000rpm 0.50kW, Naturally cooled IM B5 (IM V1, IM V3) power/signal connectors Connector can be rotated by 270Â° INCREM. ENCODER, SIN/COS 1 VPP 2048 P/REV (ENCODER I-2048); SHAFT WITH FITTED KEY, TOLERANCE N; WITH HOLDING BRAKE DEGREE OF PROTECTION IP64; PAINT FINISH RAL7016 | - | 0 | 0
1FK7032-5AK71-1AB5 |  | 1FK7032-5AK71-1AB5 | 1 | UN | 1 | 60 | X | D | N | N | 85015100 | 1 |  | 3.002 | KG | 1612.12 | 1612.12 | MC05 | MC05 | SIMOTICS S Synchronous servo motor 1FK7 Compact 1.1Nm, 100K, 6000rpm 0.50kW, Naturally cooled IM B5 (IM V1, IM V3) power/signal connectors Connector can be rotated by 270Â° INCREM. ENCODER, SIN/COS 1 VPP 2048 P/REV (ENCODER I-2048); SHAFT WITH FITTED KEY, TOLERANCE N; WITH HOLDING BRAKE DEGREE OF PROTECTION IP65 AS FLANGE IP67; PAINT FINISH RAL7016 | - | 0 | 0
1FK7032-5AK71-1AB8 |  | 1FK7032-5AK71-1AB8 | 1 | UN | 1 | 60 | X | D | N | N | 85015100 | 1 |  | 3.002 | KG | 1693.33 | 1693.33 | MC05 | MC05 | SIMOTICS S Synchronous servo motor 1FK7 Compact 1.1Nm, 100K, 6000rpm 0.50kW, Naturally cooled IM B5 (IM V1, IM V3) power/signal connectors Connector can be rotated by 270Â° INCREM. ENCODER, SIN/COS 1 VPP 2048 P/REV (ENCODER I-2048); SHAFT WITH FITTED KEY, TOLERANCE N; WITH HOLDING BRAKE DEGREE OF PROTECTION IP65 IP67 D-END FLANGE; RAL7016 COATING; METALLIC RATING PLATE AT MOTOR | - | 0 | 0
1FK7032-5AK71-1AG0 |  | 1FK7032-5AK71-1AG0 | 1 | UN | 1 | 60 | X | D | N | N | 85015100 | 1 |  | 2.703 | KG | 1251.54 | 1251.54 | MC05 | MC05 | SIMOTICS S Synchronous servo motor 1FK7 Compact 1.1Nm, 100K, 6000rpm 0.50kW, Naturally cooled IM B5 (IM V1, IM V3) power/signal connectors Connector can be rotated by 270Â° INCREM. ENCODER, SIN/COS 1 VPP 2048 P/REV (ENCODER I-2048); PLAIN SHAFT, TOLERANCE N; W/O HOLDING BRAKE DEGREE OF PROTECTION IP64 | - | 0 | 0
1FK7032-5AK71-1AG2 |  | 1FK7032-5AK71-1AG2 | 1 | UN | 1 | 60 | X | D | N | N | 85015100 | 1 |  | 2.703 | KG | 1327.51 | 1327.51 | MC05 | MC05 | SIMOTICS S Synchronous servo motor 1FK7 Compact 1.1Nm, 100K, 6000rpm 0.50kW, Naturally cooled IM B5 (IM V1, IM V3) power/signal connectors Connector can be rotated by 270Â° INCREM. ENCODER, SIN/COS 1 VPP 2048 P/REV (ENCODER I-2048); PLAIN SHAFT, TOLERANCE N; W/O HOLDING BRAKE DEGREE OF PROTECTION IP65 FLANGE ON DRIVE END IP67 | - | 0 | 0
1FK7032-5AK71-1AG3 |  | 1FK7032-5AK71-1AG3 | 1 | UN | 1 | 60 | X | D | N | N | 85015100 | 1 |  | 2.703 | KG | 1288.35 | 1288.35 | MC05 | MC05 | SIMOTICS S Synchronous servo motor 1FK7 Compact 1.1Nm, 100K, 6000rpm 0.50kW, Naturally cooled IM B5 (IM V1, IM V3) power/signal connectors Connector can be rotated by 270Â° INCREM. ENCODER, SIN/COS 1 VPP 2048 P/REV (ENCODER I-2048); PLAIN SHAFT, TOLERANCE N; W/O HOLDING BRAKE DEGREE OF PROTECTION IP64; PAINT FINISH RAL7016 | - | 0 | 0
1FK7032-5AK71-1AG5 |  | 1FK7032-5AK71-1AG5 | 1 | UN | 1 | 60 | X | D | N | N | 85015100 | 1 |  | 2.703 | KG | 1364.3 | 1364.3 | MC05 | MC05 | SIMOTICS S Synchronous servo motor 1FK7 Compact 1.1Nm, 100K, 6000rpm 0.50kW, Naturally cooled IM B5 (IM V1, IM V3) power/signal connectors Connector can be rotated by 270Â° INCREM. ENCODER, SIN/COS 1 VPP 2048 P/REV (ENCODER I-2048); PLAIN SHAFT, TOLERANCE N; W/O HOLDING BRAKE DEGREE OF PROTECTION IP65 AS FLANGE IP67; PAINT FINISH RAL7016 | - | 0 | 0
1FK7032-5AK71-1AG8 |  | 1FK7032-5AK71-1AG8 | 1 | UN | 1 | 60 | X | D | N | N | 85015100 | 1 |  | 2.703 | KG | 1445.51 | 1445.51 | MC05 | MC05 | SIMOTICS S Synchronous servo motor 1FK7 Compact 1.1Nm, 100K, 6000rpm 0.50kW, Naturally cooled IM B5 (IM V1, IM V3) power/signal connectors Connector can be rotated by 270Â° INCREM. ENCODER, SIN/COS 1 VPP 2048 P/REV (ENCODER I-2048); PLAIN SHAFT, TOLERANCE N; W/O HOLDING BRAKE DEGREE OF PROTECTION IP65 IP67 D-END FLANGE; RAL7016 COATING; METALLIC RATING PLATE AT MOTOR | - | 0 | 0
1FK7032-5AK71-1AH0 |  | 1FK7032-5AK71-1AH0 | 1 | UN | 1 | 60 | X | D | N | N | 85015100 | 1 |  | 3.002 | KG | 1427.37 | 1427.37 | MC05 | MC05 | SIMOTICS S Synchronous servo motor 1FK7 Compact 1.1Nm, 100K, 6000rpm 0.50kW, Naturally cooled IM B5 (IM V1, IM V3) power/signal connectors Connector can be rotated by 270Â° INCREM. ENCODER, SIN/COS 1 VPP 2048 P/REV (ENCODER I-2048); PLAIN SHAFT, TOLERANCE N; WITH HOLDING BRAKE DEGREE OF PROTECTION IP64 | - | 0 | 0
1FK7032-5AK71-1AH2 |  | 1FK7032-5AK71-1AH2 | 1 | UN | 1 | 60 | X | D | N | N | 85015100 | 1 |  | 3.002 | KG | 1503.34 | 1503.34 | MC05 | MC05 | SIMOTICS S Synchronous servo motor 1FK7 Compact 1.1Nm, 100K, 6000rpm 0.50kW, Naturally cooled IM B5 (IM V1, IM V3) power/signal connectors Connector can be rotated by 270Â° INCREM. ENCODER, SIN/COS 1 VPP 2048 P/REV (ENCODER I-2048); PLAIN SHAFT, TOLERANCE N; WITH HOLDING BRAKE DEGREE OF PROTECTION IP65 FLANGE ON DRIVE END IP67 | - | 0 | 0
1FK7032-5AK71-1AH3 |  | 1FK7032-5AK71-1AH3 | 1 | UN | 1 | 60 | X | D | N | N | 85015100 | 1 |  | 3.002 | KG | 1464.18 | 1464.18 | MC05 | MC05 | SIMOTICS S Synchronous servo motor 1FK7 Compact 1.1Nm, 100K, 6000rpm 0.50kW, Naturally cooled IM B5 (IM V1, IM V3) power/signal connectors Connector can be rotated by 270Â° INCREM. ENCODER, SIN/COS 1 VPP 2048 P/REV (ENCODER I-2048); PLAIN SHAFT, TOLERANCE N; WITH HOLDING BRAKE DEGREE OF PROTECTION IP64; PAINT FINISH RAL7016 | - | 0 | 0
1FK7032-5AK71-1AH5 |  | 1FK7032-5AK71-1AH5 | 1 | UN | 1 | 60 | X | D | N | N | 85015100 | 1 |  | 3.002 | KG | 1540.13 | 1540.13 | MC05 | MC05 | SIMOTICS S Synchronous servo motor 1FK7 Compact 1.1Nm, 100K, 6000rpm 0.50kW, Naturally cooled IM B5 (IM V1, IM V3) power/signal connectors Connector can be rotated by 270Â° INCREM. ENCODER, SIN/COS 1 VPP 2048 P/REV (ENCODER I-2048); PLAIN SHAFT, TOLERANCE N; WITH HOLDING BRAKE DEGREE OF PROTECTION IP65 AS FLANGE IP67; PAINT FINISH RAL7016 | - | 0 | 0
1FK7032-5AK71-1AH8 |  | 1FK7032-5AK71-1AH8 | 1 | UN | 1 | 60 | X | D | N | N | 85015100 | 1 |  | 3.002 | KG | 1621.34 | 1621.34 | MC05 | MC05 | SIMOTICS S Synchronous servo motor 1FK7 Compact 1.1Nm, 100K, 6000rpm 0.50kW, Naturally cooled IM B5 (IM V1, IM V3) power/signal connectors Connector can be rotated by 270Â° INCREM. ENCODER, SIN/COS 1 VPP 2048 P/REV (ENCODER I-2048); PLAIN SHAFT, TOLERANCE N; WITH HOLDING BRAKE DEGREE OF PROTECTION IP65 IP67 D-END FLANGE; RAL7016 COATING; METALLIC RATING PLATE AT MOTOR | - | 0 | 0
1FK7032-5AK71-1DA0 |  | 1FK7032-5AK71-1DA0 | 1 | UN | 1 | 60 | X | D | N | N | 85015100 | 1 |  | 2.703 | KG | 1517.38 | 1517.38 | MC05 | MC05 | SIMOTICS S Synchronous servo motor 1FK7 Compact 1.1Nm, 100K, 6000rpm 0.50kW, Naturally cooled IM B5 (IM V1, IM V3) power/signal connectors Connector can be rotated by 270Â° INCREMENTAL ENCODER 2048 P/REV (ENCODER I-2048) WITH DRIVE-CLIQ INTERFACE; SHAFT WITH FITTED KEY, TOLERANCE N; W/O HOLDING BRAKE DEGREE OF PROTECTION IP64 | - | 0 | 0
1FK7032-5AK71-1DA2 |  | 1FK7032-5AK71-1DA2 | 1 | UN | 1 | 60 | X | D | N | N | 85015100 | 1 |  | 2.703 | KG | 1593.35 | 1593.35 | MC05 | MC05 | SIMOTICS S Synchronous servo motor 1FK7 Compact 1.1Nm, 100K, 6000rpm 0.50kW, Naturally cooled IM B5 (IM V1, IM V3) power/signal connectors Connector can be rotated by 270Â° INCREMENTAL ENCODER 2048 P/REV (ENCODER I-2048) WITH DRIVE-CLIQ INTERFACE; SHAFT WITH FITTED KEY, TOLERANCE N; W/O HOLDING BRAKE DEGREE OF PROTECTION IP65 FLANGE ON DRIVE END IP67 | - | 0 | 0
1FK7032-5AK71-1DA3 |  | 1FK7032-5AK71-1DA3 | 1 | UN | 1 | 60 | X | D | N | N | 85015100 | 1 |  | 2.703 | KG | 1554.19 | 1554.19 | MC05 | MC05 | SIMOTICS S Synchronous servo motor 1FK7 Compact 1.1Nm, 100K, 6000rpm 0.50kW, Naturally cooled IM B5 (IM V1, IM V3) power/signal connectors Connector can be rotated by 270Â° INCREMENTAL ENCODER 2048 P/REV (ENCODER I-2048) WITH DRIVE-CLIQ INTERFACE; SHAFT WITH FITTED KEY, TOLERANCE N; W/O HOLDING BRAKE DEGREE OF PROTECTION IP64; PAINT FINISH RAL7016 | - | 0 | 0
1FK7032-5AK71-1DA5 |  | 1FK7032-5AK71-1DA5 | 1 | UN | 1 | 60 | X | D | N | N | 85015100 | 1 |  | 2.703 | KG | 1630.14 | 1630.14 | MC05 | MC05 | SIMOTICS S Synchronous servo motor 1FK7 Compact 1.1Nm, 100K, 6000rpm 0.50kW, Naturally cooled IM B5 (IM V1, IM V3) power/signal connectors Connector can be rotated by 270Â° INCREMENTAL ENCODER 2048 P/REV (ENCODER I-2048) WITH DRIVE-CLIQ INTERFACE; SHAFT WITH FITTED KEY, TOLERANCE N; W/O HOLDING BRAKE DEGREE OF PROTECTION IP65 AS FLANGE IP67; PAINT FINISH RAL7016 | - | 0 | 0
1FK7032-5AK71-1DA8 |  | 1FK7032-5AK71-1DA8 | 1 | UN | 1 | 60 | X | D | N | N | 85015100 | 1 |  | 2.703 | KG | 1711.35 | 1711.35 | MC05 | MC05 | SIMOTICS S Synchronous servo motor 1FK7 Compact 1.1Nm, 100K, 6000rpm 0.50kW, Naturally cooled IM B5 (IM V1, IM V3) power/signal connectors Connector can be rotated by 270Â° INCREMENTAL ENCODER 2048 P/REV (ENCODER I-2048) WITH DRIVE-CLIQ INTERFACE; SHAFT WITH FITTED KEY, TOLERANCE N; W/O HOLDING BRAKE DEGREE OF PROTECTION IP65 IP67 D-END FLANGE; RAL7016 COATING; METALLIC RATING PLATE AT MOTOR | - | 0 | 0
1FK7032-5AK71-1DB0 |  | 1FK7032-5AK71-1DB0 | 1 | UN | 1 | 60 | X | D | N | N | 85015100 | 1 |  | 3.002 | KG | 1695.15 | 1695.15 | MC05 | MC05 | SIMOTICS S Synchronous servo motor 1FK7 Compact 1.1Nm, 100K, 6000rpm 0.50kW, Naturally cooled IM B5 (IM V1, IM V3) power/signal connectors Connector can be rotated by 270Â° INCREMENTAL ENCODER 2048 P/REV (ENCODER I-2048) WITH DRIVE-CLIQ INTERFACE; SHAFT WITH FITTED KEY, TOLERANCE N; WITH HOLDING BRAKE DEGREE OF PROTECTION IP64 | - | 0 | 0
1FK7032-5AK71-1DB2 |  | 1FK7032-5AK71-1DB2 | 1 | UN | 1 | 60 | X | D | N | N | 85015100 | 1 |  | 3.002 | KG | 1771.12 | 1771.12 | MC05 | MC05 | SIMOTICS S Synchronous servo motor 1FK7 Compact 1.1Nm, 100K, 6000rpm 0.50kW, Naturally cooled IM B5 (IM V1, IM V3) power/signal connectors Connector can be rotated by 270Â° INCREMENTAL ENCODER 2048 P/REV (ENCODER I-2048) WITH DRIVE-CLIQ INTERFACE; SHAFT WITH FITTED KEY, TOLERANCE N; WITH HOLDING BRAKE DEGREE OF PROTECTION IP65 FLANGE ON DRIVE END IP67 | - | 0 | 0
1FK7032-5AK71-1DB3 |  | 1FK7032-5AK71-1DB3 | 1 | UN | 1 | 60 | X | D | N | N | 85015100 | 1 |  | 3.002 | KG | 1731.96 | 1731.96 | MC05 | MC05 | SIMOTICS S Synchronous servo motor 1FK7 Compact 1.1Nm, 100K, 6000rpm 0.50kW, Naturally cooled IM B5 (IM V1, IM V3) power/signal connectors Connector can be rotated by 270Â° INCREMENTAL ENCODER 2048 P/REV (ENCODER I-2048) WITH DRIVE-CLIQ INTERFACE; SHAFT WITH FITTED KEY, TOLERANCE N; WITH HOLDING BRAKE DEGREE OF PROTECTION IP64; PAINT FINISH RAL7016 | - | 0 | 0
1FK7032-5AK71-1DB5 |  | 1FK7032-5AK71-1DB5 | 1 | UN | 1 | 60 | X | D | N | N | 85015100 | 1 |  | 3.002 | KG | 1807.91 | 1807.91 | MC05 | MC05 | SIMOTICS S Synchronous servo motor 1FK7 Compact 1.1Nm, 100K, 6000rpm 0.50kW, Naturally cooled IM B5 (IM V1, IM V3) power/signal connectors Connector can be rotated by 270Â° INCREMENTAL ENCODER 2048 P/REV (ENCODER I-2048) WITH DRIVE-CLIQ INTERFACE; SHAFT WITH FITTED KEY, TOLERANCE N; WITH HOLDING BRAKE DEGREE OF PROTECTION IP65 AS FLANGE IP67; PAINT FINISH RAL7016 | - | 0 | 0
1FK7032-5AK71-1DB8 |  | 1FK7032-5AK71-1DB8 | 1 | UN | 1 | 60 | X | D | N | N | 85015100 | 1 |  | 3.002 | KG | 1889.12 | 1889.12 | MC05 | MC05 | SIMOTICS S Synchronous servo motor 1FK7 Compact 1.1Nm, 100K, 6000rpm 0.50kW, Naturally cooled IM B5 (IM V1, IM V3) power/signal connectors Connector can be rotated by 270Â° INCREMENTAL ENCODER 2048 P/REV (ENCODER I-2048) WITH DRIVE-CLIQ INTERFACE; SHAFT WITH FITTED KEY, TOLERANCE N; WITH HOLDING BRAKE DEGREE OF PROTECTION IP65 IP67 D-END FLANGE; RAL7016 COATING; METALLIC RATING PLATE AT MOTOR | - | 0 | 0
1FK7032-5AK71-1DG0 |  | 1FK7032-5AK71-1DG0 | 1 | UN | 1 | 60 | X | D | N | N | 85015100 | 1 |  | 2.703 | KG | 1447.33 | 1447.33 | MC05 | MC05 | SIMOTICS S Synchronous servo motor 1FK7 Compact 1.1Nm, 100K, 6000rpm 0.50kW, Naturally cooled IM B5 (IM V1, IM V3) power/signal connectors Connector can be rotated by 270Â° INCREMENTAL ENCODER 2048 P/REV (ENCODER I-2048) WITH DRIVE-CLIQ INTERFACE; PLAIN SHAFT, TOLERANCE N; W/O HOLDING BRAKE DEGREE OF PROTECTION IP64 | - | 0 | 0
1FK7032-5AK71-1DG2 |  | 1FK7032-5AK71-1DG2 | 1 | UN | 1 | 60 | X | D | N | N | 85015100 | 1 |  | 2.703 | KG | 1523.3 | 1523.3 | MC05 | MC05 | SIMOTICS S Synchronous servo motor 1FK7 Compact 1.1Nm, 100K, 6000rpm 0.50kW, Naturally cooled IM B5 (IM V1, IM V3) power/signal connectors Connector can be rotated by 270Â° INCREMENTAL ENCODER 2048 P/REV (ENCODER I-2048) WITH DRIVE-CLIQ INTERFACE; PLAIN SHAFT, TOLERANCE N; W/O HOLDING BRAKE DEGREE OF PROTECTION IP65 FLANGE ON DRIVE END IP67 | - | 0 | 0
1FK7032-5AK71-1DG3 |  | 1FK7032-5AK71-1DG3 | 1 | UN | 1 | 60 | X | D | N | N | 85015100 | 1 |  | 2.703 | KG | 1484.14 | 1484.14 | MC05 | MC05 | SIMOTICS S Synchronous servo motor 1FK7 Compact 1.1Nm, 100K, 6000rpm 0.50kW, Naturally cooled IM B5 (IM V1, IM V3) power/signal connectors Connector can be rotated by 270Â° INCREMENTAL ENCODER 2048 P/REV (ENCODER I-2048) WITH DRIVE-CLIQ INTERFACE; PLAIN SHAFT, TOLERANCE N; W/O HOLDING BRAKE DEGREE OF PROTECTION IP64; PAINT FINISH RAL7016 | - | 0 | 0
1FK7032-5AK71-1DG5 |  | 1FK7032-5AK71-1DG5 | 1 | UN | 1 | 60 | X | D | N | N | 85015100 | 1 |  | 2.703 | KG | 1560.09 | 1560.09 | MC05 | MC05 | SIMOTICS S Synchronous servo motor 1FK7 Compact 1.1Nm, 100K, 6000rpm 0.50kW, Naturally cooled IM B5 (IM V1, IM V3) power/signal connectors Connector can be rotated by 270Â° INCREMENTAL ENCODER 2048 P/REV (ENCODER I-2048) WITH DRIVE-CLIQ INTERFACE; PLAIN SHAFT, TOLERANCE N; W/O HOLDING BRAKE DEGREE OF PROTECTION IP65 AS FLANGE IP67; PAINT FINISH RAL7016 | - | 0 | 0
1FK7032-5AK71-1DG8 |  | 1FK7032-5AK71-1DG8 | 1 | UN | 1 | 60 | X | D | N | N | 85015100 | 1 |  | 2.703 | KG | 1641.3 | 1641.3 | MC05 | MC05 | SIMOTICS S Synchronous servo motor 1FK7 Compact 1.1Nm, 100K, 6000rpm 0.50kW, Naturally cooled IM B5 (IM V1, IM V3) power/signal connectors Connector can be rotated by 270Â° INCREMENTAL ENCODER 2048 P/REV (ENCODER I-2048) WITH DRIVE-CLIQ INTERFACE; PLAIN SHAFT, TOLERANCE N; W/O HOLDING BRAKE DEGREE OF PROTECTION IP65 IP67 D-END FLANGE; RAL7016 COATING; METALLIC RATING PLATE AT MOTOR | - | 0 | 0
1FK7032-5AK71-1DH0 |  | 1FK7032-5AK71-1DH0 | 1 | UN | 1 | 60 | X | D | N | N | 85015100 | 1 |  | 3.002 | KG | 1623.16 | 1623.16 | MC05 | MC05 | SIMOTICS S Synchronous servo motor 1FK7 Compact 1.1Nm, 100K, 6000rpm 0.50kW, Naturally cooled IM B5 (IM V1, IM V3) power/signal connectors Connector can be rotated by 270Â° INCREMENTAL ENCODER 2048 P/REV (ENCODER I-2048) WITH DRIVE-CLIQ INTERFACE; PLAIN SHAFT, TOLERANCE N; WITH HOLDING BRAKE DEGREE OF PROTECTION IP64 | - | 0 | 0
1FK7032-5AK71-1DH2 |  | 1FK7032-5AK71-1DH2 | 1 | UN | 1 | 60 | X | D | N | N | 85015100 | 1 |  | 3.002 | KG | 1699.13 | 1699.13 | MC05 | MC05 | SIMOTICS S Synchronous servo motor 1FK7 Compact 1.1Nm, 100K, 6000rpm 0.50kW, Naturally cooled IM B5 (IM V1, IM V3) power/signal connectors Connector can be rotated by 270Â° INCREMENTAL ENCODER 2048 P/REV (ENCODER I-2048) WITH DRIVE-CLIQ INTERFACE; PLAIN SHAFT, TOLERANCE N; WITH HOLDING BRAKE DEGREE OF PROTECTION IP65 FLANGE ON DRIVE END IP67 | - | 0 | 0
1FK7032-5AK71-1DH3 |  | 1FK7032-5AK71-1DH3 | 1 | UN | 1 | 60 | X | D | N | N | 85015100 | 1 |  | 3.002 | KG | 1659.97 | 1659.97 | MC05 | MC05 | SIMOTICS S Synchronous servo motor 1FK7 Compact 1.1Nm, 100K, 6000rpm 0.50kW, Naturally cooled IM B5 (IM V1, IM V3) power/signal connectors Connector can be rotated by 270Â° INCREMENTAL ENCODER 2048 P/REV (ENCODER I-2048) WITH DRIVE-CLIQ INTERFACE; PLAIN SHAFT, TOLERANCE N; WITH HOLDING BRAKE DEGREE OF PROTECTION IP64; PAINT FINISH RAL7016 | - | 0 | 0
1FK7032-5AK71-1DH5 |  | 1FK7032-5AK71-1DH5 | 1 | UN | 1 | 60 | X | D | N | N | 85015100 | 1 |  | 3.002 | KG | 1735.92 | 1735.92 | MC05 | MC05 | SIMOTICS S Synchronous servo motor 1FK7 Compact 1.1Nm, 100K, 6000rpm 0.50kW, Naturally cooled IM B5 (IM V1, IM V3) power/signal connectors Connector can be rotated by 270Â° INCREMENTAL ENCODER 2048 P/REV (ENCODER I-2048) WITH DRIVE-CLIQ INTERFACE; PLAIN SHAFT, TOLERANCE N; WITH HOLDING BRAKE DEGREE OF PROTECTION IP65 AS FLANGE IP67; PAINT FINISH RAL7016 | - | 0 | 0
1FK7032-5AK71-1DH8 |  | 1FK7032-5AK71-1DH8 | 1 | UN | 1 | 60 | X | D | N | N | 85015100 | 1 |  | 3.002 | KG | 1817.13 | 1817.13 | MC05 | MC05 | SIMOTICS S Synchronous servo motor 1FK7 Compact 1.1Nm, 100K, 6000rpm 0.50kW, Naturally cooled IM B5 (IM V1, IM V3) power/signal connectors Connector can be rotated by 270Â° INCREMENTAL ENCODER 2048 P/REV (ENCODER I-2048) WITH DRIVE-CLIQ INTERFACE; PLAIN SHAFT, TOLERANCE N; WITH HOLDING BRAKE DEGREE OF PROTECTION IP65 IP67 D-END FLANGE; RAL7016 COATING; METALLIC RATING PLATE AT MOTOR | - | 0 | 0
1FK7032-5AK71-1HA0 |  | 1FK7032-5AK71-1HA0 | 1 | UN | 1 | 60 | X | D | N | N | 85015100 | 1 |  | 2.703 | KG | 1623.35 | 1623.35 | MC05 | MC05 | SIMOTICS S Synchronous servo motor 1FK7 Compact 1.1Nm, 100K, 6000rpm 0.50kW, Naturally cooled IM B5 (IM V1, IM V3) power/signal connectors Connector can be rotated by 270Â° ABSOLUTE ENCODER 512 P/REV (ENCODER A-512); PERFORMANCE REDUCTION BY 10% DUE TO ABSOLUTE ENCODER; SHAFT WITH FITTED KEY, TOLERANCE N; W/O HOLDING BRAKE DEGREE OF PROTECTION IP64 | - | 0 | 0
1FK7032-5AK71-1HA2 |  | 1FK7032-5AK71-1HA2 | 1 | UN | 1 | 60 | X | D | N | N | 85015100 | 1 |  | 2.703 | KG | 1699.32 | 1699.32 | MC05 | MC05 | SIMOTICS S Synchronous servo motor 1FK7 Compact 1.1Nm, 100K, 6000rpm 0.50kW, Naturally cooled IM B5 (IM V1, IM V3) power/signal connectors Connector can be rotated by 270Â° ABSOLUTE ENCODER 512 P/REV (ENCODER A-512); PERFORMANCE REDUCTION BY 10% DUE TO ABSOLUTE ENCODER; SHAFT WITH FITTED KEY, TOLERANCE N; W/O HOLDING BRAKE DEGREE OF PROTECTION IP65 FLANGE ON DRIVE END IP67 | - | 0 | 0
1FK7032-5AK71-1HA3 |  | 1FK7032-5AK71-1HA3 | 1 | UN | 1 | 60 | X | D | N | N | 85015100 | 1 |  | 2.703 | KG | 1660.16 | 1660.16 | MC05 | MC05 | SIMOTICS S Synchronous servo motor 1FK7 Compact 1.1Nm, 100K, 6000rpm 0.50kW, Naturally cooled IM B5 (IM V1, IM V3) power/signal connectors Connector can be rotated by 270Â° ABSOLUTE ENCODER 512 P/REV (ENCODER A-512); PERFORMANCE REDUCTION BY 10% DUE TO ABSOLUTE ENCODER; SHAFT WITH FITTED KEY, TOLERANCE N; W/O HOLDING BRAKE DEGREE OF PROTECTION IP64; PAINT FINISH RAL7016 | - | 0 | 0
1FK7032-5AK71-1HA5 |  | 1FK7032-5AK71-1HA5 | 1 | UN | 1 | 60 | X | D | N | N | 85015100 | 1 |  | 2.703 | KG | 1736.11 | 1736.11 | MC05 | MC05 | SIMOTICS S Synchronous servo motor 1FK7 Compact 1.1Nm, 100K, 6000rpm 0.50kW, Naturally cooled IM B5 (IM V1, IM V3) power/signal connectors Connector can be rotated by 270Â° ABSOLUTE ENCODER 512 P/REV (ENCODER A-512); PERFORMANCE REDUCTION BY 10% DUE TO ABSOLUTE ENCODER; SHAFT WITH FITTED KEY, TOLERANCE N; W/O HOLDING BRAKE DEGREE OF PROTECTION IP65 AS FLANGE IP67; PAINT FINISH RAL7016 | - | 0 | 0
1FK7032-5AK71-1HA8 |  | 1FK7032-5AK71-1HA8 | 1 | UN | 1 | 60 | X | D | N | N | 85015100 | 1 |  | 2.703 | KG | 1817.32 | 1817.32 | MC05 | MC05 | SIMOTICS S Synchronous servo motor 1FK7 Compact 1.1Nm, 100K, 6000rpm 0.50kW, Naturally cooled IM B5 (IM V1, IM V3) power/signal connectors Connector can be rotated by 270Â° ABSOLUTE ENCODER 512 P/REV (ENCODER A-512); PERFORMANCE REDUCTION BY 10% DUE TO ABSOLUTE ENCODER; SHAFT WITH FITTED KEY, TOLERANCE N; W/O HOLDING BRAKE DEGREE OF PROTECTION IP65 IP67 D-END FLANGE; RAL7016 COATING; METALLIC RATING PLATE AT MOTOR | - | 0 | 0
1FK7032-5AK71-1HB0 |  | 1FK7032-5AK71-1HB0 | 1 | UN | 1 | 60 | X | D | N | N | 85015100 | 1 | 4025515015925 | 3.002 | KG | 1801.12 | 1801.12 | MC05 | MC05 | SIMOTICS S Synchronous servo motor 1FK7 Compact 1.1Nm, 100K, 6000rpm 0.50kW, Naturally cooled IM B5 (IM V1, IM V3) power/signal connectors Connector can be rotated by 270Â° ABSOLUTE ENCODER 512 P/REV (ENCODER A-512); PERFORMANCE REDUCTION BY 10% DUE TO ABSOLUTE ENCODER; SHAFT WITH FITTED KEY, TOLERANCE N; WITH HOLDING BRAKE DEGREE OF PROTECTION IP64 | - | 0 | 7
1FK7032-5AK71-1HB2 |  | 1FK7032-5AK71-1HB2 | 1 | UN | 1 | 60 | X | D | N | N | 85015100 | 1 |  | 3.002 | KG | 1877.09 | 1877.09 | MC05 | MC05 | SIMOTICS S Synchronous servo motor 1FK7 Compact 1.1Nm, 100K, 6000rpm 0.50kW, Naturally cooled IM B5 (IM V1, IM V3) power/signal connectors Connector can be rotated by 270Â° ABSOLUTE ENCODER 512 P/REV (ENCODER A-512); PERFORMANCE REDUCTION BY 10% DUE TO ABSOLUTE ENCODER; SHAFT WITH FITTED KEY, TOLERANCE N; WITH HOLDING BRAKE DEGREE OF PROTECTION IP65 FLANGE ON DRIVE END IP67 | - | 0 | 0
1FK7032-5AK71-1HB3 |  | 1FK7032-5AK71-1HB3 | 1 | UN | 1 | 60 | X | D | N | N | 85015100 | 1 |  | 3.002 | KG | 1837.93 | 1837.93 | MC05 | MC05 | SIMOTICS S Synchronous servo motor 1FK7 Compact 1.1Nm, 100K, 6000rpm 0.50kW, Naturally cooled IM B5 (IM V1, IM V3) power/signal connectors Connector can be rotated by 270Â° ABSOLUTE ENCODER 512 P/REV (ENCODER A-512); PERFORMANCE REDUCTION BY 10% DUE TO ABSOLUTE ENCODER; SHAFT WITH FITTED KEY, TOLERANCE N; WITH HOLDING BRAKE DEGREE OF PROTECTION IP64; PAINT FINISH RAL7016 | - | 0 | 0
1FK7032-5AK71-1HB5 |  | 1FK7032-5AK71-1HB5 | 1 | UN | 1 | 60 | X | D | N | N | 85015100 | 1 |  | 3.002 | KG | 1913.88 | 1913.88 | MC05 | MC05 | SIMOTICS S Synchronous servo motor 1FK7 Compact 1.1Nm, 100K, 6000rpm 0.50kW, Naturally cooled IM B5 (IM V1, IM V3) power/signal connectors Connector can be rotated by 270Â° ABSOLUTE ENCODER 512 P/REV (ENCODER A-512); PERFORMANCE REDUCTION BY 10% DUE TO ABSOLUTE ENCODER; SHAFT WITH FITTED KEY, TOLERANCE N; WITH HOLDING BRAKE DEGREE OF PROTECTION IP65 AS FLANGE IP67; PAINT FINISH RAL7016 | - | 0 | 0
1FK7032-5AK71-1HB8 |  | 1FK7032-5AK71-1HB8 | 1 | UN | 1 | 60 | X | D | N | N | 85015100 | 1 |  | 3.002 | KG | 1995.09 | 1995.09 | MC05 | MC05 | SIMOTICS S Synchronous servo motor 1FK7 Compact 1.1Nm, 100K, 6000rpm 0.50kW, Naturally cooled IM B5 (IM V1, IM V3) power/signal connectors Connector can be rotated by 270Â° ABSOLUTE ENCODER 512 P/REV (ENCODER A-512); PERFORMANCE REDUCTION BY 10% DUE TO ABSOLUTE ENCODER; SHAFT WITH FITTED KEY, TOLERANCE N; WITH HOLDING BRAKE DEGREE OF PROTECTION IP65 IP67 D-END FLANGE; RAL7016 COATING; METALLIC RATING PLATE AT MOTOR | - | 0 | 0
1FK7032-5AK71-1HG0 |  | 1FK7032-5AK71-1HG0 | 1 | UN | 1 | 60 | X | D | N | N | 85015100 | 1 |  | 2.703 | KG | 1553.3 | 1553.3 | MC05 | MC05 | SIMOTICS S Synchronous servo motor 1FK7 Compact 1.1Nm, 100K, 6000rpm 0.50kW, Naturally cooled IM B5 (IM V1, IM V3) power/signal connectors Connector can be rotated by 270Â° ABSOLUTE ENCODER 512 P/REV (ENCODER A-512); PERFORMANCE REDUCTION BY 10% DUE TO ABSOLUTE ENCODER; PLAIN SHAFT, TOLERANCE N; W/O HOLDING BRAKE DEGREE OF PROTECTION IP64 | - | 0 | 0
1FK7032-5AK71-1HG2 |  | 1FK7032-5AK71-1HG2 | 1 | UN | 1 | 60 | X | D | N | N | 85015100 | 1 |  | 2.703 | KG | 1629.27 | 1629.27 | MC05 | MC05 | SIMOTICS S Synchronous servo motor 1FK7 Compact 1.1Nm, 100K, 6000rpm 0.50kW, Naturally cooled IM B5 (IM V1, IM V3) power/signal connectors Connector can be rotated by 270Â° ABSOLUTE ENCODER 512 P/REV (ENCODER A-512); PERFORMANCE REDUCTION BY 10% DUE TO ABSOLUTE ENCODER; PLAIN SHAFT, TOLERANCE N; W/O HOLDING BRAKE DEGREE OF PROTECTION IP65 FLANGE ON DRIVE END IP67 | - | 0 | 0
1FK7032-5AK71-1HG3 |  | 1FK7032-5AK71-1HG3 | 1 | UN | 1 | 60 | X | D | N | N | 85015100 | 1 |  | 2.703 | KG | 1590.11 | 1590.11 | MC05 | MC05 | SIMOTICS S Synchronous servo motor 1FK7 Compact 1.1Nm, 100K, 6000rpm 0.50kW, Naturally cooled IM B5 (IM V1, IM V3) power/signal connectors Connector can be rotated by 270Â° ABSOLUTE ENCODER 512 P/REV (ENCODER A-512); PERFORMANCE REDUCTION BY 10% DUE TO ABSOLUTE ENCODER; PLAIN SHAFT, TOLERANCE N; W/O HOLDING BRAKE DEGREE OF PROTECTION IP64; PAINT FINISH RAL7016 | - | 0 | 0
1FK7032-5AK71-1HG5 |  | 1FK7032-5AK71-1HG5 | 1 | UN | 1 | 60 | X | D | N | N | 85015100 | 1 |  | 2.703 | KG | 1666.06 | 1666.06 | MC05 | MC05 | SIMOTICS S Synchronous servo motor 1FK7 Compact 1.1Nm, 100K, 6000rpm 0.50kW, Naturally cooled IM B5 (IM V1, IM V3) power/signal connectors Connector can be rotated by 270Â° ABSOLUTE ENCODER 512 P/REV (ENCODER A-512); PERFORMANCE REDUCTION BY 10% DUE TO ABSOLUTE ENCODER; PLAIN SHAFT, TOLERANCE N; W/O HOLDING BRAKE DEGREE OF PROTECTION IP65 AS FLANGE IP67; PAINT FINISH RAL7016 | - | 0 | 0
1FK7032-5AK71-1HG8 |  | 1FK7032-5AK71-1HG8 | 1 | UN | 1 | 60 | X | D | N | N | 85015100 | 1 |  | 2.703 | KG | 1747.27 | 1747.27 | MC05 | MC05 | SIMOTICS S Synchronous servo motor 1FK7 Compact 1.1Nm, 100K, 6000rpm 0.50kW, Naturally cooled IM B5 (IM V1, IM V3) power/signal connectors Connector can be rotated by 270Â° ABSOLUTE ENCODER 512 P/REV (ENCODER A-512); PERFORMANCE REDUCTION BY 10% DUE TO ABSOLUTE ENCODER; PLAIN SHAFT, TOLERANCE N; W/O HOLDING BRAKE DEGREE OF PROTECTION IP65 IP67 D-END FLANGE; RAL7016 COATING; METALLIC RATING PLATE AT MOTOR | - | 0 | 0
1FK7032-5AK71-1HH0 |  | 1FK7032-5AK71-1HH0 | 1 | UN | 1 | 60 | X | D | N | N | 85015100 | 1 | 4025515015932 | 3.002 | KG | 1729.13 | 1729.13 | MC05 | MC05 | SIMOTICS S Synchronous servo motor 1FK7 Compact 1.1Nm, 100K, 6000rpm 0.50kW, Naturally cooled IM B5 (IM V1, IM V3) power/signal connectors Connector can be rotated by 270Â° ABSOLUTE ENCODER 512 P/REV (ENCODER A-512); PERFORMANCE REDUCTION BY 10% DUE TO ABSOLUTE ENCODER; PLAIN SHAFT, TOLERANCE N; WITH HOLDING BRAKE DEGREE OF PROTECTION IP64 | - | 0 | 7
1FK7032-5AK71-1HH2 |  | 1FK7032-5AK71-1HH2 | 1 | UN | 1 | 60 | X | D | N | N | 85015100 | 1 |  | 3.002 | KG | 1805.1 | 1805.1 | MC05 | MC05 | SIMOTICS S Synchronous servo motor 1FK7 Compact 1.1Nm, 100K, 6000rpm 0.50kW, Naturally cooled IM B5 (IM V1, IM V3) power/signal connectors Connector can be rotated by 270Â° ABSOLUTE ENCODER 512 P/REV (ENCODER A-512); PERFORMANCE REDUCTION BY 10% DUE TO ABSOLUTE ENCODER; PLAIN SHAFT, TOLERANCE N; WITH HOLDING BRAKE DEGREE OF PROTECTION IP65 FLANGE ON DRIVE END IP67 | - | 0 | 0
1FK7032-5AK71-1HH3 |  | 1FK7032-5AK71-1HH3 | 1 | UN | 1 | 60 | X | D | N | N | 85015100 | 1 |  | 3.002 | KG | 1765.94 | 1765.94 | MC05 | MC05 | SIMOTICS S Synchronous servo motor 1FK7 Compact 1.1Nm, 100K, 6000rpm 0.50kW, Naturally cooled IM B5 (IM V1, IM V3) power/signal connectors Connector can be rotated by 270Â° ABSOLUTE ENCODER 512 P/REV (ENCODER A-512); PERFORMANCE REDUCTION BY 10% DUE TO ABSOLUTE ENCODER; PLAIN SHAFT, TOLERANCE N; WITH HOLDING BRAKE DEGREE OF PROTECTION IP64; PAINT FINISH RAL7016 | - | 0 | 0
1FK7032-5AK71-1HH5 |  | 1FK7032-5AK71-1HH5 | 1 | UN | 1 | 60 | X | D | N | N | 85015100 | 1 |  | 3.002 | KG | 1841.89 | 1841.89 | MC05 | MC05 | SIMOTICS S Synchronous servo motor 1FK7 Compact 1.1Nm, 100K, 6000rpm 0.50kW, Naturally cooled IM B5 (IM V1, IM V3) power/signal connectors Connector can be rotated by 270Â° ABSOLUTE ENCODER 512 P/REV (ENCODER A-512); PERFORMANCE REDUCTION BY 10% DUE TO ABSOLUTE ENCODER; PLAIN SHAFT, TOLERANCE N; WITH HOLDING BRAKE DEGREE OF PROTECTION IP65 AS FLANGE IP67; PAINT FINISH RAL7016 | - | 0 | 0
1FK7032-5AK71-1HH8 |  | 1FK7032-5AK71-1HH8 | 1 | UN | 1 | 60 | X | D | N | N | 85015100 | 1 |  | 3.002 | KG | 1923.1 | 1923.1 | MC05 | MC05 | SIMOTICS S Synchronous servo motor 1FK7 Compact 1.1Nm, 100K, 6000rpm 0.50kW, Naturally cooled IM B5 (IM V1, IM V3) power/signal connectors Connector can be rotated by 270Â° ABSOLUTE ENCODER 512 P/REV (ENCODER A-512); PERFORMANCE REDUCTION BY 10% DUE TO ABSOLUTE ENCODER; PLAIN SHAFT, TOLERANCE N; WITH HOLDING BRAKE DEGREE OF PROTECTION IP65 IP67 D-END FLANGE; RAL7016 COATING; METALLIC RATING PLATE AT MOTOR | - | 0 | 0
1FK7032-5AK71-1JA0 |  | 1FK7032-5AK71-1JA0 | 1 | UN | 1 | 60 | X | D | N | N | 85015100 | 1 |  | 2.703 | KG | 1202.47 | 1202.47 | MC05 | MC05 | SIMOTICS S Synchronous servo motor 1FK7 Compact 1.1Nm, 100K, 6000rpm 0.50kW, Naturally cooled IM B5 (IM V1, IM V3) power/signal connectors Connector can be rotated by 270Â° ABSOLUTE ENCODER 16 S/R (ENCODER A-16); PERFORMANCE REDUCTION BY 10% DUE TO ABSOLUTE ENCODER; SHAFT WITH FITTED KEY, TOLERANCE N; W/O HOLDING BRAKE DEGREE OF PROTECTION IP64 | - | 0 | 0
1FK7032-5AK71-1JA2 |  | 1FK7032-5AK71-1JA2 | 1 | UN | 1 | 60 | X | D | N | N | 85015100 | 1 |  | 2.703 | KG | 1278.44 | 1278.44 | MC05 | MC05 | SIMOTICS S Synchronous servo motor 1FK7 Compact 1.1Nm, 100K, 6000rpm 0.50kW, Naturally cooled IM B5 (IM V1, IM V3) power/signal connectors Connector can be rotated by 270Â° ABSOLUTE ENCODER 16 S/R (ENCODER A-16); PERFORMANCE REDUCTION BY 10% DUE TO ABSOLUTE ENCODER; SHAFT WITH FITTED KEY, TOLERANCE N; W/O HOLDING BRAKE DEGREE OF PROTECTION IP65 FLANGE ON DRIVE END IP67 | - | 0 | 0
1FK7032-5AK71-1JA3 |  | 1FK7032-5AK71-1JA3 | 1 | UN | 1 | 60 | X | D | N | N | 85015100 | 1 |  | 2.703 | KG | 1239.28 | 1239.28 | MC05 | MC05 | SIMOTICS S Synchronous servo motor 1FK7 Compact 1.1Nm, 100K, 6000rpm 0.50kW, Naturally cooled IM B5 (IM V1, IM V3) power/signal connectors Connector can be rotated by 270Â° ABSOLUTE ENCODER 16 S/R (ENCODER A-16); PERFORMANCE REDUCTION BY 10% DUE TO ABSOLUTE ENCODER; SHAFT WITH FITTED KEY, TOLERANCE N; W/O HOLDING BRAKE DEGREE OF PROTECTION IP64; PAINT FINISH RAL7016 | - | 0 | 0
1FK7032-5AK71-1JA5 |  | 1FK7032-5AK71-1JA5 | 1 | UN | 1 | 60 | X | D | N | N | 85015100 | 1 |  | 2.703 | KG | 1315.23 | 1315.23 | MC05 | MC05 | SIMOTICS S Synchronous servo motor 1FK7 Compact 1.1Nm, 100K, 6000rpm 0.50kW, Naturally cooled IM B5 (IM V1, IM V3) power/signal connectors Connector can be rotated by 270Â° ABSOLUTE ENCODER 16 S/R (ENCODER A-16); PERFORMANCE REDUCTION BY 10% DUE TO ABSOLUTE ENCODER; SHAFT WITH FITTED KEY, TOLERANCE N; W/O HOLDING BRAKE DEGREE OF PROTECTION IP65 AS FLANGE IP67; PAINT FINISH RAL7016 | - | 0 | 0
1FK7032-5AK71-1JA8 |  | 1FK7032-5AK71-1JA8 | 1 | UN | 1 | 60 | X | D | N | N | 85015100 | 1 |  | 2.703 | KG | 1396.44 | 1396.44 | MC05 | MC05 | SIMOTICS S Synchronous servo motor 1FK7 Compact 1.1Nm, 100K, 6000rpm 0.50kW, Naturally cooled IM B5 (IM V1, IM V3) power/signal connectors Connector can be rotated by 270Â° ABSOLUTE ENCODER 16 S/R (ENCODER A-16); PERFORMANCE REDUCTION BY 10% DUE TO ABSOLUTE ENCODER; SHAFT WITH FITTED KEY, TOLERANCE N; W/O HOLDING BRAKE DEGREE OF PROTECTION IP65 IP67 D-END FLANGE; RAL7016 COATING; METALLIC RATING PLATE AT MOTOR | - | 0 | 0
1FK7032-5AK71-1JB0 |  | 1FK7032-5AK71-1JB0 | 1 | UN | 1 | 60 | X | D | N | N | 85015100 | 1 |  | 3.002 | KG | 1380.24 | 1380.24 | MC05 | MC05 | SIMOTICS S Synchronous servo motor 1FK7 Compact 1.1Nm, 100K, 6000rpm 0.50kW, Naturally cooled IM B5 (IM V1, IM V3) power/signal connectors Connector can be rotated by 270Â° ABSOLUTE ENCODER 16 S/R (ENCODER A-16); PERFORMANCE REDUCTION BY 10% DUE TO ABSOLUTE ENCODER; SHAFT WITH FITTED KEY, TOLERANCE N; WITH HOLDING BRAKE DEGREE OF PROTECTION IP64 | - | 0 | 0
1FK7032-5AK71-1JB2 |  | 1FK7032-5AK71-1JB2 | 1 | UN | 1 | 60 | X | D | N | N | 85015100 | 1 |  | 3.002 | KG | 1456.21 | 1456.21 | MC05 | MC05 | SIMOTICS S Synchronous servo motor 1FK7 Compact 1.1Nm, 100K, 6000rpm 0.50kW, Naturally cooled IM B5 (IM V1, IM V3) power/signal connectors Connector can be rotated by 270Â° ABSOLUTE ENCODER 16 S/R (ENCODER A-16); PERFORMANCE REDUCTION BY 10% DUE TO ABSOLUTE ENCODER; SHAFT WITH FITTED KEY, TOLERANCE N; WITH HOLDING BRAKE DEGREE OF PROTECTION IP65 FLANGE ON DRIVE END IP67 | - | 0 | 0
1FK7032-5AK71-1JB3 |  | 1FK7032-5AK71-1JB3 | 1 | UN | 1 | 60 | X | D | N | N | 85015100 | 1 |  | 3.002 | KG | 1417.05 | 1417.05 | MC05 | MC05 | SIMOTICS S Synchronous servo motor 1FK7 Compact 1.1Nm, 100K, 6000rpm 0.50kW, Naturally cooled IM B5 (IM V1, IM V3) power/signal connectors Connector can be rotated by 270Â° ABSOLUTE ENCODER 16 S/R (ENCODER A-16); PERFORMANCE REDUCTION BY 10% DUE TO ABSOLUTE ENCODER; SHAFT WITH FITTED KEY, TOLERANCE N; WITH HOLDING BRAKE DEGREE OF PROTECTION IP64; PAINT FINISH RAL7016 | - | 0 | 0
1FK7032-5AK71-1JB5 |  | 1FK7032-5AK71-1JB5 | 1 | UN | 1 | 60 | X | D | N | N | 85015100 | 1 |  | 3.002 | KG | 1493 | 1493 | MC05 | MC05 | SIMOTICS S Synchronous servo motor 1FK7 Compact 1.1Nm, 100K, 6000rpm 0.50kW, Naturally cooled IM B5 (IM V1, IM V3) power/signal connectors Connector can be rotated by 270Â° ABSOLUTE ENCODER 16 S/R (ENCODER A-16); PERFORMANCE REDUCTION BY 10% DUE TO ABSOLUTE ENCODER; SHAFT WITH FITTED KEY, TOLERANCE N; WITH HOLDING BRAKE DEGREE OF PROTECTION IP65 AS FLANGE IP67; PAINT FINISH RAL7016 | - | 0 | 0
1FK7032-5AK71-1JB8 |  | 1FK7032-5AK71-1JB8 | 1 | UN | 1 | 60 | X | D | N | N | 85015100 | 1 |  | 3.002 | KG | 1574.21 | 1574.21 | MC05 | MC05 | SIMOTICS S Synchronous servo motor 1FK7 Compact 1.1Nm, 100K, 6000rpm 0.50kW, Naturally cooled IM B5 (IM V1, IM V3) power/signal connectors Connector can be rotated by 270Â° ABSOLUTE ENCODER 16 S/R (ENCODER A-16); PERFORMANCE REDUCTION BY 10% DUE TO ABSOLUTE ENCODER; SHAFT WITH FITTED KEY, TOLERANCE N; WITH HOLDING BRAKE DEGREE OF PROTECTION IP65 IP67 D-END FLANGE; RAL7016 COATING; METALLIC RATING PLATE AT MOTOR | - | 0 | 0
1FK7032-5AK71-1JG0 |  | 1FK7032-5AK71-1JG0 | 1 | UN | 1 | 60 | X | D | N | N | 85015100 | 1 |  | 2.703 | KG | 1132.42 | 1132.42 | MC05 | MC05 | SIMOTICS S Synchronous servo motor 1FK7 Compact 1.1Nm, 100K, 6000rpm 0.50kW, Naturally cooled IM B5 (IM V1, IM V3) power/signal connectors Connector can be rotated by 270Â° ABSOLUTE ENCODER 16 S/R (ENCODER A-16); PERFORMANCE REDUCTION BY 10% DUE TO ABSOLUTE ENCODER; PLAIN SHAFT, TOLERANCE N; W/O HOLDING BRAKE DEGREE OF PROTECTION IP64 | - | 0 | 0
1FK7032-5AK71-1JG2 |  | 1FK7032-5AK71-1JG2 | 1 | UN | 1 | 60 | X | D | N | N | 85015100 | 1 |  | 2.703 | KG | 1208.39 | 1208.39 | MC05 | MC05 | SIMOTICS S Synchronous servo motor 1FK7 Compact 1.1Nm, 100K, 6000rpm 0.50kW, Naturally cooled IM B5 (IM V1, IM V3) power/signal connectors Connector can be rotated by 270Â° ABSOLUTE ENCODER 16 S/R (ENCODER A-16); PERFORMANCE REDUCTION BY 10% DUE TO ABSOLUTE ENCODER; PLAIN SHAFT, TOLERANCE N; W/O HOLDING BRAKE DEGREE OF PROTECTION IP65 FLANGE ON DRIVE END IP67 | - | 0 | 0
1FK7032-5AK71-1JG3 |  | 1FK7032-5AK71-1JG3 | 1 | UN | 1 | 60 | X | D | N | N | 85015100 | 1 |  | 2.703 | KG | 1169.23 | 1169.23 | MC05 | MC05 | SIMOTICS S Synchronous servo motor 1FK7 Compact 1.1Nm, 100K, 6000rpm 0.50kW, Naturally cooled IM B5 (IM V1, IM V3) power/signal connectors Connector can be rotated by 270Â° ABSOLUTE ENCODER 16 S/R (ENCODER A-16); PERFORMANCE REDUCTION BY 10% DUE TO ABSOLUTE ENCODER; PLAIN SHAFT, TOLERANCE N; W/O HOLDING BRAKE DEGREE OF PROTECTION IP64; PAINT FINISH RAL7016 | - | 0 | 0
1FK7032-5AK71-1JG5 |  | 1FK7032-5AK71-1JG5 | 1 | UN | 1 | 60 | X | D | N | N | 85015100 | 1 |  | 2.703 | KG | 1245.18 | 1245.18 | MC05 | MC05 | SIMOTICS S Synchronous servo motor 1FK7 Compact 1.1Nm, 100K, 6000rpm 0.50kW, Naturally cooled IM B5 (IM V1, IM V3) power/signal connectors Connector can be rotated by 270Â° ABSOLUTE ENCODER 16 S/R (ENCODER A-16); PERFORMANCE REDUCTION BY 10% DUE TO ABSOLUTE ENCODER; PLAIN SHAFT, TOLERANCE N; W/O HOLDING BRAKE DEGREE OF PROTECTION IP65 AS FLANGE IP67; PAINT FINISH RAL7016 | - | 0 | 0
1FK7032-5AK71-1JG8 |  | 1FK7032-5AK71-1JG8 | 1 | UN | 1 | 60 | X | D | N | N | 85015100 | 1 |  | 2.703 | KG | 1326.39 | 1326.39 | MC05 | MC05 | SIMOTICS S Synchronous servo motor 1FK7 Compact 1.1Nm, 100K, 6000rpm 0.50kW, Naturally cooled IM B5 (IM V1, IM V3) power/signal connectors Connector can be rotated by 270Â° ABSOLUTE ENCODER 16 S/R (ENCODER A-16); PERFORMANCE REDUCTION BY 10% DUE TO ABSOLUTE ENCODER; PLAIN SHAFT, TOLERANCE N; W/O HOLDING BRAKE DEGREE OF PROTECTION IP65 IP67 D-END FLANGE; RAL7016 COATING; METALLIC RATING PLATE AT MOTOR | - | 0 | 0
1FK7032-5AK71-1JH0 |  | 1FK7032-5AK71-1JH0 | 1 | UN | 1 | 60 | X | D | N | N | 85015100 | 1 |  | 3.002 | KG | 1308.25 | 1308.25 | MC05 | MC05 | SIMOTICS S Synchronous servo motor 1FK7 Compact 1.1Nm, 100K, 6000rpm 0.50kW, Naturally cooled IM B5 (IM V1, IM V3) power/signal connectors Connector can be rotated by 270Â° ABSOLUTE ENCODER 16 S/R (ENCODER A-16); PERFORMANCE REDUCTION BY 10% DUE TO ABSOLUTE ENCODER; PLAIN SHAFT, TOLERANCE N; WITH HOLDING BRAKE DEGREE OF PROTECTION IP64 | - | 0 | 0
1FK7032-5AK71-1JH2 |  | 1FK7032-5AK71-1JH2 | 1 | UN | 1 | 60 | X | D | N | N | 85015100 | 1 |  | 3.002 | KG | 1384.22 | 1384.22 | MC05 | MC05 | SIMOTICS S Synchronous servo motor 1FK7 Compact 1.1Nm, 100K, 6000rpm 0.50kW, Naturally cooled IM B5 (IM V1, IM V3) power/signal connectors Connector can be rotated by 270Â° ABSOLUTE ENCODER 16 S/R (ENCODER A-16); PERFORMANCE REDUCTION BY 10% DUE TO ABSOLUTE ENCODER; PLAIN SHAFT, TOLERANCE N; WITH HOLDING BRAKE DEGREE OF PROTECTION IP65 FLANGE ON DRIVE END IP67 | - | 0 | 0
1FK7032-5AK71-1JH3 |  | 1FK7032-5AK71-1JH3 | 1 | UN | 1 | 60 | X | D | N | N | 85015100 | 1 |  | 3.002 | KG | 1345.06 | 1345.06 | MC05 | MC05 | SIMOTICS S Synchronous servo motor 1FK7 Compact 1.1Nm, 100K, 6000rpm 0.50kW, Naturally cooled IM B5 (IM V1, IM V3) power/signal connectors Connector can be rotated by 270Â° ABSOLUTE ENCODER 16 S/R (ENCODER A-16); PERFORMANCE REDUCTION BY 10% DUE TO ABSOLUTE ENCODER; PLAIN SHAFT, TOLERANCE N; WITH HOLDING BRAKE DEGREE OF PROTECTION IP64; PAINT FINISH RAL7016 | - | 0 | 0
1FK7032-5AK71-1JH5 |  | 1FK7032-5AK71-1JH5 | 1 | UN | 1 | 60 | X | D | N | N | 85015100 | 1 |  | 3.002 | KG | 1421.01 | 1421.01 | MC05 | MC05 | SIMOTICS S Synchronous servo motor 1FK7 Compact 1.1Nm, 100K, 6000rpm 0.50kW, Naturally cooled IM B5 (IM V1, IM V3) power/signal connectors Connector can be rotated by 270Â° ABSOLUTE ENCODER 16 S/R (ENCODER A-16); PERFORMANCE REDUCTION BY 10% DUE TO ABSOLUTE ENCODER; PLAIN SHAFT, TOLERANCE N; WITH HOLDING BRAKE DEGREE OF PROTECTION IP65 AS FLANGE IP67; PAINT FINISH RAL7016 | - | 0 | 0
1FK7032-5AK71-1JH8 |  | 1FK7032-5AK71-1JH8 | 1 | UN | 1 | 60 | X | D | N | N | 85015100 | 1 |  | 3.002 | KG | 1502.22 | 1502.22 | MC05 | MC05 | SIMOTICS S Synchronous servo motor 1FK7 Compact 1.1Nm, 100K, 6000rpm 0.50kW, Naturally cooled IM B5 (IM V1, IM V3) power/signal connectors Connector can be rotated by 270Â° ABSOLUTE ENCODER 16 S/R (ENCODER A-16); PERFORMANCE REDUCTION BY 10% DUE TO ABSOLUTE ENCODER; PLAIN SHAFT, TOLERANCE N; WITH HOLDING BRAKE DEGREE OF PROTECTION IP65 IP67 D-END FLANGE; RAL7016 COATING; METALLIC RATING PLATE AT MOTOR | - | 0 | 0
1FK7032-5AK71-1LA0 |  | 1FK7032-5AK71-1LA0 | 1 | UN | 1 | 60 | X | D | N | N | 85015100 | 1 |  | 2.703 | KG | 1817.3 | 1817.3 | MC05 | MC05 | SIMOTICS S Synchronous servo motor 1FK7 Compact 1.1Nm, 100K, 6000rpm 0.50kW, Naturally cooled IM B5 (IM V1, IM V3) power/signal connectors Connector can be rotated by 270Â° ABSOLUTE ENCODER 512 P/REV (ENCODER A-512) WITH DRIVE-CLIQ INTERFACE; PERFORMANCE REDUCTION BY 10% DUE TO ABSOLUTE ENCODER; SHAFT WITH FITTED KEY, TOLERANCE N; W/O HOLDING BRAKE DEGREE OF PROTECTION IP64 | - | 0 | 0
1FK7032-5AK71-1LA2 |  | 1FK7032-5AK71-1LA2 | 1 | UN | 1 | 60 | X | D | N | N | 85015100 | 1 |  | 2.703 | KG | 1893.27 | 1893.27 | MC05 | MC05 | SIMOTICS S Synchronous servo motor 1FK7 Compact 1.1Nm, 100K, 6000rpm 0.50kW, Naturally cooled IM B5 (IM V1, IM V3) power/signal connectors Connector can be rotated by 270Â° ABSOLUTE ENCODER 512 P/REV (ENCODER A-512) WITH DRIVE-CLIQ INTERFACE; PERFORMANCE REDUCTION BY 10% DUE TO ABSOLUTE ENCODER; SHAFT WITH FITTED KEY, TOLERANCE N; W/O HOLDING BRAKE DEGREE OF PROTECTION IP65 FLANGE ON DRIVE END IP67 | - | 0 | 0
1FK7032-5AK71-1LA3 |  | 1FK7032-5AK71-1LA3 | 1 | UN | 1 | 60 | X | D | N | N | 85015100 | 1 |  | 2.703 | KG | 1854.11 | 1854.11 | MC05 | MC05 | SIMOTICS S Synchronous servo motor 1FK7 Compact 1.1Nm, 100K, 6000rpm 0.50kW, Naturally cooled IM B5 (IM V1, IM V3) power/signal connectors Connector can be rotated by 270Â° ABSOLUTE ENCODER 512 P/REV (ENCODER A-512) WITH DRIVE-CLIQ INTERFACE; PERFORMANCE REDUCTION BY 10% DUE TO ABSOLUTE ENCODER; SHAFT WITH FITTED KEY, TOLERANCE N; W/O HOLDING BRAKE DEGREE OF PROTECTION IP64; PAINT FINISH RAL7016 | - | 0 | 0
1FK7032-5AK71-1LA5 |  | 1FK7032-5AK71-1LA5 | 1 | UN | 1 | 60 | X | D | N | N | 85015100 | 1 |  | 2.703 | KG | 1930.06 | 1930.06 | MC05 | MC05 | SIMOTICS S Synchronous servo motor 1FK7 Compact 1.1Nm, 100K, 6000rpm 0.50kW, Naturally cooled IM B5 (IM V1, IM V3) power/signal connectors Connector can be rotated by 270Â° ABSOLUTE ENCODER 512 P/REV (ENCODER A-512) WITH DRIVE-CLIQ INTERFACE; PERFORMANCE REDUCTION BY 10% DUE TO ABSOLUTE ENCODER; SHAFT WITH FITTED KEY, TOLERANCE N; W/O HOLDING BRAKE DEGREE OF PROTECTION IP65 AS FLANGE IP67; PAINT FINISH RAL7016 | - | 0 | 0
1FK7032-5AK71-1LA8 |  | 1FK7032-5AK71-1LA8 | 1 | UN | 1 | 60 | X | D | N | N | 85015100 | 1 |  | 2.703 | KG | 2011.27 | 2011.27 | MC05 | MC05 | SIMOTICS S Synchronous servo motor 1FK7 Compact 1.1Nm, 100K, 6000rpm 0.50kW, Naturally cooled IM B5 (IM V1, IM V3) power/signal connectors Connector can be rotated by 270Â° ABSOLUTE ENCODER 512 P/REV (ENCODER A-512) WITH DRIVE-CLIQ INTERFACE; PERFORMANCE REDUCTION BY 10% DUE TO ABSOLUTE ENCODER; SHAFT WITH FITTED KEY, TOLERANCE N; W/O HOLDING BRAKE DEGREE OF PROTECTION IP65 IP67 D-END FLANGE; RAL7016 COATING; METALLIC RATING PLATE AT MOTOR | - | 0 | 0
1FK7032-5AK71-1LB0 |  | 1FK7032-5AK71-1LB0 | 1 | UN | 1 | 60 | X | D | N | N | 85015100 | 1 |  | 3.002 | KG | 1995.07 | 1995.07 | MC05 | MC05 | SIMOTICS S Synchronous servo motor 1FK7 Compact 1.1Nm, 100K, 6000rpm 0.50kW, Naturally cooled IM B5 (IM V1, IM V3) power/signal connectors Connector can be rotated by 270Â° ABSOLUTE ENCODER 512 P/REV (ENCODER A-512) WITH DRIVE-CLIQ INTERFACE; PERFORMANCE REDUCTION BY 10% DUE TO ABSOLUTE ENCODER; SHAFT WITH FITTED KEY, TOLERANCE N; WITH HOLDING BRAKE DEGREE OF PROTECTION IP64 | - | 0 | 0
1FK7032-5AK71-1LB2 |  | 1FK7032-5AK71-1LB2 | 1 | UN | 1 | 60 | X | D | N | N | 85015100 | 1 |  | 3.002 | KG | 2071.04 | 2071.04 | MC05 | MC05 | SIMOTICS S Synchronous servo motor 1FK7 Compact 1.1Nm, 100K, 6000rpm 0.50kW, Naturally cooled IM B5 (IM V1, IM V3) power/signal connectors Connector can be rotated by 270Â° ABSOLUTE ENCODER 512 P/REV (ENCODER A-512) WITH DRIVE-CLIQ INTERFACE; PERFORMANCE REDUCTION BY 10% DUE TO ABSOLUTE ENCODER; SHAFT WITH FITTED KEY, TOLERANCE N; WITH HOLDING BRAKE DEGREE OF PROTECTION IP65 FLANGE ON DRIVE END IP67 | - | 0 | 0
1FK7032-5AK71-1LB3 |  | 1FK7032-5AK71-1LB3 | 1 | UN | 1 | 60 | X | D | N | N | 85015100 | 1 |  | 3.002 | KG | 2031.88 | 2031.88 | MC05 | MC05 | SIMOTICS S Synchronous servo motor 1FK7 Compact 1.1Nm, 100K, 6000rpm 0.50kW, Naturally cooled IM B5 (IM V1, IM V3) power/signal connectors Connector can be rotated by 270Â° ABSOLUTE ENCODER 512 P/REV (ENCODER A-512) WITH DRIVE-CLIQ INTERFACE; PERFORMANCE REDUCTION BY 10% DUE TO ABSOLUTE ENCODER; SHAFT WITH FITTED KEY, TOLERANCE N; WITH HOLDING BRAKE DEGREE OF PROTECTION IP64; PAINT FINISH RAL7016 | - | 0 | 0
1FK7032-5AK71-1LB5 |  | 1FK7032-5AK71-1LB5 | 1 | UN | 1 | 60 | X | D | N | N | 85015100 | 1 |  | 3.002 | KG | 2107.83 | 2107.83 | MC05 | MC05 | SIMOTICS S Synchronous servo motor 1FK7 Compact 1.1Nm, 100K, 6000rpm 0.50kW, Naturally cooled IM B5 (IM V1, IM V3) power/signal connectors Connector can be rotated by 270Â° ABSOLUTE ENCODER 512 P/REV (ENCODER A-512) WITH DRIVE-CLIQ INTERFACE; PERFORMANCE REDUCTION BY 10% DUE TO ABSOLUTE ENCODER; SHAFT WITH FITTED KEY, TOLERANCE N; WITH HOLDING BRAKE DEGREE OF PROTECTION IP65 AS FLANGE IP67; PAINT FINISH RAL7016 | - | 0 | 0
1FK7032-5AK71-1LB8 |  | 1FK7032-5AK71-1LB8 | 1 | UN | 1 | 60 | X | D | N | N | 85015100 | 1 |  | 3.002 | KG | 2189.04 | 2189.04 | MC05 | MC05 | SIMOTICS S Synchronous servo motor 1FK7 Compact 1.1Nm, 100K, 6000rpm 0.50kW, Naturally cooled IM B5 (IM V1, IM V3) power/signal connectors Connector can be rotated by 270Â° ABSOLUTE ENCODER 512 P/REV (ENCODER A-512) WITH DRIVE-CLIQ INTERFACE; PERFORMANCE REDUCTION BY 10% DUE TO ABSOLUTE ENCODER; SHAFT WITH FITTED KEY, TOLERANCE N; WITH HOLDING BRAKE DEGREE OF PROTECTION IP65 IP67 D-END FLANGE; RAL7016 COATING; METALLIC RATING PLATE AT MOTOR | - | 0 | 0
1FK7032-5AK71-1LG0 |  | 1FK7032-5AK71-1LG0 | 1 | UN | 1 | 60 | X | D | N | N | 85015100 | 1 |  | 2.703 | KG | 1747.25 | 1747.25 | MC05 | MC05 | SIMOTICS S Synchronous servo motor 1FK7 Compact 1.1Nm, 100K, 6000rpm 0.50kW, Naturally cooled IM B5 (IM V1, IM V3) power/signal connectors Connector can be rotated by 270Â° ABSOLUTE ENCODER 512 P/REV (ENCODER A-512) WITH DRIVE-CLIQ INTERFACE; PERFORMANCE REDUCTION BY 10% DUE TO ABSOLUTE ENCODER; PLAIN SHAFT, TOLERANCE N; W/O HOLDING BRAKE DEGREE OF PROTECTION IP64 | - | 0 | 0
1FK7032-5AK71-1LG2 |  | 1FK7032-5AK71-1LG2 | 1 | UN | 1 | 60 | X | D | N | N | 85015100 | 1 |  | 2.703 | KG | 1823.22 | 1823.22 | MC05 | MC05 | SIMOTICS S Synchronous servo motor 1FK7 Compact 1.1Nm, 100K, 6000rpm 0.50kW, Naturally cooled IM B5 (IM V1, IM V3) power/signal connectors Connector can be rotated by 270Â° ABSOLUTE ENCODER 512 P/REV (ENCODER A-512) WITH DRIVE-CLIQ INTERFACE; PERFORMANCE REDUCTION BY 10% DUE TO ABSOLUTE ENCODER; PLAIN SHAFT, TOLERANCE N; W/O HOLDING BRAKE DEGREE OF PROTECTION IP65 FLANGE ON DRIVE END IP67 | - | 0 | 0
1FK7032-5AK71-1LG3 |  | 1FK7032-5AK71-1LG3 | 1 | UN | 1 | 60 | X | D | N | N | 85015100 | 1 |  | 2.703 | KG | 1784.06 | 1784.06 | MC05 | MC05 | SIMOTICS S Synchronous servo motor 1FK7 Compact 1.1Nm, 100K, 6000rpm 0.50kW, Naturally cooled IM B5 (IM V1, IM V3) power/signal connectors Connector can be rotated by 270Â° ABSOLUTE ENCODER 512 P/REV (ENCODER A-512) WITH DRIVE-CLIQ INTERFACE; PERFORMANCE REDUCTION BY 10% DUE TO ABSOLUTE ENCODER; PLAIN SHAFT, TOLERANCE N; W/O HOLDING BRAKE DEGREE OF PROTECTION IP64; PAINT FINISH RAL7016 | - | 0 | 0
1FK7032-5AK71-1LG5 |  | 1FK7032-5AK71-1LG5 | 1 | UN | 1 | 60 | X | D | N | N | 85015100 | 1 |  | 2.703 | KG | 1860.01 | 1860.01 | MC05 | MC05 | SIMOTICS S Synchronous servo motor 1FK7 Compact 1.1Nm, 100K, 6000rpm 0.50kW, Naturally cooled IM B5 (IM V1, IM V3) power/signal connectors Connector can be rotated by 270Â° ABSOLUTE ENCODER 512 P/REV (ENCODER A-512) WITH DRIVE-CLIQ INTERFACE; PERFORMANCE REDUCTION BY 10% DUE TO ABSOLUTE ENCODER; PLAIN SHAFT, TOLERANCE N; W/O HOLDING BRAKE DEGREE OF PROTECTION IP65 AS FLANGE IP67; PAINT FINISH RAL7016 | - | 0 | 0
1FK7032-5AK71-1LG8 |  | 1FK7032-5AK71-1LG8 | 1 | UN | 1 | 60 | X | D | N | N | 85015100 | 1 |  | 2.703 | KG | 1941.22 | 1941.22 | MC05 | MC05 | SIMOTICS S Synchronous servo motor 1FK7 Compact 1.1Nm, 100K, 6000rpm 0.50kW, Naturally cooled IM B5 (IM V1, IM V3) power/signal connectors Connector can be rotated by 270Â° ABSOLUTE ENCODER 512 P/REV (ENCODER A-512) WITH DRIVE-CLIQ INTERFACE; PERFORMANCE REDUCTION BY 10% DUE TO ABSOLUTE ENCODER; PLAIN SHAFT, TOLERANCE N; W/O HOLDING BRAKE DEGREE OF PROTECTION IP65 IP67 D-END FLANGE; RAL7016 COATING; METALLIC RATING PLATE AT MOTOR | - | 0 | 0
1FK7032-5AK71-1LH0 |  | 1FK7032-5AK71-1LH0 | 1 | UN | 1 | 60 | X | D | N | N | 85015100 | 1 |  | 3.002 | KG | 1923.08 | 1923.08 | MC05 | MC05 | SIMOTICS S Synchronous servo motor 1FK7 Compact 1.1Nm, 100K, 6000rpm 0.50kW, Naturally cooled IM B5 (IM V1, IM V3) power/signal connectors Connector can be rotated by 270Â° ABSOLUTE ENCODER 512 P/REV (ENCODER A-512) WITH DRIVE-CLIQ INTERFACE; PERFORMANCE REDUCTION BY 10% DUE TO ABSOLUTE ENCODER; PLAIN SHAFT, TOLERANCE N; WITH HOLDING BRAKE DEGREE OF PROTECTION IP64 | - | 0 | 0
1FK7032-5AK71-1LH2 |  | 1FK7032-5AK71-1LH2 | 1 | UN | 1 | 60 | X | D | N | N | 85015100 | 1 |  | 3.002 | KG | 1999.05 | 1999.05 | MC05 | MC05 | SIMOTICS S Synchronous servo motor 1FK7 Compact 1.1Nm, 100K, 6000rpm 0.50kW, Naturally cooled IM B5 (IM V1, IM V3) power/signal connectors Connector can be rotated by 270Â° ABSOLUTE ENCODER 512 P/REV (ENCODER A-512) WITH DRIVE-CLIQ INTERFACE; PERFORMANCE REDUCTION BY 10% DUE TO ABSOLUTE ENCODER; PLAIN SHAFT, TOLERANCE N; WITH HOLDING BRAKE DEGREE OF PROTECTION IP65 FLANGE ON DRIVE END IP67 | - | 0 | 0
1FK7032-5AK71-1LH3 |  | 1FK7032-5AK71-1LH3 | 1 | UN | 1 | 60 | X | D | N | N | 85015100 | 1 |  | 3.002 | KG | 1959.89 | 1959.89 | MC05 | MC05 | SIMOTICS S Synchronous servo motor 1FK7 Compact 1.1Nm, 100K, 6000rpm 0.50kW, Naturally cooled IM B5 (IM V1, IM V3) power/signal connectors Connector can be rotated by 270Â° ABSOLUTE ENCODER 512 P/REV (ENCODER A-512) WITH DRIVE-CLIQ INTERFACE; PERFORMANCE REDUCTION BY 10% DUE TO ABSOLUTE ENCODER; PLAIN SHAFT, TOLERANCE N; WITH HOLDING BRAKE DEGREE OF PROTECTION IP64; PAINT FINISH RAL7016 | - | 0 | 0
1FK7032-5AK71-1LH5 |  | 1FK7032-5AK71-1LH5 | 1 | UN | 1 | 60 | X | D | N | N | 85015100 | 1 |  | 3.002 | KG | 2035.84 | 2035.84 | MC05 | MC05 | SIMOTICS S Synchronous servo motor 1FK7 Compact 1.1Nm, 100K, 6000rpm 0.50kW, Naturally cooled IM B5 (IM V1, IM V3) power/signal connectors Connector can be rotated by 270Â° ABSOLUTE ENCODER 512 P/REV (ENCODER A-512) WITH DRIVE-CLIQ INTERFACE; PERFORMANCE REDUCTION BY 10% DUE TO ABSOLUTE ENCODER; PLAIN SHAFT, TOLERANCE N; WITH HOLDING BRAKE DEGREE OF PROTECTION IP65 AS FLANGE IP67; PAINT FINISH RAL7016 | - | 0 | 0
1FK7032-5AK71-1LH8 |  | 1FK7032-5AK71-1LH8 | 1 | UN | 1 | 60 | X | D | N | N | 85015100 | 1 |  | 3.002 | KG | 2117.05 | 2117.05 | MC05 | MC05 | SIMOTICS S Synchronous servo motor 1FK7 Compact 1.1Nm, 100K, 6000rpm 0.50kW, Naturally cooled IM B5 (IM V1, IM V3) power/signal connectors Connector can be rotated by 270Â° ABSOLUTE ENCODER 512 P/REV (ENCODER A-512) WITH DRIVE-CLIQ INTERFACE; PERFORMANCE REDUCTION BY 10% DUE TO ABSOLUTE ENCODER; PLAIN SHAFT, TOLERANCE N; WITH HOLDING BRAKE DEGREE OF PROTECTION IP65 IP67 D-END FLANGE; RAL7016 COATING; METALLIC RATING PLATE AT MOTOR | - | 0 | 0
1FK7032-5AK71-1PA0 |  | 1FK7032-5AK71-1PA0 | 1 | UN | 1 | 60 | X | D | N | N | 85015100 | 1 |  | 2.703 | KG | 1041.45 | 1041.45 | MC05 | MC05 | SIMOTICS S Synchronous servo motor 1FK7 Compact 1.1Nm, 100K, 6000rpm 0.50kW, Naturally cooled IM B5 (IM V1, IM V3) power/signal connectors Connector can be rotated by 270Â° RESOLVER 2-POLE (RESOLVER P=1) WITH DRIVE-CLIQ INTERFACE; SHAFT WITH FITTED KEY, TOLERANCE N; W/O HOLDING BRAKE DEGREE OF PROTECTION IP64 | - | 0 | 0
1FK7032-5AK71-1PA2 |  | 1FK7032-5AK71-1PA2 | 1 | UN | 1 | 60 | X | D | N | N | 85015100 | 1 |  | 2.703 | KG | 1117.42 | 1117.42 | MC05 | MC05 | SIMOTICS S Synchronous servo motor 1FK7 Compact 1.1Nm, 100K, 6000rpm 0.50kW, Naturally cooled IM B5 (IM V1, IM V3) power/signal connectors Connector can be rotated by 270Â° RESOLVER 2-POLE (RESOLVER P=1) WITH DRIVE-CLIQ INTERFACE; SHAFT WITH FITTED KEY, TOLERANCE N; W/O HOLDING BRAKE DEGREE OF PROTECTION IP65 FLANGE ON DRIVE END IP67 | - | 0 | 0
1FK7032-5AK71-1PA3 |  | 1FK7032-5AK71-1PA3 | 1 | UN | 1 | 60 | X | D | N | N | 85015100 | 1 |  | 2.703 | KG | 1078.26 | 1078.26 | MC05 | MC05 | SIMOTICS S Synchronous servo motor 1FK7 Compact 1.1Nm, 100K, 6000rpm 0.50kW, Naturally cooled IM B5 (IM V1, IM V3) power/signal connectors Connector can be rotated by 270Â° RESOLVER 2-POLE (RESOLVER P=1) WITH DRIVE-CLIQ INTERFACE; SHAFT WITH FITTED KEY, TOLERANCE N; W/O HOLDING BRAKE DEGREE OF PROTECTION IP64; PAINT FINISH RAL7016 | - | 0 | 0
1FK7032-5AK71-1PA5 |  | 1FK7032-5AK71-1PA5 | 1 | UN | 1 | 60 | X | D | N | N | 85015100 | 1 |  | 2.703 | KG | 1154.21 | 1154.21 | MC05 | MC05 | SIMOTICS S Synchronous servo motor 1FK7 Compact 1.1Nm, 100K, 6000rpm 0.50kW, Naturally cooled IM B5 (IM V1, IM V3) power/signal connectors Connector can be rotated by 270Â° RESOLVER 2-POLE (RESOLVER P=1) WITH DRIVE-CLIQ INTERFACE; SHAFT WITH FITTED KEY, TOLERANCE N; W/O HOLDING BRAKE DEGREE OF PROTECTION IP65 AS FLANGE IP67; PAINT FINISH RAL7016 | - | 0 | 0
1FK7032-5AK71-1PA8 |  | 1FK7032-5AK71-1PA8 | 1 | UN | 1 | 60 | X | D | N | N | 85015100 | 1 |  | 2.703 | KG | 1235.42 | 1235.42 | MC05 | MC05 | SIMOTICS S Synchronous servo motor 1FK7 Compact 1.1Nm, 100K, 6000rpm 0.50kW, Naturally cooled IM B5 (IM V1, IM V3) power/signal connectors Connector can be rotated by 270Â° RESOLVER 2-POLE (RESOLVER P=1) WITH DRIVE-CLIQ INTERFACE; SHAFT WITH FITTED KEY, TOLERANCE N; W/O HOLDING BRAKE DEGREE OF PROTECTION IP65 IP67 D-END FLANGE; RAL7016 COATING; METALLIC RATING PLATE AT MOTOR | - | 0 | 0
1FK7032-5AK71-1PB0 |  | 1FK7032-5AK71-1PB0 | 1 | UN | 1 | 60 | X | D | N | N | 85015100 | 1 |  | 3.002 | KG | 1219.22 | 1219.22 | MC05 | MC05 | SIMOTICS S Synchronous servo motor 1FK7 Compact 1.1Nm, 100K, 6000rpm 0.50kW, Naturally cooled IM B5 (IM V1, IM V3) power/signal connectors Connector can be rotated by 270Â° RESOLVER 2-POLE (RESOLVER P=1) WITH DRIVE-CLIQ INTERFACE; SHAFT WITH FITTED KEY, TOLERANCE N; WITH HOLDING BRAKE DEGREE OF PROTECTION IP64 | - | 0 | 0
1FK7032-5AK71-1PB2 |  | 1FK7032-5AK71-1PB2 | 1 | UN | 1 | 60 | X | D | N | N | 85015100 | 1 |  | 3.002 | KG | 1295.19 | 1295.19 | MC05 | MC05 | SIMOTICS S Synchronous servo motor 1FK7 Compact 1.1Nm, 100K, 6000rpm 0.50kW, Naturally cooled IM B5 (IM V1, IM V3) power/signal connectors Connector can be rotated by 270Â° RESOLVER 2-POLE (RESOLVER P=1) WITH DRIVE-CLIQ INTERFACE; SHAFT WITH FITTED KEY, TOLERANCE N; WITH HOLDING BRAKE DEGREE OF PROTECTION IP65 FLANGE ON DRIVE END IP67 | - | 0 | 0
1FK7032-5AK71-1PB3 |  | 1FK7032-5AK71-1PB3 | 1 | UN | 1 | 60 | X | D | N | N | 85015100 | 1 |  | 3.002 | KG | 1256.03 | 1256.03 | MC05 | MC05 | SIMOTICS S Synchronous servo motor 1FK7 Compact 1.1Nm, 100K, 6000rpm 0.50kW, Naturally cooled IM B5 (IM V1, IM V3) power/signal connectors Connector can be rotated by 270Â° RESOLVER 2-POLE (RESOLVER P=1) WITH DRIVE-CLIQ INTERFACE; SHAFT WITH FITTED KEY, TOLERANCE N; WITH HOLDING BRAKE DEGREE OF PROTECTION IP64; PAINT FINISH RAL7016 | - | 0 | 0
1FK7032-5AK71-1PB5 |  | 1FK7032-5AK71-1PB5 | 1 | UN | 1 | 60 | X | D | N | N | 85015100 | 1 |  | 3.002 | KG | 1331.98 | 1331.98 | MC05 | MC05 | SIMOTICS S Synchronous servo motor 1FK7 Compact 1.1Nm, 100K, 6000rpm 0.50kW, Naturally cooled IM B5 (IM V1, IM V3) power/signal connectors Connector can be rotated by 270Â° RESOLVER 2-POLE (RESOLVER P=1) WITH DRIVE-CLIQ INTERFACE; SHAFT WITH FITTED KEY, TOLERANCE N; WITH HOLDING BRAKE DEGREE OF PROTECTION IP65 AS FLANGE IP67; PAINT FINISH RAL7016 | - | 0 | 0
1FK7032-5AK71-1PB8 |  | 1FK7032-5AK71-1PB8 | 1 | UN | 1 | 60 | X | D | N | N | 85015100 | 1 |  | 3.002 | KG | 1413.19 | 1413.19 | MC05 | MC05 | SIMOTICS S Synchronous servo motor 1FK7 Compact 1.1Nm, 100K, 6000rpm 0.50kW, Naturally cooled IM B5 (IM V1, IM V3) power/signal connectors Connector can be rotated by 270Â° RESOLVER 2-POLE (RESOLVER P=1) WITH DRIVE-CLIQ INTERFACE; SHAFT WITH FITTED KEY, TOLERANCE N; WITH HOLDING BRAKE DEGREE OF PROTECTION IP65 IP67 D-END FLANGE; RAL7016 COATING; METALLIC RATING PLATE AT MOTOR | - | 0 | 0
1FK7032-5AK71-1PG0 |  | 1FK7032-5AK71-1PG0 | 1 | UN | 1 | 60 | X | D | N | N | 85015100 | 1 |  | 2.703 | KG | 971.4 | 971.4 | MC05 | MC05 | SIMOTICS S Synchronous servo motor 1FK7 Compact 1.1Nm, 100K, 6000rpm 0.50kW, Naturally cooled IM B5 (IM V1, IM V3) power/signal connectors Connector can be rotated by 270Â° RESOLVER 2-POLE (RESOLVER P=1) WITH DRIVE-CLIQ INTERFACE; PLAIN SHAFT, TOLERANCE N; W/O HOLDING BRAKE DEGREE OF PROTECTION IP64 | - | 0 | 0
1FK7032-5AK71-1PG2 |  | 1FK7032-5AK71-1PG2 | 1 | UN | 1 | 60 | X | D | N | N | 85015100 | 1 |  | 2.703 | KG | 1047.37 | 1047.37 | MC05 | MC05 | SIMOTICS S Synchronous servo motor 1FK7 Compact 1.1Nm, 100K, 6000rpm 0.50kW, Naturally cooled IM B5 (IM V1, IM V3) power/signal connectors Connector can be rotated by 270Â° RESOLVER 2-POLE (RESOLVER P=1) WITH DRIVE-CLIQ INTERFACE; PLAIN SHAFT, TOLERANCE N; W/O HOLDING BRAKE DEGREE OF PROTECTION IP65 FLANGE ON DRIVE END IP67 | - | 0 | 0
1FK7032-5AK71-1PG3 |  | 1FK7032-5AK71-1PG3 | 1 | UN | 1 | 60 | X | D | N | N | 85015100 | 1 |  | 2.703 | KG | 1008.21 | 1008.21 | MC05 | MC05 | SIMOTICS S Synchronous servo motor 1FK7 Compact 1.1Nm, 100K, 6000rpm 0.50kW, Naturally cooled IM B5 (IM V1, IM V3) power/signal connectors Connector can be rotated by 270Â° RESOLVER 2-POLE (RESOLVER P=1) WITH DRIVE-CLIQ INTERFACE; PLAIN SHAFT, TOLERANCE N; W/O HOLDING BRAKE DEGREE OF PROTECTION IP64; PAINT FINISH RAL7016 | - | 0 | 0
1FK7032-5AK71-1PG5 |  | 1FK7032-5AK71-1PG5 | 1 | UN | 1 | 60 | X | D | N | N | 85015100 | 1 |  | 2.703 | KG | 1084.16 | 1084.16 | MC05 | MC05 | SIMOTICS S Synchronous servo motor 1FK7 Compact 1.1Nm, 100K, 6000rpm 0.50kW, Naturally cooled IM B5 (IM V1, IM V3) power/signal connectors Connector can be rotated by 270Â° RESOLVER 2-POLE (RESOLVER P=1) WITH DRIVE-CLIQ INTERFACE; PLAIN SHAFT, TOLERANCE N; W/O HOLDING BRAKE DEGREE OF PROTECTION IP65 AS FLANGE IP67; PAINT FINISH RAL7016 | - | 0 | 0
1FK7032-5AK71-1PG8 |  | 1FK7032-5AK71-1PG8 | 1 | UN | 1 | 60 | X | D | N | N | 85015100 | 1 |  | 2.703 | KG | 1165.37 | 1165.37 | MC05 | MC05 | SIMOTICS S Synchronous servo motor 1FK7 Compact 1.1Nm, 100K, 6000rpm 0.50kW, Naturally cooled IM B5 (IM V1, IM V3) power/signal connectors Connector can be rotated by 270Â° RESOLVER 2-POLE (RESOLVER P=1) WITH DRIVE-CLIQ INTERFACE; PLAIN SHAFT, TOLERANCE N; W/O HOLDING BRAKE DEGREE OF PROTECTION IP65 IP67 D-END FLANGE; RAL7016 COATING; METALLIC RATING PLATE AT MOTOR | - | 0 | 0
1FK7032-5AK71-1PH0 |  | 1FK7032-5AK71-1PH0 | 1 | UN | 1 | 60 | X | D | N | N | 85015100 | 1 |  | 3.002 | KG | 1147.23 | 1147.23 | MC05 | MC05 | SIMOTICS S Synchronous servo motor 1FK7 Compact 1.1Nm, 100K, 6000rpm 0.50kW, Naturally cooled IM B5 (IM V1, IM V3) power/signal connectors Connector can be rotated by 270Â° RESOLVER 2-POLE (RESOLVER P=1) WITH DRIVE-CLIQ INTERFACE; PLAIN SHAFT, TOLERANCE N; WITH HOLDING BRAKE DEGREE OF PROTECTION IP64 | - | 0 | 0
1FK7032-5AK71-1PH2 |  | 1FK7032-5AK71-1PH2 | 1 | UN | 1 | 60 | X | D | N | N | 85015100 | 1 |  | 3.002 | KG | 1223.2 | 1223.2 | MC05 | MC05 | SIMOTICS S Synchronous servo motor 1FK7 Compact 1.1Nm, 100K, 6000rpm 0.50kW, Naturally cooled IM B5 (IM V1, IM V3) power/signal connectors Connector can be rotated by 270Â° RESOLVER 2-POLE (RESOLVER P=1) WITH DRIVE-CLIQ INTERFACE; PLAIN SHAFT, TOLERANCE N; WITH HOLDING BRAKE DEGREE OF PROTECTION IP65 FLANGE ON DRIVE END IP67 | - | 0 | 0
1FK7032-5AK71-1PH3 |  | 1FK7032-5AK71-1PH3 | 1 | UN | 1 | 60 | X | D | N | N | 85015100 | 1 |  | 3.002 | KG | 1184.04 | 1184.04 | MC05 | MC05 | SIMOTICS S Synchronous servo motor 1FK7 Compact 1.1Nm, 100K, 6000rpm 0.50kW, Naturally cooled IM B5 (IM V1, IM V3) power/signal connectors Connector can be rotated by 270Â° RESOLVER 2-POLE (RESOLVER P=1) WITH DRIVE-CLIQ INTERFACE; PLAIN SHAFT, TOLERANCE N; WITH HOLDING BRAKE DEGREE OF PROTECTION IP64; PAINT FINISH RAL7016 | - | 0 | 0
1FK7032-5AK71-1PH5 |  | 1FK7032-5AK71-1PH5 | 1 | UN | 1 | 60 | X | D | N | N | 85015100 | 1 |  | 3.002 | KG | 1259.99 | 1259.99 | MC05 | MC05 | SIMOTICS S Synchronous servo motor 1FK7 Compact 1.1Nm, 100K, 6000rpm 0.50kW, Naturally cooled IM B5 (IM V1, IM V3) power/signal connectors Connector can be rotated by 270Â° RESOLVER 2-POLE (RESOLVER P=1) WITH DRIVE-CLIQ INTERFACE; PLAIN SHAFT, TOLERANCE N; WITH HOLDING BRAKE DEGREE OF PROTECTION IP65 AS FLANGE IP67; PAINT FINISH RAL7016 | - | 0 | 0
1FK7032-5AK71-1PH8 |  | 1FK7032-5AK71-1PH8 | 1 | UN | 1 | 60 | X | D | N | N | 85015100 | 1 |  | 3.002 | KG | 1341.2 | 1341.2 | MC05 | MC05 | SIMOTICS S Synchronous servo motor 1FK7 Compact 1.1Nm, 100K, 6000rpm 0.50kW, Naturally cooled IM B5 (IM V1, IM V3) power/signal connectors Connector can be rotated by 270Â° RESOLVER 2-POLE (RESOLVER P=1) WITH DRIVE-CLIQ INTERFACE; PLAIN SHAFT, TOLERANCE N; WITH HOLDING BRAKE DEGREE OF PROTECTION IP65 IP67 D-END FLANGE; RAL7016 COATING; METALLIC RATING PLATE AT MOTOR | - | 0 | 0
1FK7032-5AK71-1SA0 |  | 1FK7032-5AK71-1SA0 | 1 | UN | 1 | 60 | X | D | N | N | 85015100 | 1 |  | 2.703 | KG | 845.71 | 845.71 | MC05 | MC05 | SIMOTICS S Synchronous servo motor 1FK7 Compact 1.1Nm, 100K, 6000rpm 0.50kW, Naturally cooled IM B5 (IM V1, IM V3) power/signal connectors Connector can be rotated by 270Â° RESOLVER MULTI-POLE (RESOLVER P=3); SHAFT WITH FITTED KEY, TOLERANCE N; W/O HOLDING BRAKE DEGREE OF PROTECTION IP64 | - | 0 | 0
1FK7032-5AK71-1SA2 |  | 1FK7032-5AK71-1SA2 | 1 | UN | 1 | 60 | X | D | N | N | 85015100 | 1 |  | 2.703 | KG | 921.68 | 921.68 | MC05 | MC05 | SIMOTICS S Synchronous servo motor 1FK7 Compact 1.1Nm, 100K, 6000rpm 0.50kW, Naturally cooled IM B5 (IM V1, IM V3) power/signal connectors Connector can be rotated by 270Â° RESOLVER MULTI-POLE (RESOLVER P=3); SHAFT WITH FITTED KEY, TOLERANCE N; W/O HOLDING BRAKE DEGREE OF PROTECTION IP65 FLANGE ON DRIVE END IP67 | - | 0 | 0
1FK7032-5AK71-1SA3 |  | 1FK7032-5AK71-1SA3 | 1 | UN | 1 | 60 | X | D | N | N | 85015100 | 1 |  | 2.703 | KG | 882.52 | 882.52 | MC05 | MC05 | SIMOTICS S Synchronous servo motor 1FK7 Compact 1.1Nm, 100K, 6000rpm 0.50kW, Naturally cooled IM B5 (IM V1, IM V3) power/signal connectors Connector can be rotated by 270Â° RESOLVER MULTI-POLE (RESOLVER P=3); SHAFT WITH FITTED KEY, TOLERANCE N; W/O HOLDING BRAKE DEGREE OF PROTECTION IP64; PAINT FINISH RAL7016 | - | 0 | 0
1FK7032-5AK71-1SA5 |  | 1FK7032-5AK71-1SA5 | 1 | UN | 1 | 60 | X | D | N | N | 85015100 | 1 |  | 2.703 | KG | 958.47 | 958.47 | MC05 | MC05 | SIMOTICS S Synchronous servo motor 1FK7 Compact 1.1Nm, 100K, 6000rpm 0.50kW, Naturally cooled IM B5 (IM V1, IM V3) power/signal connectors Connector can be rotated by 270Â° RESOLVER MULTI-POLE (RESOLVER P=3); SHAFT WITH FITTED KEY, TOLERANCE N; W/O HOLDING BRAKE DEGREE OF PROTECTION IP65 AS FLANGE IP67; PAINT FINISH RAL7016 | - | 0 | 0
1FK7032-5AK71-1SA8 |  | 1FK7032-5AK71-1SA8 | 1 | UN | 1 | 60 | X | D | N | N | 85015100 | 1 |  | 2.703 | KG | 1039.68 | 1039.68 | MC05 | MC05 | SIMOTICS S Synchronous servo motor 1FK7 Compact 1.1Nm, 100K, 6000rpm 0.50kW, Naturally cooled IM B5 (IM V1, IM V3) power/signal connectors Connector can be rotated by 270Â° RESOLVER MULTI-POLE (RESOLVER P=3); SHAFT WITH FITTED KEY, TOLERANCE N; W/O HOLDING BRAKE DEGREE OF PROTECTION IP65 IP67 D-END FLANGE; RAL7016 COATING; METALLIC RATING PLATE AT MOTOR | - | 0 | 0
1FK7032-5AK71-1SB0 |  | 1FK7032-5AK71-1SB0 | 1 | UN | 1 | 60 | X | D | N | N | 85015100 | 1 |  | 3.002 | KG | 1023.48 | 1023.48 | MC05 | MC05 | SIMOTICS S Synchronous servo motor 1FK7 Compact 1.1Nm, 100K, 6000rpm 0.50kW, Naturally cooled IM B5 (IM V1, IM V3) power/signal connectors Connector can be rotated by 270Â° RESOLVER MULTI-POLE (RESOLVER P=3); SHAFT WITH FITTED KEY, TOLERANCE N; WITH HOLDING BRAKE DEGREE OF PROTECTION IP64 | - | 0 | 0
1FK7032-5AK71-1SB2 |  | 1FK7032-5AK71-1SB2 | 1 | UN | 1 | 60 | X | D | N | N | 85015100 | 1 |  | 3.002 | KG | 1099.45 | 1099.45 | MC05 | MC05 | SIMOTICS S Synchronous servo motor 1FK7 Compact 1.1Nm, 100K, 6000rpm 0.50kW, Naturally cooled IM B5 (IM V1, IM V3) power/signal connectors Connector can be rotated by 270Â° RESOLVER MULTI-POLE (RESOLVER P=3); SHAFT WITH FITTED KEY, TOLERANCE N; WITH HOLDING BRAKE DEGREE OF PROTECTION IP65 FLANGE ON DRIVE END IP67 | - | 0 | 0
1FK7032-5AK71-1SB3 |  | 1FK7032-5AK71-1SB3 | 1 | UN | 1 | 60 | X | D | N | N | 85015100 | 1 |  | 3.002 | KG | 1060.29 | 1060.29 | MC05 | MC05 | SIMOTICS S Synchronous servo motor 1FK7 Compact 1.1Nm, 100K, 6000rpm 0.50kW, Naturally cooled IM B5 (IM V1, IM V3) power/signal connectors Connector can be rotated by 270Â° RESOLVER MULTI-POLE (RESOLVER P=3); SHAFT WITH FITTED KEY, TOLERANCE N; WITH HOLDING BRAKE DEGREE OF PROTECTION IP64; PAINT FINISH RAL7016 | - | 0 | 0
1FK7032-5AK71-1SB5 |  | 1FK7032-5AK71-1SB5 | 1 | UN | 1 | 60 | X | D | N | N | 85015100 | 1 |  | 3.002 | KG | 1136.24 | 1136.24 | MC05 | MC05 | SIMOTICS S Synchronous servo motor 1FK7 Compact 1.1Nm, 100K, 6000rpm 0.50kW, Naturally cooled IM B5 (IM V1, IM V3) power/signal connectors Connector can be rotated by 270Â° RESOLVER MULTI-POLE (RESOLVER P=3); SHAFT WITH FITTED KEY, TOLERANCE N; WITH HOLDING BRAKE DEGREE OF PROTECTION IP65 AS FLANGE IP67; PAINT FINISH RAL7016 | - | 0 | 0
1FK7032-5AK71-1SB8 |  | 1FK7032-5AK71-1SB8 | 1 | UN | 1 | 60 | X | D | N | N | 85015100 | 1 |  | 3.002 | KG | 1217.45 | 1217.45 | MC05 | MC05 | SIMOTICS S Synchronous servo motor 1FK7 Compact 1.1Nm, 100K, 6000rpm 0.50kW, Naturally cooled IM B5 (IM V1, IM V3) power/signal connectors Connector can be rotated by 270Â° RESOLVER MULTI-POLE (RESOLVER P=3); SHAFT WITH FITTED KEY, TOLERANCE N; WITH HOLDING BRAKE DEGREE OF PROTECTION IP65 IP67 D-END FLANGE; RAL7016 COATING; METALLIC RATING PLATE AT MOTOR | - | 0 | 0
1FK7032-5AK71-1SG0 |  | 1FK7032-5AK71-1SG0 | 1 | UN | 1 | 60 | X | D | N | N | 85015100 | 1 |  | 2.703 | KG | 775.66 | 775.66 | MC05 | MC05 | SIMOTICS S Synchronous servo motor 1FK7 Compact 1.1Nm, 100K, 6000rpm 0.50kW, Naturally cooled IM B5 (IM V1, IM V3) power/signal connectors Connector can be rotated by 270Â° RESOLVER MULTI-POLE (RESOLVER P=3); PLAIN SHAFT, TOLERANCE N; W/O HOLDING BRAKE DEGREE OF PROTECTION IP64 | - | 0 | 0
1FK7032-5AK71-1SG2 |  | 1FK7032-5AK71-1SG2 | 1 | UN | 1 | 60 | X | D | N | N | 85015100 | 1 |  | 2.703 | KG | 851.63 | 851.63 | MC05 | MC05 | SIMOTICS S Synchronous servo motor 1FK7 Compact 1.1Nm, 100K, 6000rpm 0.50kW, Naturally cooled IM B5 (IM V1, IM V3) power/signal connectors Connector can be rotated by 270Â° RESOLVER MULTI-POLE (RESOLVER P=3); PLAIN SHAFT, TOLERANCE N; W/O HOLDING BRAKE DEGREE OF PROTECTION IP65 FLANGE ON DRIVE END IP67 | - | 0 | 0
1FK7032-5AK71-1SG3 |  | 1FK7032-5AK71-1SG3 | 1 | UN | 1 | 60 | X | D | N | N | 85015100 | 1 |  | 2.703 | KG | 812.47 | 812.47 | MC05 | MC05 | SIMOTICS S Synchronous servo motor 1FK7 Compact 1.1Nm, 100K, 6000rpm 0.50kW, Naturally cooled IM B5 (IM V1, IM V3) power/signal connectors Connector can be rotated by 270Â° RESOLVER MULTI-POLE (RESOLVER P=3); PLAIN SHAFT, TOLERANCE N; W/O HOLDING BRAKE DEGREE OF PROTECTION IP64; PAINT FINISH RAL7016 | - | 0 | 0
1FK7032-5AK71-1SG5 |  | 1FK7032-5AK71-1SG5 | 1 | UN | 1 | 60 | X | D | N | N | 85015100 | 1 |  | 2.703 | KG | 888.42 | 888.42 | MC05 | MC05 | SIMOTICS S Synchronous servo motor 1FK7 Compact 1.1Nm, 100K, 6000rpm 0.50kW, Naturally cooled IM B5 (IM V1, IM V3) power/signal connectors Connector can be rotated by 270Â° RESOLVER MULTI-POLE (RESOLVER P=3); PLAIN SHAFT, TOLERANCE N; W/O HOLDING BRAKE DEGREE OF PROTECTION IP65 AS FLANGE IP67; PAINT FINISH RAL7016 | - | 0 | 0
1FK7032-5AK71-1SG8 |  | 1FK7032-5AK71-1SG8 | 1 | UN | 1 | 60 | X | D | N | N | 85015100 | 1 |  | 2.703 | KG | 969.63 | 969.63 | MC05 | MC05 | SIMOTICS S Synchronous servo motor 1FK7 Compact 1.1Nm, 100K, 6000rpm 0.50kW, Naturally cooled IM B5 (IM V1, IM V3) power/signal connectors Connector can be rotated by 270Â° RESOLVER MULTI-POLE (RESOLVER P=3); PLAIN SHAFT, TOLERANCE N; W/O HOLDING BRAKE DEGREE OF PROTECTION IP65 IP67 D-END FLANGE; RAL7016 COATING; METALLIC RATING PLATE AT MOTOR | - | 0 | 0
1FK7032-5AK71-1SH0 |  | 1FK7032-5AK71-1SH0 | 1 | UN | 1 | 60 | X | D | N | N | 85015100 | 1 |  | 3.002 | KG | 951.49 | 951.49 | MC05 | MC05 | SIMOTICS S Synchronous servo motor 1FK7 Compact 1.1Nm, 100K, 6000rpm 0.50kW, Naturally cooled IM B5 (IM V1, IM V3) power/signal connectors Connector can be rotated by 270Â° RESOLVER MULTI-POLE (RESOLVER P=3); PLAIN SHAFT, TOLERANCE N; WITH HOLDING BRAKE DEGREE OF PROTECTION IP64 | - | 0 | 0
1FK7032-5AK71-1SH2 |  | 1FK7032-5AK71-1SH2 | 1 | UN | 1 | 60 | X | D | N | N | 85015100 | 1 |  | 3.002 | KG | 1027.46 | 1027.46 | MC05 | MC05 | SIMOTICS S Synchronous servo motor 1FK7 Compact 1.1Nm, 100K, 6000rpm 0.50kW, Naturally cooled IM B5 (IM V1, IM V3) power/signal connectors Connector can be rotated by 270Â° RESOLVER MULTI-POLE (RESOLVER P=3); PLAIN SHAFT, TOLERANCE N; WITH HOLDING BRAKE DEGREE OF PROTECTION IP65 FLANGE ON DRIVE END IP67 | - | 0 | 0
1FK7032-5AK71-1SH3 |  | 1FK7032-5AK71-1SH3 | 1 | UN | 1 | 60 | X | D | N | N | 85015100 | 1 |  | 3.002 | KG | 988.3 | 988.3 | MC05 | MC05 | SIMOTICS S Synchronous servo motor 1FK7 Compact 1.1Nm, 100K, 6000rpm 0.50kW, Naturally cooled IM B5 (IM V1, IM V3) power/signal connectors Connector can be rotated by 270Â° RESOLVER MULTI-POLE (RESOLVER P=3); PLAIN SHAFT, TOLERANCE N; WITH HOLDING BRAKE DEGREE OF PROTECTION IP64; PAINT FINISH RAL7016 | - | 0 | 0
1FK7032-5AK71-1SH5 |  | 1FK7032-5AK71-1SH5 | 1 | UN | 1 | 60 | X | D | N | N | 85015100 | 1 |  | 3.002 | KG | 1064.25 | 1064.25 | MC05 | MC05 | SIMOTICS S Synchronous servo motor 1FK7 Compact 1.1Nm, 100K, 6000rpm 0.50kW, Naturally cooled IM B5 (IM V1, IM V3) power/signal connectors Connector can be rotated by 270Â° RESOLVER MULTI-POLE (RESOLVER P=3); PLAIN SHAFT, TOLERANCE N; WITH HOLDING BRAKE DEGREE OF PROTECTION IP65 AS FLANGE IP67; PAINT FINISH RAL7016 | - | 0 | 0
1FK7032-5AK71-1SH8 |  | 1FK7032-5AK71-1SH8 | 1 | UN | 1 | 60 | X | D | N | N | 85015100 | 1 |  | 3.002 | KG | 1145.46 | 1145.46 | MC05 | MC05 | SIMOTICS S Synchronous servo motor 1FK7 Compact 1.1Nm, 100K, 6000rpm 0.50kW, Naturally cooled IM B5 (IM V1, IM V3) power/signal connectors Connector can be rotated by 270Â° RESOLVER MULTI-POLE (RESOLVER P=3); PLAIN SHAFT, TOLERANCE N; WITH HOLDING BRAKE DEGREE OF PROTECTION IP65 IP67 D-END FLANGE; RAL7016 COATING; METALLIC RATING PLATE AT MOTOR | - | 0 | 0
1FK7032-5AK71-1SY3-Z | S67 | 1FK7032-5AK71-1SY3-ZS67 | 1 | UN | 1 | 60 | X | D | N | N | 85015100 | 1 |  | 2.7 | KG | 1095.16 | 1095.16 | MC05 | MC05 | SIMOTICS S Synchronous servo motor 1FK7 1FK7 Compact; 1.1Nm, 100K, 6000rpm 0.50kW, Naturally cooled IM B5 (IM V1, IM V3) power/signal connectors Connector can be rotated by 270Â° Resolver multi-pole (resolver P=3); customer-specific mechanical system; Degree of protection IP64; paint finish RAL7016 S67: Customer-specific version customer-specific motor | novo Out19 | 0 | 7
1FK7032-5AK71-1TA0 |  | 1FK7032-5AK71-1TA0 | 1 | UN | 1 | 60 | X | D | N | N | 85015100 | 1 |  | 2.703 | KG | 845.71 | 845.71 | MC05 | MC05 | SIMOTICS S Synchronous servo motor 1FK7 Compact 1.1Nm, 100K, 6000rpm 0.50kW, Naturally cooled IM B5 (IM V1, IM V3) power/signal connectors Connector can be rotated by 270Â° RESOLVER 2-POLE (RESOLVER P=1); SHAFT WITH FITTED KEY, TOLERANCE N; W/O HOLDING BRAKE DEGREE OF PROTECTION IP64 | - | 0 | 0
1FK7032-5AK71-1TA2 |  | 1FK7032-5AK71-1TA2 | 1 | UN | 1 | 60 | X | D | N | N | 85015100 | 1 |  | 2.703 | KG | 921.68 | 921.68 | MC05 | MC05 | SIMOTICS S Synchronous servo motor 1FK7 Compact 1.1Nm, 100K, 6000rpm 0.50kW, Naturally cooled IM B5 (IM V1, IM V3) power/signal connectors Connector can be rotated by 270Â° RESOLVER 2-POLE (RESOLVER P=1); SHAFT WITH FITTED KEY, TOLERANCE N; W/O HOLDING BRAKE DEGREE OF PROTECTION IP65 FLANGE ON DRIVE END IP67 | - | 0 | 0
1FK7032-5AK71-1TA3 |  | 1FK7032-5AK71-1TA3 | 1 | UN | 1 | 60 | X | D | N | N | 85015100 | 1 |  | 2.703 | KG | 882.52 | 882.52 | MC05 | MC05 | SIMOTICS S Synchronous servo motor 1FK7 Compact 1.1Nm, 100K, 6000rpm 0.50kW, Naturally cooled IM B5 (IM V1, IM V3) power/signal connectors Connector can be rotated by 270Â° RESOLVER 2-POLE (RESOLVER P=1); SHAFT WITH FITTED KEY, TOLERANCE N; W/O HOLDING BRAKE DEGREE OF PROTECTION IP64; PAINT FINISH RAL7016 | - | 0 | 0
1FK7032-5AK71-1TA5 |  | 1FK7032-5AK71-1TA5 | 1 | UN | 1 | 60 | X | D | N | N | 85015100 | 1 |  | 2.703 | KG | 958.47 | 958.47 | MC05 | MC05 | SIMOTICS S Synchronous servo motor 1FK7 Compact 1.1Nm, 100K, 6000rpm 0.50kW, Naturally cooled IM B5 (IM V1, IM V3) power/signal connectors Connector can be rotated by 270Â° RESOLVER 2-POLE (RESOLVER P=1); SHAFT WITH FITTED KEY, TOLERANCE N; W/O HOLDING BRAKE DEGREE OF PROTECTION IP65 AS FLANGE IP67; PAINT FINISH RAL7016 | - | 0 | 0
1FK7032-5AK71-1TA8 |  | 1FK7032-5AK71-1TA8 | 1 | UN | 1 | 60 | X | D | N | N | 85015100 | 1 |  | 2.703 | KG | 1039.68 | 1039.68 | MC05 | MC05 | SIMOTICS S Synchronous servo motor 1FK7 Compact 1.1Nm, 100K, 6000rpm 0.50kW, Naturally cooled IM B5 (IM V1, IM V3) power/signal connectors Connector can be rotated by 270Â° RESOLVER 2-POLE (RESOLVER P=1); SHAFT WITH FITTED KEY, TOLERANCE N; W/O HOLDING BRAKE DEGREE OF PROTECTION IP65 IP67 D-END FLANGE; RAL7016 COATING; METALLIC RATING PLATE AT MOTOR | - | 0 | 0
1FK7032-5AK71-1TB0 |  | 1FK7032-5AK71-1TB0 | 1 | UN | 1 | 60 | X | D | N | N | 85015100 | 1 |  | 3.002 | KG | 1023.48 | 1023.48 | MC05 | MC05 | SIMOTICS S Synchronous servo motor 1FK7 Compact 1.1Nm, 100K, 6000rpm 0.50kW, Naturally cooled IM B5 (IM V1, IM V3) power/signal connectors Connector can be rotated by 270Â° RESOLVER 2-POLE (RESOLVER P=1); SHAFT WITH FITTED KEY, TOLERANCE N; WITH HOLDING BRAKE DEGREE OF PROTECTION IP64 | - | 0 | 0
1FK7032-5AK71-1TB2 |  | 1FK7032-5AK71-1TB2 | 1 | UN | 1 | 60 | X | D | N | N | 85015100 | 1 |  | 3.002 | KG | 1099.45 | 1099.45 | MC05 | MC05 | SIMOTICS S Synchronous servo motor 1FK7 Compact 1.1Nm, 100K, 6000rpm 0.50kW, Naturally cooled IM B5 (IM V1, IM V3) power/signal connectors Connector can be rotated by 270Â° RESOLVER 2-POLE (RESOLVER P=1); SHAFT WITH FITTED KEY, TOLERANCE N; WITH HOLDING BRAKE DEGREE OF PROTECTION IP65 FLANGE ON DRIVE END IP67 | - | 0 | 0
1FK7032-5AK71-1TB3 |  | 1FK7032-5AK71-1TB3 | 1 | UN | 1 | 60 | X | D | N | N | 85015100 | 1 |  | 3.002 | KG | 1060.29 | 1060.29 | MC05 | MC05 | SIMOTICS S Synchronous servo motor 1FK7 Compact 1.1Nm, 100K, 6000rpm 0.50kW, Naturally cooled IM B5 (IM V1, IM V3) power/signal connectors Connector can be rotated by 270Â° RESOLVER 2-POLE (RESOLVER P=1); SHAFT WITH FITTED KEY, TOLERANCE N; WITH HOLDING BRAKE DEGREE OF PROTECTION IP64; PAINT FINISH RAL7016 | - | 0 | 0
1FK7032-5AK71-1TB5 |  | 1FK7032-5AK71-1TB5 | 1 | UN | 1 | 60 | X | D | N | N | 85015100 | 1 |  | 3.002 | KG | 1136.24 | 1136.24 | MC05 | MC05 | SIMOTICS S Synchronous servo motor 1FK7 Compact 1.1Nm, 100K, 6000rpm 0.50kW, Naturally cooled IM B5 (IM V1, IM V3) power/signal connectors Connector can be rotated by 270Â° RESOLVER 2-POLE (RESOLVER P=1); SHAFT WITH FITTED KEY, TOLERANCE N; WITH HOLDING BRAKE DEGREE OF PROTECTION IP65 AS FLANGE IP67; PAINT FINISH RAL7016 | - | 0 | 0
1FK7032-5AK71-1TB8 |  | 1FK7032-5AK71-1TB8 | 1 | UN | 1 | 60 | X | D | N | N | 85015100 | 1 |  | 3.002 | KG | 1217.45 | 1217.45 | MC05 | MC05 | SIMOTICS S Synchronous servo motor 1FK7 Compact 1.1Nm, 100K, 6000rpm 0.50kW, Naturally cooled IM B5 (IM V1, IM V3) power/signal connectors Connector can be rotated by 270Â° RESOLVER 2-POLE (RESOLVER P=1); SHAFT WITH FITTED KEY, TOLERANCE N; WITH HOLDING BRAKE DEGREE OF PROTECTION IP65 IP67 D-END FLANGE; RAL7016 COATING; METALLIC RATING PLATE AT MOTOR | - | 0 | 0
1FK7032-5AK71-1TG0 |  | 1FK7032-5AK71-1TG0 | 1 | UN | 1 | 60 | X | D | N | N | 85015100 | 1 |  | 2.703 | KG | 775.66 | 775.66 | MC05 | MC05 | SIMOTICS S Synchronous servo motor 1FK7 Compact 1.1Nm, 100K, 6000rpm 0.50kW, Naturally cooled IM B5 (IM V1, IM V3) power/signal connectors Connector can be rotated by 270Â° RESOLVER 2-POLE (RESOLVER P=1); PLAIN SHAFT, TOLERANCE N; W/O HOLDING BRAKE DEGREE OF PROTECTION IP64 | - | 0 | 0
1FK7032-5AK71-1TG2 |  | 1FK7032-5AK71-1TG2 | 1 | UN | 1 | 60 | X | D | N | N | 85015100 | 1 |  | 2.703 | KG | 851.63 | 851.63 | MC05 | MC05 | SIMOTICS S Synchronous servo motor 1FK7 Compact 1.1Nm, 100K, 6000rpm 0.50kW, Naturally cooled IM B5 (IM V1, IM V3) power/signal connectors Connector can be rotated by 270Â° RESOLVER 2-POLE (RESOLVER P=1); PLAIN SHAFT, TOLERANCE N; W/O HOLDING BRAKE DEGREE OF PROTECTION IP65 FLANGE ON DRIVE END IP67 | - | 0 | 0
1FK7032-5AK71-1TG3 |  | 1FK7032-5AK71-1TG3 | 1 | UN | 1 | 60 | X | D | N | N | 85015100 | 1 |  | 2.703 | KG | 812.47 | 812.47 | MC05 | MC05 | SIMOTICS S Synchronous servo motor 1FK7 Compact 1.1Nm, 100K, 6000rpm 0.50kW, Naturally cooled IM B5 (IM V1, IM V3) power/signal connectors Connector can be rotated by 270Â° RESOLVER 2-POLE (RESOLVER P=1); PLAIN SHAFT, TOLERANCE N; W/O HOLDING BRAKE DEGREE OF PROTECTION IP64; PAINT FINISH RAL7016 | - | 0 | 0
1FK7032-5AK71-1TG5 |  | 1FK7032-5AK71-1TG5 | 1 | UN | 1 | 60 | X | D | N | N | 85015100 | 1 |  | 2.703 | KG | 888.42 | 888.42 | MC05 | MC05 | SIMOTICS S Synchronous servo motor 1FK7 Compact 1.1Nm, 100K, 6000rpm 0.50kW, Naturally cooled IM B5 (IM V1, IM V3) power/signal connectors Connector can be rotated by 270Â° RESOLVER 2-POLE (RESOLVER P=1); PLAIN SHAFT, TOLERANCE N; W/O HOLDING BRAKE DEGREE OF PROTECTION IP65 AS FLANGE IP67; PAINT FINISH RAL7016 | - | 0 | 0
1FK7032-5AK71-1TG8 |  | 1FK7032-5AK71-1TG8 | 1 | UN | 1 | 60 | X | D | N | N | 85015100 | 1 |  | 2.703 | KG | 969.63 | 969.63 | MC05 | MC05 | SIMOTICS S Synchronous servo motor 1FK7 Compact 1.1Nm, 100K, 6000rpm 0.50kW, Naturally cooled IM B5 (IM V1, IM V3) power/signal connectors Connector can be rotated by 270Â° RESOLVER 2-POLE (RESOLVER P=1); PLAIN SHAFT, TOLERANCE N; W/O HOLDING BRAKE DEGREE OF PROTECTION IP65 IP67 D-END FLANGE; RAL7016 COATING; METALLIC RATING PLATE AT MOTOR | - | 0 | 0
1FK7032-5AK71-1TH0 |  | 1FK7032-5AK71-1TH0 | 1 | UN | 1 | 60 | X | D | N | N | 85015100 | 1 | 4019169390514 | 3.002 | KG | 951.49 | 951.49 | MC05 | MC05 | SIMOTICS S Synchronous servo motor 1FK7 Compact 1.1Nm, 100K, 6000rpm 0.50kW, Naturally cooled IM B5 (IM V1, IM V3) power/signal connectors Connector can be rotated by 270Â° RESOLVER 2-POLE (RESOLVER P=1); PLAIN SHAFT, TOLERANCE N; WITH HOLDING BRAKE DEGREE OF PROTECTION IP64 | - | 0 | 7
1FK7032-5AK71-1TH2 |  | 1FK7032-5AK71-1TH2 | 1 | UN | 1 | 60 | X | D | N | N | 85015100 | 1 |  | 3.002 | KG | 1027.46 | 1027.46 | MC05 | MC05 | SIMOTICS S Synchronous servo motor 1FK7 Compact 1.1Nm, 100K, 6000rpm 0.50kW, Naturally cooled IM B5 (IM V1, IM V3) power/signal connectors Connector can be rotated by 270Â° RESOLVER 2-POLE (RESOLVER P=1); PLAIN SHAFT, TOLERANCE N; WITH HOLDING BRAKE DEGREE OF PROTECTION IP65 FLANGE ON DRIVE END IP67 | - | 0 | 0
1FK7032-5AK71-1TH3 |  | 1FK7032-5AK71-1TH3 | 1 | UN | 1 | 60 | X | D | N | N | 85015100 | 1 |  | 3.002 | KG | 988.3 | 988.3 | MC05 | MC05 | SIMOTICS S Synchronous servo motor 1FK7 Compact 1.1Nm, 100K, 6000rpm 0.50kW, Naturally cooled IM B5 (IM V1, IM V3) power/signal connectors Connector can be rotated by 270Â° RESOLVER 2-POLE (RESOLVER P=1); PLAIN SHAFT, TOLERANCE N; WITH HOLDING BRAKE DEGREE OF PROTECTION IP64; PAINT FINISH RAL7016 | - | 0 | 0
1FK7032-5AK71-1TH5 |  | 1FK7032-5AK71-1TH5 | 1 | UN | 1 | 60 | X | D | N | N | 85015100 | 1 |  | 3.002 | KG | 1064.25 | 1064.25 | MC05 | MC05 | SIMOTICS S Synchronous servo motor 1FK7 Compact 1.1Nm, 100K, 6000rpm 0.50kW, Naturally cooled IM B5 (IM V1, IM V3) power/signal connectors Connector can be rotated by 270Â° RESOLVER 2-POLE (RESOLVER P=1); PLAIN SHAFT, TOLERANCE N; WITH HOLDING BRAKE DEGREE OF PROTECTION IP65 AS FLANGE IP67; PAINT FINISH RAL7016 | - | 0 | 0
1FK7032-5AK71-1TH8 |  | 1FK7032-5AK71-1TH8 | 1 | UN | 1 | 60 | X | D | N | N | 85015100 | 1 |  | 3.002 | KG | 1145.46 | 1145.46 | MC05 | MC05 | SIMOTICS S Synchronous servo motor 1FK7 Compact 1.1Nm, 100K, 6000rpm 0.50kW, Naturally cooled IM B5 (IM V1, IM V3) power/signal connectors Connector can be rotated by 270Â° RESOLVER 2-POLE (RESOLVER P=1); PLAIN SHAFT, TOLERANCE N; WITH HOLDING BRAKE DEGREE OF PROTECTION IP65 IP67 D-END FLANGE; RAL7016 COATING; METALLIC RATING PLATE AT MOTOR | - | 0 | 0
1FK7032-5AK71-1UA0 |  | 1FK7032-5AK71-1UA0 | 1 | UN | 1 | 60 | X | D | N | N | 85015100 | 1 |  | 2.703 | KG | 1041.45 | 1041.45 | MC05 | MC05 | SIMOTICS S Synchronous servo motor 1FK7 Compact 1.1Nm, 100K, 6000rpm 0.50kW, Naturally cooled IM B5 (IM V1, IM V3) power/signal connectors Connector can be rotated by 270Â° RESOLVER MULTI-POLE (RESOLVER P=3) WITH DRIVE-CLIQ INTERFACE; SHAFT WITH FITTED KEY, TOLERANCE N; W/O HOLDING BRAKE DEGREE OF PROTECTION IP64 | - | 0 | 0
1FK7032-5AK71-1UA2 |  | 1FK7032-5AK71-1UA2 | 1 | UN | 1 | 60 | X | D | N | N | 85015100 | 1 |  | 2.703 | KG | 1117.42 | 1117.42 | MC05 | MC05 | SIMOTICS S Synchronous servo motor 1FK7 Compact 1.1Nm, 100K, 6000rpm 0.50kW, Naturally cooled IM B5 (IM V1, IM V3) power/signal connectors Connector can be rotated by 270Â° RESOLVER MULTI-POLE (RESOLVER P=3) WITH DRIVE-CLIQ INTERFACE; SHAFT WITH FITTED KEY, TOLERANCE N; W/O HOLDING BRAKE DEGREE OF PROTECTION IP65 FLANGE ON DRIVE END IP67 | - | 0 | 0
1FK7032-5AK71-1UA3 |  | 1FK7032-5AK71-1UA3 | 1 | UN | 1 | 60 | X | D | N | N | 85015100 | 1 |  | 2.703 | KG | 1078.26 | 1078.26 | MC05 | MC05 | SIMOTICS S Synchronous servo motor 1FK7 Compact 1.1Nm, 100K, 6000rpm 0.50kW, Naturally cooled IM B5 (IM V1, IM V3) power/signal connectors Connector can be rotated by 270Â° RESOLVER MULTI-POLE (RESOLVER P=3) WITH DRIVE-CLIQ INTERFACE; SHAFT WITH FITTED KEY, TOLERANCE N; W/O HOLDING BRAKE DEGREE OF PROTECTION IP64; PAINT FINISH RAL7016 | - | 0 | 0
1FK7032-5AK71-1UA5 |  | 1FK7032-5AK71-1UA5 | 1 | UN | 1 | 60 | X | D | N | N | 85015100 | 1 |  | 2.703 | KG | 1154.21 | 1154.21 | MC05 | MC05 | SIMOTICS S Synchronous servo motor 1FK7 Compact 1.1Nm, 100K, 6000rpm 0.50kW, Naturally cooled IM B5 (IM V1, IM V3) power/signal connectors Connector can be rotated by 270Â° RESOLVER MULTI-POLE (RESOLVER P=3) WITH DRIVE-CLIQ INTERFACE; SHAFT WITH FITTED KEY, TOLERANCE N; W/O HOLDING BRAKE DEGREE OF PROTECTION IP65 AS FLANGE IP67; PAINT FINISH RAL7016 | - | 0 | 0
1FK7032-5AK71-1UA8 |  | 1FK7032-5AK71-1UA8 | 1 | UN | 1 | 60 | X | D | N | N | 85015100 | 1 |  | 2.703 | KG | 1235.42 | 1235.42 | MC05 | MC05 | SIMOTICS S Synchronous servo motor 1FK7 Compact 1.1Nm, 100K, 6000rpm 0.50kW, Naturally cooled IM B5 (IM V1, IM V3) power/signal connectors Connector can be rotated by 270Â° RESOLVER MULTI-POLE (RESOLVER P=3) WITH DRIVE-CLIQ INTERFACE; SHAFT WITH FITTED KEY, TOLERANCE N; W/O HOLDING BRAKE DEGREE OF PROTECTION IP65 IP67 D-END FLANGE; RAL7016 COATING; METALLIC RATING PLATE AT MOTOR | - | 0 | 0
1FK7032-5AK71-1UB0 |  | 1FK7032-5AK71-1UB0 | 1 | UN | 1 | 60 | X | D | N | N | 85015100 | 1 |  | 3.002 | KG | 1219.22 | 1219.22 | MC05 | MC05 | SIMOTICS S Synchronous servo motor 1FK7 Compact 1.1Nm, 100K, 6000rpm 0.50kW, Naturally cooled IM B5 (IM V1, IM V3) power/signal connectors Connector can be rotated by 270Â° RESOLVER MULTI-POLE (RESOLVER P=3) WITH DRIVE-CLIQ INTERFACE; SHAFT WITH FITTED KEY, TOLERANCE N; WITH HOLDING BRAKE DEGREE OF PROTECTION IP64 | - | 0 | 0
1FK7032-5AK71-1UB2 |  | 1FK7032-5AK71-1UB2 | 1 | UN | 1 | 60 | X | D | N | N | 85015100 | 1 |  | 3.002 | KG | 1295.19 | 1295.19 | MC05 | MC05 | SIMOTICS S Synchronous servo motor 1FK7 Compact 1.1Nm, 100K, 6000rpm 0.50kW, Naturally cooled IM B5 (IM V1, IM V3) power/signal connectors Connector can be rotated by 270Â° RESOLVER MULTI-POLE (RESOLVER P=3) WITH DRIVE-CLIQ INTERFACE; SHAFT WITH FITTED KEY, TOLERANCE N; WITH HOLDING BRAKE DEGREE OF PROTECTION IP65 FLANGE ON DRIVE END IP67 | - | 0 | 0
1FK7032-5AK71-1UB3 |  | 1FK7032-5AK71-1UB3 | 1 | UN | 1 | 60 | X | D | N | N | 85015100 | 1 |  | 3.002 | KG | 1256.03 | 1256.03 | MC05 | MC05 | SIMOTICS S Synchronous servo motor 1FK7 Compact 1.1Nm, 100K, 6000rpm 0.50kW, Naturally cooled IM B5 (IM V1, IM V3) power/signal connectors Connector can be rotated by 270Â° RESOLVER MULTI-POLE (RESOLVER P=3) WITH DRIVE-CLIQ INTERFACE; SHAFT WITH FITTED KEY, TOLERANCE N; WITH HOLDING BRAKE DEGREE OF PROTECTION IP64; PAINT FINISH RAL7016 | - | 0 | 0
1FK7032-5AK71-1UB5 |  | 1FK7032-5AK71-1UB5 | 1 | UN | 1 | 60 | X | D | N | N | 85015100 | 1 |  | 3.002 | KG | 1331.98 | 1331.98 | MC05 | MC05 | SIMOTICS S Synchronous servo motor 1FK7 Compact 1.1Nm, 100K, 6000rpm 0.50kW, Naturally cooled IM B5 (IM V1, IM V3) power/signal connectors Connector can be rotated by 270Â° RESOLVER MULTI-POLE (RESOLVER P=3) WITH DRIVE-CLIQ INTERFACE; SHAFT WITH FITTED KEY, TOLERANCE N; WITH HOLDING BRAKE DEGREE OF PROTECTION IP65 AS FLANGE IP67; PAINT FINISH RAL7016 | - | 0 | 0
1FK7032-5AK71-1UB8 |  | 1FK7032-5AK71-1UB8 | 1 | UN | 1 | 60 | X | D | N | N | 85015100 | 1 |  | 3.002 | KG | 1413.19 | 1413.19 | MC05 | MC05 | SIMOTICS S Synchronous servo motor 1FK7 Compact 1.1Nm, 100K, 6000rpm 0.50kW, Naturally cooled IM B5 (IM V1, IM V3) power/signal connectors Connector can be rotated by 270Â° RESOLVER MULTI-POLE (RESOLVER P=3) WITH DRIVE-CLIQ INTERFACE; SHAFT WITH FITTED KEY, TOLERANCE N; WITH HOLDING BRAKE DEGREE OF PROTECTION IP65 IP67 D-END FLANGE; RAL7016 COATING; METALLIC RATING PLATE AT MOTOR | - | 0 | 0
1FK7032-5AK71-1UG0 |  | 1FK7032-5AK71-1UG0 | 1 | UN | 1 | 60 | X | D | N | N | 85015100 | 1 |  | 2.703 | KG | 971.4 | 971.4 | MC05 | MC05 | SIMOTICS S Synchronous servo motor 1FK7 Compact 1.1Nm, 100K, 6000rpm 0.50kW, Naturally cooled IM B5 (IM V1, IM V3) power/signal connectors Connector can be rotated by 270Â° RESOLVER MULTI-POLE (RESOLVER P=3) WITH DRIVE-CLIQ INTERFACE; PLAIN SHAFT, TOLERANCE N; W/O HOLDING BRAKE DEGREE OF PROTECTION IP64 | - | 0 | 0
1FK7032-5AK71-1UG2 |  | 1FK7032-5AK71-1UG2 | 1 | UN | 1 | 60 | X | D | N | N | 85015100 | 1 |  | 2.703 | KG | 1047.37 | 1047.37 | MC05 | MC05 | SIMOTICS S Synchronous servo motor 1FK7 Compact 1.1Nm, 100K, 6000rpm 0.50kW, Naturally cooled IM B5 (IM V1, IM V3) power/signal connectors Connector can be rotated by 270Â° RESOLVER MULTI-POLE (RESOLVER P=3) WITH DRIVE-CLIQ INTERFACE; PLAIN SHAFT, TOLERANCE N; W/O HOLDING BRAKE DEGREE OF PROTECTION IP65 FLANGE ON DRIVE END IP67 | - | 0 | 0
1FK7032-5AK71-1UG3 |  | 1FK7032-5AK71-1UG3 | 1 | UN | 1 | 60 | X | D | N | N | 85015100 | 1 |  | 2.703 | KG | 1008.21 | 1008.21 | MC05 | MC05 | SIMOTICS S Synchronous servo motor 1FK7 Compact 1.1Nm, 100K, 6000rpm 0.50kW, Naturally cooled IM B5 (IM V1, IM V3) power/signal connectors Connector can be rotated by 270Â° RESOLVER MULTI-POLE (RESOLVER P=3) WITH DRIVE-CLIQ INTERFACE; PLAIN SHAFT, TOLERANCE N; W/O HOLDING BRAKE DEGREE OF PROTECTION IP64; PAINT FINISH RAL7016 | - | 0 | 0
1FK7032-5AK71-1UG5 |  | 1FK7032-5AK71-1UG5 | 1 | UN | 1 | 60 | X | D | N | N | 85015100 | 1 |  | 2.703 | KG | 1084.16 | 1084.16 | MC05 | MC05 | SIMOTICS S Synchronous servo motor 1FK7 Compact 1.1Nm, 100K, 6000rpm 0.50kW, Naturally cooled IM B5 (IM V1, IM V3) power/signal connectors Connector can be rotated by 270Â° RESOLVER MULTI-POLE (RESOLVER P=3) WITH DRIVE-CLIQ INTERFACE; PLAIN SHAFT, TOLERANCE N; W/O HOLDING BRAKE DEGREE OF PROTECTION IP65 AS FLANGE IP67; PAINT FINISH RAL7016 | - | 0 | 0
1FK7032-5AK71-1UG8 |  | 1FK7032-5AK71-1UG8 | 1 | UN | 1 | 60 | X | D | N | N | 85015100 | 1 |  | 2.703 | KG | 1165.37 | 1165.37 | MC05 | MC05 | SIMOTICS S Synchronous servo motor 1FK7 Compact 1.1Nm, 100K, 6000rpm 0.50kW, Naturally cooled IM B5 (IM V1, IM V3) power/signal connectors Connector can be rotated by 270Â° RESOLVER MULTI-POLE (RESOLVER P=3) WITH DRIVE-CLIQ INTERFACE; PLAIN SHAFT, TOLERANCE N; W/O HOLDING BRAKE DEGREE OF PROTECTION IP65 IP67 D-END FLANGE; RAL7016 COATING; METALLIC RATING PLATE AT MOTOR | - | 0 | 0
1FK7032-5AK71-1UH0 |  | 1FK7032-5AK71-1UH0 | 1 | UN | 1 | 60 | X | D | N | N | 85015100 | 1 |  | 3.002 | KG | 1147.23 | 1147.23 | MC05 | MC05 | SIMOTICS S Synchronous servo motor 1FK7 Compact 1.1Nm, 100K, 6000rpm 0.50kW, Naturally cooled IM B5 (IM V1, IM V3) power/signal connectors Connector can be rotated by 270Â° RESOLVER MULTI-POLE (RESOLVER P=3) WITH DRIVE-CLIQ INTERFACE; PLAIN SHAFT, TOLERANCE N; WITH HOLDING BRAKE DEGREE OF PROTECTION IP64 | - | 0 | 0
1FK7032-5AK71-1UH2 |  | 1FK7032-5AK71-1UH2 | 1 | UN | 1 | 60 | X | D | N | N | 85015100 | 1 |  | 3.002 | KG | 1223.2 | 1223.2 | MC05 | MC05 | SIMOTICS S Synchronous servo motor 1FK7 Compact 1.1Nm, 100K, 6000rpm 0.50kW, Naturally cooled IM B5 (IM V1, IM V3) power/signal connectors Connector can be rotated by 270Â° RESOLVER MULTI-POLE (RESOLVER P=3) WITH DRIVE-CLIQ INTERFACE; PLAIN SHAFT, TOLERANCE N; WITH HOLDING BRAKE DEGREE OF PROTECTION IP65 FLANGE ON DRIVE END IP67 | - | 0 | 0
1FK7032-5AK71-1UH3 |  | 1FK7032-5AK71-1UH3 | 1 | UN | 1 | 60 | X | D | N | N | 85015100 | 1 |  | 3.002 | KG | 1184.04 | 1184.04 | MC05 | MC05 | SIMOTICS S Synchronous servo motor 1FK7 Compact 1.1Nm, 100K, 6000rpm 0.50kW, Naturally cooled IM B5 (IM V1, IM V3) power/signal connectors Connector can be rotated by 270Â° RESOLVER MULTI-POLE (RESOLVER P=3) WITH DRIVE-CLIQ INTERFACE; PLAIN SHAFT, TOLERANCE N; WITH HOLDING BRAKE DEGREE OF PROTECTION IP64; PAINT FINISH RAL7016 | - | 0 | 0
1FK7032-5AK71-1UH5 |  | 1FK7032-5AK71-1UH5 | 1 | UN | 1 | 60 | X | D | N | N | 85015100 | 1 |  | 3.002 | KG | 1259.99 | 1259.99 | MC05 | MC05 | SIMOTICS S Synchronous servo motor 1FK7 Compact 1.1Nm, 100K, 6000rpm 0.50kW, Naturally cooled IM B5 (IM V1, IM V3) power/signal connectors Connector can be rotated by 270Â° RESOLVER MULTI-POLE (RESOLVER P=3) WITH DRIVE-CLIQ INTERFACE; PLAIN SHAFT, TOLERANCE N; WITH HOLDING BRAKE DEGREE OF PROTECTION IP65 AS FLANGE IP67; PAINT FINISH RAL7016 | - | 0 | 0
1FK7032-5AK71-1UH8 |  | 1FK7032-5AK71-1UH8 | 1 | UN | 1 | 60 | X | D | N | N | 85015100 | 1 |  | 3.002 | KG | 1341.2 | 1341.2 | MC05 | MC05 | SIMOTICS S Synchronous servo motor 1FK7 Compact 1.1Nm, 100K, 6000rpm 0.50kW, Naturally cooled IM B5 (IM V1, IM V3) power/signal connectors Connector can be rotated by 270Â° RESOLVER MULTI-POLE (RESOLVER P=3) WITH DRIVE-CLIQ INTERFACE; PLAIN SHAFT, TOLERANCE N; WITH HOLDING BRAKE DEGREE OF PROTECTION IP65 IP67 D-END FLANGE; RAL7016 COATING; METALLIC RATING PLATE AT MOTOR | - | 0 | 0
1FK7032-5AK71-1VA0 |  | 1FK7032-5AK71-1VA0 | 1 | UN | 1 | 60 | X | D | N | N | 85015100 | 1 |  | 2.703 | KG | 1397.05 | 1397.05 | MC05 | MC05 | SIMOTICS S Synchronous servo motor 1FK7 Compact 1.1Nm, 100K, 6000rpm 0.50kW, Naturally cooled IM B5 (IM V1, IM V3) power/signal connectors Connector can be rotated by 270Â° BASIC ABSOLUTE ENCODER 16 P/REV (ENCODER A-16) WITH DRIVE-CLIQ INTERFACE; PERFORMANCE REDUCTION BY 10% DUE TO ABSOLUTE ENCODER; SHAFT WITH FITTED KEY, TOLERANCE N; W/O HOLDING BRAKE DEGREE OF PROTECTION IP64 | - | 0 | 0
1FK7032-5AK71-1VA2 |  | 1FK7032-5AK71-1VA2 | 1 | UN | 1 | 60 | X | D | N | N | 85015100 | 1 |  | 2.703 | KG | 1473.02 | 1473.02 | MC05 | MC05 | SIMOTICS S Synchronous servo motor 1FK7 Compact 1.1Nm, 100K, 6000rpm 0.50kW, Naturally cooled IM B5 (IM V1, IM V3) power/signal connectors Connector can be rotated by 270Â° BASIC ABSOLUTE ENCODER 16 P/REV (ENCODER A-16) WITH DRIVE-CLIQ INTERFACE; PERFORMANCE REDUCTION BY 10% DUE TO ABSOLUTE ENCODER; SHAFT WITH FITTED KEY, TOLERANCE N; W/O HOLDING BRAKE DEGREE OF PROTECTION IP65 FLANGE ON DRIVE END IP67 | - | 0 | 0
1FK7032-5AK71-1VA3 |  | 1FK7032-5AK71-1VA3 | 1 | UN | 1 | 60 | X | D | N | N | 85015100 | 1 |  | 2.703 | KG | 1433.86 | 1433.86 | MC05 | MC05 | SIMOTICS S Synchronous servo motor 1FK7 Compact 1.1Nm, 100K, 6000rpm 0.50kW, Naturally cooled IM B5 (IM V1, IM V3) power/signal connectors Connector can be rotated by 270Â° BASIC ABSOLUTE ENCODER 16 P/REV (ENCODER A-16) WITH DRIVE-CLIQ INTERFACE; PERFORMANCE REDUCTION BY 10% DUE TO ABSOLUTE ENCODER; SHAFT WITH FITTED KEY, TOLERANCE N; W/O HOLDING BRAKE DEGREE OF PROTECTION IP64; PAINT FINISH RAL7016 | - | 0 | 0
1FK7032-5AK71-1VA5 |  | 1FK7032-5AK71-1VA5 | 1 | UN | 1 | 60 | X | D | N | N | 85015100 | 1 |  | 2.703 | KG | 1509.81 | 1509.81 | MC05 | MC05 | SIMOTICS S Synchronous servo motor 1FK7 Compact 1.1Nm, 100K, 6000rpm 0.50kW, Naturally cooled IM B5 (IM V1, IM V3) power/signal connectors Connector can be rotated by 270Â° BASIC ABSOLUTE ENCODER 16 P/REV (ENCODER A-16) WITH DRIVE-CLIQ INTERFACE; PERFORMANCE REDUCTION BY 10% DUE TO ABSOLUTE ENCODER; SHAFT WITH FITTED KEY, TOLERANCE N; W/O HOLDING BRAKE DEGREE OF PROTECTION IP65 AS FLANGE IP67; PAINT FINISH RAL7016 | - | 0 | 0
1FK7032-5AK71-1VA8 |  | 1FK7032-5AK71-1VA8 | 1 | UN | 1 | 60 | X | D | N | N | 85015100 | 1 |  | 2.703 | KG | 1591.02 | 1591.02 | MC05 | MC05 | SIMOTICS S Synchronous servo motor 1FK7 Compact 1.1Nm, 100K, 6000rpm 0.50kW, Naturally cooled IM B5 (IM V1, IM V3) power/signal connectors Connector can be rotated by 270Â° BASIC ABSOLUTE ENCODER 16 P/REV (ENCODER A-16) WITH DRIVE-CLIQ INTERFACE; PERFORMANCE REDUCTION BY 10% DUE TO ABSOLUTE ENCODER; SHAFT WITH FITTED KEY, TOLERANCE N; W/O HOLDING BRAKE DEGREE OF PROTECTION IP65 IP67 D-END FLANGE; RAL7016 COATING; METALLIC RATING PLATE AT MOTOR | - | 0 | 0
1FK7032-5AK71-1VB0 |  | 1FK7032-5AK71-1VB0 | 1 | UN | 1 | 60 | X | D | N | N | 85015100 | 1 |  | 3.002 | KG | 1574.82 | 1574.82 | MC05 | MC05 | SIMOTICS S Synchronous servo motor 1FK7 Compact 1.1Nm, 100K, 6000rpm 0.50kW, Naturally cooled IM B5 (IM V1, IM V3) power/signal connectors Connector can be rotated by 270Â° BASIC ABSOLUTE ENCODER 16 P/REV (ENCODER A-16) WITH DRIVE-CLIQ INTERFACE; PERFORMANCE REDUCTION BY 10% DUE TO ABSOLUTE ENCODER; SHAFT WITH FITTED KEY, TOLERANCE N; WITH HOLDING BRAKE DEGREE OF PROTECTION IP64 | - | 0 | 0
1FK7032-5AK71-1VB2 |  | 1FK7032-5AK71-1VB2 | 1 | UN | 1 | 60 | X | D | N | N | 85015100 | 1 |  | 3.002 | KG | 1650.79 | 1650.79 | MC05 | MC05 | SIMOTICS S Synchronous servo motor 1FK7 Compact 1.1Nm, 100K, 6000rpm 0.50kW, Naturally cooled IM B5 (IM V1, IM V3) power/signal connectors Connector can be rotated by 270Â° BASIC ABSOLUTE ENCODER 16 P/REV (ENCODER A-16) WITH DRIVE-CLIQ INTERFACE; PERFORMANCE REDUCTION BY 10% DUE TO ABSOLUTE ENCODER; SHAFT WITH FITTED KEY, TOLERANCE N; WITH HOLDING BRAKE DEGREE OF PROTECTION IP65 FLANGE ON DRIVE END IP67 | - | 0 | 0
1FK7032-5AK71-1VB3 |  | 1FK7032-5AK71-1VB3 | 1 | UN | 1 | 60 | X | D | N | N | 85015100 | 1 |  | 3.002 | KG | 1611.63 | 1611.63 | MC05 | MC05 | SIMOTICS S Synchronous servo motor 1FK7 Compact 1.1Nm, 100K, 6000rpm 0.50kW, Naturally cooled IM B5 (IM V1, IM V3) power/signal connectors Connector can be rotated by 270Â° BASIC ABSOLUTE ENCODER 16 P/REV (ENCODER A-16) WITH DRIVE-CLIQ INTERFACE; PERFORMANCE REDUCTION BY 10% DUE TO ABSOLUTE ENCODER; SHAFT WITH FITTED KEY, TOLERANCE N; WITH HOLDING BRAKE DEGREE OF PROTECTION IP64; PAINT FINISH RAL7016 | - | 0 | 0
1FK7032-5AK71-1VB5 |  | 1FK7032-5AK71-1VB5 | 1 | UN | 1 | 60 | X | D | N | N | 85015100 | 1 |  | 3.002 | KG | 1687.58 | 1687.58 | MC05 | MC05 | SIMOTICS S Synchronous servo motor 1FK7 Compact 1.1Nm, 100K, 6000rpm 0.50kW, Naturally cooled IM B5 (IM V1, IM V3) power/signal connectors Connector can be rotated by 270Â° BASIC ABSOLUTE ENCODER 16 P/REV (ENCODER A-16) WITH DRIVE-CLIQ INTERFACE; PERFORMANCE REDUCTION BY 10% DUE TO ABSOLUTE ENCODER; SHAFT WITH FITTED KEY, TOLERANCE N; WITH HOLDING BRAKE DEGREE OF PROTECTION IP65 AS FLANGE IP67; PAINT FINISH RAL7016 | - | 0 | 0
1FK7032-5AK71-1VB8 |  | 1FK7032-5AK71-1VB8 | 1 | UN | 1 | 60 | X | D | N | N | 85015100 | 1 |  | 3.002 | KG | 1768.79 | 1768.79 | MC05 | MC05 | SIMOTICS S Synchronous servo motor 1FK7 Compact 1.1Nm, 100K, 6000rpm 0.50kW, Naturally cooled IM B5 (IM V1, IM V3) power/signal connectors Connector can be rotated by 270Â° BASIC ABSOLUTE ENCODER 16 P/REV (ENCODER A-16) WITH DRIVE-CLIQ INTERFACE; PERFORMANCE REDUCTION BY 10% DUE TO ABSOLUTE ENCODER; SHAFT WITH FITTED KEY, TOLERANCE N; WITH HOLDING BRAKE DEGREE OF PROTECTION IP65 IP67 D-END FLANGE; RAL7016 COATING; METALLIC RATING PLATE AT MOTOR | - | 0 | 0
1FK7032-5AK71-1VG0 |  | 1FK7032-5AK71-1VG0 | 1 | UN | 1 | 60 | X | D | N | N | 85015100 | 1 |  | 2.703 | KG | 1327 | 1327 | MC05 | MC05 | SIMOTICS S Synchronous servo motor 1FK7 Compact 1.1Nm, 100K, 6000rpm 0.50kW, Naturally cooled IM B5 (IM V1, IM V3) power/signal connectors Connector can be rotated by 270Â° BASIC ABSOLUTE ENCODER 16 P/REV (ENCODER A-16) WITH DRIVE-CLIQ INTERFACE; PERFORMANCE REDUCTION BY 10% DUE TO ABSOLUTE ENCODER; PLAIN SHAFT, TOLERANCE N; W/O HOLDING BRAKE DEGREE OF PROTECTION IP64 | - | 0 | 0
1FK7032-5AK71-1VG2 |  | 1FK7032-5AK71-1VG2 | 1 | UN | 1 | 60 | X | D | N | N | 85015100 | 1 |  | 2.703 | KG | 1402.97 | 1402.97 | MC05 | MC05 | SIMOTICS S Synchronous servo motor 1FK7 Compact 1.1Nm, 100K, 6000rpm 0.50kW, Naturally cooled IM B5 (IM V1, IM V3) power/signal connectors Connector can be rotated by 270Â° BASIC ABSOLUTE ENCODER 16 P/REV (ENCODER A-16) WITH DRIVE-CLIQ INTERFACE; PERFORMANCE REDUCTION BY 10% DUE TO ABSOLUTE ENCODER; PLAIN SHAFT, TOLERANCE N; W/O HOLDING BRAKE DEGREE OF PROTECTION IP65 FLANGE ON DRIVE END IP67 | - | 0 | 0
1FK7032-5AK71-1VG3 |  | 1FK7032-5AK71-1VG3 | 1 | UN | 1 | 60 | X | D | N | N | 85015100 | 1 |  | 2.703 | KG | 1363.81 | 1363.81 | MC05 | MC05 | SIMOTICS S Synchronous servo motor 1FK7 Compact 1.1Nm, 100K, 6000rpm 0.50kW, Naturally cooled IM B5 (IM V1, IM V3) power/signal connectors Connector can be rotated by 270Â° BASIC ABSOLUTE ENCODER 16 P/REV (ENCODER A-16) WITH DRIVE-CLIQ INTERFACE; PERFORMANCE REDUCTION BY 10% DUE TO ABSOLUTE ENCODER; PLAIN SHAFT, TOLERANCE N; W/O HOLDING BRAKE DEGREE OF PROTECTION IP64; PAINT FINISH RAL7016 | - | 0 | 0
1FK7032-5AK71-1VG5 |  | 1FK7032-5AK71-1VG5 | 1 | UN | 1 | 60 | X | D | N | N | 85015100 | 1 |  | 2.703 | KG | 1439.76 | 1439.76 | MC05 | MC05 | SIMOTICS S Synchronous servo motor 1FK7 Compact 1.1Nm, 100K, 6000rpm 0.50kW, Naturally cooled IM B5 (IM V1, IM V3) power/signal connectors Connector can be rotated by 270Â° BASIC ABSOLUTE ENCODER 16 P/REV (ENCODER A-16) WITH DRIVE-CLIQ INTERFACE; PERFORMANCE REDUCTION BY 10% DUE TO ABSOLUTE ENCODER; PLAIN SHAFT, TOLERANCE N; W/O HOLDING BRAKE DEGREE OF PROTECTION IP65 AS FLANGE IP67; PAINT FINISH RAL7016 | - | 0 | 0
1FK7032-5AK71-1VG8 |  | 1FK7032-5AK71-1VG8 | 1 | UN | 1 | 60 | X | D | N | N | 85015100 | 1 |  | 2.703 | KG | 1520.97 | 1520.97 | MC05 | MC05 | SIMOTICS S Synchronous servo motor 1FK7 Compact 1.1Nm, 100K, 6000rpm 0.50kW, Naturally cooled IM B5 (IM V1, IM V3) power/signal connectors Connector can be rotated by 270Â° BASIC ABSOLUTE ENCODER 16 P/REV (ENCODER A-16) WITH DRIVE-CLIQ INTERFACE; PERFORMANCE REDUCTION BY 10% DUE TO ABSOLUTE ENCODER; PLAIN SHAFT, TOLERANCE N; W/O HOLDING BRAKE DEGREE OF PROTECTION IP65 IP67 D-END FLANGE; RAL7016 COATING; METALLIC RATING PLATE AT MOTOR | - | 0 | 0
1FK7032-5AK71-1VH0 |  | 1FK7032-5AK71-1VH0 | 1 | UN | 1 | 60 | X | D | N | N | 85015100 | 1 |  | 3.002 | KG | 1502.83 | 1502.83 | MC05 | MC05 | SIMOTICS S Synchronous servo motor 1FK7 Compact 1.1Nm, 100K, 6000rpm 0.50kW, Naturally cooled IM B5 (IM V1, IM V3) power/signal connectors Connector can be rotated by 270Â° BASIC ABSOLUTE ENCODER 16 P/REV (ENCODER A-16) WITH DRIVE-CLIQ INTERFACE; PERFORMANCE REDUCTION BY 10% DUE TO ABSOLUTE ENCODER; PLAIN SHAFT, TOLERANCE N; WITH HOLDING BRAKE DEGREE OF PROTECTION IP64 | - | 0 | 0
1FK7032-5AK71-1VH2 |  | 1FK7032-5AK71-1VH2 | 1 | UN | 1 | 60 | X | D | N | N | 85015100 | 1 |  | 3.002 | KG | 1578.8 | 1578.8 | MC05 | MC05 | SIMOTICS S Synchronous servo motor 1FK7 Compact 1.1Nm, 100K, 6000rpm 0.50kW, Naturally cooled IM B5 (IM V1, IM V3) power/signal connectors Connector can be rotated by 270Â° BASIC ABSOLUTE ENCODER 16 P/REV (ENCODER A-16) WITH DRIVE-CLIQ INTERFACE; PERFORMANCE REDUCTION BY 10% DUE TO ABSOLUTE ENCODER; PLAIN SHAFT, TOLERANCE N; WITH HOLDING BRAKE DEGREE OF PROTECTION IP65 FLANGE ON DRIVE END IP67 | - | 0 | 0
1FK7032-5AK71-1VH3 |  | 1FK7032-5AK71-1VH3 | 1 | UN | 1 | 60 | X | D | N | N | 85015100 | 1 |  | 3.002 | KG | 1539.64 | 1539.64 | MC05 | MC05 | SIMOTICS S Synchronous servo motor 1FK7 Compact 1.1Nm, 100K, 6000rpm 0.50kW, Naturally cooled IM B5 (IM V1, IM V3) power/signal connectors Connector can be rotated by 270Â° BASIC ABSOLUTE ENCODER 16 P/REV (ENCODER A-16) WITH DRIVE-CLIQ INTERFACE; PERFORMANCE REDUCTION BY 10% DUE TO ABSOLUTE ENCODER; PLAIN SHAFT, TOLERANCE N; WITH HOLDING BRAKE DEGREE OF PROTECTION IP64; PAINT FINISH RAL7016 | - | 0 | 0
1FK7032-5AK71-1VH5 |  | 1FK7032-5AK71-1VH5 | 1 | UN | 1 | 60 | X | D | N | N | 85015100 | 1 |  | 3.002 | KG | 1615.59 | 1615.59 | MC05 | MC05 | SIMOTICS S Synchronous servo motor 1FK7 Compact 1.1Nm, 100K, 6000rpm 0.50kW, Naturally cooled IM B5 (IM V1, IM V3) power/signal connectors Connector can be rotated by 270Â° BASIC ABSOLUTE ENCODER 16 P/REV (ENCODER A-16) WITH DRIVE-CLIQ INTERFACE; PERFORMANCE REDUCTION BY 10% DUE TO ABSOLUTE ENCODER; PLAIN SHAFT, TOLERANCE N; WITH HOLDING BRAKE DEGREE OF PROTECTION IP65 AS FLANGE IP67; PAINT FINISH RAL7016 | - | 0 | 0
1FK7032-5AK71-1VH8 |  | 1FK7032-5AK71-1VH8 | 1 | UN | 1 | 60 | X | D | N | N | 85015100 | 1 |  | 3.002 | KG | 1696.8 | 1696.8 | MC05 | MC05 | SIMOTICS S Synchronous servo motor 1FK7 Compact 1.1Nm, 100K, 6000rpm 0.50kW, Naturally cooled IM B5 (IM V1, IM V3) power/signal connectors Connector can be rotated by 270Â° BASIC ABSOLUTE ENCODER 16 P/REV (ENCODER A-16) WITH DRIVE-CLIQ INTERFACE; PERFORMANCE REDUCTION BY 10% DUE TO ABSOLUTE ENCODER; PLAIN SHAFT, TOLERANCE N; WITH HOLDING BRAKE DEGREE OF PROTECTION IP65 IP67 D-END FLANGE; RAL7016 COATING; METALLIC RATING PLATE AT MOTOR | - | 0 | 0
1FK7032-5AK71-4HG5-Z | S20 | 1FK7032-5AK71-4HG5-ZS20 | 1 | UN | 1 | 60 | X | D | N | N | 85015100 | 1 |  | 2.7 | KG | 2381.57 | 2381.57 | MC05 | MC05 | SIMOTICS S 1FK7 synchronous servomotor compact 1.1Nm, 100K, 6000rpm 0.50kW, Naturally cooled IM B5 (IM V1, IM V3) Power connector fixed toward DE; absolute encoder 512 S/R (encoder A-512); Derating 10% due to absolute encoder; Smooth shaft Tolerance N without holding brake; degree of protection IP65 DE flange IP67; paint finish RAL 7016 S20: Customer-specific version Bruderer | novo Out19 | 0 | 7
1FK7032-5AK71-4HG5-Z | S20Y84 | 1FK7032-5AK71-4HG5-ZS20Y84 | 1 | UN | 1 | 60 | X | D | N | N | 85015100 | 1 |  | 2.7 | KG | 2381.57 | 2381.57 | MC05 | MC05 | SIMOTICS S 1FK7 synchronous servomotor compact 1.1Nm, 100K, 6000rpm 0.50kW, Naturally cooled IM B5 (IM V1, IM V3) Power connector fixed toward DE; absolute encoder 512 S/R (encoder A-512); Derating 10% due to absolute encoder; Smooth shaft, Tolerance N without holding brake; degree of protection IP65 DE flange IP67; RAL 7016 S20: Customer-specific version Bruderer Y84: Customer specifications on the rating plate | novo Out19 | 0 | 7
1FK7032-5AK71-4JG5-Z | S20 | 1FK7032-5AK71-4JG5-ZS20 | 1 | UN | 1 | 60 | X | D | N | N | 85015100 | 1 |  | 2.7 | KG | 1364.3 | 1364.3 | MC05 | MC05 | SIMOTICS S-1FK7 Synchronous servo motor 1FK7 Compact; naturally cooled; NN=6000rpm; UDC=600V; IMB 5 design; Power connector fixed toward DE; Absolute encoder 16 S/R (encoder A-16); Smooth shaft Tolerance N without holding brake; Degree of protection IP65 with paint finish DE F S20: Customer-specific version customer-specific motor Only in connection with S20 | - | 0 | 7
1FK7032-5AK71-4JG5-Z | S20Y84 | 1FK7032-5AK71-4JG5-ZS20Y84 | 1 | UN | 1 | 60 | X | D | N | N | 85015100 | 1 |  | 2.7 | KG | 1354.21 | 1354.21 | MC05 | MC05 | SIMOTICS S 1FK7 synchronous servomotor compact 1.1Nm, 100K, 6000rpm; 0.50kW, Naturally cooled IM B5 (IM V1, IM V3) Power connector fixed toward DE; Absolute encoder 16 S/R (encoder A-16); Smooth shaft Tolerance N without holding brake; degree of protection IP65 DE flange IP67; paint finish RAL7016 S20: Customer-specific version Bruderer Y84: Customer specifications on the rating plate | - | 0 | 7
1FK7032-5AK71-7TA3 |  | 1FK7032-5AK71-7TA3 | 1 | UN | 1 | 60 | X | D | N | N | 85015100 | 1 |  | 2.703 | KG | 1092.36 | 1092.36 | MC05 | MC05 | SIMOTICS S Synchronous servo motor 1FK7 Compact, 1.1Nm 100K, 6000rpm, 0.50kW Naturally cooled IM B5 (IM V1, IM V3) Bare cable end 0.5m Outlet directions NDE with connector size 1 RESOLVER 2-POLE (RESOLVER P=1); SHAFT WITH FITTED KEY, TOLERANCE N; W/O HOLDING BRAKE DEGREE OF PROTECTION IP64; PAINT FINISH RAL7016 | - | 0 | 0
1FK7032-5AK71-7TG0 |  | 1FK7032-5AK71-7TG0 | 1 | UN | 1 | 60 | X | D | N | N | 85015100 | 1 |  | 2.703 | KG | 985.5 | 985.5 | MC05 | MC05 | SIMOTICS S Synchronous servo motor 1FK7 Compact, 1.1Nm 100K, 6000rpm, 0.50kW Naturally cooled IM B5 (IM V1, IM V3) Bare cable end 0.5m Outlet directions NDE with connector size 1 RESOLVER 2-POLE (RESOLVER P=1); PLAIN SHAFT, TOLERANCE N; W/O HOLDING BRAKE DEGREE OF PROTECTION IP64 | - | 0 | 0
1FK7032-5AK71-7TH0 |  | 1FK7032-5AK71-7TH0 | 1 | UN | 1 | 60 | X | D | N | N | 85015100 | 1 |  | 3.002 | KG | 1161.33 | 1161.33 | MC05 | MC05 | SIMOTICS S Synchronous servo motor 1FK7 Compact, 1.1Nm 100K, 6000rpm, 0.50kW Naturally cooled IM B5 (IM V1, IM V3) Bare cable end 0.5m Outlet directions NDE with connector size 1 RESOLVER 2-POLE (RESOLVER P=1); PLAIN SHAFT, TOLERANCE N; WITH HOLDING BRAKE DEGREE OF PROTECTION IP64 | - | 0 | 0
1FK7032-5AK71-7TH3 |  | 1FK7032-5AK71-7TH3 | 1 | UN | 1 | 60 | X | D | N | N | 85015100 | 1 |  | 3.002 | KG | 1198.14 | 1198.14 | MC05 | MC05 | SIMOTICS S Synchronous servo motor 1FK7 Compact, 1.1Nm 100K, 6000rpm, 0.50kW Naturally cooled IM B5 (IM V1, IM V3) Bare cable end 0.5m Outlet directions NDE with connector size 1 RESOLVER 2-POLE (RESOLVER P=1); PLAIN SHAFT, TOLERANCE N; WITH HOLDING BRAKE DEGREE OF PROTECTION IP64; PAINT FINISH RAL7016 | - | 0 | 0
1FK7032-5AK71-8AA0 |  | 1FK7032-5AK71-8AA0 | 1 | UN | 1 | 60 | X | D | N | N | 85015100 | 1 |  | 2.7 | KG | 1570.71 | 1570.71 | MC05 | MC05 | SIMOTICS S-1FK7 SIMOTICS S-1FK7 1FK7 Compact; naturally cooled; NN=6000rpm; UDC=600V; IMB 5 design; Cable tail toward DE; Incremental encoder sin/cos 1VSS 2048 S/R (encoder I-2048); Shaft with feather key Tolerance N without holding brake; Degree of protection IP64; customer-specific motor | novo Out19 | 0 | 7
1FK7032-5AK71-8TA0 |  | 1FK7032-5AK71-8TA0 | 1 | UN | 1 | 60 | X | D | N | N | 85015100 | 1 |  | 2.7 | KG | 1069.82 | 1069.82 | MC05 | MC05 | SIMOTICS S-1FK7 Synchronous servo motor 1FK7 Compact; naturally cooled; NN=6000rpm; UDC=600V; IMB 5 design; Cable tail toward DE; Resolver 2-pole; Shaft with feather key Tolerance N without holding brake; Degree of protection IP64; customer-specific motor | novo Out19 | 0 | 7
1FK7033-4CF21-1AA0 |  | 1FK7033-4CF21-1AA0 | 1 | UN | 1 | 15 | C | D | N | N | 85015100 | 1 |  | 3.001 | KG | 1090.87 | 1090.87 | MC05 | MC05 | SIMOTICS S Synchronous motor 1FK7-HD PN=0.38kW; UDC=300V; M0=1. 3Nm (100K); NN=3000rpm; Naturally cooled FRAME SIZE IMB 5 (IM V1, IM V3) FLANGE 1, WITH KTY TEMPERATURESENSOR POWER CONNECTOR ROTATABLE INCREMENTAL ENCODER SIN/COS 1VPP;2048 S/R W. C-AND D-SPUR (ENCODER IC2048S/R) SHAFT WITH FITTED KEY, TOLERANCE N; W/O HOLDING BRAKE PROTECTION CLASS IP64; | - | 0 | 0
1FK7033-4CF21-1AA1 |  | 1FK7033-4CF21-1AA1 | 1 | UN | 1 | 15 | C | D | N | N | 85015100 | 1 |  | 3.001 | KG | 1153.21 | 1153.21 | MC05 | MC05 | SIMOTICS S Synchronous motor 1FK7-HD PN=0.38kW; UDC=300V; M0=1. 3Nm (100K); NN=3000rpm; Naturally cooled FRAME SIZE IMB 5 (IM V1, IM V3) FLANGE 1, WITH KTY TEMPERATURESENSOR POWER CONNECTOR ROTATABLE INCREMENTAL ENCODER SIN/COS 1VPP;2048 S/R W. C-AND D-SPUR (ENCODER IC2048S/R) SHAFT WITH FITTED KEY, TOLERANCE N; W/O HOLDING BRAKE PROTECTION CLASS IP65, | - | 0 | 0
1FK7033-4CF21-1AA2 |  | 1FK7033-4CF21-1AA2 | 1 | UN | 1 | 15 | C | D | N | N | 85015100 | 1 |  | 3.001 | KG | 1153.21 | 1153.21 | MC05 | MC05 | SIMOTICS S Synchronous motor 1FK7-HD PN=0.38kW; UDC=300V; M0=1. 3Nm (100K); NN=3000rpm; Naturally cooled FRAME SIZE IMB 5 (IM V1, IM V3) FLANGE 1, WITH KTY TEMPERATURESENSOR POWER CONNECTOR ROTATABLE INCREMENTAL ENCODER SIN/COS 1VPP;2048 S/R W. C-AND D-SPUR (ENCODER IC2048S/R) SHAFT WITH FITTED KEY, TOLERANCE N; W/O HOLDING BRAKE PROTECTION CLASS IP65, FLANGE ON DRIVE END IP67; | - | 0 | 0
1FK7033-4CF21-1AB0 |  | 1FK7033-4CF21-1AB0 | 1 | UN | 1 | 15 | C | D | N | N | 85015100 | 1 |  | 3.3 | KG | 1236.82 | 1236.82 | MC05 | MC05 | SIMOTICS S Synchronous motor 1FK7-HD PN=0.38kW; UDC=300V; M0=1. 3Nm (100K); NN=3000rpm; Naturally cooled FRAME SIZE IMB 5 (IM V1, IM V3) FLANGE 1, WITH KTY TEMPERATURESENSOR POWER CONNECTOR ROTATABLE INCREMENTAL ENCODER SIN/COS 1VPP;2048 S/R W. C-AND D-SPUR (ENCODER IC2048S/R) SHAFT WITH FITTED KEY, TOLERANCE N; WITH HOLDING BRAKE PROTECTION CLASS IP64; | - | 0 | 0
1FK7033-4CF21-1AB1 |  | 1FK7033-4CF21-1AB1 | 1 | UN | 1 | 15 | C | D | N | N | 85015100 | 1 |  | 3.3 | KG | 1299.16 | 1299.16 | MC05 | MC05 | SIMOTICS S Synchronous motor 1FK7-HD PN=0.38kW; UDC=300V; M0=1. 3Nm (100K); NN=3000rpm; Naturally cooled FRAME SIZE IMB 5 (IM V1, IM V3) FLANGE 1, WITH KTY TEMPERATURESENSOR POWER CONNECTOR ROTATABLE INCREMENTAL ENCODER SIN/COS 1VPP;2048 S/R W. C-AND D-SPUR (ENCODER IC2048S/R) SHAFT WITH FITTED KEY, TOLERANCE N; WITH HOLDING BRAKE PROTECTION CLASS IP65, | - | 0 | 0
1FK7033-4CF21-1AB2 |  | 1FK7033-4CF21-1AB2 | 1 | UN | 1 | 15 | C | D | N | N | 85015100 | 1 |  | 3.3 | KG | 1299.16 | 1299.16 | MC05 | MC05 | SIMOTICS S Synchronous motor 1FK7-HD PN=0.38kW; UDC=300V; M0=1. 3Nm (100K); NN=3000rpm; Naturally cooled FRAME SIZE IMB 5 (IM V1, IM V3) FLANGE 1, WITH KTY TEMPERATURESENSOR POWER CONNECTOR ROTATABLE INCREMENTAL ENCODER SIN/COS 1VPP;2048 S/R W. C-AND D-SPUR (ENCODER IC2048S/R) SHAFT WITH FITTED KEY, TOLERANCE N; WITH HOLDING BRAKE PROTECTION CLASS IP65, FLANGE ON DRIVE END IP67; | - | 0 | 0
1FK7033-4CF21-1AG0 |  | 1FK7033-4CF21-1AG0 | 1 | UN | 1 | 15 | C | D | N | N | 85015100 | 1 |  | 3.001 | KG | 1033.38 | 1033.38 | MC05 | MC05 | SIMOTICS S Synchronous motor 1FK7-HD PN=0.38kW; UDC=300V; M0=1. 3Nm (100K); NN=3000rpm; Naturally cooled FRAME SIZE IMB 5 (IM V1, IM V3) FLANGE 1, WITH KTY TEMPERATURESENSOR POWER CONNECTOR ROTATABLE INCREMENTAL ENCODER SIN/COS 1VPP;2048 S/R W. C-AND D-SPUR (ENCODER IC2048S/R) PLAIN SHAFT, TOLERANCE N; W/O HOLDING BRAKE PROTECTION CLASS IP64; | - | 0 | 0
1FK7033-4CF21-1AG1 |  | 1FK7033-4CF21-1AG1 | 1 | UN | 1 | 15 | C | D | N | N | 85015100 | 1 |  | 3.001 | KG | 1095.72 | 1095.72 | MC05 | MC05 | SIMOTICS S Synchronous motor 1FK7-HD PN=0.38kW; UDC=300V; M0=1. 3Nm (100K); NN=3000rpm; Naturally cooled FRAME SIZE IMB 5 (IM V1, IM V3) FLANGE 1, WITH KTY TEMPERATURESENSOR POWER CONNECTOR ROTATABLE INCREMENTAL ENCODER SIN/COS 1VPP;2048 S/R W. C-AND D-SPUR (ENCODER IC2048S/R) PLAIN SHAFT, TOLERANCE N; W/O HOLDING BRAKE PROTECTION CLASS IP65, | - | 0 | 0
1FK7033-4CF21-1AG2 |  | 1FK7033-4CF21-1AG2 | 1 | UN | 1 | 15 | C | D | N | N | 85015100 | 1 |  | 3.001 | KG | 1095.72 | 1095.72 | MC05 | MC05 | SIMOTICS S Synchronous motor 1FK7-HD PN=0.38kW; UDC=300V; M0=1. 3Nm (100K); NN=3000rpm; Naturally cooled FRAME SIZE IMB 5 (IM V1, IM V3) FLANGE 1, WITH KTY TEMPERATURESENSOR POWER CONNECTOR ROTATABLE INCREMENTAL ENCODER SIN/COS 1VPP;2048 S/R W. C-AND D-SPUR (ENCODER IC2048S/R) PLAIN SHAFT, TOLERANCE N; W/O HOLDING BRAKE PROTECTION CLASS IP65, FLANGE ON DRIVE END IP67; | - | 0 | 0
1FK7033-4CF21-1AH0 |  | 1FK7033-4CF21-1AH0 | 1 | UN | 1 | 15 | C | D | N | N | 85015100 | 1 |  | 3.3 | KG | 1177.71 | 1177.71 | MC05 | MC05 | SIMOTICS S Synchronous motor 1FK7-HD PN=0.38kW; UDC=300V; M0=1. 3Nm (100K); NN=3000rpm; Naturally cooled FRAME SIZE IMB 5 (IM V1, IM V3) FLANGE 1, WITH KTY TEMPERATURESENSOR POWER CONNECTOR ROTATABLE INCREMENTAL ENCODER SIN/COS 1VPP;2048 S/R W. C-AND D-SPUR (ENCODER IC2048S/R) PLAIN SHAFT, TOLERANCE N; WITH HOLDING BRAKE PROTECTION CLASS IP64; | - | 0 | 0
1FK7033-4CF21-1AH1 |  | 1FK7033-4CF21-1AH1 | 1 | UN | 1 | 15 | C | D | N | N | 85015100 | 1 |  | 3.3 | KG | 1240.05 | 1240.05 | MC05 | MC05 | SIMOTICS S Synchronous motor 1FK7-HD PN=0.38kW; UDC=300V; M0=1. 3Nm (100K); NN=3000rpm; Naturally cooled FRAME SIZE IMB 5 (IM V1, IM V3) FLANGE 1, WITH KTY TEMPERATURESENSOR POWER CONNECTOR ROTATABLE INCREMENTAL ENCODER SIN/COS 1VPP;2048 S/R W. C-AND D-SPUR (ENCODER IC2048S/R) PLAIN SHAFT, TOLERANCE N; WITH HOLDING BRAKE PROTECTION CLASS IP65, | - | 0 | 0
1FK7033-4CF21-1AH2 |  | 1FK7033-4CF21-1AH2 | 1 | UN | 1 | 15 | C | D | N | N | 85015100 | 1 |  | 3.3 | KG | 1240.05 | 1240.05 | MC05 | MC05 | SIMOTICS S Synchronous motor 1FK7-HD PN=0.38kW; UDC=300V; M0=1. 3Nm (100K); NN=3000rpm; Naturally cooled FRAME SIZE IMB 5 (IM V1, IM V3) FLANGE 1, WITH KTY TEMPERATURESENSOR POWER CONNECTOR ROTATABLE INCREMENTAL ENCODER SIN/COS 1VPP;2048 S/R W. C-AND D-SPUR (ENCODER IC2048S/R) PLAIN SHAFT, TOLERANCE N; WITH HOLDING BRAKE PROTECTION CLASS IP65, FLANGE ON DRIVE END IP67; | - | 0 | 0
1FK7033-4CF21-1BA0 |  | 1FK7033-4CF21-1BA0 | 1 | UN | 1 | 15 | C | D | N | N | 85015100 | 1 |  | 3.001 | KG | 1251.57 | 1251.57 | MC05 | MC05 | SIMOTICS S Synchronous motor 1FK7-HD PN=0.38kW; UDC=300V; M0=1. 3Nm (100K); NN=3000rpm; Naturally cooled FRAME SIZE IMB 5 (IM V1, IM V3) FLANGE 1 POWER CONNECTOR ROTATABLE ABSOLUTE ENCODER SINGLETURN 24 BIT WITH DRIVE CLIQ INTERFACE (ENCODER AS24DQI) SHAFT WITH FITTED KEY, TOLERANCE N; W/O HOLDING BRAKE PROTECTION CLASS IP64; | - | 0 | 0
1FK7033-4CF21-1BA1 |  | 1FK7033-4CF21-1BA1 | 1 | UN | 1 | 15 | C | D | N | N | 85015100 | 1 |  | 3.001 | KG | 1313.91 | 1313.91 | MC05 | MC05 | SIMOTICS S Synchronous motor 1FK7-HD PN=0.38kW; UDC=300V; M0=1. 3Nm (100K); NN=3000rpm; Naturally cooled FRAME SIZE IMB 5 (IM V1, IM V3) FLANGE 1 POWER CONNECTOR ROTATABLE ABSOLUTE ENCODER SINGLETURN 24 BIT WITH DRIVE CLIQ INTERFACE (ENCODER AS24DQI) SHAFT WITH FITTED KEY, TOLERANCE N; W/O HOLDING BRAKE PROTECTION CLASS IP65, | - | 0 | 0
1FK7033-4CF21-1BA2 |  | 1FK7033-4CF21-1BA2 | 1 | UN | 1 | 15 | C | D | N | N | 85015100 | 1 |  | 3.001 | KG | 1313.91 | 1313.91 | MC05 | MC05 | SIMOTICS S Synchronous motor 1FK7-HD PN=0.38kW; UDC=300V; M0=1. 3Nm (100K); NN=3000rpm; Naturally cooled FRAME SIZE IMB 5 (IM V1, IM V3) FLANGE 1 POWER CONNECTOR ROTATABLE ABSOLUTE ENCODER SINGLETURN 24 BIT WITH DRIVE CLIQ INTERFACE (ENCODER AS24DQI) SHAFT WITH FITTED KEY, TOLERANCE N; W/O HOLDING BRAKE PROTECTION CLASS IP65, FLANGE ON DRIVE END IP67; | - | 0 | 0
1FK7033-4CF21-1BB0 |  | 1FK7033-4CF21-1BB0 | 1 | UN | 1 | 15 | C | D | N | N | 85015100 | 1 |  | 3.3 | KG | 1397.52 | 1397.52 | MC05 | MC05 | SIMOTICS S Synchronous motor 1FK7-HD PN=0.38kW; UDC=300V; M0=1. 3Nm (100K); NN=3000rpm; Naturally cooled FRAME SIZE IMB 5 (IM V1, IM V3) FLANGE 1 POWER CONNECTOR ROTATABLE ABSOLUTE ENCODER SINGLETURN 24 BIT WITH DRIVE CLIQ INTERFACE (ENCODER AS24DQI) SHAFT WITH FITTED KEY, TOLERANCE N; WITH HOLDING BRAKE PROTECTION CLASS IP64; | - | 0 | 0
1FK7033-4CF21-1BB1 |  | 1FK7033-4CF21-1BB1 | 1 | UN | 1 | 15 | C | D | N | N | 85015100 | 1 |  | 3.3 | KG | 1459.86 | 1459.86 | MC05 | MC05 | SIMOTICS S Synchronous motor 1FK7-HD PN=0.38kW; UDC=300V; M0=1. 3Nm (100K); NN=3000rpm; Naturally cooled FRAME SIZE IMB 5 (IM V1, IM V3) FLANGE 1 POWER CONNECTOR ROTATABLE ABSOLUTE ENCODER SINGLETURN 24 BIT WITH DRIVE CLIQ INTERFACE (ENCODER AS24DQI) SHAFT WITH FITTED KEY, TOLERANCE N; WITH HOLDING BRAKE PROTECTION CLASS IP65, | - | 0 | 0
1FK7033-4CF21-1BB2 |  | 1FK7033-4CF21-1BB2 | 1 | UN | 1 | 15 | C | D | N | N | 85015100 | 1 |  | 3.3 | KG | 1459.86 | 1459.86 | MC05 | MC05 | SIMOTICS S Synchronous motor 1FK7-HD PN=0.38kW; UDC=300V; M0=1. 3Nm (100K); NN=3000rpm; Naturally cooled FRAME SIZE IMB 5 (IM V1, IM V3) FLANGE 1 POWER CONNECTOR ROTATABLE ABSOLUTE ENCODER SINGLETURN 24 BIT WITH DRIVE CLIQ INTERFACE (ENCODER AS24DQI) SHAFT WITH FITTED KEY, TOLERANCE N; WITH HOLDING BRAKE PROTECTION CLASS IP65, FLANGE ON DRIVE END IP67; | - | 0 | 0
1FK7033-4CF21-1BG0 |  | 1FK7033-4CF21-1BG0 | 1 | UN | 1 | 15 | C | D | N | N | 85015100 | 1 |  | 3.001 | KG | 1194.08 | 1194.08 | MC05 | MC05 | SIMOTICS S Synchronous motor 1FK7-HD PN=0.38kW; UDC=300V; M0=1. 3Nm (100K); NN=3000rpm; Naturally cooled FRAME SIZE IMB 5 (IM V1, IM V3) FLANGE 1 POWER CONNECTOR ROTATABLE ABSOLUTE ENCODER SINGLETURN 24 BIT WITH DRIVE CLIQ INTERFACE (ENCODER AS24DQI) PLAIN SHAFT, TOLERANCE N; W/O HOLDING BRAKE PROTECTION CLASS IP64; | - | 0 | 0
1FK7033-4CF21-1BG1 |  | 1FK7033-4CF21-1BG1 | 1 | UN | 1 | 15 | C | D | N | N | 85015100 | 1 |  | 3.001 | KG | 1256.42 | 1256.42 | MC05 | MC05 | SIMOTICS S Synchronous motor 1FK7-HD PN=0.38kW; UDC=300V; M0=1. 3Nm (100K); NN=3000rpm; Naturally cooled FRAME SIZE IMB 5 (IM V1, IM V3) FLANGE 1 POWER CONNECTOR ROTATABLE ABSOLUTE ENCODER SINGLETURN 24 BIT WITH DRIVE CLIQ INTERFACE (ENCODER AS24DQI) PLAIN SHAFT, TOLERANCE N; W/O HOLDING BRAKE PROTECTION CLASS IP65, | - | 0 | 0
1FK7033-4CF21-1BG2 |  | 1FK7033-4CF21-1BG2 | 1 | UN | 1 | 15 | C | D | N | N | 85015100 | 1 |  | 3.001 | KG | 1256.42 | 1256.42 | MC05 | MC05 | SIMOTICS S Synchronous motor 1FK7-HD PN=0.38kW; UDC=300V; M0=1. 3Nm (100K); NN=3000rpm; Naturally cooled FRAME SIZE IMB 5 (IM V1, IM V3) FLANGE 1 POWER CONNECTOR ROTATABLE ABSOLUTE ENCODER SINGLETURN 24 BIT WITH DRIVE CLIQ INTERFACE (ENCODER AS24DQI) PLAIN SHAFT, TOLERANCE N; W/O HOLDING BRAKE PROTECTION CLASS IP65, FLANGE ON DRIVE END IP67; | - | 0 | 0
1FK7033-4CF21-1BH0 |  | 1FK7033-4CF21-1BH0 | 1 | UN | 1 | 15 | C | D | N | N | 85015100 | 1 |  | 3.3 | KG | 1338.41 | 1338.41 | MC05 | MC05 | SIMOTICS S Synchronous motor 1FK7-HD PN=0.38kW; UDC=300V; M0=1. 3Nm (100K); NN=3000rpm; Naturally cooled FRAME SIZE IMB 5 (IM V1, IM V3) FLANGE 1 POWER CONNECTOR ROTATABLE ABSOLUTE ENCODER SINGLETURN 24 BIT WITH DRIVE CLIQ INTERFACE (ENCODER AS24DQI) PLAIN SHAFT, TOLERANCE N; WITH HOLDING BRAKE PROTECTION CLASS IP64; | - | 0 | 0
1FK7033-4CF21-1BH1 |  | 1FK7033-4CF21-1BH1 | 1 | UN | 1 | 15 | C | D | N | N | 85015100 | 1 |  | 3.3 | KG | 1400.75 | 1400.75 | MC05 | MC05 | SIMOTICS S Synchronous motor 1FK7-HD PN=0.38kW; UDC=300V; M0=1. 3Nm (100K); NN=3000rpm; Naturally cooled FRAME SIZE IMB 5 (IM V1, IM V3) FLANGE 1 POWER CONNECTOR ROTATABLE ABSOLUTE ENCODER SINGLETURN 24 BIT WITH DRIVE CLIQ INTERFACE (ENCODER AS24DQI) PLAIN SHAFT, TOLERANCE N; WITH HOLDING BRAKE PROTECTION CLASS IP65, | - | 0 | 0
1FK7033-4CF21-1BH2 |  | 1FK7033-4CF21-1BH2 | 1 | UN | 1 | 15 | C | D | N | N | 85015100 | 1 |  | 3.3 | KG | 1400.75 | 1400.75 | MC05 | MC05 | SIMOTICS S Synchronous motor 1FK7-HD PN=0.38kW; UDC=300V; M0=1. 3Nm (100K); NN=3000rpm; Naturally cooled FRAME SIZE IMB 5 (IM V1, IM V3) FLANGE 1 POWER CONNECTOR ROTATABLE ABSOLUTE ENCODER SINGLETURN 24 BIT WITH DRIVE CLIQ INTERFACE (ENCODER AS24DQI) PLAIN SHAFT, TOLERANCE N; WITH HOLDING BRAKE PROTECTION CLASS IP65, FLANGE ON DRIVE END IP67; | - | 0 | 0
1FK7033-4CF21-1CA0 |  | 1FK7033-4CF21-1CA0 | 1 | UN | 1 | 15 | C | D | N | N | 85015100 | 1 |  | 3.001 | KG | 1497.73 | 1497.73 | MC05 | MC05 | SIMOTICS S Synchronous motor 1FK7-HD PN=0.38kW; UDC=300V; M0=1. 3Nm (100K); NN=3000rpm; Naturally cooled FRAME SIZE IMB 5 (IM V1, IM V3) FLANGE 1 POWER CONNECTOR ROTATABLE ABSOLUTE ENCODER 24 BIT + 12 BIT MULTITURN WITH DRIVE-CLIQ INTERFACE (ENCODER AM24DQI) SHAFT WITH FITTED KEY, TOLERANCE N; W/O HOLDING BRAKE PROTECTION CLASS IP64; | - | 0 | 0
1FK7033-4CF21-1CA1 |  | 1FK7033-4CF21-1CA1 | 1 | UN | 1 | 15 | C | D | N | N | 85015100 | 1 |  | 3.001 | KG | 1560.07 | 1560.07 | MC05 | MC05 | SIMOTICS S Synchronous motor 1FK7-HD PN=0.38kW; UDC=300V; M0=1. 3Nm (100K); NN=3000rpm; Naturally cooled FRAME SIZE IMB 5 (IM V1, IM V3) FLANGE 1 POWER CONNECTOR ROTATABLE ABSOLUTE ENCODER 24 BIT + 12 BIT MULTITURN WITH DRIVE-CLIQ INTERFACE (ENCODER AM24DQI) SHAFT WITH FITTED KEY, TOLERANCE N; W/O HOLDING BRAKE PROTECTION CLASS IP65, | - | 0 | 0
1FK7033-4CF21-1CA2 |  | 1FK7033-4CF21-1CA2 | 1 | UN | 1 | 15 | C | D | N | N | 85015100 | 1 |  | 3.001 | KG | 1560.07 | 1560.07 | MC05 | MC05 | SIMOTICS S Synchronous motor 1FK7-HD PN=0.38kW; UDC=300V; M0=1. 3Nm (100K); NN=3000rpm; Naturally cooled FRAME SIZE IMB 5 (IM V1, IM V3) FLANGE 1 POWER CONNECTOR ROTATABLE ABSOLUTE ENCODER 24 BIT + 12 BIT MULTITURN WITH DRIVE-CLIQ INTERFACE (ENCODER AM24DQI) SHAFT WITH FITTED KEY, TOLERANCE N; W/O HOLDING BRAKE PROTECTION CLASS IP65, FLANGE ON DRIVE END IP67; | - | 0 | 0
1FK7033-4CF21-1CB0 |  | 1FK7033-4CF21-1CB0 | 1 | UN | 1 | 15 | C | D | N | N | 85015100 | 1 |  | 3.3 | KG | 1643.68 | 1643.68 | MC05 | MC05 | SIMOTICS S Synchronous motor 1FK7-HD PN=0.38kW; UDC=300V; M0=1. 3Nm (100K); NN=3000rpm; Naturally cooled FRAME SIZE IMB 5 (IM V1, IM V3) FLANGE 1 POWER CONNECTOR ROTATABLE ABSOLUTE ENCODER 24 BIT + 12 BIT MULTITURN WITH DRIVE-CLIQ INTERFACE (ENCODER AM24DQI) SHAFT WITH FITTED KEY, TOLERANCE N; WITH HOLDING BRAKE PROTECTION CLASS IP64; | - | 0 | 0
1FK7033-4CF21-1CB1 |  | 1FK7033-4CF21-1CB1 | 1 | UN | 1 | 15 | C | D | N | N | 85015100 | 1 |  | 3.3 | KG | 1706.02 | 1706.02 | MC05 | MC05 | SIMOTICS S Synchronous motor 1FK7-HD PN=0.38kW; UDC=300V; M0=1. 3Nm (100K); NN=3000rpm; Naturally cooled FRAME SIZE IMB 5 (IM V1, IM V3) FLANGE 1 POWER CONNECTOR ROTATABLE ABSOLUTE ENCODER 24 BIT + 12 BIT MULTITURN WITH DRIVE-CLIQ INTERFACE (ENCODER AM24DQI) SHAFT WITH FITTED KEY, TOLERANCE N; WITH HOLDING BRAKE PROTECTION CLASS IP65, | - | 0 | 0
1FK7033-4CF21-1CB2 |  | 1FK7033-4CF21-1CB2 | 1 | UN | 1 | 15 | C | D | N | N | 85015100 | 1 |  | 3.3 | KG | 1706.02 | 1706.02 | MC05 | MC05 | SIMOTICS S Synchronous motor 1FK7-HD PN=0.38kW; UDC=300V; M0=1. 3Nm (100K); NN=3000rpm; Naturally cooled FRAME SIZE IMB 5 (IM V1, IM V3) FLANGE 1 POWER CONNECTOR ROTATABLE ABSOLUTE ENCODER 24 BIT + 12 BIT MULTITURN WITH DRIVE-CLIQ INTERFACE (ENCODER AM24DQI) SHAFT WITH FITTED KEY, TOLERANCE N; WITH HOLDING BRAKE PROTECTION CLASS IP65, FLANGE ON DRIVE END IP67; | - | 0 | 0
1FK7033-4CF21-1CG0 |  | 1FK7033-4CF21-1CG0 | 1 | UN | 1 | 15 | C | D | N | N | 85015100 | 1 |  | 3.001 | KG | 1440.24 | 1440.24 | MC05 | MC05 | SIMOTICS S Synchronous motor 1FK7-HD PN=0.38kW; UDC=300V; M0=1. 3Nm (100K); NN=3000rpm; Naturally cooled FRAME SIZE IMB 5 (IM V1, IM V3) FLANGE 1 POWER CONNECTOR ROTATABLE ABSOLUTE ENCODER 24 BIT + 12 BIT MULTITURN WITH DRIVE-CLIQ INTERFACE (ENCODER AM24DQI) PLAIN SHAFT, TOLERANCE N; W/O HOLDING BRAKE PROTECTION CLASS IP64; | - | 0 | 0
1FK7033-4CF21-1CG1 |  | 1FK7033-4CF21-1CG1 | 1 | UN | 1 | 15 | C | D | N | N | 85015100 | 1 |  | 3.001 | KG | 1502.58 | 1502.58 | MC05 | MC05 | SIMOTICS S Synchronous motor 1FK7-HD PN=0.38kW; UDC=300V; M0=1. 3Nm (100K); NN=3000rpm; Naturally cooled FRAME SIZE IMB 5 (IM V1, IM V3) FLANGE 1 POWER CONNECTOR ROTATABLE ABSOLUTE ENCODER 24 BIT + 12 BIT MULTITURN WITH DRIVE-CLIQ INTERFACE (ENCODER AM24DQI) PLAIN SHAFT, TOLERANCE N; W/O HOLDING BRAKE PROTECTION CLASS IP65, | - | 0 | 0
1FK7033-4CF21-1CG2 |  | 1FK7033-4CF21-1CG2 | 1 | UN | 1 | 15 | C | D | N | N | 85015100 | 1 |  | 3.001 | KG | 1502.58 | 1502.58 | MC05 | MC05 | SIMOTICS S Synchronous motor 1FK7-HD PN=0.38kW; UDC=300V; M0=1. 3Nm (100K); NN=3000rpm; Naturally cooled FRAME SIZE IMB 5 (IM V1, IM V3) FLANGE 1 POWER CONNECTOR ROTATABLE ABSOLUTE ENCODER 24 BIT + 12 BIT MULTITURN WITH DRIVE-CLIQ INTERFACE (ENCODER AM24DQI) PLAIN SHAFT, TOLERANCE N; W/O HOLDING BRAKE PROTECTION CLASS IP65, FLANGE ON DRIVE END IP67; | - | 0 | 0
1FK7033-4CF21-1CH0 |  | 1FK7033-4CF21-1CH0 | 1 | UN | 1 | 15 | C | D | N | N | 85015100 | 1 |  | 3.3 | KG | 1584.57 | 1584.57 | MC05 | MC05 | SIMOTICS S Synchronous motor 1FK7-HD PN=0.38kW; UDC=300V; M0=1. 3Nm (100K); NN=3000rpm; Naturally cooled FRAME SIZE IMB 5 (IM V1, IM V3) FLANGE 1 POWER CONNECTOR ROTATABLE ABSOLUTE ENCODER 24 BIT + 12 BIT MULTITURN WITH DRIVE-CLIQ INTERFACE (ENCODER AM24DQI) PLAIN SHAFT, TOLERANCE N; WITH HOLDING BRAKE PROTECTION CLASS IP64; | - | 0 | 0
1FK7033-4CF21-1CH1 |  | 1FK7033-4CF21-1CH1 | 1 | UN | 1 | 15 | C | D | N | N | 85015100 | 1 |  | 3.3 | KG | 1646.91 | 1646.91 | MC05 | MC05 | SIMOTICS S Synchronous motor 1FK7-HD PN=0.38kW; UDC=300V; M0=1. 3Nm (100K); NN=3000rpm; Naturally cooled FRAME SIZE IMB 5 (IM V1, IM V3) FLANGE 1 POWER CONNECTOR ROTATABLE ABSOLUTE ENCODER 24 BIT + 12 BIT MULTITURN WITH DRIVE-CLIQ INTERFACE (ENCODER AM24DQI) PLAIN SHAFT, TOLERANCE N; WITH HOLDING BRAKE PROTECTION CLASS IP65, | - | 0 | 0
1FK7033-4CF21-1CH2 |  | 1FK7033-4CF21-1CH2 | 1 | UN | 1 | 15 | C | D | N | N | 85015100 | 1 |  | 3.3 | KG | 1646.91 | 1646.91 | MC05 | MC05 | SIMOTICS S Synchronous motor 1FK7-HD PN=0.38kW; UDC=300V; M0=1. 3Nm (100K); NN=3000rpm; Naturally cooled FRAME SIZE IMB 5 (IM V1, IM V3) FLANGE 1 POWER CONNECTOR ROTATABLE ABSOLUTE ENCODER 24 BIT + 12 BIT MULTITURN WITH DRIVE-CLIQ INTERFACE (ENCODER AM24DQI) PLAIN SHAFT, TOLERANCE N; WITH HOLDING BRAKE PROTECTION CLASS IP65, FLANGE ON DRIVE END IP67; | - | 0 | 0
1FK7033-4CF21-1DA0 |  | 1FK7033-4CF21-1DA0 | 1 | UN | 1 | 15 | C | D | N | N | 85015100 | 1 |  | 3.002 | KG | 1305 | 1305 | MC05 | MC05 | SIMOTICS S Synchronous motor 1FK7-HD PN=0.38kW; UDC=300V; M0=1. 3Nm (100K); NN=3000rpm; Naturally cooled FRAME SIZE IMB 5 (IM V1, IM V3) FLANGE 1 POWER CONNECTOR ROTATABLE INCREMENTAL ENCODER 22 BIT WITH DRIVE-CLIQ INTERFACE (ENCODER IC22DQ) SHAFT WITH FITTED KEY, TOLERANCE N; W/O HOLDING BRAKE PROTECTION CLASS IP64; | - | 0 | 0
1FK7033-4CF21-1DA1 |  | 1FK7033-4CF21-1DA1 | 1 | UN | 1 | 15 | C | D | N | N | 85015100 | 1 |  | 3.002 | KG | 1367.34 | 1367.34 | MC05 | MC05 | SIMOTICS S Synchronous motor 1FK7-HD PN=0.38kW; UDC=300V; M0=1. 3Nm (100K); NN=3000rpm; Naturally cooled FRAME SIZE IMB 5 (IM V1, IM V3) FLANGE 1 POWER CONNECTOR ROTATABLE INCREMENTAL ENCODER 22 BIT WITH DRIVE-CLIQ INTERFACE (ENCODER IC22DQ) SHAFT WITH FITTED KEY, TOLERANCE N; W/O HOLDING BRAKE PROTECTION CLASS IP65, | - | 0 | 0
1FK7033-4CF21-1EA0 |  | 1FK7033-4CF21-1EA0 | 1 | UN | 1 | 15 | C | D | N | N | 85015100 | 1 |  | 3.001 | KG | 1338.55 | 1338.55 | MC05 | MC05 | SIMOTICS S Synchronous motor 1FK7-HD PN=0.38kW; UDC=300V; M0=1. 3Nm (100K); NN=3000rpm; Naturally cooled FRAME SIZE IMB 5 (IM V1, IM V3) FLANGE 1, WITH KTY TEMPERATURESENSOR POWER CONNECTOR ROTATABLE ABSOLUTE ENCODERR 2048 S/R + 4096 UMDREHUNGEN MULTITURN, WITH ENDAT-SCHNITTSTELLE (ENCODER AM2048S/R) SHAFT WITH FITTED KEY, TOLERANCE N; W/O HOLDING BRAKE PROTECTION CLASS IP64; | - | 0 | 0
1FK7033-4CF21-1EA1 |  | 1FK7033-4CF21-1EA1 | 1 | UN | 1 | 15 | C | D | N | N | 85015100 | 1 |  | 3.001 | KG | 1400.89 | 1400.89 | MC05 | MC05 | SIMOTICS S Synchronous motor 1FK7-HD PN=0.38kW; UDC=300V; M0=1. 3Nm (100K); NN=3000rpm; Naturally cooled FRAME SIZE IMB 5 (IM V1, IM V3) FLANGE 1, WITH KTY TEMPERATURESENSOR POWER CONNECTOR ROTATABLE ABSOLUTE ENCODERR 2048 S/R + 4096 UMDREHUNGEN MULTITURN, WITH ENDAT-SCHNITTSTELLE (ENCODER AM2048S/R) SHAFT WITH FITTED KEY, TOLERANCE N; W/O HOLDING BRAKE PROTECTION CLASS IP65, | - | 0 | 0
1FK7033-4CF21-1EA2 |  | 1FK7033-4CF21-1EA2 | 1 | UN | 1 | 15 | C | D | N | N | 85015100 | 1 |  | 3.001 | KG | 1400.89 | 1400.89 | MC05 | MC05 | SIMOTICS S Synchronous motor 1FK7-HD PN=0.38kW; UDC=300V; M0=1. 3Nm (100K); NN=3000rpm; Naturally cooled FRAME SIZE IMB 5 (IM V1, IM V3) FLANGE 1, WITH KTY TEMPERATURESENSOR POWER CONNECTOR ROTATABLE ABSOLUTE ENCODERR 2048 S/R + 4096 UMDREHUNGEN MULTITURN, WITH ENDAT-SCHNITTSTELLE (ENCODER AM2048S/R) SHAFT WITH FITTED KEY, TOLERANCE N; W/O HOLDING BRAKE PROTECTION CLASS IP65, FLANGE ON DRIVE END IP67; | - | 0 | 0
1FK7033-4CF21-1EB0 |  | 1FK7033-4CF21-1EB0 | 1 | UN | 1 | 15 | C | D | N | N | 85015100 | 1 |  | 3.3 | KG | 1484.5 | 1484.5 | MC05 | MC05 | SIMOTICS S Synchronous motor 1FK7-HD PN=0.38kW; UDC=300V; M0=1. 3Nm (100K); NN=3000rpm; Naturally cooled FRAME SIZE IMB 5 (IM V1, IM V3) FLANGE 1, WITH KTY TEMPERATURESENSOR POWER CONNECTOR ROTATABLE ABSOLUTE ENCODERR 2048 S/R + 4096 UMDREHUNGEN MULTITURN, WITH ENDAT-SCHNITTSTELLE (ENCODER AM2048S/R) SHAFT WITH FITTED KEY, TOLERANCE N; WITH HOLDING BRAKE PROTECTION CLASS IP64; | - | 0 | 0
1FK7033-4CF21-1EB1 |  | 1FK7033-4CF21-1EB1 | 1 | UN | 1 | 15 | C | D | N | N | 85015100 | 1 |  | 3.3 | KG | 1546.84 | 1546.84 | MC05 | MC05 | SIMOTICS S Synchronous motor 1FK7-HD PN=0.38kW; UDC=300V; M0=1. 3Nm (100K); NN=3000rpm; Naturally cooled FRAME SIZE IMB 5 (IM V1, IM V3) FLANGE 1, WITH KTY TEMPERATURESENSOR POWER CONNECTOR ROTATABLE ABSOLUTE ENCODERR 2048 S/R + 4096 UMDREHUNGEN MULTITURN, WITH ENDAT-SCHNITTSTELLE (ENCODER AM2048S/R) SHAFT WITH FITTED KEY, TOLERANCE N; WITH HOLDING BRAKE PROTECTION CLASS IP65, | - | 0 | 0
1FK7033-4CF21-1EB2 |  | 1FK7033-4CF21-1EB2 | 1 | UN | 1 | 15 | C | D | N | N | 85015100 | 1 |  | 3.3 | KG | 1546.84 | 1546.84 | MC05 | MC05 | SIMOTICS S Synchronous motor 1FK7-HD PN=0.38kW; UDC=300V; M0=1. 3Nm (100K); NN=3000rpm; Naturally cooled FRAME SIZE IMB 5 (IM V1, IM V3) FLANGE 1, WITH KTY TEMPERATURESENSOR POWER CONNECTOR ROTATABLE ABSOLUTE ENCODERR 2048 S/R + 4096 UMDREHUNGEN MULTITURN, WITH ENDAT-SCHNITTSTELLE (ENCODER AM2048S/R) SHAFT WITH FITTED KEY, TOLERANCE N; WITH HOLDING BRAKE PROTECTION CLASS IP65, FLANGE ON DRIVE END IP67; | - | 0 | 0
1FK7033-4CF21-1EG0 |  | 1FK7033-4CF21-1EG0 | 1 | UN | 1 | 15 | C | D | N | N | 85015100 | 1 |  | 3.001 | KG | 1281.06 | 1281.06 | MC05 | MC05 | SIMOTICS S Synchronous motor 1FK7-HD PN=0.38kW; UDC=300V; M0=1. 3Nm (100K); NN=3000rpm; Naturally cooled FRAME SIZE IMB 5 (IM V1, IM V3) FLANGE 1, WITH KTY TEMPERATURESENSOR POWER CONNECTOR ROTATABLE ABSOLUTE ENCODERR 2048 S/R + 4096 UMDREHUNGEN MULTITURN, WITH ENDAT-SCHNITTSTELLE (ENCODER AM2048S/R) PLAIN SHAFT, TOLERANCE N; W/O HOLDING BRAKE PROTECTION CLASS IP64; | - | 0 | 0
1FK7033-4CF21-1EG1 |  | 1FK7033-4CF21-1EG1 | 1 | UN | 1 | 15 | C | D | N | N | 85015100 | 1 |  | 3.001 | KG | 1343.4 | 1343.4 | MC05 | MC05 | SIMOTICS S Synchronous motor 1FK7-HD PN=0.38kW; UDC=300V; M0=1. 3Nm (100K); NN=3000rpm; Naturally cooled FRAME SIZE IMB 5 (IM V1, IM V3) FLANGE 1, WITH KTY TEMPERATURESENSOR POWER CONNECTOR ROTATABLE ABSOLUTE ENCODERR 2048 S/R + 4096 UMDREHUNGEN MULTITURN, WITH ENDAT-SCHNITTSTELLE (ENCODER AM2048S/R) PLAIN SHAFT, TOLERANCE N; W/O HOLDING BRAKE PROTECTION CLASS IP65, | - | 0 | 0
1FK7033-4CF21-1EG2 |  | 1FK7033-4CF21-1EG2 | 1 | UN | 1 | 15 | C | D | N | N | 85015100 | 1 |  | 3.001 | KG | 1343.4 | 1343.4 | MC05 | MC05 | SIMOTICS S Synchronous motor 1FK7-HD PN=0.38kW; UDC=300V; M0=1. 3Nm (100K); NN=3000rpm; Naturally cooled FRAME SIZE IMB 5 (IM V1, IM V3) FLANGE 1, WITH KTY TEMPERATURESENSOR POWER CONNECTOR ROTATABLE ABSOLUTE ENCODERR 2048 S/R + 4096 UMDREHUNGEN MULTITURN, WITH ENDAT-SCHNITTSTELLE (ENCODER AM2048S/R) PLAIN SHAFT, TOLERANCE N; W/O HOLDING BRAKE PROTECTION CLASS IP65, FLANGE ON DRIVE END IP67; | - | 0 | 0
1FK7033-4CF21-1EH0 |  | 1FK7033-4CF21-1EH0 | 1 | UN | 1 | 15 | C | D | N | N | 85015100 | 1 |  | 3.3 | KG | 1425.39 | 1425.39 | MC05 | MC05 | SIMOTICS S Synchronous motor 1FK7-HD PN=0.38kW; UDC=300V; M0=1. 3Nm (100K); NN=3000rpm; Naturally cooled FRAME SIZE IMB 5 (IM V1, IM V3) FLANGE 1, WITH KTY TEMPERATURESENSOR POWER CONNECTOR ROTATABLE ABSOLUTE ENCODERR 2048 S/R + 4096 UMDREHUNGEN MULTITURN, WITH ENDAT-SCHNITTSTELLE (ENCODER AM2048S/R) PLAIN SHAFT, TOLERANCE N; WITH HOLDING BRAKE PROTECTION CLASS IP64; | - | 0 | 0
1FK7033-4CF21-1EH1 |  | 1FK7033-4CF21-1EH1 | 1 | UN | 1 | 15 | C | D | N | N | 85015100 | 1 |  | 3.3 | KG | 1487.73 | 1487.73 | MC05 | MC05 | SIMOTICS S Synchronous motor 1FK7-HD PN=0.38kW; UDC=300V; M0=1. 3Nm (100K); NN=3000rpm; Naturally cooled FRAME SIZE IMB 5 (IM V1, IM V3) FLANGE 1, WITH KTY TEMPERATURESENSOR POWER CONNECTOR ROTATABLE ABSOLUTE ENCODERR 2048 S/R + 4096 UMDREHUNGEN MULTITURN, WITH ENDAT-SCHNITTSTELLE (ENCODER AM2048S/R) PLAIN SHAFT, TOLERANCE N; WITH HOLDING BRAKE PROTECTION CLASS IP65, | - | 0 | 0
1FK7033-4CF21-1EH2 |  | 1FK7033-4CF21-1EH2 | 1 | UN | 1 | 15 | C | D | N | N | 85015100 | 1 |  | 3.3 | KG | 1487.73 | 1487.73 | MC05 | MC05 | SIMOTICS S Synchronous motor 1FK7-HD PN=0.38kW; UDC=300V; M0=1. 3Nm (100K); NN=3000rpm; Naturally cooled FRAME SIZE IMB 5 (IM V1, IM V3) FLANGE 1, WITH KTY TEMPERATURESENSOR POWER CONNECTOR ROTATABLE ABSOLUTE ENCODERR 2048 S/R + 4096 UMDREHUNGEN MULTITURN, WITH ENDAT-SCHNITTSTELLE (ENCODER AM2048S/R) PLAIN SHAFT, TOLERANCE N; WITH HOLDING BRAKE PROTECTION CLASS IP65, FLANGE ON DRIVE END IP67; | - | 0 | 0
1FK7033-4CF21-1PA0 |  | 1FK7033-4CF21-1PA0 | 1 | UN | 1 | 15 | C | D | N | N | 85015100 | 1 |  | 3.101 | KG | 860.93 | 860.93 | MC05 | MC05 | SIMOTICS S Synchronous motor 1FK7-HD PN=0.38kW; UDC=300V; M0=1. 3Nm (100K); NN=3000rpm; Naturally cooled FRAME SIZE IMB 5 (IM V1, IM V3) FLANGE 1 POWER CONNECTOR ROTATABLE RESOLVER 2-POLE, WITH DRIVE CLIQ-INTERFACE SHAFT WITH FITTED KEY, TOLERANCE N; W/O HOLDING BRAKE PROTECTION CLASS IP64; | - | 0 | 0
1FK7033-4CF21-1PA1 |  | 1FK7033-4CF21-1PA1 | 1 | UN | 1 | 15 | C | D | N | N | 85015100 | 1 |  | 3.101 | KG | 923.27 | 923.27 | MC05 | MC05 | SIMOTICS S Synchronous motor 1FK7-HD PN=0.38kW; UDC=300V; M0=1. 3Nm (100K); NN=3000rpm; Naturally cooled FRAME SIZE IMB 5 (IM V1, IM V3) FLANGE 1 POWER CONNECTOR ROTATABLE RESOLVER 2-POLE, WITH DRIVE CLIQ-INTERFACE SHAFT WITH FITTED KEY, TOLERANCE N; W/O HOLDING BRAKE PROTECTION CLASS IP65, | - | 0 | 0
1FK7033-4CF21-1PA2 |  | 1FK7033-4CF21-1PA2 | 1 | UN | 1 | 15 | C | D | N | N | 85015100 | 1 |  | 3.101 | KG | 923.27 | 923.27 | MC05 | MC05 | SIMOTICS S Synchronous motor 1FK7-HD PN=0.38kW; UDC=300V; M0=1. 3Nm (100K); NN=3000rpm; Naturally cooled FRAME SIZE IMB 5 (IM V1, IM V3) FLANGE 1 POWER CONNECTOR ROTATABLE RESOLVER 2-POLE, WITH DRIVE CLIQ-INTERFACE SHAFT WITH FITTED KEY, TOLERANCE N; W/O HOLDING BRAKE PROTECTION CLASS IP65, FLANGE ON DRIVE END IP67; | - | 0 | 0
1FK7033-4CF21-1PB0 |  | 1FK7033-4CF21-1PB0 | 1 | UN | 1 | 15 | C | D | N | N | 85015100 | 1 |  | 3.4 | KG | 1006.88 | 1006.88 | MC05 | MC05 | SIMOTICS S Synchronous motor 1FK7-HD PN=0.38kW; UDC=300V; M0=1. 3Nm (100K); NN=3000rpm; Naturally cooled FRAME SIZE IMB 5 (IM V1, IM V3) FLANGE 1 POWER CONNECTOR ROTATABLE RESOLVER 2-POLE, WITH DRIVE CLIQ-INTERFACE SHAFT WITH FITTED KEY, TOLERANCE N; WITH HOLDING BRAKE PROTECTION CLASS IP64; | - | 0 | 0
1FK7033-4CF21-1PB1 |  | 1FK7033-4CF21-1PB1 | 1 | UN | 1 | 15 | C | D | N | N | 85015100 | 1 |  | 3.4 | KG | 1069.22 | 1069.22 | MC05 | MC05 | SIMOTICS S Synchronous motor 1FK7-HD PN=0.38kW; UDC=300V; M0=1. 3Nm (100K); NN=3000rpm; Naturally cooled FRAME SIZE IMB 5 (IM V1, IM V3) FLANGE 1 POWER CONNECTOR ROTATABLE RESOLVER 2-POLE, WITH DRIVE CLIQ-INTERFACE SHAFT WITH FITTED KEY, TOLERANCE N; WITH HOLDING BRAKE PROTECTION CLASS IP65, | - | 0 | 0
1FK7033-4CF21-1PB2 |  | 1FK7033-4CF21-1PB2 | 1 | UN | 1 | 15 | C | D | N | N | 85015100 | 1 |  | 3.4 | KG | 1069.22 | 1069.22 | MC05 | MC05 | SIMOTICS S Synchronous motor 1FK7-HD PN=0.38kW; UDC=300V; M0=1. 3Nm (100K); NN=3000rpm; Naturally cooled FRAME SIZE IMB 5 (IM V1, IM V3) FLANGE 1 POWER CONNECTOR ROTATABLE RESOLVER 2-POLE, WITH DRIVE CLIQ-INTERFACE SHAFT WITH FITTED KEY, TOLERANCE N; WITH HOLDING BRAKE PROTECTION CLASS IP65, FLANGE ON DRIVE END IP67; | - | 0 | 0
1FK7033-4CF21-1PG0 |  | 1FK7033-4CF21-1PG0 | 1 | UN | 1 | 15 | C | D | N | N | 85015100 | 1 |  | 3.101 | KG | 803.44 | 803.44 | MC05 | MC05 | SIMOTICS S Synchronous motor 1FK7-HD PN=0.38kW; UDC=300V; M0=1. 3Nm (100K); NN=3000rpm; Naturally cooled FRAME SIZE IMB 5 (IM V1, IM V3) FLANGE 1 POWER CONNECTOR ROTATABLE RESOLVER 2-POLE, WITH DRIVE CLIQ-INTERFACE PLAIN SHAFT, TOLERANCE N; W/O HOLDING BRAKE PROTECTION CLASS IP64; | - | 0 | 0
1FK7033-4CF21-1PG1 |  | 1FK7033-4CF21-1PG1 | 1 | UN | 1 | 15 | C | D | N | N | 85015100 | 1 |  | 3.101 | KG | 865.78 | 865.78 | MC05 | MC05 | SIMOTICS S Synchronous motor 1FK7-HD PN=0.38kW; UDC=300V; M0=1. 3Nm (100K); NN=3000rpm; Naturally cooled FRAME SIZE IMB 5 (IM V1, IM V3) FLANGE 1 POWER CONNECTOR ROTATABLE RESOLVER 2-POLE, WITH DRIVE CLIQ-INTERFACE PLAIN SHAFT, TOLERANCE N; W/O HOLDING BRAKE PROTECTION CLASS IP65, | - | 0 | 0
1FK7033-4CF21-1PG2 |  | 1FK7033-4CF21-1PG2 | 1 | UN | 1 | 15 | C | D | N | N | 85015100 | 1 |  | 3.101 | KG | 865.78 | 865.78 | MC05 | MC05 | SIMOTICS S Synchronous motor 1FK7-HD PN=0.38kW; UDC=300V; M0=1. 3Nm (100K); NN=3000rpm; Naturally cooled FRAME SIZE IMB 5 (IM V1, IM V3) FLANGE 1 POWER CONNECTOR ROTATABLE RESOLVER 2-POLE, WITH DRIVE CLIQ-INTERFACE PLAIN SHAFT, TOLERANCE N; W/O HOLDING BRAKE PROTECTION CLASS IP65, FLANGE ON DRIVE END IP67; | - | 0 | 0
1FK7033-4CF21-1PH0 |  | 1FK7033-4CF21-1PH0 | 1 | UN | 1 | 15 | C | D | N | N | 85015100 | 1 |  | 3.4 | KG | 947.77 | 947.77 | MC05 | MC05 | SIMOTICS S Synchronous motor 1FK7-HD PN=0.38kW; UDC=300V; M0=1. 3Nm (100K); NN=3000rpm; Naturally cooled FRAME SIZE IMB 5 (IM V1, IM V3) FLANGE 1 POWER CONNECTOR ROTATABLE RESOLVER 2-POLE, WITH DRIVE CLIQ-INTERFACE PLAIN SHAFT, TOLERANCE N; WITH HOLDING BRAKE PROTECTION CLASS IP64; | - | 0 | 0
1FK7033-4CF21-1PH1 |  | 1FK7033-4CF21-1PH1 | 1 | UN | 1 | 15 | C | D | N | N | 85015100 | 1 |  | 3.4 | KG | 1010.11 | 1010.11 | MC05 | MC05 | SIMOTICS S Synchronous motor 1FK7-HD PN=0.38kW; UDC=300V; M0=1. 3Nm (100K); NN=3000rpm; Naturally cooled FRAME SIZE IMB 5 (IM V1, IM V3) FLANGE 1 POWER CONNECTOR ROTATABLE RESOLVER 2-POLE, WITH DRIVE CLIQ-INTERFACE PLAIN SHAFT, TOLERANCE N; WITH HOLDING BRAKE PROTECTION CLASS IP65, | - | 0 | 0
1FK7033-4CF21-1PH2 |  | 1FK7033-4CF21-1PH2 | 1 | UN | 1 | 15 | C | D | N | N | 85015100 | 1 |  | 3.4 | KG | 1010.11 | 1010.11 | MC05 | MC05 | SIMOTICS S Synchronous motor 1FK7-HD PN=0.38kW; UDC=300V; M0=1. 3Nm (100K); NN=3000rpm; Naturally cooled FRAME SIZE IMB 5 (IM V1, IM V3) FLANGE 1 POWER CONNECTOR ROTATABLE RESOLVER 2-POLE, WITH DRIVE CLIQ-INTERFACE PLAIN SHAFT, TOLERANCE N; WITH HOLDING BRAKE PROTECTION CLASS IP65, FLANGE ON DRIVE END IP67; | - | 0 | 0
1FK7033-4CF21-1QA0 |  | 1FK7033-4CF21-1QA0 | 1 | UN | 1 | 15 | C | D | N | N | 85015100 | 1 |  | 3.001 | KG | 929.63 | 929.63 | MC05 | MC05 | SIMOTICS S Synchronous motor 1FK7-HD PN=0.38kW; UDC=300V; M0=1. 3Nm (100K); NN=3000rpm; Naturally cooled FRAME SIZE IMB 5 (IM V1, IM V3) FLANGE 1 POWER CONNECTOR ROTATABLE ABSOLUTE ENCODER SINGLETURN 20 BIT WITH DRIVE-CLIQ INTERFACE (ENCODER AS20DQI) SHAFT WITH FITTED KEY, TOLERANCE N; W/O HOLDING BRAKE PROTECTION CLASS IP64; | - | 0 | 0
1FK7033-4CF21-1QA1 |  | 1FK7033-4CF21-1QA1 | 1 | UN | 1 | 15 | C | D | N | N | 85015100 | 1 |  | 3.001 | KG | 991.97 | 991.97 | MC05 | MC05 | SIMOTICS S Synchronous motor 1FK7-HD PN=0.38kW; UDC=300V; M0=1. 3Nm (100K); NN=3000rpm; Naturally cooled FRAME SIZE IMB 5 (IM V1, IM V3) FLANGE 1 POWER CONNECTOR ROTATABLE ABSOLUTE ENCODER SINGLETURN 20 BIT WITH DRIVE-CLIQ INTERFACE (ENCODER AS20DQI) SHAFT WITH FITTED KEY, TOLERANCE N; W/O HOLDING BRAKE PROTECTION CLASS IP65, | - | 0 | 0
1FK7033-4CF21-1QA2 |  | 1FK7033-4CF21-1QA2 | 1 | UN | 1 | 15 | C | D | N | N | 85015100 | 1 |  | 3.001 | KG | 991.97 | 991.97 | MC05 | MC05 | SIMOTICS S Synchronous motor 1FK7-HD PN=0.38kW; UDC=300V; M0=1. 3Nm (100K); NN=3000rpm; Naturally cooled FRAME SIZE IMB 5 (IM V1, IM V3) FLANGE 1 POWER CONNECTOR ROTATABLE ABSOLUTE ENCODER SINGLETURN 20 BIT WITH DRIVE-CLIQ INTERFACE (ENCODER AS20DQI) SHAFT WITH FITTED KEY, TOLERANCE N; W/O HOLDING BRAKE PROTECTION CLASS IP65, FLANGE ON DRIVE END IP67; | - | 0 | 0
1FK7033-4CF21-1QB0 |  | 1FK7033-4CF21-1QB0 | 1 | UN | 1 | 15 | C | D | N | N | 85015100 | 1 |  | 3.3 | KG | 1075.58 | 1075.58 | MC05 | MC05 | SIMOTICS S Synchronous motor 1FK7-HD PN=0.38kW; UDC=300V; M0=1. 3Nm (100K); NN=3000rpm; Naturally cooled FRAME SIZE IMB 5 (IM V1, IM V3) FLANGE 1 POWER CONNECTOR ROTATABLE ABSOLUTE ENCODER SINGLETURN 20 BIT WITH DRIVE-CLIQ INTERFACE (ENCODER AS20DQI) SHAFT WITH FITTED KEY, TOLERANCE N; WITH HOLDING BRAKE PROTECTION CLASS IP64; | - | 0 | 0
1FK7033-4CF21-1QB1 |  | 1FK7033-4CF21-1QB1 | 1 | UN | 1 | 15 | C | D | N | N | 85015100 | 1 |  | 3.3 | KG | 1137.92 | 1137.92 | MC05 | MC05 | SIMOTICS S Synchronous motor 1FK7-HD PN=0.38kW; UDC=300V; M0=1. 3Nm (100K); NN=3000rpm; Naturally cooled FRAME SIZE IMB 5 (IM V1, IM V3) FLANGE 1 POWER CONNECTOR ROTATABLE ABSOLUTE ENCODER SINGLETURN 20 BIT WITH DRIVE-CLIQ INTERFACE (ENCODER AS20DQI) SHAFT WITH FITTED KEY, TOLERANCE N; WITH HOLDING BRAKE PROTECTION CLASS IP65, | - | 0 | 0
1FK7033-4CF21-1QB2 |  | 1FK7033-4CF21-1QB2 | 1 | UN | 1 | 15 | C | D | N | N | 85015100 | 1 |  | 3.3 | KG | 1137.92 | 1137.92 | MC05 | MC05 | SIMOTICS S Synchronous motor 1FK7-HD PN=0.38kW; UDC=300V; M0=1. 3Nm (100K); NN=3000rpm; Naturally cooled FRAME SIZE IMB 5 (IM V1, IM V3) FLANGE 1 POWER CONNECTOR ROTATABLE ABSOLUTE ENCODER SINGLETURN 20 BIT WITH DRIVE-CLIQ INTERFACE (ENCODER AS20DQI) SHAFT WITH FITTED KEY, TOLERANCE N; WITH HOLDING BRAKE PROTECTION CLASS IP65, FLANGE ON DRIVE END IP67; | - | 0 | 0
1FK7033-4CF21-1QG0 |  | 1FK7033-4CF21-1QG0 | 1 | UN | 1 | 15 | C | D | N | N | 85015100 | 1 |  | 3.001 | KG | 872.14 | 872.14 | MC05 | MC05 | SIMOTICS S Synchronous motor 1FK7-HD PN=0.38kW; UDC=300V; M0=1. 3Nm (100K); NN=3000rpm; Naturally cooled FRAME SIZE IMB 5 (IM V1, IM V3) FLANGE 1 POWER CONNECTOR ROTATABLE ABSOLUTE ENCODER SINGLETURN 20 BIT WITH DRIVE-CLIQ INTERFACE (ENCODER AS20DQI) PLAIN SHAFT, TOLERANCE N; W/O HOLDING BRAKE PROTECTION CLASS IP64; | - | 0 | 0
1FK7033-4CF21-1QG1 |  | 1FK7033-4CF21-1QG1 | 1 | UN | 1 | 15 | C | D | N | N | 85015100 | 1 |  | 3.001 | KG | 934.48 | 934.48 | MC05 | MC05 | SIMOTICS S Synchronous motor 1FK7-HD PN=0.38kW; UDC=300V; M0=1. 3Nm (100K); NN=3000rpm; Naturally cooled FRAME SIZE IMB 5 (IM V1, IM V3) FLANGE 1 POWER CONNECTOR ROTATABLE ABSOLUTE ENCODER SINGLETURN 20 BIT WITH DRIVE-CLIQ INTERFACE (ENCODER AS20DQI) PLAIN SHAFT, TOLERANCE N; W/O HOLDING BRAKE PROTECTION CLASS IP65, | - | 0 | 0
1FK7033-4CF21-1QG2 |  | 1FK7033-4CF21-1QG2 | 1 | UN | 1 | 15 | C | D | N | N | 85015100 | 1 |  | 3.001 | KG | 934.48 | 934.48 | MC05 | MC05 | SIMOTICS S Synchronous motor 1FK7-HD PN=0.38kW; UDC=300V; M0=1. 3Nm (100K); NN=3000rpm; Naturally cooled FRAME SIZE IMB 5 (IM V1, IM V3) FLANGE 1 POWER CONNECTOR ROTATABLE ABSOLUTE ENCODER SINGLETURN 20 BIT WITH DRIVE-CLIQ INTERFACE (ENCODER AS20DQI) PLAIN SHAFT, TOLERANCE N; W/O HOLDING BRAKE PROTECTION CLASS IP65, FLANGE ON DRIVE END IP67; | - | 0 | 0
1FK7033-4CF21-1QH0 |  | 1FK7033-4CF21-1QH0 | 1 | UN | 1 | 15 | C | D | N | N | 85015100 | 1 |  | 3.3 | KG | 1016.47 | 1016.47 | MC05 | MC05 | SIMOTICS S Synchronous motor 1FK7-HD PN=0.38kW; UDC=300V; M0=1. 3Nm (100K); NN=3000rpm; Naturally cooled FRAME SIZE IMB 5 (IM V1, IM V3) FLANGE 1 POWER CONNECTOR ROTATABLE ABSOLUTE ENCODER SINGLETURN 20 BIT WITH DRIVE-CLIQ INTERFACE (ENCODER AS20DQI) PLAIN SHAFT, TOLERANCE N; WITH HOLDING BRAKE PROTECTION CLASS IP64; | - | 0 | 0
1FK7033-4CF21-1QH1 |  | 1FK7033-4CF21-1QH1 | 1 | UN | 1 | 15 | C | D | N | N | 85015100 | 1 |  | 3.3 | KG | 1078.81 | 1078.81 | MC05 | MC05 | SIMOTICS S Synchronous motor 1FK7-HD PN=0.38kW; UDC=300V; M0=1. 3Nm (100K); NN=3000rpm; Naturally cooled FRAME SIZE IMB 5 (IM V1, IM V3) FLANGE 1 POWER CONNECTOR ROTATABLE ABSOLUTE ENCODER SINGLETURN 20 BIT WITH DRIVE-CLIQ INTERFACE (ENCODER AS20DQI) PLAIN SHAFT, TOLERANCE N; WITH HOLDING BRAKE PROTECTION CLASS IP65, | - | 0 | 0
1FK7033-4CF21-1QH2 |  | 1FK7033-4CF21-1QH2 | 1 | UN | 1 | 15 | C | D | N | N | 85015100 | 1 |  | 3.3 | KG | 1078.81 | 1078.81 | MC05 | MC05 | SIMOTICS S Synchronous motor 1FK7-HD PN=0.38kW; UDC=300V; M0=1. 3Nm (100K); NN=3000rpm; Naturally cooled FRAME SIZE IMB 5 (IM V1, IM V3) FLANGE 1 POWER CONNECTOR ROTATABLE ABSOLUTE ENCODER SINGLETURN 20 BIT WITH DRIVE-CLIQ INTERFACE (ENCODER AS20DQI) PLAIN SHAFT, TOLERANCE N; WITH HOLDING BRAKE PROTECTION CLASS IP65, FLANGE ON DRIVE END IP67; | - | 0 | 0
1FK7033-4CF21-1RA0 |  | 1FK7033-4CF21-1RA0 | 1 | UN | 1 | 15 | C | D | N | N | 85015100 | 1 |  | 3.001 | KG | 1179 | 1179 | MC05 | MC05 | SIMOTICS S Synchronous motor 1FK7-HD PN=0.38kW; UDC=300V; M0=1. 3Nm (100K); NN=3000rpm; Naturally cooled FRAME SIZE IMB 5 (IM V1, IM V3) FLANGE 1 POWER CONNECTOR ROTATABLE ABSOLUTE ENCODER 20 BIT + 12 BIT MULTITURN WITH DRIVE-CLIQ INTERFACE (ENCODER AM20DQI) SHAFT WITH FITTED KEY, TOLERANCE N; W/O HOLDING BRAKE PROTECTION CLASS IP64; | - | 0 | 0
1FK7033-4CF21-1RA1 |  | 1FK7033-4CF21-1RA1 | 1 | UN | 1 | 15 | C | D | N | N | 85015100 | 1 |  | 3.001 | KG | 1241.34 | 1241.34 | MC05 | MC05 | SIMOTICS S Synchronous motor 1FK7-HD PN=0.38kW; UDC=300V; M0=1. 3Nm (100K); NN=3000rpm; Naturally cooled FRAME SIZE IMB 5 (IM V1, IM V3) FLANGE 1 POWER CONNECTOR ROTATABLE ABSOLUTE ENCODER 20 BIT + 12 BIT MULTITURN WITH DRIVE-CLIQ INTERFACE (ENCODER AM20DQI) SHAFT WITH FITTED KEY, TOLERANCE N; W/O HOLDING BRAKE PROTECTION CLASS IP65, | - | 0 | 0
1FK7033-4CF21-1RA2 |  | 1FK7033-4CF21-1RA2 | 1 | UN | 1 | 15 | C | D | N | N | 85015100 | 1 |  | 3.001 | KG | 1241.34 | 1241.34 | MC05 | MC05 | SIMOTICS S Synchronous motor 1FK7-HD PN=0.38kW; UDC=300V; M0=1. 3Nm (100K); NN=3000rpm; Naturally cooled FRAME SIZE IMB 5 (IM V1, IM V3) FLANGE 1 POWER CONNECTOR ROTATABLE ABSOLUTE ENCODER 20 BIT + 12 BIT MULTITURN WITH DRIVE-CLIQ INTERFACE (ENCODER AM20DQI) SHAFT WITH FITTED KEY, TOLERANCE N; W/O HOLDING BRAKE PROTECTION CLASS IP65, FLANGE ON DRIVE END IP67; | - | 0 | 0
1FK7033-4CF21-1RB0 |  | 1FK7033-4CF21-1RB0 | 1 | UN | 1 | 15 | C | D | N | N | 85015100 | 1 |  | 3.3 | KG | 1324.95 | 1324.95 | MC05 | MC05 | SIMOTICS S Synchronous motor 1FK7-HD PN=0.38kW; UDC=300V; M0=1. 3Nm (100K); NN=3000rpm; Naturally cooled FRAME SIZE IMB 5 (IM V1, IM V3) FLANGE 1 POWER CONNECTOR ROTATABLE ABSOLUTE ENCODER 20 BIT + 12 BIT MULTITURN WITH DRIVE-CLIQ INTERFACE (ENCODER AM20DQI) SHAFT WITH FITTED KEY, TOLERANCE N; WITH HOLDING BRAKE PROTECTION CLASS IP64; | - | 0 | 0
1FK7033-4CF21-1RB1 |  | 1FK7033-4CF21-1RB1 | 1 | UN | 1 | 15 | C | D | N | N | 85015100 | 1 |  | 3.3 | KG | 1387.29 | 1387.29 | MC05 | MC05 | SIMOTICS S Synchronous motor 1FK7-HD PN=0.38kW; UDC=300V; M0=1. 3Nm (100K); NN=3000rpm; Naturally cooled FRAME SIZE IMB 5 (IM V1, IM V3) FLANGE 1 POWER CONNECTOR ROTATABLE ABSOLUTE ENCODER 20 BIT + 12 BIT MULTITURN WITH DRIVE-CLIQ INTERFACE (ENCODER AM20DQI) SHAFT WITH FITTED KEY, TOLERANCE N; WITH HOLDING BRAKE PROTECTION CLASS IP65, | - | 0 | 0
1FK7033-4CF21-1RB2 |  | 1FK7033-4CF21-1RB2 | 1 | UN | 1 | 15 | C | D | N | N | 85015100 | 1 |  | 3.3 | KG | 1387.29 | 1387.29 | MC05 | MC05 | SIMOTICS S Synchronous motor 1FK7-HD PN=0.38kW; UDC=300V; M0=1. 3Nm (100K); NN=3000rpm; Naturally cooled FRAME SIZE IMB 5 (IM V1, IM V3) FLANGE 1 POWER CONNECTOR ROTATABLE ABSOLUTE ENCODER 20 BIT + 12 BIT MULTITURN WITH DRIVE-CLIQ INTERFACE (ENCODER AM20DQI) SHAFT WITH FITTED KEY, TOLERANCE N; WITH HOLDING BRAKE PROTECTION CLASS IP65, FLANGE ON DRIVE END IP67; | - | 0 | 0
1FK7033-4CF21-1RG0 |  | 1FK7033-4CF21-1RG0 | 1 | UN | 1 | 15 | C | D | N | N | 85015100 | 1 |  | 3.001 | KG | 1121.51 | 1121.51 | MC05 | MC05 | SIMOTICS S Synchronous motor 1FK7-HD PN=0.38kW; UDC=300V; M0=1. 3Nm (100K); NN=3000rpm; Naturally cooled FRAME SIZE IMB 5 (IM V1, IM V3) FLANGE 1 POWER CONNECTOR ROTATABLE ABSOLUTE ENCODER 20 BIT + 12 BIT MULTITURN WITH DRIVE-CLIQ INTERFACE (ENCODER AM20DQI) PLAIN SHAFT, TOLERANCE N; W/O HOLDING BRAKE PROTECTION CLASS IP64; | - | 0 | 0
1FK7033-4CF21-1RG1 |  | 1FK7033-4CF21-1RG1 | 1 | UN | 1 | 15 | C | D | N | N | 85015100 | 1 |  | 3.001 | KG | 1183.85 | 1183.85 | MC05 | MC05 | SIMOTICS S Synchronous motor 1FK7-HD PN=0.38kW; UDC=300V; M0=1. 3Nm (100K); NN=3000rpm; Naturally cooled FRAME SIZE IMB 5 (IM V1, IM V3) FLANGE 1 POWER CONNECTOR ROTATABLE ABSOLUTE ENCODER 20 BIT + 12 BIT MULTITURN WITH DRIVE-CLIQ INTERFACE (ENCODER AM20DQI) PLAIN SHAFT, TOLERANCE N; W/O HOLDING BRAKE PROTECTION CLASS IP65, | - | 0 | 0
1FK7033-4CF21-1RG2 |  | 1FK7033-4CF21-1RG2 | 1 | UN | 1 | 15 | C | D | N | N | 85015100 | 1 |  | 3.001 | KG | 1183.85 | 1183.85 | MC05 | MC05 | SIMOTICS S Synchronous motor 1FK7-HD PN=0.38kW; UDC=300V; M0=1. 3Nm (100K); NN=3000rpm; Naturally cooled FRAME SIZE IMB 5 (IM V1, IM V3) FLANGE 1 POWER CONNECTOR ROTATABLE ABSOLUTE ENCODER 20 BIT + 12 BIT MULTITURN WITH DRIVE-CLIQ INTERFACE (ENCODER AM20DQI) PLAIN SHAFT, TOLERANCE N; W/O HOLDING BRAKE PROTECTION CLASS IP65, FLANGE ON DRIVE END IP67; | - | 0 | 0
1FK7033-4CF21-1RH0 |  | 1FK7033-4CF21-1RH0 | 1 | UN | 1 | 15 | C | D | N | N | 85015100 | 1 |  | 3.3 | KG | 1265.84 | 1265.84 | MC05 | MC05 | SIMOTICS S Synchronous motor 1FK7-HD PN=0.38kW; UDC=300V; M0=1. 3Nm (100K); NN=3000rpm; Naturally cooled FRAME SIZE IMB 5 (IM V1, IM V3) FLANGE 1 POWER CONNECTOR ROTATABLE ABSOLUTE ENCODER 20 BIT + 12 BIT MULTITURN WITH DRIVE-CLIQ INTERFACE (ENCODER AM20DQI) PLAIN SHAFT, TOLERANCE N; WITH HOLDING BRAKE PROTECTION CLASS IP64; | - | 0 | 0
1FK7033-4CF21-1RH1 |  | 1FK7033-4CF21-1RH1 | 1 | UN | 1 | 15 | C | D | N | N | 85015100 | 1 |  | 3.3 | KG | 1328.18 | 1328.18 | MC05 | MC05 | SIMOTICS S Synchronous motor 1FK7-HD PN=0.38kW; UDC=300V; M0=1. 3Nm (100K); NN=3000rpm; Naturally cooled FRAME SIZE IMB 5 (IM V1, IM V3) FLANGE 1 POWER CONNECTOR ROTATABLE ABSOLUTE ENCODER 20 BIT + 12 BIT MULTITURN WITH DRIVE-CLIQ INTERFACE (ENCODER AM20DQI) PLAIN SHAFT, TOLERANCE N; WITH HOLDING BRAKE PROTECTION CLASS IP65, | - | 0 | 0
1FK7033-4CF21-1RH2 |  | 1FK7033-4CF21-1RH2 | 1 | UN | 1 | 15 | C | D | N | N | 85015100 | 1 |  | 3.3 | KG | 1328.18 | 1328.18 | MC05 | MC05 | SIMOTICS S Synchronous motor 1FK7-HD PN=0.38kW; UDC=300V; M0=1. 3Nm (100K); NN=3000rpm; Naturally cooled FRAME SIZE IMB 5 (IM V1, IM V3) FLANGE 1 POWER CONNECTOR ROTATABLE ABSOLUTE ENCODER 20 BIT + 12 BIT MULTITURN WITH DRIVE-CLIQ INTERFACE (ENCODER AM20DQI) PLAIN SHAFT, TOLERANCE N; WITH HOLDING BRAKE PROTECTION CLASS IP65, FLANGE ON DRIVE END IP67; | - | 0 | 0
1FK7033-4CF21-1SA0 |  | 1FK7033-4CF21-1SA0 | 1 | UN | 1 | 15 | C | D | N | N | 85015100 | 1 |  | 3.002 | KG | 700.23 | 700.23 | MC05 | MC05 | SIMOTICS S Synchronous motor 1FK7-HD PN=0.38kW; UDC=300V; M0=1. 3Nm (100K); NN=3000rpm; Naturally cooled FRAME SIZE IMB 5 (IM V1, IM V3) FLANGE 1, WITH KTY TEMPERATURESENSOR POWER CONNECTOR ROTATABLE RESOLVER MULTI-POLE (RESOLVER P=3); SHAFT WITH FITTED KEY, TOLERANCE N; W/O HOLDING BRAKE PROTECTION CLASS IP64; | - | 0 | 0
1FK7033-4CF21-1SA1 |  | 1FK7033-4CF21-1SA1 | 1 | UN | 1 | 15 | C | D | N | N | 85015100 | 1 |  | 3.002 | KG | 762.57 | 762.57 | MC05 | MC05 | SIMOTICS S Synchronous motor 1FK7-HD PN=0.38kW; UDC=300V; M0=1. 3Nm (100K); NN=3000rpm; Naturally cooled FRAME SIZE IMB 5 (IM V1, IM V3) FLANGE 1, WITH KTY TEMPERATURESENSOR POWER CONNECTOR ROTATABLE RESOLVER MULTI-POLE (RESOLVER P=3); SHAFT WITH FITTED KEY, TOLERANCE N; W/O HOLDING BRAKE PROTECTION CLASS IP65, | - | 0 | 0
1FK7033-4CF21-1SA2 |  | 1FK7033-4CF21-1SA2 | 1 | UN | 1 | 15 | C | D | N | N | 85015100 | 1 |  | 3.002 | KG | 762.57 | 762.57 | MC05 | MC05 | SIMOTICS S Synchronous motor 1FK7-HD PN=0.38kW; UDC=300V; M0=1. 3Nm (100K); NN=3000rpm; Naturally cooled FRAME SIZE IMB 5 (IM V1, IM V3) FLANGE 1, WITH KTY TEMPERATURESENSOR POWER CONNECTOR ROTATABLE RESOLVER MULTI-POLE (RESOLVER P=3); SHAFT WITH FITTED KEY, TOLERANCE N; W/O HOLDING BRAKE PROTECTION CLASS IP65, FLANGE ON DRIVE END IP67; | - | 0 | 0
1FK7033-4CF21-1SB0 |  | 1FK7033-4CF21-1SB0 | 1 | UN | 1 | 15 | C | D | N | N | 85015100 | 1 |  | 3.301 | KG | 846.18 | 846.18 | MC05 | MC05 | SIMOTICS S Synchronous motor 1FK7-HD PN=0.38kW; UDC=300V; M0=1. 3Nm (100K); NN=3000rpm; Naturally cooled FRAME SIZE IMB 5 (IM V1, IM V3) FLANGE 1, WITH KTY TEMPERATURESENSOR POWER CONNECTOR ROTATABLE RESOLVER MULTI-POLE (RESOLVER P=3); SHAFT WITH FITTED KEY, TOLERANCE N; WITH HOLDING BRAKE PROTECTION CLASS IP64; | - | 0 | 0
1FK7033-4CF21-1SB1 |  | 1FK7033-4CF21-1SB1 | 1 | UN | 1 | 15 | C | D | N | N | 85015100 | 1 |  | 3.301 | KG | 908.52 | 908.52 | MC05 | MC05 | SIMOTICS S Synchronous motor 1FK7-HD PN=0.38kW; UDC=300V; M0=1. 3Nm (100K); NN=3000rpm; Naturally cooled FRAME SIZE IMB 5 (IM V1, IM V3) FLANGE 1, WITH KTY TEMPERATURESENSOR POWER CONNECTOR ROTATABLE RESOLVER MULTI-POLE (RESOLVER P=3); SHAFT WITH FITTED KEY, TOLERANCE N; WITH HOLDING BRAKE PROTECTION CLASS IP65, | - | 0 | 0
1FK7033-4CF21-1SB2 |  | 1FK7033-4CF21-1SB2 | 1 | UN | 1 | 15 | C | D | N | N | 85015100 | 1 |  | 3.301 | KG | 908.52 | 908.52 | MC05 | MC05 | SIMOTICS S Synchronous motor 1FK7-HD PN=0.38kW; UDC=300V; M0=1. 3Nm (100K); NN=3000rpm; Naturally cooled FRAME SIZE IMB 5 (IM V1, IM V3) FLANGE 1, WITH KTY TEMPERATURESENSOR POWER CONNECTOR ROTATABLE RESOLVER MULTI-POLE (RESOLVER P=3); SHAFT WITH FITTED KEY, TOLERANCE N; WITH HOLDING BRAKE PROTECTION CLASS IP65, FLANGE ON DRIVE END IP67; | - | 0 | 0
1FK7033-4CF21-1SG0 |  | 1FK7033-4CF21-1SG0 | 1 | UN | 1 | 15 | C | D | N | N | 85015100 | 1 |  | 3.002 | KG | 642.74 | 642.74 | MC05 | MC05 | SIMOTICS S Synchronous motor 1FK7-HD PN=0.38kW; UDC=300V; M0=1. 3Nm (100K); NN=3000rpm; Naturally cooled FRAME SIZE IMB 5 (IM V1, IM V3) FLANGE 1, WITH KTY TEMPERATURESENSOR POWER CONNECTOR ROTATABLE RESOLVER MULTI-POLE (RESOLVER P=3); PLAIN SHAFT, TOLERANCE N; W/O HOLDING BRAKE PROTECTION CLASS IP64; | - | 0 | 0
1FK7033-4CF21-1SG1 |  | 1FK7033-4CF21-1SG1 | 1 | UN | 1 | 15 | C | D | N | N | 85015100 | 1 |  | 3.002 | KG | 705.08 | 705.08 | MC05 | MC05 | SIMOTICS S Synchronous motor 1FK7-HD PN=0.38kW; UDC=300V; M0=1. 3Nm (100K); NN=3000rpm; Naturally cooled FRAME SIZE IMB 5 (IM V1, IM V3) FLANGE 1, WITH KTY TEMPERATURESENSOR POWER CONNECTOR ROTATABLE RESOLVER MULTI-POLE (RESOLVER P=3); PLAIN SHAFT, TOLERANCE N; W/O HOLDING BRAKE PROTECTION CLASS IP65, | - | 0 | 0
1FK7033-4CF21-1SG2 |  | 1FK7033-4CF21-1SG2 | 1 | UN | 1 | 15 | C | D | N | N | 85015100 | 1 |  | 3.002 | KG | 705.08 | 705.08 | MC05 | MC05 | SIMOTICS S Synchronous motor 1FK7-HD PN=0.38kW; UDC=300V; M0=1. 3Nm (100K); NN=3000rpm; Naturally cooled FRAME SIZE IMB 5 (IM V1, IM V3) FLANGE 1, WITH KTY TEMPERATURESENSOR POWER CONNECTOR ROTATABLE RESOLVER MULTI-POLE (RESOLVER P=3); PLAIN SHAFT, TOLERANCE N; W/O HOLDING BRAKE PROTECTION CLASS IP65, FLANGE ON DRIVE END IP67; | - | 0 | 0
1FK7033-4CF21-1SH0 |  | 1FK7033-4CF21-1SH0 | 1 | UN | 1 | 15 | C | D | N | N | 85015100 | 1 |  | 3.301 | KG | 787.07 | 787.07 | MC05 | MC05 | SIMOTICS S Synchronous motor 1FK7-HD PN=0.38kW; UDC=300V; M0=1. 3Nm (100K); NN=3000rpm; Naturally cooled FRAME SIZE IMB 5 (IM V1, IM V3) FLANGE 1, WITH KTY TEMPERATURESENSOR POWER CONNECTOR ROTATABLE RESOLVER MULTI-POLE (RESOLVER P=3); PLAIN SHAFT, TOLERANCE N; WITH HOLDING BRAKE PROTECTION CLASS IP64; | - | 0 | 0
1FK7033-4CF21-1SH1 |  | 1FK7033-4CF21-1SH1 | 1 | UN | 1 | 15 | C | D | N | N | 85015100 | 1 |  | 3.301 | KG | 849.41 | 849.41 | MC05 | MC05 | SIMOTICS S Synchronous motor 1FK7-HD PN=0.38kW; UDC=300V; M0=1. 3Nm (100K); NN=3000rpm; Naturally cooled FRAME SIZE IMB 5 (IM V1, IM V3) FLANGE 1, WITH KTY TEMPERATURESENSOR POWER CONNECTOR ROTATABLE RESOLVER MULTI-POLE (RESOLVER P=3); PLAIN SHAFT, TOLERANCE N; WITH HOLDING BRAKE PROTECTION CLASS IP65, | - | 0 | 0
1FK7033-4CF21-1SH2 |  | 1FK7033-4CF21-1SH2 | 1 | UN | 1 | 15 | C | D | N | N | 85015100 | 1 |  | 3.301 | KG | 849.41 | 849.41 | MC05 | MC05 | SIMOTICS S Synchronous motor 1FK7-HD PN=0.38kW; UDC=300V; M0=1. 3Nm (100K); NN=3000rpm; Naturally cooled FRAME SIZE IMB 5 (IM V1, IM V3) FLANGE 1, WITH KTY TEMPERATURESENSOR POWER CONNECTOR ROTATABLE RESOLVER MULTI-POLE (RESOLVER P=3); PLAIN SHAFT, TOLERANCE N; WITH HOLDING BRAKE PROTECTION CLASS IP65, FLANGE ON DRIVE END IP67; | - | 0 | 0
1FK7033-4CF21-1TA0 |  | 1FK7033-4CF21-1TA0 | 1 | UN | 1 | 15 | C | D | N | N | 85015100 | 1 |  | 3.002 | KG | 700.23 | 700.23 | MC05 | MC05 | SIMOTICS S Synchronous motor 1FK7-HD PN=0.38kW; UDC=300V; M0=1. 3Nm (100K); NN=3000rpm; Naturally cooled FRAME SIZE IMB 5 (IM V1, IM V3) FLANGE 1, WITH KTY TEMPERATURESENSOR POWER CONNECTOR ROTATABLE RESOLVER 2-POLE (RESOLVER P=1); SHAFT WITH FITTED KEY, TOLERANCE N; W/O HOLDING BRAKE PROTECTION CLASS IP64; | - | 0 | 0
1FK7033-4CF21-1TA1 |  | 1FK7033-4CF21-1TA1 | 1 | UN | 1 | 15 | C | D | N | N | 85015100 | 1 |  | 3.002 | KG | 762.57 | 762.57 | MC05 | MC05 | SIMOTICS S Synchronous motor 1FK7-HD PN=0.38kW; UDC=300V; M0=1. 3Nm (100K); NN=3000rpm; Naturally cooled FRAME SIZE IMB 5 (IM V1, IM V3) FLANGE 1, WITH KTY TEMPERATURESENSOR POWER CONNECTOR ROTATABLE RESOLVER 2-POLE (RESOLVER P=1); SHAFT WITH FITTED KEY, TOLERANCE N; W/O HOLDING BRAKE PROTECTION CLASS IP65, | - | 0 | 0
1FK7033-4CF21-1TA2 |  | 1FK7033-4CF21-1TA2 | 1 | UN | 1 | 15 | C | D | N | N | 85015100 | 1 |  | 3.002 | KG | 762.57 | 762.57 | MC05 | MC05 | SIMOTICS S Synchronous motor 1FK7-HD PN=0.38kW; UDC=300V; M0=1. 3Nm (100K); NN=3000rpm; Naturally cooled FRAME SIZE IMB 5 (IM V1, IM V3) FLANGE 1, WITH KTY TEMPERATURESENSOR POWER CONNECTOR ROTATABLE RESOLVER 2-POLE (RESOLVER P=1); SHAFT WITH FITTED KEY, TOLERANCE N; W/O HOLDING BRAKE PROTECTION CLASS IP65, FLANGE ON DRIVE END IP67; | - | 0 | 0
1FK7033-4CF21-1TB0 |  | 1FK7033-4CF21-1TB0 | 1 | UN | 1 | 15 | C | D | N | N | 85015100 | 1 |  | 3.301 | KG | 846.18 | 846.18 | MC05 | MC05 | SIMOTICS S Synchronous motor 1FK7-HD PN=0.38kW; UDC=300V; M0=1. 3Nm (100K); NN=3000rpm; Naturally cooled FRAME SIZE IMB 5 (IM V1, IM V3) FLANGE 1, WITH KTY TEMPERATURESENSOR POWER CONNECTOR ROTATABLE RESOLVER 2-POLE (RESOLVER P=1); SHAFT WITH FITTED KEY, TOLERANCE N; WITH HOLDING BRAKE PROTECTION CLASS IP64; | - | 0 | 0
1FK7033-4CF21-1TB1 |  | 1FK7033-4CF21-1TB1 | 1 | UN | 1 | 15 | C | D | N | N | 85015100 | 1 |  | 3.301 | KG | 908.52 | 908.52 | MC05 | MC05 | SIMOTICS S Synchronous motor 1FK7-HD PN=0.38kW; UDC=300V; M0=1. 3Nm (100K); NN=3000rpm; Naturally cooled FRAME SIZE IMB 5 (IM V1, IM V3) FLANGE 1, WITH KTY TEMPERATURESENSOR POWER CONNECTOR ROTATABLE RESOLVER 2-POLE (RESOLVER P=1); SHAFT WITH FITTED KEY, TOLERANCE N; WITH HOLDING BRAKE PROTECTION CLASS IP65, | - | 0 | 0
1FK7033-4CF21-1TB2 |  | 1FK7033-4CF21-1TB2 | 1 | UN | 1 | 15 | C | D | N | N | 85015100 | 1 |  | 3.301 | KG | 908.52 | 908.52 | MC05 | MC05 | SIMOTICS S Synchronous motor 1FK7-HD PN=0.38kW; UDC=300V; M0=1. 3Nm (100K); NN=3000rpm; Naturally cooled FRAME SIZE IMB 5 (IM V1, IM V3) FLANGE 1, WITH KTY TEMPERATURESENSOR POWER CONNECTOR ROTATABLE RESOLVER 2-POLE (RESOLVER P=1); SHAFT WITH FITTED KEY, TOLERANCE N; WITH HOLDING BRAKE PROTECTION CLASS IP65, FLANGE ON DRIVE END IP67; | - | 0 | 0
1FK7033-4CF21-1TG0 |  | 1FK7033-4CF21-1TG0 | 1 | UN | 1 | 15 | C | D | N | N | 85015100 | 1 |  | 3.002 | KG | 642.74 | 642.74 | MC05 | MC05 | SIMOTICS S Synchronous motor 1FK7-HD PN=0.38kW; UDC=300V; M0=1. 3Nm (100K); NN=3000rpm; Naturally cooled FRAME SIZE IMB 5 (IM V1, IM V3) FLANGE 1, WITH KTY TEMPERATURESENSOR POWER CONNECTOR ROTATABLE RESOLVER 2-POLE (RESOLVER P=1); PLAIN SHAFT, TOLERANCE N; W/O HOLDING BRAKE PROTECTION CLASS IP64; | - | 0 | 0
1FK7033-4CF21-1TG1 |  | 1FK7033-4CF21-1TG1 | 1 | UN | 1 | 15 | C | D | N | N | 85015100 | 1 |  | 3.002 | KG | 705.08 | 705.08 | MC05 | MC05 | SIMOTICS S Synchronous motor 1FK7-HD PN=0.38kW; UDC=300V; M0=1. 3Nm (100K); NN=3000rpm; Naturally cooled FRAME SIZE IMB 5 (IM V1, IM V3) FLANGE 1, WITH KTY TEMPERATURESENSOR POWER CONNECTOR ROTATABLE RESOLVER 2-POLE (RESOLVER P=1); PLAIN SHAFT, TOLERANCE N; W/O HOLDING BRAKE PROTECTION CLASS IP65, | - | 0 | 0
1FK7033-4CF21-1TG2 |  | 1FK7033-4CF21-1TG2 | 1 | UN | 1 | 15 | C | D | N | N | 85015100 | 1 |  | 3.002 | KG | 705.08 | 705.08 | MC05 | MC05 | SIMOTICS S Synchronous motor 1FK7-HD PN=0.38kW; UDC=300V; M0=1. 3Nm (100K); NN=3000rpm; Naturally cooled FRAME SIZE IMB 5 (IM V1, IM V3) FLANGE 1, WITH KTY TEMPERATURESENSOR POWER CONNECTOR ROTATABLE RESOLVER 2-POLE (RESOLVER P=1); PLAIN SHAFT, TOLERANCE N; W/O HOLDING BRAKE PROTECTION CLASS IP65, FLANGE ON DRIVE END IP67; | - | 0 | 0
1FK7033-4CF21-1TH0 |  | 1FK7033-4CF21-1TH0 | 1 | UN | 1 | 15 | C | D | N | N | 85015100 | 1 |  | 3.301 | KG | 787.07 | 787.07 | MC05 | MC05 | SIMOTICS S Synchronous motor 1FK7-HD PN=0.38kW; UDC=300V; M0=1. 3Nm (100K); NN=3000rpm; Naturally cooled FRAME SIZE IMB 5 (IM V1, IM V3) FLANGE 1, WITH KTY TEMPERATURESENSOR POWER CONNECTOR ROTATABLE RESOLVER 2-POLE (RESOLVER P=1); PLAIN SHAFT, TOLERANCE N; WITH HOLDING BRAKE PROTECTION CLASS IP64; | - | 0 | 0
1FK7033-4CF21-1TH1 |  | 1FK7033-4CF21-1TH1 | 1 | UN | 1 | 15 | C | D | N | N | 85015100 | 1 |  | 3.301 | KG | 849.41 | 849.41 | MC05 | MC05 | SIMOTICS S Synchronous motor 1FK7-HD PN=0.38kW; UDC=300V; M0=1. 3Nm (100K); NN=3000rpm; Naturally cooled FRAME SIZE IMB 5 (IM V1, IM V3) FLANGE 1, WITH KTY TEMPERATURESENSOR POWER CONNECTOR ROTATABLE RESOLVER 2-POLE (RESOLVER P=1); PLAIN SHAFT, TOLERANCE N; WITH HOLDING BRAKE PROTECTION CLASS IP65, | - | 0 | 0
1FK7033-4CF21-1TH2 |  | 1FK7033-4CF21-1TH2 | 1 | UN | 1 | 15 | C | D | N | N | 85015100 | 1 |  | 3.301 | KG | 849.41 | 849.41 | MC05 | MC05 | SIMOTICS S Synchronous motor 1FK7-HD PN=0.38kW; UDC=300V; M0=1. 3Nm (100K); NN=3000rpm; Naturally cooled FRAME SIZE IMB 5 (IM V1, IM V3) FLANGE 1, WITH KTY TEMPERATURESENSOR POWER CONNECTOR ROTATABLE RESOLVER 2-POLE (RESOLVER P=1); PLAIN SHAFT, TOLERANCE N; WITH HOLDING BRAKE PROTECTION CLASS IP65, FLANGE ON DRIVE END IP67; | - | 0 | 0
1FK7033-4CF21-1UA0 |  | 1FK7033-4CF21-1UA0 | 1 | UN | 1 | 15 | C | D | N | N | 85015100 | 1 |  | 3.002 | KG | 860.93 | 860.93 | MC05 | MC05 | SIMOTICS S Synchronous motor 1FK7-HD PN=0.38kW; UDC=300V; M0=1. 3Nm (100K); NN=3000rpm; Naturally cooled FRAME SIZE IMB 5 (IM V1, IM V3) FLANGE 1 POWER CONNECTOR ROTATABLE RESOLVER MULTI-POLE WITH DRIVE-CLIQ INTERFACE; SHAFT WITH FITTED KEY, TOLERANCE N; W/O HOLDING BRAKE PROTECTION CLASS IP64; | - | 0 | 0
1FK7033-4CF21-1UA1 |  | 1FK7033-4CF21-1UA1 | 1 | UN | 1 | 15 | C | D | N | N | 85015100 | 1 |  | 3.002 | KG | 923.27 | 923.27 | MC05 | MC05 | SIMOTICS S Synchronous motor 1FK7-HD PN=0.38kW; UDC=300V; M0=1. 3Nm (100K); NN=3000rpm; Naturally cooled FRAME SIZE IMB 5 (IM V1, IM V3) FLANGE 1 POWER CONNECTOR ROTATABLE RESOLVER MULTI-POLE WITH DRIVE-CLIQ INTERFACE; SHAFT WITH FITTED KEY, TOLERANCE N; W/O HOLDING BRAKE PROTECTION CLASS IP65, | - | 0 | 0
1FK7033-4CF21-1UA2 |  | 1FK7033-4CF21-1UA2 | 1 | UN | 1 | 15 | C | D | N | N | 85015100 | 1 |  | 3.002 | KG | 923.27 | 923.27 | MC05 | MC05 | SIMOTICS S Synchronous motor 1FK7-HD PN=0.38kW; UDC=300V; M0=1. 3Nm (100K); NN=3000rpm; Naturally cooled FRAME SIZE IMB 5 (IM V1, IM V3) FLANGE 1 POWER CONNECTOR ROTATABLE RESOLVER MULTI-POLE WITH DRIVE-CLIQ INTERFACE; SHAFT WITH FITTED KEY, TOLERANCE N; W/O HOLDING BRAKE PROTECTION CLASS IP65, FLANGE ON DRIVE END IP67; | - | 0 | 0
1FK7033-4CF21-1UB0 |  | 1FK7033-4CF21-1UB0 | 1 | UN | 1 | 15 | C | D | N | N | 85015100 | 1 |  | 3.301 | KG | 1006.88 | 1006.88 | MC05 | MC05 | SIMOTICS S Synchronous motor 1FK7-HD PN=0.38kW; UDC=300V; M0=1. 3Nm (100K); NN=3000rpm; Naturally cooled FRAME SIZE IMB 5 (IM V1, IM V3) FLANGE 1 POWER CONNECTOR ROTATABLE RESOLVER MULTI-POLE WITH DRIVE-CLIQ INTERFACE; SHAFT WITH FITTED KEY, TOLERANCE N; WITH HOLDING BRAKE PROTECTION CLASS IP64; | - | 0 | 0
1FK7033-4CF21-1UB1 |  | 1FK7033-4CF21-1UB1 | 1 | UN | 1 | 15 | C | D | N | N | 85015100 | 1 |  | 3.301 | KG | 1069.22 | 1069.22 | MC05 | MC05 | SIMOTICS S Synchronous motor 1FK7-HD PN=0.38kW; UDC=300V; M0=1. 3Nm (100K); NN=3000rpm; Naturally cooled FRAME SIZE IMB 5 (IM V1, IM V3) FLANGE 1 POWER CONNECTOR ROTATABLE RESOLVER MULTI-POLE WITH DRIVE-CLIQ INTERFACE; SHAFT WITH FITTED KEY, TOLERANCE N; WITH HOLDING BRAKE PROTECTION CLASS IP65, | - | 0 | 0
1FK7033-4CF21-1UB2 |  | 1FK7033-4CF21-1UB2 | 1 | UN | 1 | 15 | C | D | N | N | 85015100 | 1 |  | 3.301 | KG | 1069.22 | 1069.22 | MC05 | MC05 | SIMOTICS S Synchronous motor 1FK7-HD PN=0.38kW; UDC=300V; M0=1. 3Nm (100K); NN=3000rpm; Naturally cooled FRAME SIZE IMB 5 (IM V1, IM V3) FLANGE 1 POWER CONNECTOR ROTATABLE RESOLVER MULTI-POLE WITH DRIVE-CLIQ INTERFACE; SHAFT WITH FITTED KEY, TOLERANCE N; WITH HOLDING BRAKE PROTECTION CLASS IP65, FLANGE ON DRIVE END IP67; | - | 0 | 0
1FK7033-4CF21-1UG0 |  | 1FK7033-4CF21-1UG0 | 1 | UN | 1 | 15 | C | D | N | N | 85015100 | 1 |  | 3.002 | KG | 803.44 | 803.44 | MC05 | MC05 | SIMOTICS S Synchronous motor 1FK7-HD PN=0.38kW; UDC=300V; M0=1. 3Nm (100K); NN=3000rpm; Naturally cooled FRAME SIZE IMB 5 (IM V1, IM V3) FLANGE 1 POWER CONNECTOR ROTATABLE RESOLVER MULTI-POLE WITH DRIVE-CLIQ INTERFACE; PLAIN SHAFT, TOLERANCE N; W/O HOLDING BRAKE PROTECTION CLASS IP64; | - | 0 | 0
1FK7033-4CF21-1UG1 |  | 1FK7033-4CF21-1UG1 | 1 | UN | 1 | 15 | C | D | N | N | 85015100 | 1 |  | 3.002 | KG | 865.78 | 865.78 | MC05 | MC05 | SIMOTICS S Synchronous motor 1FK7-HD PN=0.38kW; UDC=300V; M0=1. 3Nm (100K); NN=3000rpm; Naturally cooled FRAME SIZE IMB 5 (IM V1, IM V3) FLANGE 1 POWER CONNECTOR ROTATABLE RESOLVER MULTI-POLE WITH DRIVE-CLIQ INTERFACE; PLAIN SHAFT, TOLERANCE N; W/O HOLDING BRAKE PROTECTION CLASS IP65, | - | 0 | 0
1FK7033-4CF21-1UG2 |  | 1FK7033-4CF21-1UG2 | 1 | UN | 1 | 15 | C | D | N | N | 85015100 | 1 |  | 3.002 | KG | 865.78 | 865.78 | MC05 | MC05 | SIMOTICS S Synchronous motor 1FK7-HD PN=0.38kW; UDC=300V; M0=1. 3Nm (100K); NN=3000rpm; Naturally cooled FRAME SIZE IMB 5 (IM V1, IM V3) FLANGE 1 POWER CONNECTOR ROTATABLE RESOLVER MULTI-POLE WITH DRIVE-CLIQ INTERFACE; PLAIN SHAFT, TOLERANCE N; W/O HOLDING BRAKE PROTECTION CLASS IP65, FLANGE ON DRIVE END IP67; | - | 0 | 0
1FK7033-4CF21-1UH0 |  | 1FK7033-4CF21-1UH0 | 1 | UN | 1 | 15 | C | D | N | N | 85015100 | 1 |  | 3.301 | KG | 947.77 | 947.77 | MC05 | MC05 | SIMOTICS S Synchronous motor 1FK7-HD PN=0.38kW; UDC=300V; M0=1. 3Nm (100K); NN=3000rpm; Naturally cooled FRAME SIZE IMB 5 (IM V1, IM V3) FLANGE 1 POWER CONNECTOR ROTATABLE RESOLVER MULTI-POLE WITH DRIVE-CLIQ INTERFACE; PLAIN SHAFT, TOLERANCE N; WITH HOLDING BRAKE PROTECTION CLASS IP64; | - | 0 | 0
1FK7033-4CF21-1UH1 |  | 1FK7033-4CF21-1UH1 | 1 | UN | 1 | 15 | C | D | N | N | 85015100 | 1 |  | 3.301 | KG | 1010.11 | 1010.11 | MC05 | MC05 | SIMOTICS S Synchronous motor 1FK7-HD PN=0.38kW; UDC=300V; M0=1. 3Nm (100K); NN=3000rpm; Naturally cooled FRAME SIZE IMB 5 (IM V1, IM V3) FLANGE 1 POWER CONNECTOR ROTATABLE RESOLVER MULTI-POLE WITH DRIVE-CLIQ INTERFACE; PLAIN SHAFT, TOLERANCE N; WITH HOLDING BRAKE PROTECTION CLASS IP65, | - | 0 | 0
1FK7033-4CF21-1UH2 |  | 1FK7033-4CF21-1UH2 | 1 | UN | 1 | 15 | C | D | N | N | 85015100 | 1 |  | 3.301 | KG | 1010.11 | 1010.11 | MC05 | MC05 | SIMOTICS S Synchronous motor 1FK7-HD PN=0.38kW; UDC=300V; M0=1. 3Nm (100K); NN=3000rpm; Naturally cooled FRAME SIZE IMB 5 (IM V1, IM V3) FLANGE 1 POWER CONNECTOR ROTATABLE RESOLVER MULTI-POLE WITH DRIVE-CLIQ INTERFACE; PLAIN SHAFT, TOLERANCE N; WITH HOLDING BRAKE PROTECTION CLASS IP65, FLANGE ON DRIVE END IP67; | - | 0 | 0
1FK7033-4CK71-1AA0 |  | 1FK7033-4CK71-1AA0 | 1 | UN | 1 | 15 | C | D | N | N | 85015100 | 1 |  | 3.001 | KG | 1090.87 | 1090.87 | MC05 | MC05 | SIMOTICS S Synchronous motor 1FK7-HD PN=0.57kW; UDC=600V M0=1. 3Nm (100K); NN=6000rpm; Naturally cooled FRAME SIZE IMB 5 (IM V1, IM V3) FLANGE 1, WITH KTY TEMPERATURESENSOR POWER CONNECTOR ROTATABLE INCREMENTAL ENCODER SIN/COS 1VPP;2048 S/R W. C-AND D-SPUR (ENCODER IC2048S/R) SHAFT WITH FITTED KEY, TOLERANCE N; W/O HOLDING BRAKE PROTECTION CLASS IP64; | - | 0 | 0
1FK7033-4CK71-1AA1 |  | 1FK7033-4CK71-1AA1 | 1 | UN | 1 | 15 | C | D | N | N | 85015100 | 1 |  | 3.001 | KG | 1153.21 | 1153.21 | MC05 | MC05 | SIMOTICS S Synchronous motor 1FK7-HD PN=0.57kW; UDC=600V M0=1. 3Nm (100K); NN=6000rpm; Naturally cooled FRAME SIZE IMB 5 (IM V1, IM V3) FLANGE 1, WITH KTY TEMPERATURESENSOR POWER CONNECTOR ROTATABLE INCREMENTAL ENCODER SIN/COS 1VPP;2048 S/R W. C-AND D-SPUR (ENCODER IC2048S/R) SHAFT WITH FITTED KEY, TOLERANCE N; W/O HOLDING BRAKE PROTECTION CLASS IP65, | - | 0 | 0
1FK7033-4CK71-1AA2 |  | 1FK7033-4CK71-1AA2 | 1 | UN | 1 | 15 | C | D | N | N | 85015100 | 1 |  | 3.001 | KG | 1153.21 | 1153.21 | MC05 | MC05 | SIMOTICS S Synchronous motor 1FK7-HD PN=0.57kW; UDC=600V M0=1. 3Nm (100K); NN=6000rpm; Naturally cooled FRAME SIZE IMB 5 (IM V1, IM V3) FLANGE 1, WITH KTY TEMPERATURESENSOR POWER CONNECTOR ROTATABLE INCREMENTAL ENCODER SIN/COS 1VPP;2048 S/R W. C-AND D-SPUR (ENCODER IC2048S/R) SHAFT WITH FITTED KEY, TOLERANCE N; W/O HOLDING BRAKE PROTECTION CLASS IP65, FLANGE ON DRIVE END IP67; | - | 0 | 0
1FK7033-4CK71-1AB0 |  | 1FK7033-4CK71-1AB0 | 1 | UN | 1 | 15 | C | D | N | N | 85015100 | 1 |  | 3.3 | KG | 1236.82 | 1236.82 | MC05 | MC05 | SIMOTICS S Synchronous motor 1FK7-HD PN=0.57kW; UDC=600V M0=1. 3Nm (100K); NN=6000rpm; Naturally cooled FRAME SIZE IMB 5 (IM V1, IM V3) FLANGE 1, WITH KTY TEMPERATURESENSOR POWER CONNECTOR ROTATABLE INCREMENTAL ENCODER SIN/COS 1VPP;2048 S/R W. C-AND D-SPUR (ENCODER IC2048S/R) SHAFT WITH FITTED KEY, TOLERANCE N; WITH HOLDING BRAKE PROTECTION CLASS IP64; | - | 0 | 0
1FK7033-4CK71-1AB1 |  | 1FK7033-4CK71-1AB1 | 1 | UN | 1 | 15 | C | D | N | N | 85015100 | 1 |  | 3.3 | KG | 1299.16 | 1299.16 | MC05 | MC05 | SIMOTICS S Synchronous motor 1FK7-HD PN=0.57kW; UDC=600V M0=1. 3Nm (100K); NN=6000rpm; Naturally cooled FRAME SIZE IMB 5 (IM V1, IM V3) FLANGE 1, WITH KTY TEMPERATURESENSOR POWER CONNECTOR ROTATABLE INCREMENTAL ENCODER SIN/COS 1VPP;2048 S/R W. C-AND D-SPUR (ENCODER IC2048S/R) SHAFT WITH FITTED KEY, TOLERANCE N; WITH HOLDING BRAKE PROTECTION CLASS IP65, | - | 0 | 0
1FK7033-4CK71-1AB2 |  | 1FK7033-4CK71-1AB2 | 1 | UN | 1 | 15 | C | D | N | N | 85015100 | 1 |  | 3.3 | KG | 1299.16 | 1299.16 | MC05 | MC05 | SIMOTICS S Synchronous motor 1FK7-HD PN=0.57kW; UDC=600V M0=1. 3Nm (100K); NN=6000rpm; Naturally cooled FRAME SIZE IMB 5 (IM V1, IM V3) FLANGE 1, WITH KTY TEMPERATURESENSOR POWER CONNECTOR ROTATABLE INCREMENTAL ENCODER SIN/COS 1VPP;2048 S/R W. C-AND D-SPUR (ENCODER IC2048S/R) SHAFT WITH FITTED KEY, TOLERANCE N; WITH HOLDING BRAKE PROTECTION CLASS IP65, FLANGE ON DRIVE END IP67; | - | 0 | 0
1FK7033-4CK71-1AG0 |  | 1FK7033-4CK71-1AG0 | 1 | UN | 1 | 15 | C | D | N | N | 85015100 | 1 |  | 3.001 | KG | 1033.38 | 1033.38 | MC05 | MC05 | SIMOTICS S Synchronous motor 1FK7-HD PN=0.57kW; UDC=600V M0=1. 3Nm (100K); NN=6000rpm; Naturally cooled FRAME SIZE IMB 5 (IM V1, IM V3) FLANGE 1, WITH KTY TEMPERATURESENSOR POWER CONNECTOR ROTATABLE INCREMENTAL ENCODER SIN/COS 1VPP;2048 S/R W. C-AND D-SPUR (ENCODER IC2048S/R) PLAIN SHAFT, TOLERANCE N; W/O HOLDING BRAKE PROTECTION CLASS IP64; | - | 0 | 0
1FK7033-4CK71-1AG1 |  | 1FK7033-4CK71-1AG1 | 1 | UN | 1 | 15 | C | D | N | N | 85015100 | 1 |  | 3.001 | KG | 1095.72 | 1095.72 | MC05 | MC05 | SIMOTICS S Synchronous motor 1FK7-HD PN=0.57kW; UDC=600V M0=1. 3Nm (100K); NN=6000rpm; Naturally cooled FRAME SIZE IMB 5 (IM V1, IM V3) FLANGE 1, WITH KTY TEMPERATURESENSOR POWER CONNECTOR ROTATABLE INCREMENTAL ENCODER SIN/COS 1VPP;2048 S/R W. C-AND D-SPUR (ENCODER IC2048S/R) PLAIN SHAFT, TOLERANCE N; W/O HOLDING BRAKE PROTECTION CLASS IP65, | - | 0 | 0
1FK7033-4CK71-1AG2 |  | 1FK7033-4CK71-1AG2 | 1 | UN | 1 | 15 | C | D | N | N | 85015100 | 1 |  | 3.001 | KG | 1095.72 | 1095.72 | MC05 | MC05 | SIMOTICS S Synchronous motor 1FK7-HD PN=0.57kW; UDC=600V M0=1. 3Nm (100K); NN=6000rpm; Naturally cooled FRAME SIZE IMB 5 (IM V1, IM V3) FLANGE 1, WITH KTY TEMPERATURESENSOR POWER CONNECTOR ROTATABLE INCREMENTAL ENCODER SIN/COS 1VPP;2048 S/R W. C-AND D-SPUR (ENCODER IC2048S/R) PLAIN SHAFT, TOLERANCE N; W/O HOLDING BRAKE PROTECTION CLASS IP65, FLANGE ON DRIVE END IP67; | - | 0 | 0
1FK7033-4CK71-1AH0 |  | 1FK7033-4CK71-1AH0 | 1 | UN | 1 | 15 | C | D | N | N | 85015100 | 1 |  | 3.3 | KG | 1177.71 | 1177.71 | MC05 | MC05 | SIMOTICS S Synchronous motor 1FK7-HD PN=0.57kW; UDC=600V M0=1. 3Nm (100K); NN=6000rpm; Naturally cooled FRAME SIZE IMB 5 (IM V1, IM V3) FLANGE 1, WITH KTY TEMPERATURESENSOR POWER CONNECTOR ROTATABLE INCREMENTAL ENCODER SIN/COS 1VPP;2048 S/R W. C-AND D-SPUR (ENCODER IC2048S/R) PLAIN SHAFT, TOLERANCE N; WITH HOLDING BRAKE PROTECTION CLASS IP64; | - | 0 | 0
1FK7033-4CK71-1AH1 |  | 1FK7033-4CK71-1AH1 | 1 | UN | 1 | 15 | C | D | N | N | 85015100 | 1 |  | 3.3 | KG | 1240.05 | 1240.05 | MC05 | MC05 | SIMOTICS S Synchronous motor 1FK7-HD PN=0.57kW; UDC=600V M0=1. 3Nm (100K); NN=6000rpm; Naturally cooled FRAME SIZE IMB 5 (IM V1, IM V3) FLANGE 1, WITH KTY TEMPERATURESENSOR POWER CONNECTOR ROTATABLE INCREMENTAL ENCODER SIN/COS 1VPP;2048 S/R W. C-AND D-SPUR (ENCODER IC2048S/R) PLAIN SHAFT, TOLERANCE N; WITH HOLDING BRAKE PROTECTION CLASS IP65, | - | 0 | 0
1FK7033-4CK71-1AH2 |  | 1FK7033-4CK71-1AH2 | 1 | UN | 1 | 15 | C | D | N | N | 85015100 | 1 |  | 3.3 | KG | 1240.05 | 1240.05 | MC05 | MC05 | SIMOTICS S Synchronous motor 1FK7-HD PN=0.57kW; UDC=600V M0=1. 3Nm (100K); NN=6000rpm; Naturally cooled FRAME SIZE IMB 5 (IM V1, IM V3) FLANGE 1, WITH KTY TEMPERATURESENSOR POWER CONNECTOR ROTATABLE INCREMENTAL ENCODER SIN/COS 1VPP;2048 S/R W. C-AND D-SPUR (ENCODER IC2048S/R) PLAIN SHAFT, TOLERANCE N; WITH HOLDING BRAKE PROTECTION CLASS IP65, FLANGE ON DRIVE END IP67; | - | 0 | 0
1FK7033-4CK71-1BA0 |  | 1FK7033-4CK71-1BA0 | 1 | UN | 1 | 15 | C | D | N | N | 85015100 | 1 |  | 3.001 | KG | 1251.57 | 1251.57 | MC05 | MC05 | SIMOTICS S Synchronous motor 1FK7-HD PN=0.57kW; UDC=600V M0=1. 3Nm (100K); NN=6000rpm; Naturally cooled FRAME SIZE IMB 5 (IM V1, IM V3) FLANGE 1 POWER CONNECTOR ROTATABLE ABSOLUTE ENCODER SINGLETURN 24 BIT WITH DRIVE CLIQ INTERFACE (ENCODER AS24DQI) SHAFT WITH FITTED KEY, TOLERANCE N; W/O HOLDING BRAKE PROTECTION CLASS IP64; | - | 0 | 0
1FK7033-4CK71-1BA1 |  | 1FK7033-4CK71-1BA1 | 1 | UN | 1 | 15 | C | D | N | N | 85015100 | 1 |  | 3.001 | KG | 1313.91 | 1313.91 | MC05 | MC05 | SIMOTICS S Synchronous motor 1FK7-HD PN=0.57kW; UDC=600V M0=1. 3Nm (100K); NN=6000rpm; Naturally cooled FRAME SIZE IMB 5 (IM V1, IM V3) FLANGE 1 POWER CONNECTOR ROTATABLE ABSOLUTE ENCODER SINGLETURN 24 BIT WITH DRIVE CLIQ INTERFACE (ENCODER AS24DQI) SHAFT WITH FITTED KEY, TOLERANCE N; W/O HOLDING BRAKE PROTECTION CLASS IP65, | - | 0 | 0
1FK7033-4CK71-1BA2 |  | 1FK7033-4CK71-1BA2 | 1 | UN | 1 | 15 | C | D | N | N | 85015100 | 1 |  | 3.001 | KG | 1313.91 | 1313.91 | MC05 | MC05 | SIMOTICS S Synchronous motor 1FK7-HD PN=0.57kW; UDC=600V M0=1. 3Nm (100K); NN=6000rpm; Naturally cooled FRAME SIZE IMB 5 (IM V1, IM V3) FLANGE 1 POWER CONNECTOR ROTATABLE ABSOLUTE ENCODER SINGLETURN 24 BIT WITH DRIVE CLIQ INTERFACE (ENCODER AS24DQI) SHAFT WITH FITTED KEY, TOLERANCE N; W/O HOLDING BRAKE PROTECTION CLASS IP65, FLANGE ON DRIVE END IP67; | - | 0 | 0
1FK7033-4CK71-1BB0 |  | 1FK7033-4CK71-1BB0 | 1 | UN | 1 | 15 | C | D | N | N | 85015100 | 1 |  | 3.3 | KG | 1397.52 | 1397.52 | MC05 | MC05 | SIMOTICS S Synchronous motor 1FK7-HD PN=0.57kW; UDC=600V M0=1. 3Nm (100K); NN=6000rpm; Naturally cooled FRAME SIZE IMB 5 (IM V1, IM V3) FLANGE 1 POWER CONNECTOR ROTATABLE ABSOLUTE ENCODER SINGLETURN 24 BIT WITH DRIVE CLIQ INTERFACE (ENCODER AS24DQI) SHAFT WITH FITTED KEY, TOLERANCE N; WITH HOLDING BRAKE PROTECTION CLASS IP64; | - | 0 | 0
1FK7033-4CK71-1BB1 |  | 1FK7033-4CK71-1BB1 | 1 | UN | 1 | 15 | C | D | N | N | 85015100 | 1 |  | 3.3 | KG | 1459.86 | 1459.86 | MC05 | MC05 | SIMOTICS S Synchronous motor 1FK7-HD PN=0.57kW; UDC=600V M0=1. 3Nm (100K); NN=6000rpm; Naturally cooled FRAME SIZE IMB 5 (IM V1, IM V3) FLANGE 1 POWER CONNECTOR ROTATABLE ABSOLUTE ENCODER SINGLETURN 24 BIT WITH DRIVE CLIQ INTERFACE (ENCODER AS24DQI) SHAFT WITH FITTED KEY, TOLERANCE N; WITH HOLDING BRAKE PROTECTION CLASS IP65, | - | 0 | 0
1FK7033-4CK71-1BB2 |  | 1FK7033-4CK71-1BB2 | 1 | UN | 1 | 15 | C | D | N | N | 85015100 | 1 |  | 3.3 | KG | 1459.86 | 1459.86 | MC05 | MC05 | SIMOTICS S Synchronous motor 1FK7-HD PN=0.57kW; UDC=600V M0=1. 3Nm (100K); NN=6000rpm; Naturally cooled FRAME SIZE IMB 5 (IM V1, IM V3) FLANGE 1 POWER CONNECTOR ROTATABLE ABSOLUTE ENCODER SINGLETURN 24 BIT WITH DRIVE CLIQ INTERFACE (ENCODER AS24DQI) SHAFT WITH FITTED KEY, TOLERANCE N; WITH HOLDING BRAKE PROTECTION CLASS IP65, FLANGE ON DRIVE END IP67; | - | 0 | 0
1FK7033-4CK71-1BG0 |  | 1FK7033-4CK71-1BG0 | 1 | UN | 1 | 15 | C | D | N | N | 85015100 | 1 |  | 3.001 | KG | 1194.08 | 1194.08 | MC05 | MC05 | SIMOTICS S Synchronous motor 1FK7-HD PN=0.57kW; UDC=600V M0=1. 3Nm (100K); NN=6000rpm; Naturally cooled FRAME SIZE IMB 5 (IM V1, IM V3) FLANGE 1 POWER CONNECTOR ROTATABLE ABSOLUTE ENCODER SINGLETURN 24 BIT WITH DRIVE CLIQ INTERFACE (ENCODER AS24DQI) PLAIN SHAFT, TOLERANCE N; W/O HOLDING BRAKE PROTECTION CLASS IP64; | - | 0 | 0
1FK7033-4CK71-1BG1 |  | 1FK7033-4CK71-1BG1 | 1 | UN | 1 | 15 | C | D | N | N | 85015100 | 1 |  | 3.001 | KG | 1256.42 | 1256.42 | MC05 | MC05 | SIMOTICS S Synchronous motor 1FK7-HD PN=0.57kW; UDC=600V M0=1. 3Nm (100K); NN=6000rpm; Naturally cooled FRAME SIZE IMB 5 (IM V1, IM V3) FLANGE 1 POWER CONNECTOR ROTATABLE ABSOLUTE ENCODER SINGLETURN 24 BIT WITH DRIVE CLIQ INTERFACE (ENCODER AS24DQI) PLAIN SHAFT, TOLERANCE N; W/O HOLDING BRAKE PROTECTION CLASS IP65, | - | 0 | 0
1FK7033-4CK71-1BG2 |  | 1FK7033-4CK71-1BG2 | 1 | UN | 1 | 15 | C | D | N | N | 85015100 | 1 |  | 3.001 | KG | 1256.42 | 1256.42 | MC05 | MC05 | SIMOTICS S Synchronous motor 1FK7-HD PN=0.57kW; UDC=600V M0=1. 3Nm (100K); NN=6000rpm; Naturally cooled FRAME SIZE IMB 5 (IM V1, IM V3) FLANGE 1 POWER CONNECTOR ROTATABLE ABSOLUTE ENCODER SINGLETURN 24 BIT WITH DRIVE CLIQ INTERFACE (ENCODER AS24DQI) PLAIN SHAFT, TOLERANCE N; W/O HOLDING BRAKE PROTECTION CLASS IP65, FLANGE ON DRIVE END IP67; | - | 0 | 0
1FK7033-4CK71-1BH0 |  | 1FK7033-4CK71-1BH0 | 1 | UN | 1 | 15 | C | D | N | N | 85015100 | 1 |  | 3.3 | KG | 1338.41 | 1338.41 | MC05 | MC05 | SIMOTICS S Synchronous motor 1FK7-HD PN=0.57kW; UDC=600V M0=1. 3Nm (100K); NN=6000rpm; Naturally cooled FRAME SIZE IMB 5 (IM V1, IM V3) FLANGE 1 POWER CONNECTOR ROTATABLE ABSOLUTE ENCODER SINGLETURN 24 BIT WITH DRIVE CLIQ INTERFACE (ENCODER AS24DQI) PLAIN SHAFT, TOLERANCE N; WITH HOLDING BRAKE PROTECTION CLASS IP64; | - | 0 | 0
1FK7033-4CK71-1BH1 |  | 1FK7033-4CK71-1BH1 | 1 | UN | 1 | 15 | C | D | N | N | 85015100 | 1 |  | 3.3 | KG | 1400.75 | 1400.75 | MC05 | MC05 | SIMOTICS S Synchronous motor 1FK7-HD PN=0.57kW; UDC=600V M0=1. 3Nm (100K); NN=6000rpm; Naturally cooled FRAME SIZE IMB 5 (IM V1, IM V3) FLANGE 1 POWER CONNECTOR ROTATABLE ABSOLUTE ENCODER SINGLETURN 24 BIT WITH DRIVE CLIQ INTERFACE (ENCODER AS24DQI) PLAIN SHAFT, TOLERANCE N; WITH HOLDING BRAKE PROTECTION CLASS IP65, | - | 0 | 0
1FK7033-4CK71-1BH2 |  | 1FK7033-4CK71-1BH2 | 1 | UN | 1 | 15 | C | D | N | N | 85015100 | 1 |  | 3.3 | KG | 1400.75 | 1400.75 | MC05 | MC05 | SIMOTICS S Synchronous motor 1FK7-HD PN=0.57kW; UDC=600V M0=1. 3Nm (100K); NN=6000rpm; Naturally cooled FRAME SIZE IMB 5 (IM V1, IM V3) FLANGE 1 POWER CONNECTOR ROTATABLE ABSOLUTE ENCODER SINGLETURN 24 BIT WITH DRIVE CLIQ INTERFACE (ENCODER AS24DQI) PLAIN SHAFT, TOLERANCE N; WITH HOLDING BRAKE PROTECTION CLASS IP65, FLANGE ON DRIVE END IP67; | - | 0 | 0
1FK7033-4CK71-1CA0 |  | 1FK7033-4CK71-1CA0 | 1 | UN | 1 | 15 | C | D | N | N | 85015100 | 1 |  | 3.001 | KG | 1497.73 | 1497.73 | MC05 | MC05 | SIMOTICS S Synchronous motor 1FK7-HD PN=0.57kW; UDC=600V M0=1. 3Nm (100K); NN=6000rpm; Naturally cooled FRAME SIZE IMB 5 (IM V1, IM V3) FLANGE 1 POWER CONNECTOR ROTATABLE ABSOLUTE ENCODER 24 BIT + 12 BIT MULTITURN WITH DRIVE-CLIQ INTERFACE (ENCODER AM24DQI) SHAFT WITH FITTED KEY, TOLERANCE N; W/O HOLDING BRAKE PROTECTION CLASS IP64; | - | 0 | 0
1FK7033-4CK71-1CA1 |  | 1FK7033-4CK71-1CA1 | 1 | UN | 1 | 15 | C | D | N | N | 85015100 | 1 |  | 3.001 | KG | 1560.07 | 1560.07 | MC05 | MC05 | SIMOTICS S Synchronous motor 1FK7-HD PN=0.57kW; UDC=600V M0=1. 3Nm (100K); NN=6000rpm; Naturally cooled FRAME SIZE IMB 5 (IM V1, IM V3) FLANGE 1 POWER CONNECTOR ROTATABLE ABSOLUTE ENCODER 24 BIT + 12 BIT MULTITURN WITH DRIVE-CLIQ INTERFACE (ENCODER AM24DQI) SHAFT WITH FITTED KEY, TOLERANCE N; W/O HOLDING BRAKE PROTECTION CLASS IP65, | - | 0 | 0
1FK7033-4CK71-1CA2 |  | 1FK7033-4CK71-1CA2 | 1 | UN | 1 | 15 | C | D | N | N | 85015100 | 1 |  | 3.001 | KG | 1560.07 | 1560.07 | MC05 | MC05 | SIMOTICS S Synchronous motor 1FK7-HD PN=0.57kW; UDC=600V M0=1. 3Nm (100K); NN=6000rpm; Naturally cooled FRAME SIZE IMB 5 (IM V1, IM V3) FLANGE 1 POWER CONNECTOR ROTATABLE ABSOLUTE ENCODER 24 BIT + 12 BIT MULTITURN WITH DRIVE-CLIQ INTERFACE (ENCODER AM24DQI) SHAFT WITH FITTED KEY, TOLERANCE N; W/O HOLDING BRAKE PROTECTION CLASS IP65, FLANGE ON DRIVE END IP67; | - | 0 | 0
1FK7033-4CK71-1CB0 |  | 1FK7033-4CK71-1CB0 | 1 | UN | 1 | 15 | C | D | N | N | 85015100 | 1 |  | 3.3 | KG | 1643.68 | 1643.68 | MC05 | MC05 | SIMOTICS S Synchronous motor 1FK7-HD PN=0.57kW; UDC=600V M0=1. 3Nm (100K); NN=6000rpm; Naturally cooled FRAME SIZE IMB 5 (IM V1, IM V3) FLANGE 1 POWER CONNECTOR ROTATABLE ABSOLUTE ENCODER 24 BIT + 12 BIT MULTITURN WITH DRIVE-CLIQ INTERFACE (ENCODER AM24DQI) SHAFT WITH FITTED KEY, TOLERANCE N; WITH HOLDING BRAKE PROTECTION CLASS IP64; | - | 0 | 0
1FK7033-4CK71-1CB1 |  | 1FK7033-4CK71-1CB1 | 1 | UN | 1 | 15 | C | D | N | N | 85015100 | 1 |  | 3.3 | KG | 1706.02 | 1706.02 | MC05 | MC05 | SIMOTICS S Synchronous motor 1FK7-HD PN=0.57kW; UDC=600V M0=1. 3Nm (100K); NN=6000rpm; Naturally cooled FRAME SIZE IMB 5 (IM V1, IM V3) FLANGE 1 POWER CONNECTOR ROTATABLE ABSOLUTE ENCODER 24 BIT + 12 BIT MULTITURN WITH DRIVE-CLIQ INTERFACE (ENCODER AM24DQI) SHAFT WITH FITTED KEY, TOLERANCE N; WITH HOLDING BRAKE PROTECTION CLASS IP65, | - | 0 | 0
1FK7033-4CK71-1CB2 |  | 1FK7033-4CK71-1CB2 | 1 | UN | 1 | 15 | C | D | N | N | 85015100 | 1 |  | 3.3 | KG | 1706.02 | 1706.02 | MC05 | MC05 | SIMOTICS S Synchronous motor 1FK7-HD PN=0.57kW; UDC=600V M0=1. 3Nm (100K); NN=6000rpm; Naturally cooled FRAME SIZE IMB 5 (IM V1, IM V3) FLANGE 1 POWER CONNECTOR ROTATABLE ABSOLUTE ENCODER 24 BIT + 12 BIT MULTITURN WITH DRIVE-CLIQ INTERFACE (ENCODER AM24DQI) SHAFT WITH FITTED KEY, TOLERANCE N; WITH HOLDING BRAKE PROTECTION CLASS IP65, FLANGE ON DRIVE END IP67; | - | 0 | 0
1FK7033-4CK71-1CG0 |  | 1FK7033-4CK71-1CG0 | 1 | UN | 1 | 15 | C | D | N | N | 85015100 | 1 |  | 3.001 | KG | 1440.24 | 1440.24 | MC05 | MC05 | SIMOTICS S Synchronous motor 1FK7-HD PN=0.57kW; UDC=600V M0=1. 3Nm (100K); NN=6000rpm; Naturally cooled FRAME SIZE IMB 5 (IM V1, IM V3) FLANGE 1 POWER CONNECTOR ROTATABLE ABSOLUTE ENCODER 24 BIT + 12 BIT MULTITURN WITH DRIVE-CLIQ INTERFACE (ENCODER AM24DQI) PLAIN SHAFT, TOLERANCE N; W/O HOLDING BRAKE PROTECTION CLASS IP64; | - | 0 | 0
1FK7033-4CK71-1CG1 |  | 1FK7033-4CK71-1CG1 | 1 | UN | 1 | 15 | C | D | N | N | 85015100 | 1 |  | 3.001 | KG | 1502.58 | 1502.58 | MC05 | MC05 | SIMOTICS S Synchronous motor 1FK7-HD PN=0.57kW; UDC=600V M0=1. 3Nm (100K); NN=6000rpm; Naturally cooled FRAME SIZE IMB 5 (IM V1, IM V3) FLANGE 1 POWER CONNECTOR ROTATABLE ABSOLUTE ENCODER 24 BIT + 12 BIT MULTITURN WITH DRIVE-CLIQ INTERFACE (ENCODER AM24DQI) PLAIN SHAFT, TOLERANCE N; W/O HOLDING BRAKE PROTECTION CLASS IP65, | - | 0 | 0
1FK7033-4CK71-1CG2 |  | 1FK7033-4CK71-1CG2 | 1 | UN | 1 | 15 | C | D | N | N | 85015100 | 1 |  | 3.001 | KG | 1502.58 | 1502.58 | MC05 | MC05 | SIMOTICS S Synchronous motor 1FK7-HD PN=0.57kW; UDC=600V M0=1. 3Nm (100K); NN=6000rpm; Naturally cooled FRAME SIZE IMB 5 (IM V1, IM V3) FLANGE 1 POWER CONNECTOR ROTATABLE ABSOLUTE ENCODER 24 BIT + 12 BIT MULTITURN WITH DRIVE-CLIQ INTERFACE (ENCODER AM24DQI) PLAIN SHAFT, TOLERANCE N; W/O HOLDING BRAKE PROTECTION CLASS IP65, FLANGE ON DRIVE END IP67; | - | 0 | 0
1FK7033-4CK71-1CH0 |  | 1FK7033-4CK71-1CH0 | 1 | UN | 1 | 15 | C | D | N | N | 85015100 | 1 |  | 3.3 | KG | 1584.57 | 1584.57 | MC05 | MC05 | SIMOTICS S Synchronous motor 1FK7-HD PN=0.57kW; UDC=600V M0=1. 3Nm (100K); NN=6000rpm; Naturally cooled FRAME SIZE IMB 5 (IM V1, IM V3) FLANGE 1 POWER CONNECTOR ROTATABLE ABSOLUTE ENCODER 24 BIT + 12 BIT MULTITURN WITH DRIVE-CLIQ INTERFACE (ENCODER AM24DQI) PLAIN SHAFT, TOLERANCE N; WITH HOLDING BRAKE PROTECTION CLASS IP64; | - | 0 | 0
1FK7033-4CK71-1CH1 |  | 1FK7033-4CK71-1CH1 | 1 | UN | 1 | 15 | C | D | N | N | 85015100 | 1 |  | 3.3 | KG | 1646.91 | 1646.91 | MC05 | MC05 | SIMOTICS S Synchronous motor 1FK7-HD PN=0.57kW; UDC=600V M0=1. 3Nm (100K); NN=6000rpm; Naturally cooled FRAME SIZE IMB 5 (IM V1, IM V3) FLANGE 1 POWER CONNECTOR ROTATABLE ABSOLUTE ENCODER 24 BIT + 12 BIT MULTITURN WITH DRIVE-CLIQ INTERFACE (ENCODER AM24DQI) PLAIN SHAFT, TOLERANCE N; WITH HOLDING BRAKE PROTECTION CLASS IP65, | - | 0 | 0
1FK7033-4CK71-1CH2 |  | 1FK7033-4CK71-1CH2 | 1 | UN | 1 | 15 | C | D | N | N | 85015100 | 1 |  | 3.3 | KG | 1646.91 | 1646.91 | MC05 | MC05 | SIMOTICS S Synchronous motor 1FK7-HD PN=0.57kW; UDC=600V M0=1. 3Nm (100K); NN=6000rpm; Naturally cooled FRAME SIZE IMB 5 (IM V1, IM V3) FLANGE 1 POWER CONNECTOR ROTATABLE ABSOLUTE ENCODER 24 BIT + 12 BIT MULTITURN WITH DRIVE-CLIQ INTERFACE (ENCODER AM24DQI) PLAIN SHAFT, TOLERANCE N; WITH HOLDING BRAKE PROTECTION CLASS IP65, FLANGE ON DRIVE END IP67; | - | 0 | 0
1FK7033-4CK71-1DA0 |  | 1FK7033-4CK71-1DA0 | 1 | UN | 1 | 15 | C | D | N | N | 85015100 | 1 |  | 3.002 | KG | 1305 | 1305 | MC05 | MC05 | SIMOTICS S Synchronous motor 1FK7-HD PN=0.57kW; UDC=600V M0=1. 3Nm (100K); NN=6000rpm; Naturally cooled FRAME SIZE IMB 5 (IM V1, IM V3) FLANGE 1 POWER CONNECTOR ROTATABLE INCREMENTAL ENCODER 22 BIT WITH DRIVE-CLIQ INTERFACE (ENCODER IC22DQ) SHAFT WITH FITTED KEY, TOLERANCE N; W/O HOLDING BRAKE PROTECTION CLASS IP64; | - | 0 | 0
1FK7033-4CK71-1DG0 |  | 1FK7033-4CK71-1DG0 | 1 | UN | 1 | 15 | C | D | N | N | 85015100 | 1 |  | 3.002 | KG | 1247.51 | 1247.51 | MC05 | MC05 | SIMOTICS S Synchronous motor 1FK7-HD PN=0.57kW; UDC=600V M0=1. 3Nm (100K); NN=6000rpm; Naturally cooled FRAME SIZE IMB 5 (IM V1, IM V3) FLANGE 1 POWER CONNECTOR ROTATABLE INCREMENTAL ENCODER 22 BIT WITH DRIVE-CLIQ INTERFACE (ENCODER IC22DQ) PLAIN SHAFT, TOLERANCE N; W/O HOLDING BRAKE PROTECTION CLASS IP64; | - | 0 | 0
1FK7033-4CK71-1EA0 |  | 1FK7033-4CK71-1EA0 | 1 | UN | 1 | 15 | C | D | N | N | 85015100 | 1 |  | 3.001 | KG | 1338.55 | 1338.55 | MC05 | MC05 | SIMOTICS S Synchronous motor 1FK7-HD PN=0.57kW; UDC=600V M0=1. 3Nm (100K); NN=6000rpm; Naturally cooled FRAME SIZE IMB 5 (IM V1, IM V3) FLANGE 1, WITH KTY TEMPERATURESENSOR POWER CONNECTOR ROTATABLE ABSOLUTE ENCODERR 2048 S/R + 4096 UMDREHUNGEN MULTITURN, WITH ENDAT-SCHNITTSTELLE (ENCODER AM2048S/R) SHAFT WITH FITTED KEY, TOLERANCE N; W/O HOLDING BRAKE PROTECTION CLASS IP64; | - | 0 | 0
1FK7033-4CK71-1EA1 |  | 1FK7033-4CK71-1EA1 | 1 | UN | 1 | 15 | C | D | N | N | 85015100 | 1 |  | 3.001 | KG | 1400.89 | 1400.89 | MC05 | MC05 | SIMOTICS S Synchronous motor 1FK7-HD PN=0.57kW; UDC=600V M0=1. 3Nm (100K); NN=6000rpm; Naturally cooled FRAME SIZE IMB 5 (IM V1, IM V3) FLANGE 1, WITH KTY TEMPERATURESENSOR POWER CONNECTOR ROTATABLE ABSOLUTE ENCODERR 2048 S/R + 4096 UMDREHUNGEN MULTITURN, WITH ENDAT-SCHNITTSTELLE (ENCODER AM2048S/R) SHAFT WITH FITTED KEY, TOLERANCE N; W/O HOLDING BRAKE PROTECTION CLASS IP65, | - | 0 | 0
1FK7033-4CK71-1EA2 |  | 1FK7033-4CK71-1EA2 | 1 | UN | 1 | 15 | C | D | N | N | 85015100 | 1 |  | 3.001 | KG | 1400.89 | 1400.89 | MC05 | MC05 | SIMOTICS S Synchronous motor 1FK7-HD PN=0.57kW; UDC=600V M0=1. 3Nm (100K); NN=6000rpm; Naturally cooled FRAME SIZE IMB 5 (IM V1, IM V3) FLANGE 1, WITH KTY TEMPERATURESENSOR POWER CONNECTOR ROTATABLE ABSOLUTE ENCODERR 2048 S/R + 4096 UMDREHUNGEN MULTITURN, WITH ENDAT-SCHNITTSTELLE (ENCODER AM2048S/R) SHAFT WITH FITTED KEY, TOLERANCE N; W/O HOLDING BRAKE PROTECTION CLASS IP65, FLANGE ON DRIVE END IP67; | - | 0 | 0
1FK7033-4CK71-1EB0 |  | 1FK7033-4CK71-1EB0 | 1 | UN | 1 | 15 | C | D | N | N | 85015100 | 1 |  | 3.3 | KG | 1484.5 | 1484.5 | MC05 | MC05 | SIMOTICS S Synchronous motor 1FK7-HD PN=0.57kW; UDC=600V M0=1. 3Nm (100K); NN=6000rpm; Naturally cooled FRAME SIZE IMB 5 (IM V1, IM V3) FLANGE 1, WITH KTY TEMPERATURESENSOR POWER CONNECTOR ROTATABLE ABSOLUTE ENCODERR 2048 S/R + 4096 UMDREHUNGEN MULTITURN, WITH ENDAT-SCHNITTSTELLE (ENCODER AM2048S/R) SHAFT WITH FITTED KEY, TOLERANCE N; WITH HOLDING BRAKE PROTECTION CLASS IP64; | - | 0 | 0
1FK7033-4CK71-1EB1 |  | 1FK7033-4CK71-1EB1 | 1 | UN | 1 | 15 | C | D | N | N | 85015100 | 1 |  | 3.3 | KG | 1546.84 | 1546.84 | MC05 | MC05 | SIMOTICS S Synchronous motor 1FK7-HD PN=0.57kW; UDC=600V M0=1. 3Nm (100K); NN=6000rpm; Naturally cooled FRAME SIZE IMB 5 (IM V1, IM V3) FLANGE 1, WITH KTY TEMPERATURESENSOR POWER CONNECTOR ROTATABLE ABSOLUTE ENCODERR 2048 S/R + 4096 UMDREHUNGEN MULTITURN, WITH ENDAT-SCHNITTSTELLE (ENCODER AM2048S/R) SHAFT WITH FITTED KEY, TOLERANCE N; WITH HOLDING BRAKE PROTECTION CLASS IP65, | - | 0 | 0
1FK7033-4CK71-1EB2 |  | 1FK7033-4CK71-1EB2 | 1 | UN | 1 | 15 | C | D | N | N | 85015100 | 1 |  | 3.3 | KG | 1546.84 | 1546.84 | MC05 | MC05 | SIMOTICS S Synchronous motor 1FK7-HD PN=0.57kW; UDC=600V M0=1. 3Nm (100K); NN=6000rpm; Naturally cooled FRAME SIZE IMB 5 (IM V1, IM V3) FLANGE 1, WITH KTY TEMPERATURESENSOR POWER CONNECTOR ROTATABLE ABSOLUTE ENCODERR 2048 S/R + 4096 UMDREHUNGEN MULTITURN, WITH ENDAT-SCHNITTSTELLE (ENCODER AM2048S/R) SHAFT WITH FITTED KEY, TOLERANCE N; WITH HOLDING BRAKE PROTECTION CLASS IP65, FLANGE ON DRIVE END IP67; | - | 0 | 0
1FK7033-4CK71-1EG0 |  | 1FK7033-4CK71-1EG0 | 1 | UN | 1 | 15 | C | D | N | N | 85015100 | 1 |  | 3.001 | KG | 1281.06 | 1281.06 | MC05 | MC05 | SIMOTICS S Synchronous motor 1FK7-HD PN=0.57kW; UDC=600V M0=1. 3Nm (100K); NN=6000rpm; Naturally cooled FRAME SIZE IMB 5 (IM V1, IM V3) FLANGE 1, WITH KTY TEMPERATURESENSOR POWER CONNECTOR ROTATABLE ABSOLUTE ENCODERR 2048 S/R + 4096 UMDREHUNGEN MULTITURN, WITH ENDAT-SCHNITTSTELLE (ENCODER AM2048S/R) PLAIN SHAFT, TOLERANCE N; W/O HOLDING BRAKE PROTECTION CLASS IP64; | - | 0 | 0
1FK7033-4CK71-1EG1 |  | 1FK7033-4CK71-1EG1 | 1 | UN | 1 | 15 | C | D | N | N | 85015100 | 1 |  | 3.001 | KG | 1343.4 | 1343.4 | MC05 | MC05 | SIMOTICS S Synchronous motor 1FK7-HD PN=0.57kW; UDC=600V M0=1. 3Nm (100K); NN=6000rpm; Naturally cooled FRAME SIZE IMB 5 (IM V1, IM V3) FLANGE 1, WITH KTY TEMPERATURESENSOR POWER CONNECTOR ROTATABLE ABSOLUTE ENCODERR 2048 S/R + 4096 UMDREHUNGEN MULTITURN, WITH ENDAT-SCHNITTSTELLE (ENCODER AM2048S/R) PLAIN SHAFT, TOLERANCE N; W/O HOLDING BRAKE PROTECTION CLASS IP65, | - | 0 | 0
1FK7033-4CK71-1EG2 |  | 1FK7033-4CK71-1EG2 | 1 | UN | 1 | 15 | C | D | N | N | 85015100 | 1 |  | 3.001 | KG | 1343.4 | 1343.4 | MC05 | MC05 | SIMOTICS S Synchronous motor 1FK7-HD PN=0.57kW; UDC=600V M0=1. 3Nm (100K); NN=6000rpm; Naturally cooled FRAME SIZE IMB 5 (IM V1, IM V3) FLANGE 1, WITH KTY TEMPERATURESENSOR POWER CONNECTOR ROTATABLE ABSOLUTE ENCODERR 2048 S/R + 4096 UMDREHUNGEN MULTITURN, WITH ENDAT-SCHNITTSTELLE (ENCODER AM2048S/R) PLAIN SHAFT, TOLERANCE N; W/O HOLDING BRAKE PROTECTION CLASS IP65, FLANGE ON DRIVE END IP67; | - | 0 | 0
1FK7033-4CK71-1EH0 |  | 1FK7033-4CK71-1EH0 | 1 | UN | 1 | 15 | C | D | N | N | 85015100 | 1 |  | 3.3 | KG | 1425.39 | 1425.39 | MC05 | MC05 | SIMOTICS S Synchronous motor 1FK7-HD PN=0.57kW; UDC=600V M0=1. 3Nm (100K); NN=6000rpm; Naturally cooled FRAME SIZE IMB 5 (IM V1, IM V3) FLANGE 1, WITH KTY TEMPERATURESENSOR POWER CONNECTOR ROTATABLE ABSOLUTE ENCODERR 2048 S/R + 4096 UMDREHUNGEN MULTITURN, WITH ENDAT-SCHNITTSTELLE (ENCODER AM2048S/R) PLAIN SHAFT, TOLERANCE N; WITH HOLDING BRAKE PROTECTION CLASS IP64; | - | 0 | 0
1FK7033-4CK71-1EH1 |  | 1FK7033-4CK71-1EH1 | 1 | UN | 1 | 15 | C | D | N | N | 85015100 | 1 |  | 3.3 | KG | 1487.73 | 1487.73 | MC05 | MC05 | SIMOTICS S Synchronous motor 1FK7-HD PN=0.57kW; UDC=600V M0=1. 3Nm (100K); NN=6000rpm; Naturally cooled FRAME SIZE IMB 5 (IM V1, IM V3) FLANGE 1, WITH KTY TEMPERATURESENSOR POWER CONNECTOR ROTATABLE ABSOLUTE ENCODERR 2048 S/R + 4096 UMDREHUNGEN MULTITURN, WITH ENDAT-SCHNITTSTELLE (ENCODER AM2048S/R) PLAIN SHAFT, TOLERANCE N; WITH HOLDING BRAKE PROTECTION CLASS IP65, | - | 0 | 0
1FK7033-4CK71-1EH2 |  | 1FK7033-4CK71-1EH2 | 1 | UN | 1 | 15 | C | D | N | N | 85015100 | 1 |  | 3.3 | KG | 1487.73 | 1487.73 | MC05 | MC05 | SIMOTICS S Synchronous motor 1FK7-HD PN=0.57kW; UDC=600V M0=1. 3Nm (100K); NN=6000rpm; Naturally cooled FRAME SIZE IMB 5 (IM V1, IM V3) FLANGE 1, WITH KTY TEMPERATURESENSOR POWER CONNECTOR ROTATABLE ABSOLUTE ENCODERR 2048 S/R + 4096 UMDREHUNGEN MULTITURN, WITH ENDAT-SCHNITTSTELLE (ENCODER AM2048S/R) PLAIN SHAFT, TOLERANCE N; WITH HOLDING BRAKE PROTECTION CLASS IP65, FLANGE ON DRIVE END IP67; | - | 0 | 0
1FK7033-4CK71-1PA0 |  | 1FK7033-4CK71-1PA0 | 1 | UN | 1 | 15 | C | D | N | N | 85015100 | 1 |  | 3.101 | KG | 860.93 | 860.93 | MC05 | MC05 | SIMOTICS S Synchronous motor 1FK7-HD PN=0.57kW; UDC=600V M0=1. 3Nm (100K); NN=6000rpm; Naturally cooled FRAME SIZE IMB 5 (IM V1, IM V3) FLANGE 1 POWER CONNECTOR ROTATABLE RESOLVER 2-POLE, WITH DRIVE CLIQ-INTERFACE SHAFT WITH FITTED KEY, TOLERANCE N; W/O HOLDING BRAKE PROTECTION CLASS IP64; | - | 0 | 0
1FK7033-4CK71-1PA1 |  | 1FK7033-4CK71-1PA1 | 1 | UN | 1 | 15 | C | D | N | N | 85015100 | 1 |  | 3.101 | KG | 923.27 | 923.27 | MC05 | MC05 | SIMOTICS S Synchronous motor 1FK7-HD PN=0.57kW; UDC=600V M0=1. 3Nm (100K); NN=6000rpm; Naturally cooled FRAME SIZE IMB 5 (IM V1, IM V3) FLANGE 1 POWER CONNECTOR ROTATABLE RESOLVER 2-POLE, WITH DRIVE CLIQ-INTERFACE SHAFT WITH FITTED KEY, TOLERANCE N; W/O HOLDING BRAKE PROTECTION CLASS IP65, | - | 0 | 0
1FK7033-4CK71-1PA2 |  | 1FK7033-4CK71-1PA2 | 1 | UN | 1 | 15 | C | D | N | N | 85015100 | 1 |  | 3.101 | KG | 923.27 | 923.27 | MC05 | MC05 | SIMOTICS S Synchronous motor 1FK7-HD PN=0.57kW; UDC=600V M0=1. 3Nm (100K); NN=6000rpm; Naturally cooled FRAME SIZE IMB 5 (IM V1, IM V3) FLANGE 1 POWER CONNECTOR ROTATABLE RESOLVER 2-POLE, WITH DRIVE CLIQ-INTERFACE SHAFT WITH FITTED KEY, TOLERANCE N; W/O HOLDING BRAKE PROTECTION CLASS IP65, FLANGE ON DRIVE END IP67; | - | 0 | 0
1FK7033-4CK71-1PB0 |  | 1FK7033-4CK71-1PB0 | 1 | UN | 1 | 15 | C | D | N | N | 85015100 | 1 |  | 3.4 | KG | 1006.88 | 1006.88 | MC05 | MC05 | SIMOTICS S Synchronous motor 1FK7-HD PN=0.57kW; UDC=600V M0=1. 3Nm (100K); NN=6000rpm; Naturally cooled FRAME SIZE IMB 5 (IM V1, IM V3) FLANGE 1 POWER CONNECTOR ROTATABLE RESOLVER 2-POLE, WITH DRIVE CLIQ-INTERFACE SHAFT WITH FITTED KEY, TOLERANCE N; WITH HOLDING BRAKE PROTECTION CLASS IP64; | - | 0 | 0
1FK7033-4CK71-1PB1 |  | 1FK7033-4CK71-1PB1 | 1 | UN | 1 | 15 | C | D | N | N | 85015100 | 1 |  | 3.4 | KG | 1069.22 | 1069.22 | MC05 | MC05 | SIMOTICS S Synchronous motor 1FK7-HD PN=0.57kW; UDC=600V M0=1. 3Nm (100K); NN=6000rpm; Naturally cooled FRAME SIZE IMB 5 (IM V1, IM V3) FLANGE 1 POWER CONNECTOR ROTATABLE RESOLVER 2-POLE, WITH DRIVE CLIQ-INTERFACE SHAFT WITH FITTED KEY, TOLERANCE N; WITH HOLDING BRAKE PROTECTION CLASS IP65, | - | 0 | 0
1FK7033-4CK71-1PB2 |  | 1FK7033-4CK71-1PB2 | 1 | UN | 1 | 15 | C | D | N | N | 85015100 | 1 |  | 3.4 | KG | 1069.22 | 1069.22 | MC05 | MC05 | SIMOTICS S Synchronous motor 1FK7-HD PN=0.57kW; UDC=600V M0=1. 3Nm (100K); NN=6000rpm; Naturally cooled FRAME SIZE IMB 5 (IM V1, IM V3) FLANGE 1 POWER CONNECTOR ROTATABLE RESOLVER 2-POLE, WITH DRIVE CLIQ-INTERFACE SHAFT WITH FITTED KEY, TOLERANCE N; WITH HOLDING BRAKE PROTECTION CLASS IP65, FLANGE ON DRIVE END IP67; | - | 0 | 0
1FK7033-4CK71-1PG0 |  | 1FK7033-4CK71-1PG0 | 1 | UN | 1 | 15 | C | D | N | N | 85015100 | 1 |  | 3.101 | KG | 803.44 | 803.44 | MC05 | MC05 | SIMOTICS S Synchronous motor 1FK7-HD PN=0.57kW; UDC=600V M0=1. 3Nm (100K); NN=6000rpm; Naturally cooled FRAME SIZE IMB 5 (IM V1, IM V3) FLANGE 1 POWER CONNECTOR ROTATABLE RESOLVER 2-POLE, WITH DRIVE CLIQ-INTERFACE PLAIN SHAFT, TOLERANCE N; W/O HOLDING BRAKE PROTECTION CLASS IP64; | - | 0 | 0
1FK7033-4CK71-1PG1 |  | 1FK7033-4CK71-1PG1 | 1 | UN | 1 | 15 | C | D | N | N | 85015100 | 1 |  | 3.101 | KG | 865.78 | 865.78 | MC05 | MC05 | SIMOTICS S Synchronous motor 1FK7-HD PN=0.57kW; UDC=600V M0=1. 3Nm (100K); NN=6000rpm; Naturally cooled FRAME SIZE IMB 5 (IM V1, IM V3) FLANGE 1 POWER CONNECTOR ROTATABLE RESOLVER 2-POLE, WITH DRIVE CLIQ-INTERFACE PLAIN SHAFT, TOLERANCE N; W/O HOLDING BRAKE PROTECTION CLASS IP65, | - | 0 | 0
1FK7033-4CK71-1PG2 |  | 1FK7033-4CK71-1PG2 | 1 | UN | 1 | 15 | C | D | N | N | 85015100 | 1 |  | 3.101 | KG | 865.78 | 865.78 | MC05 | MC05 | SIMOTICS S Synchronous motor 1FK7-HD PN=0.57kW; UDC=600V M0=1. 3Nm (100K); NN=6000rpm; Naturally cooled FRAME SIZE IMB 5 (IM V1, IM V3) FLANGE 1 POWER CONNECTOR ROTATABLE RESOLVER 2-POLE, WITH DRIVE CLIQ-INTERFACE PLAIN SHAFT, TOLERANCE N; W/O HOLDING BRAKE PROTECTION CLASS IP65, FLANGE ON DRIVE END IP67; | - | 0 | 0
1FK7033-4CK71-1PH0 |  | 1FK7033-4CK71-1PH0 | 1 | UN | 1 | 15 | C | D | N | N | 85015100 | 1 |  | 3.4 | KG | 947.77 | 947.77 | MC05 | MC05 | SIMOTICS S Synchronous motor 1FK7-HD PN=0.57kW; UDC=600V M0=1. 3Nm (100K); NN=6000rpm; Naturally cooled FRAME SIZE IMB 5 (IM V1, IM V3) FLANGE 1 POWER CONNECTOR ROTATABLE RESOLVER 2-POLE, WITH DRIVE CLIQ-INTERFACE PLAIN SHAFT, TOLERANCE N; WITH HOLDING BRAKE PROTECTION CLASS IP64; | - | 0 | 0
1FK7033-4CK71-1PH1 |  | 1FK7033-4CK71-1PH1 | 1 | UN | 1 | 15 | C | D | N | N | 85015100 | 1 |  | 3.4 | KG | 1010.11 | 1010.11 | MC05 | MC05 | SIMOTICS S Synchronous motor 1FK7-HD PN=0.57kW; UDC=600V M0=1. 3Nm (100K); NN=6000rpm; Naturally cooled FRAME SIZE IMB 5 (IM V1, IM V3) FLANGE 1 POWER CONNECTOR ROTATABLE RESOLVER 2-POLE, WITH DRIVE CLIQ-INTERFACE PLAIN SHAFT, TOLERANCE N; WITH HOLDING BRAKE PROTECTION CLASS IP65, | - | 0 | 0
1FK7033-4CK71-1PH2 |  | 1FK7033-4CK71-1PH2 | 1 | UN | 1 | 15 | C | D | N | N | 85015100 | 1 |  | 3.4 | KG | 1010.11 | 1010.11 | MC05 | MC05 | SIMOTICS S Synchronous motor 1FK7-HD PN=0.57kW; UDC=600V M0=1. 3Nm (100K); NN=6000rpm; Naturally cooled FRAME SIZE IMB 5 (IM V1, IM V3) FLANGE 1 POWER CONNECTOR ROTATABLE RESOLVER 2-POLE, WITH DRIVE CLIQ-INTERFACE PLAIN SHAFT, TOLERANCE N; WITH HOLDING BRAKE PROTECTION CLASS IP65, FLANGE ON DRIVE END IP67; | - | 0 | 0
1FK7033-4CK71-1QA0 |  | 1FK7033-4CK71-1QA0 | 1 | UN | 1 | 15 | C | D | N | N | 85015100 | 1 |  | 3.001 | KG | 929.63 | 929.63 | MC05 | MC05 | SIMOTICS S Synchronous motor 1FK7-HD PN=0.57kW; UDC=600V M0=1. 3Nm (100K); NN=6000rpm; Naturally cooled FRAME SIZE IMB 5 (IM V1, IM V3) FLANGE 1 POWER CONNECTOR ROTATABLE ABSOLUTE ENCODER SINGLETURN 20 BIT WITH DRIVE-CLIQ INTERFACE (ENCODER AS20DQI) SHAFT WITH FITTED KEY, TOLERANCE N; W/O HOLDING BRAKE PROTECTION CLASS IP64; | - | 0 | 0
1FK7033-4CK71-1QA1 |  | 1FK7033-4CK71-1QA1 | 1 | UN | 1 | 15 | C | D | N | N | 85015100 | 1 |  | 3.001 | KG | 991.97 | 991.97 | MC05 | MC05 | SIMOTICS S Synchronous motor 1FK7-HD PN=0.57kW; UDC=600V M0=1. 3Nm (100K); NN=6000rpm; Naturally cooled FRAME SIZE IMB 5 (IM V1, IM V3) FLANGE 1 POWER CONNECTOR ROTATABLE ABSOLUTE ENCODER SINGLETURN 20 BIT WITH DRIVE-CLIQ INTERFACE (ENCODER AS20DQI) SHAFT WITH FITTED KEY, TOLERANCE N; W/O HOLDING BRAKE PROTECTION CLASS IP65, | - | 0 | 0
1FK7033-4CK71-1QA2 |  | 1FK7033-4CK71-1QA2 | 1 | UN | 1 | 15 | C | D | N | N | 85015100 | 1 |  | 3.001 | KG | 991.97 | 991.97 | MC05 | MC05 | SIMOTICS S Synchronous motor 1FK7-HD PN=0.57kW; UDC=600V M0=1. 3Nm (100K); NN=6000rpm; Naturally cooled FRAME SIZE IMB 5 (IM V1, IM V3) FLANGE 1 POWER CONNECTOR ROTATABLE ABSOLUTE ENCODER SINGLETURN 20 BIT WITH DRIVE-CLIQ INTERFACE (ENCODER AS20DQI) SHAFT WITH FITTED KEY, TOLERANCE N; W/O HOLDING BRAKE PROTECTION CLASS IP65, FLANGE ON DRIVE END IP67; | - | 0 | 0
1FK7033-4CK71-1QB0 |  | 1FK7033-4CK71-1QB0 | 1 | UN | 1 | 15 | C | D | N | N | 85015100 | 1 |  | 3.3 | KG | 1075.58 | 1075.58 | MC05 | MC05 | SIMOTICS S Synchronous motor 1FK7-HD PN=0.57kW; UDC=600V M0=1. 3Nm (100K); NN=6000rpm; Naturally cooled FRAME SIZE IMB 5 (IM V1, IM V3) FLANGE 1 POWER CONNECTOR ROTATABLE ABSOLUTE ENCODER SINGLETURN 20 BIT WITH DRIVE-CLIQ INTERFACE (ENCODER AS20DQI) SHAFT WITH FITTED KEY, TOLERANCE N; WITH HOLDING BRAKE PROTECTION CLASS IP64; | - | 0 | 0
1FK7033-4CK71-1QB1 |  | 1FK7033-4CK71-1QB1 | 1 | UN | 1 | 15 | C | D | N | N | 85015100 | 1 |  | 3.3 | KG | 1137.92 | 1137.92 | MC05 | MC05 | SIMOTICS S Synchronous motor 1FK7-HD PN=0.57kW; UDC=600V M0=1. 3Nm (100K); NN=6000rpm; Naturally cooled FRAME SIZE IMB 5 (IM V1, IM V3) FLANGE 1 POWER CONNECTOR ROTATABLE ABSOLUTE ENCODER SINGLETURN 20 BIT WITH DRIVE-CLIQ INTERFACE (ENCODER AS20DQI) SHAFT WITH FITTED KEY, TOLERANCE N; WITH HOLDING BRAKE PROTECTION CLASS IP65, | - | 0 | 0
1FK7033-4CK71-1QB2 |  | 1FK7033-4CK71-1QB2 | 1 | UN | 1 | 15 | C | D | N | N | 85015100 | 1 |  | 3.3 | KG | 1137.92 | 1137.92 | MC05 | MC05 | SIMOTICS S Synchronous motor 1FK7-HD PN=0.57kW; UDC=600V M0=1. 3Nm (100K); NN=6000rpm; Naturally cooled FRAME SIZE IMB 5 (IM V1, IM V3) FLANGE 1 POWER CONNECTOR ROTATABLE ABSOLUTE ENCODER SINGLETURN 20 BIT WITH DRIVE-CLIQ INTERFACE (ENCODER AS20DQI) SHAFT WITH FITTED KEY, TOLERANCE N; WITH HOLDING BRAKE PROTECTION CLASS IP65, FLANGE ON DRIVE END IP67; | - | 0 | 0
1FK7033-4CK71-1QG0 |  | 1FK7033-4CK71-1QG0 | 1 | UN | 1 | 15 | C | D | N | N | 85015100 | 1 |  | 3.001 | KG | 872.14 | 872.14 | MC05 | MC05 | SIMOTICS S Synchronous motor 1FK7-HD PN=0.57kW; UDC=600V M0=1. 3Nm (100K); NN=6000rpm; Naturally cooled FRAME SIZE IMB 5 (IM V1, IM V3) FLANGE 1 POWER CONNECTOR ROTATABLE ABSOLUTE ENCODER SINGLETURN 20 BIT WITH DRIVE-CLIQ INTERFACE (ENCODER AS20DQI) PLAIN SHAFT, TOLERANCE N; W/O HOLDING BRAKE PROTECTION CLASS IP64; | - | 0 | 0
1FK7033-4CK71-1QG1 |  | 1FK7033-4CK71-1QG1 | 1 | UN | 1 | 15 | C | D | N | N | 85015100 | 1 |  | 3.001 | KG | 934.48 | 934.48 | MC05 | MC05 | SIMOTICS S Synchronous motor 1FK7-HD PN=0.57kW; UDC=600V M0=1. 3Nm (100K); NN=6000rpm; Naturally cooled FRAME SIZE IMB 5 (IM V1, IM V3) FLANGE 1 POWER CONNECTOR ROTATABLE ABSOLUTE ENCODER SINGLETURN 20 BIT WITH DRIVE-CLIQ INTERFACE (ENCODER AS20DQI) PLAIN SHAFT, TOLERANCE N; W/O HOLDING BRAKE PROTECTION CLASS IP65, | - | 0 | 0
1FK7033-4CK71-1QG2 |  | 1FK7033-4CK71-1QG2 | 1 | UN | 1 | 15 | C | D | N | N | 85015100 | 1 |  | 3.001 | KG | 934.48 | 934.48 | MC05 | MC05 | SIMOTICS S Synchronous motor 1FK7-HD PN=0.57kW; UDC=600V M0=1. 3Nm (100K); NN=6000rpm; Naturally cooled FRAME SIZE IMB 5 (IM V1, IM V3) FLANGE 1 POWER CONNECTOR ROTATABLE ABSOLUTE ENCODER SINGLETURN 20 BIT WITH DRIVE-CLIQ INTERFACE (ENCODER AS20DQI) PLAIN SHAFT, TOLERANCE N; W/O HOLDING BRAKE PROTECTION CLASS IP65, FLANGE ON DRIVE END IP67; | - | 0 | 0
1FK7033-4CK71-1QH0 |  | 1FK7033-4CK71-1QH0 | 1 | UN | 1 | 15 | C | D | N | N | 85015100 | 1 |  | 3.3 | KG | 1016.47 | 1016.47 | MC05 | MC05 | SIMOTICS S Synchronous motor 1FK7-HD PN=0.57kW; UDC=600V M0=1. 3Nm (100K); NN=6000rpm; Naturally cooled FRAME SIZE IMB 5 (IM V1, IM V3) FLANGE 1 POWER CONNECTOR ROTATABLE ABSOLUTE ENCODER SINGLETURN 20 BIT WITH DRIVE-CLIQ INTERFACE (ENCODER AS20DQI) PLAIN SHAFT, TOLERANCE N; WITH HOLDING BRAKE PROTECTION CLASS IP64; | - | 0 | 0
1FK7033-4CK71-1QH1 |  | 1FK7033-4CK71-1QH1 | 1 | UN | 1 | 15 | C | D | N | N | 85015100 | 1 |  | 3.3 | KG | 1078.81 | 1078.81 | MC05 | MC05 | SIMOTICS S Synchronous motor 1FK7-HD PN=0.57kW; UDC=600V M0=1. 3Nm (100K); NN=6000rpm; Naturally cooled FRAME SIZE IMB 5 (IM V1, IM V3) FLANGE 1 POWER CONNECTOR ROTATABLE ABSOLUTE ENCODER SINGLETURN 20 BIT WITH DRIVE-CLIQ INTERFACE (ENCODER AS20DQI) PLAIN SHAFT, TOLERANCE N; WITH HOLDING BRAKE PROTECTION CLASS IP65, | - | 0 | 0
1FK7033-4CK71-1QH2 |  | 1FK7033-4CK71-1QH2 | 1 | UN | 1 | 15 | C | D | N | N | 85015100 | 1 |  | 3.3 | KG | 1078.81 | 1078.81 | MC05 | MC05 | SIMOTICS S Synchronous motor 1FK7-HD PN=0.57kW; UDC=600V M0=1. 3Nm (100K); NN=6000rpm; Naturally cooled FRAME SIZE IMB 5 (IM V1, IM V3) FLANGE 1 POWER CONNECTOR ROTATABLE ABSOLUTE ENCODER SINGLETURN 20 BIT WITH DRIVE-CLIQ INTERFACE (ENCODER AS20DQI) PLAIN SHAFT, TOLERANCE N; WITH HOLDING BRAKE PROTECTION CLASS IP65, FLANGE ON DRIVE END IP67; | - | 0 | 0
1FK7033-4CK71-1RA0 |  | 1FK7033-4CK71-1RA0 | 1 | UN | 1 | 15 | C | D | N | N | 85015100 | 1 |  | 3.001 | KG | 1179 | 1179 | MC05 | MC05 | SIMOTICS S Synchronous motor 1FK7-HD PN=0.57kW; UDC=600V M0=1. 3Nm (100K); NN=6000rpm; Naturally cooled FRAME SIZE IMB 5 (IM V1, IM V3) FLANGE 1 POWER CONNECTOR ROTATABLE ABSOLUTE ENCODER 20 BIT + 12 BIT MULTITURN WITH DRIVE-CLIQ INTERFACE (ENCODER AM20DQI) SHAFT WITH FITTED KEY, TOLERANCE N; W/O HOLDING BRAKE PROTECTION CLASS IP64; | - | 0 | 0
1FK7033-4CK71-1RA1 |  | 1FK7033-4CK71-1RA1 | 1 | UN | 1 | 15 | C | D | N | N | 85015100 | 1 |  | 3.001 | KG | 1241.34 | 1241.34 | MC05 | MC05 | SIMOTICS S Synchronous motor 1FK7-HD PN=0.57kW; UDC=600V M0=1. 3Nm (100K); NN=6000rpm; Naturally cooled FRAME SIZE IMB 5 (IM V1, IM V3) FLANGE 1 POWER CONNECTOR ROTATABLE ABSOLUTE ENCODER 20 BIT + 12 BIT MULTITURN WITH DRIVE-CLIQ INTERFACE (ENCODER AM20DQI) SHAFT WITH FITTED KEY, TOLERANCE N; W/O HOLDING BRAKE PROTECTION CLASS IP65, | - | 0 | 0
1FK7033-4CK71-1RA2 |  | 1FK7033-4CK71-1RA2 | 1 | UN | 1 | 15 | C | D | N | N | 85015100 | 1 |  | 3.001 | KG | 1241.34 | 1241.34 | MC05 | MC05 | SIMOTICS S Synchronous motor 1FK7-HD PN=0.57kW; UDC=600V M0=1. 3Nm (100K); NN=6000rpm; Naturally cooled FRAME SIZE IMB 5 (IM V1, IM V3) FLANGE 1 POWER CONNECTOR ROTATABLE ABSOLUTE ENCODER 20 BIT + 12 BIT MULTITURN WITH DRIVE-CLIQ INTERFACE (ENCODER AM20DQI) SHAFT WITH FITTED KEY, TOLERANCE N; W/O HOLDING BRAKE PROTECTION CLASS IP65, FLANGE ON DRIVE END IP67; | - | 0 | 0
1FK7033-4CK71-1RB0 |  | 1FK7033-4CK71-1RB0 | 1 | UN | 1 | 15 | C | D | N | N | 85015100 | 1 |  | 3.3 | KG | 1324.95 | 1324.95 | MC05 | MC05 | SIMOTICS S Synchronous motor 1FK7-HD PN=0.57kW; UDC=600V M0=1. 3Nm (100K); NN=6000rpm; Naturally cooled FRAME SIZE IMB 5 (IM V1, IM V3) FLANGE 1 POWER CONNECTOR ROTATABLE ABSOLUTE ENCODER 20 BIT + 12 BIT MULTITURN WITH DRIVE-CLIQ INTERFACE (ENCODER AM20DQI) SHAFT WITH FITTED KEY, TOLERANCE N; WITH HOLDING BRAKE PROTECTION CLASS IP64; | - | 0 | 0
1FK7033-4CK71-1RB1 |  | 1FK7033-4CK71-1RB1 | 1 | UN | 1 | 15 | C | D | N | N | 85015100 | 1 |  | 3.3 | KG | 1387.29 | 1387.29 | MC05 | MC05 | SIMOTICS S Synchronous motor 1FK7-HD PN=0.57kW; UDC=600V M0=1. 3Nm (100K); NN=6000rpm; Naturally cooled FRAME SIZE IMB 5 (IM V1, IM V3) FLANGE 1 POWER CONNECTOR ROTATABLE ABSOLUTE ENCODER 20 BIT + 12 BIT MULTITURN WITH DRIVE-CLIQ INTERFACE (ENCODER AM20DQI) SHAFT WITH FITTED KEY, TOLERANCE N; WITH HOLDING BRAKE PROTECTION CLASS IP65, | - | 0 | 0
1FK7033-4CK71-1RB2 |  | 1FK7033-4CK71-1RB2 | 1 | UN | 1 | 15 | C | D | N | N | 85015100 | 1 |  | 3.3 | KG | 1387.29 | 1387.29 | MC05 | MC05 | SIMOTICS S Synchronous motor 1FK7-HD PN=0.57kW; UDC=600V M0=1. 3Nm (100K); NN=6000rpm; Naturally cooled FRAME SIZE IMB 5 (IM V1, IM V3) FLANGE 1 POWER CONNECTOR ROTATABLE ABSOLUTE ENCODER 20 BIT + 12 BIT MULTITURN WITH DRIVE-CLIQ INTERFACE (ENCODER AM20DQI) SHAFT WITH FITTED KEY, TOLERANCE N; WITH HOLDING BRAKE PROTECTION CLASS IP65, FLANGE ON DRIVE END IP67; | - | 0 | 0
1FK7033-4CK71-1RG0 |  | 1FK7033-4CK71-1RG0 | 1 | UN | 1 | 15 | C | D | N | N | 85015100 | 1 |  | 3.001 | KG | 1121.51 | 1121.51 | MC05 | MC05 | SIMOTICS S Synchronous motor 1FK7-HD PN=0.57kW; UDC=600V M0=1. 3Nm (100K); NN=6000rpm; Naturally cooled FRAME SIZE IMB 5 (IM V1, IM V3) FLANGE 1 POWER CONNECTOR ROTATABLE ABSOLUTE ENCODER 20 BIT + 12 BIT MULTITURN WITH DRIVE-CLIQ INTERFACE (ENCODER AM20DQI) PLAIN SHAFT, TOLERANCE N; W/O HOLDING BRAKE PROTECTION CLASS IP64; | - | 0 | 0
1FK7033-4CK71-1RG1 |  | 1FK7033-4CK71-1RG1 | 1 | UN | 1 | 15 | C | D | N | N | 85015100 | 1 |  | 3.001 | KG | 1183.85 | 1183.85 | MC05 | MC05 | SIMOTICS S Synchronous motor 1FK7-HD PN=0.57kW; UDC=600V M0=1. 3Nm (100K); NN=6000rpm; Naturally cooled FRAME SIZE IMB 5 (IM V1, IM V3) FLANGE 1 POWER CONNECTOR ROTATABLE ABSOLUTE ENCODER 20 BIT + 12 BIT MULTITURN WITH DRIVE-CLIQ INTERFACE (ENCODER AM20DQI) PLAIN SHAFT, TOLERANCE N; W/O HOLDING BRAKE PROTECTION CLASS IP65, | - | 0 | 0
1FK7033-4CK71-1RG2 |  | 1FK7033-4CK71-1RG2 | 1 | UN | 1 | 15 | C | D | N | N | 85015100 | 1 |  | 3.001 | KG | 1183.85 | 1183.85 | MC05 | MC05 | SIMOTICS S Synchronous motor 1FK7-HD PN=0.57kW; UDC=600V M0=1. 3Nm (100K); NN=6000rpm; Naturally cooled FRAME SIZE IMB 5 (IM V1, IM V3) FLANGE 1 POWER CONNECTOR ROTATABLE ABSOLUTE ENCODER 20 BIT + 12 BIT MULTITURN WITH DRIVE-CLIQ INTERFACE (ENCODER AM20DQI) PLAIN SHAFT, TOLERANCE N; W/O HOLDING BRAKE PROTECTION CLASS IP65, FLANGE ON DRIVE END IP67; | - | 0 | 0
1FK7033-4CK71-1RH0 |  | 1FK7033-4CK71-1RH0 | 1 | UN | 1 | 15 | C | D | N | N | 85015100 | 1 |  | 3.3 | KG | 1265.84 | 1265.84 | MC05 | MC05 | SIMOTICS S Synchronous motor 1FK7-HD PN=0.57kW; UDC=600V M0=1. 3Nm (100K); NN=6000rpm; Naturally cooled FRAME SIZE IMB 5 (IM V1, IM V3) FLANGE 1 POWER CONNECTOR ROTATABLE ABSOLUTE ENCODER 20 BIT + 12 BIT MULTITURN WITH DRIVE-CLIQ INTERFACE (ENCODER AM20DQI) PLAIN SHAFT, TOLERANCE N; WITH HOLDING BRAKE PROTECTION CLASS IP64; | - | 0 | 0
1FK7033-4CK71-1RH1 |  | 1FK7033-4CK71-1RH1 | 1 | UN | 1 | 15 | C | D | N | N | 85015100 | 1 |  | 3.3 | KG | 1328.18 | 1328.18 | MC05 | MC05 | SIMOTICS S Synchronous motor 1FK7-HD PN=0.57kW; UDC=600V M0=1. 3Nm (100K); NN=6000rpm; Naturally cooled FRAME SIZE IMB 5 (IM V1, IM V3) FLANGE 1 POWER CONNECTOR ROTATABLE ABSOLUTE ENCODER 20 BIT + 12 BIT MULTITURN WITH DRIVE-CLIQ INTERFACE (ENCODER AM20DQI) PLAIN SHAFT, TOLERANCE N; WITH HOLDING BRAKE PROTECTION CLASS IP65, | - | 0 | 0
1FK7033-4CK71-1RH2 |  | 1FK7033-4CK71-1RH2 | 1 | UN | 1 | 15 | C | D | N | N | 85015100 | 1 |  | 3.3 | KG | 1328.18 | 1328.18 | MC05 | MC05 | SIMOTICS S Synchronous motor 1FK7-HD PN=0.57kW; UDC=600V M0=1. 3Nm (100K); NN=6000rpm; Naturally cooled FRAME SIZE IMB 5 (IM V1, IM V3) FLANGE 1 POWER CONNECTOR ROTATABLE ABSOLUTE ENCODER 20 BIT + 12 BIT MULTITURN WITH DRIVE-CLIQ INTERFACE (ENCODER AM20DQI) PLAIN SHAFT, TOLERANCE N; WITH HOLDING BRAKE PROTECTION CLASS IP65, FLANGE ON DRIVE END IP67; | - | 0 | 0
1FK7033-4CK71-1SA0 |  | 1FK7033-4CK71-1SA0 | 1 | UN | 1 | 15 | C | D | N | N | 85015100 | 1 |  | 3.002 | KG | 700.23 | 700.23 | MC05 | MC05 | SIMOTICS S Synchronous motor 1FK7-HD PN=0.57kW; UDC=600V M0=1. 3Nm (100K); NN=6000rpm; Naturally cooled FRAME SIZE IMB 5 (IM V1, IM V3) FLANGE 1, WITH KTY TEMPERATURESENSOR POWER CONNECTOR ROTATABLE RESOLVER MULTI-POLE (RESOLVER P=3); SHAFT WITH FITTED KEY, TOLERANCE N; W/O HOLDING BRAKE PROTECTION CLASS IP64; | - | 0 | 0
1FK7033-4CK71-1SA1 |  | 1FK7033-4CK71-1SA1 | 1 | UN | 1 | 15 | C | D | N | N | 85015100 | 1 |  | 3.002 | KG | 762.57 | 762.57 | MC05 | MC05 | SIMOTICS S Synchronous motor 1FK7-HD PN=0.57kW; UDC=600V M0=1. 3Nm (100K); NN=6000rpm; Naturally cooled FRAME SIZE IMB 5 (IM V1, IM V3) FLANGE 1, WITH KTY TEMPERATURESENSOR POWER CONNECTOR ROTATABLE RESOLVER MULTI-POLE (RESOLVER P=3); SHAFT WITH FITTED KEY, TOLERANCE N; W/O HOLDING BRAKE PROTECTION CLASS IP65, | - | 0 | 0
1FK7033-4CK71-1SA2 |  | 1FK7033-4CK71-1SA2 | 1 | UN | 1 | 15 | C | D | N | N | 85015100 | 1 |  | 3.002 | KG | 762.57 | 762.57 | MC05 | MC05 | SIMOTICS S Synchronous motor 1FK7-HD PN=0.57kW; UDC=600V M0=1. 3Nm (100K); NN=6000rpm; Naturally cooled FRAME SIZE IMB 5 (IM V1, IM V3) FLANGE 1, WITH KTY TEMPERATURESENSOR POWER CONNECTOR ROTATABLE RESOLVER MULTI-POLE (RESOLVER P=3); SHAFT WITH FITTED KEY, TOLERANCE N; W/O HOLDING BRAKE PROTECTION CLASS IP65, FLANGE ON DRIVE END IP67; | - | 0 | 0
1FK7033-4CK71-1SB0 |  | 1FK7033-4CK71-1SB0 | 1 | UN | 1 | 15 | C | D | N | N | 85015100 | 1 |  | 3.301 | KG | 846.18 | 846.18 | MC05 | MC05 | SIMOTICS S Synchronous motor 1FK7-HD PN=0.57kW; UDC=600V M0=1. 3Nm (100K); NN=6000rpm; Naturally cooled FRAME SIZE IMB 5 (IM V1, IM V3) FLANGE 1, WITH KTY TEMPERATURESENSOR POWER CONNECTOR ROTATABLE RESOLVER MULTI-POLE (RESOLVER P=3); SHAFT WITH FITTED KEY, TOLERANCE N; WITH HOLDING BRAKE PROTECTION CLASS IP64; | - | 0 | 0
1FK7033-4CK71-1SB1 |  | 1FK7033-4CK71-1SB1 | 1 | UN | 1 | 15 | C | D | N | N | 85015100 | 1 |  | 3.301 | KG | 908.52 | 908.52 | MC05 | MC05 | SIMOTICS S Synchronous motor 1FK7-HD PN=0.57kW; UDC=600V M0=1. 3Nm (100K); NN=6000rpm; Naturally cooled FRAME SIZE IMB 5 (IM V1, IM V3) FLANGE 1, WITH KTY TEMPERATURESENSOR POWER CONNECTOR ROTATABLE RESOLVER MULTI-POLE (RESOLVER P=3); SHAFT WITH FITTED KEY, TOLERANCE N; WITH HOLDING BRAKE PROTECTION CLASS IP65, | - | 0 | 0
1FK7033-4CK71-1SB2 |  | 1FK7033-4CK71-1SB2 | 1 | UN | 1 | 15 | C | D | N | N | 85015100 | 1 |  | 3.301 | KG | 908.52 | 908.52 | MC05 | MC05 | SIMOTICS S Synchronous motor 1FK7-HD PN=0.57kW; UDC=600V M0=1. 3Nm (100K); NN=6000rpm; Naturally cooled FRAME SIZE IMB 5 (IM V1, IM V3) FLANGE 1, WITH KTY TEMPERATURESENSOR POWER CONNECTOR ROTATABLE RESOLVER MULTI-POLE (RESOLVER P=3); SHAFT WITH FITTED KEY, TOLERANCE N; WITH HOLDING BRAKE PROTECTION CLASS IP65, FLANGE ON DRIVE END IP67; | - | 0 | 0
1FK7033-4CK71-1SG0 |  | 1FK7033-4CK71-1SG0 | 1 | UN | 1 | 15 | C | D | N | N | 85015100 | 1 |  | 3.002 | KG | 642.74 | 642.74 | MC05 | MC05 | SIMOTICS S Synchronous motor 1FK7-HD PN=0.57kW; UDC=600V M0=1. 3Nm (100K); NN=6000rpm; Naturally cooled FRAME SIZE IMB 5 (IM V1, IM V3) FLANGE 1, WITH KTY TEMPERATURESENSOR POWER CONNECTOR ROTATABLE RESOLVER MULTI-POLE (RESOLVER P=3); PLAIN SHAFT, TOLERANCE N; W/O HOLDING BRAKE PROTECTION CLASS IP64; | - | 0 | 0
1FK7033-4CK71-1SG1 |  | 1FK7033-4CK71-1SG1 | 1 | UN | 1 | 15 | C | D | N | N | 85015100 | 1 |  | 3.002 | KG | 705.08 | 705.08 | MC05 | MC05 | SIMOTICS S Synchronous motor 1FK7-HD PN=0.57kW; UDC=600V M0=1. 3Nm (100K); NN=6000rpm; Naturally cooled FRAME SIZE IMB 5 (IM V1, IM V3) FLANGE 1, WITH KTY TEMPERATURESENSOR POWER CONNECTOR ROTATABLE RESOLVER MULTI-POLE (RESOLVER P=3); PLAIN SHAFT, TOLERANCE N; W/O HOLDING BRAKE PROTECTION CLASS IP65, | - | 0 | 0
1FK7033-4CK71-1SG2 |  | 1FK7033-4CK71-1SG2 | 1 | UN | 1 | 15 | C | D | N | N | 85015100 | 1 |  | 3.002 | KG | 705.08 | 705.08 | MC05 | MC05 | SIMOTICS S Synchronous motor 1FK7-HD PN=0.57kW; UDC=600V M0=1. 3Nm (100K); NN=6000rpm; Naturally cooled FRAME SIZE IMB 5 (IM V1, IM V3) FLANGE 1, WITH KTY TEMPERATURESENSOR POWER CONNECTOR ROTATABLE RESOLVER MULTI-POLE (RESOLVER P=3); PLAIN SHAFT, TOLERANCE N; W/O HOLDING BRAKE PROTECTION CLASS IP65, FLANGE ON DRIVE END IP67; | - | 0 | 0
1FK7033-4CK71-1SH0 |  | 1FK7033-4CK71-1SH0 | 1 | UN | 1 | 15 | C | D | N | N | 85015100 | 1 |  | 3.301 | KG | 787.07 | 787.07 | MC05 | MC05 | SIMOTICS S Synchronous motor 1FK7-HD PN=0.57kW; UDC=600V M0=1. 3Nm (100K); NN=6000rpm; Naturally cooled FRAME SIZE IMB 5 (IM V1, IM V3) FLANGE 1, WITH KTY TEMPERATURESENSOR POWER CONNECTOR ROTATABLE RESOLVER MULTI-POLE (RESOLVER P=3); PLAIN SHAFT, TOLERANCE N; WITH HOLDING BRAKE PROTECTION CLASS IP64; | - | 0 | 0
1FK7033-4CK71-1SH1 |  | 1FK7033-4CK71-1SH1 | 1 | UN | 1 | 15 | C | D | N | N | 85015100 | 1 |  | 3.301 | KG | 849.41 | 849.41 | MC05 | MC05 | SIMOTICS S Synchronous motor 1FK7-HD PN=0.57kW; UDC=600V M0=1. 3Nm (100K); NN=6000rpm; Naturally cooled FRAME SIZE IMB 5 (IM V1, IM V3) FLANGE 1, WITH KTY TEMPERATURESENSOR POWER CONNECTOR ROTATABLE RESOLVER MULTI-POLE (RESOLVER P=3); PLAIN SHAFT, TOLERANCE N; WITH HOLDING BRAKE PROTECTION CLASS IP65, | - | 0 | 0
1FK7033-4CK71-1SH2 |  | 1FK7033-4CK71-1SH2 | 1 | UN | 1 | 15 | C | D | N | N | 85015100 | 1 |  | 3.301 | KG | 849.41 | 849.41 | MC05 | MC05 | SIMOTICS S Synchronous motor 1FK7-HD PN=0.57kW; UDC=600V M0=1. 3Nm (100K); NN=6000rpm; Naturally cooled FRAME SIZE IMB 5 (IM V1, IM V3) FLANGE 1, WITH KTY TEMPERATURESENSOR POWER CONNECTOR ROTATABLE RESOLVER MULTI-POLE (RESOLVER P=3); PLAIN SHAFT, TOLERANCE N; WITH HOLDING BRAKE PROTECTION CLASS IP65, FLANGE ON DRIVE END IP67; | - | 0 | 0
1FK7033-4CK71-1TA0 |  | 1FK7033-4CK71-1TA0 | 1 | UN | 1 | 15 | C | D | N | N | 85015100 | 1 |  | 3.002 | KG | 700.23 | 700.23 | MC05 | MC05 | SIMOTICS S Synchronous motor 1FK7-HD PN=0.57kW; UDC=600V M0=1. 3Nm (100K); NN=6000rpm; Naturally cooled FRAME SIZE IMB 5 (IM V1, IM V3) FLANGE 1, WITH KTY TEMPERATURESENSOR POWER CONNECTOR ROTATABLE RESOLVER 2-POLE (RESOLVER P=1); SHAFT WITH FITTED KEY, TOLERANCE N; W/O HOLDING BRAKE PROTECTION CLASS IP64; | - | 0 | 0
1FK7033-4CK71-1TA1 |  | 1FK7033-4CK71-1TA1 | 1 | UN | 1 | 15 | C | D | N | N | 85015100 | 1 |  | 3.002 | KG | 762.57 | 762.57 | MC05 | MC05 | SIMOTICS S Synchronous motor 1FK7-HD PN=0.57kW; UDC=600V M0=1. 3Nm (100K); NN=6000rpm; Naturally cooled FRAME SIZE IMB 5 (IM V1, IM V3) FLANGE 1, WITH KTY TEMPERATURESENSOR POWER CONNECTOR ROTATABLE RESOLVER 2-POLE (RESOLVER P=1); SHAFT WITH FITTED KEY, TOLERANCE N; W/O HOLDING BRAKE PROTECTION CLASS IP65, | - | 0 | 0
1FK7033-4CK71-1TA2 |  | 1FK7033-4CK71-1TA2 | 1 | UN | 1 | 15 | C | D | N | N | 85015100 | 1 |  | 3.002 | KG | 762.57 | 762.57 | MC05 | MC05 | SIMOTICS S Synchronous motor 1FK7-HD PN=0.57kW; UDC=600V M0=1. 3Nm (100K); NN=6000rpm; Naturally cooled FRAME SIZE IMB 5 (IM V1, IM V3) FLANGE 1, WITH KTY TEMPERATURESENSOR POWER CONNECTOR ROTATABLE RESOLVER 2-POLE (RESOLVER P=1); SHAFT WITH FITTED KEY, TOLERANCE N; W/O HOLDING BRAKE PROTECTION CLASS IP65, FLANGE ON DRIVE END IP67; | - | 0 | 0
1FK7033-4CK71-1TB0 |  | 1FK7033-4CK71-1TB0 | 1 | UN | 1 | 15 | C | D | N | N | 85015100 | 1 |  | 3.301 | KG | 846.18 | 846.18 | MC05 | MC05 | SIMOTICS S Synchronous motor 1FK7-HD PN=0.57kW; UDC=600V M0=1. 3Nm (100K); NN=6000rpm; Naturally cooled FRAME SIZE IMB 5 (IM V1, IM V3) FLANGE 1, WITH KTY TEMPERATURESENSOR POWER CONNECTOR ROTATABLE RESOLVER 2-POLE (RESOLVER P=1); SHAFT WITH FITTED KEY, TOLERANCE N; WITH HOLDING BRAKE PROTECTION CLASS IP64; | - | 0 | 0
1FK7033-4CK71-1TB1 |  | 1FK7033-4CK71-1TB1 | 1 | UN | 1 | 15 | C | D | N | N | 85015100 | 1 |  | 3.301 | KG | 908.52 | 908.52 | MC05 | MC05 | SIMOTICS S Synchronous motor 1FK7-HD PN=0.57kW; UDC=600V M0=1. 3Nm (100K); NN=6000rpm; Naturally cooled FRAME SIZE IMB 5 (IM V1, IM V3) FLANGE 1, WITH KTY TEMPERATURESENSOR POWER CONNECTOR ROTATABLE RESOLVER 2-POLE (RESOLVER P=1); SHAFT WITH FITTED KEY, TOLERANCE N; WITH HOLDING BRAKE PROTECTION CLASS IP65, | - | 0 | 0
1FK7033-4CK71-1TB2 |  | 1FK7033-4CK71-1TB2 | 1 | UN | 1 | 15 | C | D | N | N | 85015100 | 1 |  | 3.301 | KG | 908.52 | 908.52 | MC05 | MC05 | SIMOTICS S Synchronous motor 1FK7-HD PN=0.57kW; UDC=600V M0=1. 3Nm (100K); NN=6000rpm; Naturally cooled FRAME SIZE IMB 5 (IM V1, IM V3) FLANGE 1, WITH KTY TEMPERATURESENSOR POWER CONNECTOR ROTATABLE RESOLVER 2-POLE (RESOLVER P=1); SHAFT WITH FITTED KEY, TOLERANCE N; WITH HOLDING BRAKE PROTECTION CLASS IP65, FLANGE ON DRIVE END IP67; | - | 0 | 0
1FK7033-4CK71-1TG0 |  | 1FK7033-4CK71-1TG0 | 1 | UN | 1 | 15 | C | D | N | N | 85015100 | 1 |  | 3.002 | KG | 642.74 | 642.74 | MC05 | MC05 | SIMOTICS S Synchronous motor 1FK7-HD PN=0.57kW; UDC=600V M0=1. 3Nm (100K); NN=6000rpm; Naturally cooled FRAME SIZE IMB 5 (IM V1, IM V3) FLANGE 1, WITH KTY TEMPERATURESENSOR POWER CONNECTOR ROTATABLE RESOLVER 2-POLE (RESOLVER P=1); PLAIN SHAFT, TOLERANCE N; W/O HOLDING BRAKE PROTECTION CLASS IP64; | - | 0 | 0
1FK7033-4CK71-1TG1 |  | 1FK7033-4CK71-1TG1 | 1 | UN | 1 | 15 | C | D | N | N | 85015100 | 1 |  | 3.002 | KG | 705.08 | 705.08 | MC05 | MC05 | SIMOTICS S Synchronous motor 1FK7-HD PN=0.57kW; UDC=600V M0=1. 3Nm (100K); NN=6000rpm; Naturally cooled FRAME SIZE IMB 5 (IM V1, IM V3) FLANGE 1, WITH KTY TEMPERATURESENSOR POWER CONNECTOR ROTATABLE RESOLVER 2-POLE (RESOLVER P=1); PLAIN SHAFT, TOLERANCE N; W/O HOLDING BRAKE PROTECTION CLASS IP65, | - | 0 | 0
1FK7033-4CK71-1TG2 |  | 1FK7033-4CK71-1TG2 | 1 | UN | 1 | 15 | C | D | N | N | 85015100 | 1 |  | 3.002 | KG | 705.08 | 705.08 | MC05 | MC05 | SIMOTICS S Synchronous motor 1FK7-HD PN=0.57kW; UDC=600V M0=1. 3Nm (100K); NN=6000rpm; Naturally cooled FRAME SIZE IMB 5 (IM V1, IM V3) FLANGE 1, WITH KTY TEMPERATURESENSOR POWER CONNECTOR ROTATABLE RESOLVER 2-POLE (RESOLVER P=1); PLAIN SHAFT, TOLERANCE N; W/O HOLDING BRAKE PROTECTION CLASS IP65, FLANGE ON DRIVE END IP67; | - | 0 | 0
1FK7033-4CK71-1TH0 |  | 1FK7033-4CK71-1TH0 | 1 | UN | 1 | 15 | C | D | N | N | 85015100 | 1 |  | 3.301 | KG | 787.07 | 787.07 | MC05 | MC05 | SIMOTICS S Synchronous motor 1FK7-HD PN=0.57kW; UDC=600V M0=1. 3Nm (100K); NN=6000rpm; Naturally cooled FRAME SIZE IMB 5 (IM V1, IM V3) FLANGE 1, WITH KTY TEMPERATURESENSOR POWER CONNECTOR ROTATABLE RESOLVER 2-POLE (RESOLVER P=1); PLAIN SHAFT, TOLERANCE N; WITH HOLDING BRAKE PROTECTION CLASS IP64; | - | 0 | 0
1FK7033-4CK71-1TH1 |  | 1FK7033-4CK71-1TH1 | 1 | UN | 1 | 15 | C | D | N | N | 85015100 | 1 |  | 3.301 | KG | 849.41 | 849.41 | MC05 | MC05 | SIMOTICS S Synchronous motor 1FK7-HD PN=0.57kW; UDC=600V M0=1. 3Nm (100K); NN=6000rpm; Naturally cooled FRAME SIZE IMB 5 (IM V1, IM V3) FLANGE 1, WITH KTY TEMPERATURESENSOR POWER CONNECTOR ROTATABLE RESOLVER 2-POLE (RESOLVER P=1); PLAIN SHAFT, TOLERANCE N; WITH HOLDING BRAKE PROTECTION CLASS IP65, | - | 0 | 0
1FK7033-4CK71-1TH2 |  | 1FK7033-4CK71-1TH2 | 1 | UN | 1 | 15 | C | D | N | N | 85015100 | 1 |  | 3.301 | KG | 849.41 | 849.41 | MC05 | MC05 | SIMOTICS S Synchronous motor 1FK7-HD PN=0.57kW; UDC=600V M0=1. 3Nm (100K); NN=6000rpm; Naturally cooled FRAME SIZE IMB 5 (IM V1, IM V3) FLANGE 1, WITH KTY TEMPERATURESENSOR POWER CONNECTOR ROTATABLE RESOLVER 2-POLE (RESOLVER P=1); PLAIN SHAFT, TOLERANCE N; WITH HOLDING BRAKE PROTECTION CLASS IP65, FLANGE ON DRIVE END IP67; | - | 0 | 0
1FK7033-4CK71-1UA0 |  | 1FK7033-4CK71-1UA0 | 1 | UN | 1 | 15 | C | D | N | N | 85015100 | 1 |  | 3.002 | KG | 860.93 | 860.93 | MC05 | MC05 | SIMOTICS S Synchronous motor 1FK7-HD PN=0.57kW; UDC=600V M0=1. 3Nm (100K); NN=6000rpm; Naturally cooled FRAME SIZE IMB 5 (IM V1, IM V3) FLANGE 1 POWER CONNECTOR ROTATABLE RESOLVER MULTI-POLE WITH DRIVE-CLIQ INTERFACE; SHAFT WITH FITTED KEY, TOLERANCE N; W/O HOLDING BRAKE PROTECTION CLASS IP64; | - | 0 | 0
1FK7033-4CK71-1UA1 |  | 1FK7033-4CK71-1UA1 | 1 | UN | 1 | 15 | C | D | N | N | 85015100 | 1 |  | 3.002 | KG | 923.27 | 923.27 | MC05 | MC05 | SIMOTICS S Synchronous motor 1FK7-HD PN=0.57kW; UDC=600V M0=1. 3Nm (100K); NN=6000rpm; Naturally cooled FRAME SIZE IMB 5 (IM V1, IM V3) FLANGE 1 POWER CONNECTOR ROTATABLE RESOLVER MULTI-POLE WITH DRIVE-CLIQ INTERFACE; SHAFT WITH FITTED KEY, TOLERANCE N; W/O HOLDING BRAKE PROTECTION CLASS IP65, | - | 0 | 0
1FK7033-4CK71-1UA2 |  | 1FK7033-4CK71-1UA2 | 1 | UN | 1 | 15 | C | D | N | N | 85015100 | 1 |  | 3.002 | KG | 923.27 | 923.27 | MC05 | MC05 | SIMOTICS S Synchronous motor 1FK7-HD PN=0.57kW; UDC=600V M0=1. 3Nm (100K); NN=6000rpm; Naturally cooled FRAME SIZE IMB 5 (IM V1, IM V3) FLANGE 1 POWER CONNECTOR ROTATABLE RESOLVER MULTI-POLE WITH DRIVE-CLIQ INTERFACE; SHAFT WITH FITTED KEY, TOLERANCE N; W/O HOLDING BRAKE PROTECTION CLASS IP65, FLANGE ON DRIVE END IP67; | - | 0 | 0
1FK7033-4CK71-1UB0 |  | 1FK7033-4CK71-1UB0 | 1 | UN | 1 | 15 | C | D | N | N | 85015100 | 1 |  | 3.301 | KG | 1006.88 | 1006.88 | MC05 | MC05 | SIMOTICS S Synchronous motor 1FK7-HD PN=0.57kW; UDC=600V M0=1. 3Nm (100K); NN=6000rpm; Naturally cooled FRAME SIZE IMB 5 (IM V1, IM V3) FLANGE 1 POWER CONNECTOR ROTATABLE RESOLVER MULTI-POLE WITH DRIVE-CLIQ INTERFACE; SHAFT WITH FITTED KEY, TOLERANCE N; WITH HOLDING BRAKE PROTECTION CLASS IP64; | - | 0 | 0
1FK7033-4CK71-1UB1 |  | 1FK7033-4CK71-1UB1 | 1 | UN | 1 | 15 | C | D | N | N | 85015100 | 1 |  | 3.301 | KG | 1069.22 | 1069.22 | MC05 | MC05 | SIMOTICS S Synchronous motor 1FK7-HD PN=0.57kW; UDC=600V M0=1. 3Nm (100K); NN=6000rpm; Naturally cooled FRAME SIZE IMB 5 (IM V1, IM V3) FLANGE 1 POWER CONNECTOR ROTATABLE RESOLVER MULTI-POLE WITH DRIVE-CLIQ INTERFACE; SHAFT WITH FITTED KEY, TOLERANCE N; WITH HOLDING BRAKE PROTECTION CLASS IP65, | - | 0 | 0
1FK7033-4CK71-1UB2 |  | 1FK7033-4CK71-1UB2 | 1 | UN | 1 | 15 | C | D | N | N | 85015100 | 1 |  | 3.301 | KG | 1069.22 | 1069.22 | MC05 | MC05 | SIMOTICS S Synchronous motor 1FK7-HD PN=0.57kW; UDC=600V M0=1. 3Nm (100K); NN=6000rpm; Naturally cooled FRAME SIZE IMB 5 (IM V1, IM V3) FLANGE 1 POWER CONNECTOR ROTATABLE RESOLVER MULTI-POLE WITH DRIVE-CLIQ INTERFACE; SHAFT WITH FITTED KEY, TOLERANCE N; WITH HOLDING BRAKE PROTECTION CLASS IP65, FLANGE ON DRIVE END IP67; | - | 0 | 0
1FK7033-4CK71-1UG0 |  | 1FK7033-4CK71-1UG0 | 1 | UN | 1 | 15 | C | D | N | N | 85015100 | 1 |  | 3.002 | KG | 803.44 | 803.44 | MC05 | MC05 | SIMOTICS S Synchronous motor 1FK7-HD PN=0.57kW; UDC=600V M0=1. 3Nm (100K); NN=6000rpm; Naturally cooled FRAME SIZE IMB 5 (IM V1, IM V3) FLANGE 1 POWER CONNECTOR ROTATABLE RESOLVER MULTI-POLE WITH DRIVE-CLIQ INTERFACE; PLAIN SHAFT, TOLERANCE N; W/O HOLDING BRAKE PROTECTION CLASS IP64; | - | 0 | 0
1FK7033-4CK71-1UG1 |  | 1FK7033-4CK71-1UG1 | 1 | UN | 1 | 15 | C | D | N | N | 85015100 | 1 |  | 3.002 | KG | 865.78 | 865.78 | MC05 | MC05 | SIMOTICS S Synchronous motor 1FK7-HD PN=0.57kW; UDC=600V M0=1. 3Nm (100K); NN=6000rpm; Naturally cooled FRAME SIZE IMB 5 (IM V1, IM V3) FLANGE 1 POWER CONNECTOR ROTATABLE RESOLVER MULTI-POLE WITH DRIVE-CLIQ INTERFACE; PLAIN SHAFT, TOLERANCE N; W/O HOLDING BRAKE PROTECTION CLASS IP65, | - | 0 | 0
1FK7033-4CK71-1UG2 |  | 1FK7033-4CK71-1UG2 | 1 | UN | 1 | 15 | C | D | N | N | 85015100 | 1 |  | 3.002 | KG | 865.78 | 865.78 | MC05 | MC05 | SIMOTICS S Synchronous motor 1FK7-HD PN=0.57kW; UDC=600V M0=1. 3Nm (100K); NN=6000rpm; Naturally cooled FRAME SIZE IMB 5 (IM V1, IM V3) FLANGE 1 POWER CONNECTOR ROTATABLE RESOLVER MULTI-POLE WITH DRIVE-CLIQ INTERFACE; PLAIN SHAFT, TOLERANCE N; W/O HOLDING BRAKE PROTECTION CLASS IP65, FLANGE ON DRIVE END IP67; | - | 0 | 0
1FK7033-4CK71-1UH0 |  | 1FK7033-4CK71-1UH0 | 1 | UN | 1 | 15 | C | D | N | N | 85015100 | 1 |  | 3.301 | KG | 947.77 | 947.77 | MC05 | MC05 | SIMOTICS S Synchronous motor 1FK7-HD PN=0.57kW; UDC=600V M0=1. 3Nm (100K); NN=6000rpm; Naturally cooled FRAME SIZE IMB 5 (IM V1, IM V3) FLANGE 1 POWER CONNECTOR ROTATABLE RESOLVER MULTI-POLE WITH DRIVE-CLIQ INTERFACE; PLAIN SHAFT, TOLERANCE N; WITH HOLDING BRAKE PROTECTION CLASS IP64; | - | 0 | 0
1FK7033-4CK71-1UH1 |  | 1FK7033-4CK71-1UH1 | 1 | UN | 1 | 15 | C | D | N | N | 85015100 | 1 |  | 3.301 | KG | 1010.11 | 1010.11 | MC05 | MC05 | SIMOTICS S Synchronous motor 1FK7-HD PN=0.57kW; UDC=600V M0=1. 3Nm (100K); NN=6000rpm; Naturally cooled FRAME SIZE IMB 5 (IM V1, IM V3) FLANGE 1 POWER CONNECTOR ROTATABLE RESOLVER MULTI-POLE WITH DRIVE-CLIQ INTERFACE; PLAIN SHAFT, TOLERANCE N; WITH HOLDING BRAKE PROTECTION CLASS IP65, | - | 0 | 0
1FK7033-4CK71-1UH2 |  | 1FK7033-4CK71-1UH2 | 1 | UN | 1 | 15 | C | D | N | N | 85015100 | 1 |  | 3.301 | KG | 1010.11 | 1010.11 | MC05 | MC05 | SIMOTICS S Synchronous motor 1FK7-HD PN=0.57kW; UDC=600V M0=1. 3Nm (100K); NN=6000rpm; Naturally cooled FRAME SIZE IMB 5 (IM V1, IM V3) FLANGE 1 POWER CONNECTOR ROTATABLE RESOLVER MULTI-POLE WITH DRIVE-CLIQ INTERFACE; PLAIN SHAFT, TOLERANCE N; WITH HOLDING BRAKE PROTECTION CLASS IP65, FLANGE ON DRIVE END IP67; | - | 0 | 0
1FK7033-4CK74-1AA0 |  | 1FK7033-4CK74-1AA0 | 1 | UN | 1 | 15 | C | D | N | N | 85015100 | 1 |  | 3.001 | KG | 1090.87 | 1090.87 | MC05 | MC05 | SIMOTICS S Synchronous motor 1FK7-HD PN=0.57kW; UDC=600V M0=1. 3Nm (100K); NN=6000rpm; Naturally cooled FRAME SIZE IMB 5 (IM V1, IM V3) FLANGE 1, WITH PT1000 TEMPERATURESENSOR POWER CONNECTOR ROTATABLE INCREMENTAL ENCODER SIN/COS 1VPP;2048 S/R W. C-AND D-SPUR (ENCODER IC2048S/R) SHAFT WITH FITTED KEY, TOLERANCE N; W/O HOLDING BRAKE PROTECTION CLASS IP64; | - | 0 | 0
1FK7033-4CK74-1AA1 |  | 1FK7033-4CK74-1AA1 | 1 | UN | 1 | 15 | C | D | N | N | 85015100 | 1 |  | 3.001 | KG | 1153.21 | 1153.21 | MC05 | MC05 | SIMOTICS S Synchronous motor 1FK7-HD PN=0.57kW; UDC=600V M0=1. 3Nm (100K); NN=6000rpm; Naturally cooled FRAME SIZE IMB 5 (IM V1, IM V3) FLANGE 1, WITH PT1000 TEMPERATURESENSOR POWER CONNECTOR ROTATABLE INCREMENTAL ENCODER SIN/COS 1VPP;2048 S/R W. C-AND D-SPUR (ENCODER IC2048S/R) SHAFT WITH FITTED KEY, TOLERANCE N; W/O HOLDING BRAKE PROTECTION CLASS IP65, | - | 0 | 0
1FK7033-4CK74-1AA2 |  | 1FK7033-4CK74-1AA2 | 1 | UN | 1 | 15 | C | D | N | N | 85015100 | 1 |  | 3.001 | KG | 1153.21 | 1153.21 | MC05 | MC05 | SIMOTICS S Synchronous motor 1FK7-HD PN=0.57kW; UDC=600V M0=1. 3Nm (100K); NN=6000rpm; Naturally cooled FRAME SIZE IMB 5 (IM V1, IM V3) FLANGE 1, WITH PT1000 TEMPERATURESENSOR POWER CONNECTOR ROTATABLE INCREMENTAL ENCODER SIN/COS 1VPP;2048 S/R W. C-AND D-SPUR (ENCODER IC2048S/R) SHAFT WITH FITTED KEY, TOLERANCE N; W/O HOLDING BRAKE PROTECTION CLASS IP65, FLANGE ON DRIVE END IP67; | - | 0 | 0
1FK7033-4CK74-1AB0 |  | 1FK7033-4CK74-1AB0 | 1 | UN | 1 | 15 | C | D | N | N | 85015100 | 1 |  | 3.3 | KG | 1236.82 | 1236.82 | MC05 | MC05 | SIMOTICS S Synchronous motor 1FK7-HD PN=0.57kW; UDC=600V M0=1. 3Nm (100K); NN=6000rpm; Naturally cooled FRAME SIZE IMB 5 (IM V1, IM V3) FLANGE 1, WITH PT1000 TEMPERATURESENSOR POWER CONNECTOR ROTATABLE INCREMENTAL ENCODER SIN/COS 1VPP;2048 S/R W. C-AND D-SPUR (ENCODER IC2048S/R) SHAFT WITH FITTED KEY, TOLERANCE N; WITH HOLDING BRAKE PROTECTION CLASS IP64; | - | 0 | 0
1FK7033-4CK74-1AB1 |  | 1FK7033-4CK74-1AB1 | 1 | UN | 1 | 15 | C | D | N | N | 85015100 | 1 |  | 3.3 | KG | 1299.16 | 1299.16 | MC05 | MC05 | SIMOTICS S Synchronous motor 1FK7-HD PN=0.57kW; UDC=600V M0=1. 3Nm (100K); NN=6000rpm; Naturally cooled FRAME SIZE IMB 5 (IM V1, IM V3) FLANGE 1, WITH PT1000 TEMPERATURESENSOR POWER CONNECTOR ROTATABLE INCREMENTAL ENCODER SIN/COS 1VPP;2048 S/R W. C-AND D-SPUR (ENCODER IC2048S/R) SHAFT WITH FITTED KEY, TOLERANCE N; WITH HOLDING BRAKE PROTECTION CLASS IP65, | - | 0 | 0
1FK7033-4CK74-1AB2 |  | 1FK7033-4CK74-1AB2 | 1 | UN | 1 | 15 | C | D | N | N | 85015100 | 1 |  | 3.3 | KG | 1299.16 | 1299.16 | MC05 | MC05 | SIMOTICS S Synchronous motor 1FK7-HD PN=0.57kW; UDC=600V M0=1. 3Nm (100K); NN=6000rpm; Naturally cooled FRAME SIZE IMB 5 (IM V1, IM V3) FLANGE 1, WITH PT1000 TEMPERATURESENSOR POWER CONNECTOR ROTATABLE INCREMENTAL ENCODER SIN/COS 1VPP;2048 S/R W. C-AND D-SPUR (ENCODER IC2048S/R) SHAFT WITH FITTED KEY, TOLERANCE N; WITH HOLDING BRAKE PROTECTION CLASS IP65, FLANGE ON DRIVE END IP67; | - | 0 | 0
1FK7033-4CK74-1AG0 |  | 1FK7033-4CK74-1AG0 | 1 | UN | 1 | 15 | C | D | N | N | 85015100 | 1 |  | 3.001 | KG | 1033.38 | 1033.38 | MC05 | MC05 | SIMOTICS S Synchronous motor 1FK7-HD PN=0.57kW; UDC=600V M0=1. 3Nm (100K); NN=6000rpm; Naturally cooled FRAME SIZE IMB 5 (IM V1, IM V3) FLANGE 1, WITH PT1000 TEMPERATURESENSOR POWER CONNECTOR ROTATABLE INCREMENTAL ENCODER SIN/COS 1VPP;2048 S/R W. C-AND D-SPUR (ENCODER IC2048S/R) PLAIN SHAFT, TOLERANCE N; W/O HOLDING BRAKE PROTECTION CLASS IP64; | - | 0 | 0
1FK7033-4CK74-1AG1 |  | 1FK7033-4CK74-1AG1 | 1 | UN | 1 | 15 | C | D | N | N | 85015100 | 1 |  | 3.001 | KG | 1095.72 | 1095.72 | MC05 | MC05 | SIMOTICS S Synchronous motor 1FK7-HD PN=0.57kW; UDC=600V M0=1. 3Nm (100K); NN=6000rpm; Naturally cooled FRAME SIZE IMB 5 (IM V1, IM V3) FLANGE 1, WITH PT1000 TEMPERATURESENSOR POWER CONNECTOR ROTATABLE INCREMENTAL ENCODER SIN/COS 1VPP;2048 S/R W. C-AND D-SPUR (ENCODER IC2048S/R) PLAIN SHAFT, TOLERANCE N; W/O HOLDING BRAKE PROTECTION CLASS IP65, | - | 0 | 0
1FK7033-4CK74-1AG2 |  | 1FK7033-4CK74-1AG2 | 1 | UN | 1 | 15 | C | D | N | N | 85015100 | 1 |  | 3.001 | KG | 1095.72 | 1095.72 | MC05 | MC05 | SIMOTICS S Synchronous motor 1FK7-HD PN=0.57kW; UDC=600V M0=1. 3Nm (100K); NN=6000rpm; Naturally cooled FRAME SIZE IMB 5 (IM V1, IM V3) FLANGE 1, WITH PT1000 TEMPERATURESENSOR POWER CONNECTOR ROTATABLE INCREMENTAL ENCODER SIN/COS 1VPP;2048 S/R W. C-AND D-SPUR (ENCODER IC2048S/R) PLAIN SHAFT, TOLERANCE N; W/O HOLDING BRAKE PROTECTION CLASS IP65, FLANGE ON DRIVE END IP67; | - | 0 | 0
1FK7033-4CK74-1AH0 |  | 1FK7033-4CK74-1AH0 | 1 | UN | 1 | 15 | C | D | N | N | 85015100 | 1 |  | 3.3 | KG | 1177.71 | 1177.71 | MC05 | MC05 | SIMOTICS S Synchronous motor 1FK7-HD PN=0.57kW; UDC=600V M0=1. 3Nm (100K); NN=6000rpm; Naturally cooled FRAME SIZE IMB 5 (IM V1, IM V3) FLANGE 1, WITH PT1000 TEMPERATURESENSOR POWER CONNECTOR ROTATABLE INCREMENTAL ENCODER SIN/COS 1VPP;2048 S/R W. C-AND D-SPUR (ENCODER IC2048S/R) PLAIN SHAFT, TOLERANCE N; WITH HOLDING BRAKE PROTECTION CLASS IP64; | - | 0 | 0
1FK7033-4CK74-1AH1 |  | 1FK7033-4CK74-1AH1 | 1 | UN | 1 | 15 | C | D | N | N | 85015100 | 1 |  | 3.3 | KG | 1240.05 | 1240.05 | MC05 | MC05 | SIMOTICS S Synchronous motor 1FK7-HD PN=0.57kW; UDC=600V M0=1. 3Nm (100K); NN=6000rpm; Naturally cooled FRAME SIZE IMB 5 (IM V1, IM V3) FLANGE 1, WITH PT1000 TEMPERATURESENSOR POWER CONNECTOR ROTATABLE INCREMENTAL ENCODER SIN/COS 1VPP;2048 S/R W. C-AND D-SPUR (ENCODER IC2048S/R) PLAIN SHAFT, TOLERANCE N; WITH HOLDING BRAKE PROTECTION CLASS IP65, | - | 0 | 0
1FK7033-4CK74-1AH2 |  | 1FK7033-4CK74-1AH2 | 1 | UN | 1 | 15 | C | D | N | N | 85015100 | 1 |  | 3.3 | KG | 1240.05 | 1240.05 | MC05 | MC05 | SIMOTICS S Synchronous motor 1FK7-HD PN=0.57kW; UDC=600V M0=1. 3Nm (100K); NN=6000rpm; Naturally cooled FRAME SIZE IMB 5 (IM V1, IM V3) FLANGE 1, WITH PT1000 TEMPERATURESENSOR POWER CONNECTOR ROTATABLE INCREMENTAL ENCODER SIN/COS 1VPP;2048 S/R W. C-AND D-SPUR (ENCODER IC2048S/R) PLAIN SHAFT, TOLERANCE N; WITH HOLDING BRAKE PROTECTION CLASS IP65, FLANGE ON DRIVE END IP67; | - | 0 | 0
1FK7033-4CK74-1EA0 |  | 1FK7033-4CK74-1EA0 | 1 | UN | 1 | 15 | C | D | N | N | 85015100 | 1 |  | 3.001 | KG | 1338.55 | 1338.55 | MC05 | MC05 | SIMOTICS S Synchronous motor 1FK7-HD PN=0.57kW; UDC=600V M0=1. 3Nm (100K); NN=6000rpm; Naturally cooled FRAME SIZE IMB 5 (IM V1, IM V3) FLANGE 1, WITH PT1000 TEMPERATURESENSOR POWER CONNECTOR ROTATABLE ABSOLUTE ENCODERR 2048 S/R + 4096 UMDREHUNGEN MULTITURN, WITH ENDAT-SCHNITTSTELLE (ENCODER AM2048S/R) SHAFT WITH FITTED KEY, TOLERANCE N; W/O HOLDING BRAKE PROTECTION CLASS IP64; | - | 0 | 0
1FK7033-4CK74-1EA1 |  | 1FK7033-4CK74-1EA1 | 1 | UN | 1 | 15 | C | D | N | N | 85015100 | 1 |  | 3.001 | KG | 1400.89 | 1400.89 | MC05 | MC05 | SIMOTICS S Synchronous motor 1FK7-HD PN=0.57kW; UDC=600V M0=1. 3Nm (100K); NN=6000rpm; Naturally cooled FRAME SIZE IMB 5 (IM V1, IM V3) FLANGE 1, WITH PT1000 TEMPERATURESENSOR POWER CONNECTOR ROTATABLE ABSOLUTE ENCODERR 2048 S/R + 4096 UMDREHUNGEN MULTITURN, WITH ENDAT-SCHNITTSTELLE (ENCODER AM2048S/R) SHAFT WITH FITTED KEY, TOLERANCE N; W/O HOLDING BRAKE PROTECTION CLASS IP65, | - | 0 | 0
1FK7033-4CK74-1EA2 |  | 1FK7033-4CK74-1EA2 | 1 | UN | 1 | 15 | C | D | N | N | 85015100 | 1 |  | 3.001 | KG | 1400.89 | 1400.89 | MC05 | MC05 | SIMOTICS S Synchronous motor 1FK7-HD PN=0.57kW; UDC=600V M0=1. 3Nm (100K); NN=6000rpm; Naturally cooled FRAME SIZE IMB 5 (IM V1, IM V3) FLANGE 1, WITH PT1000 TEMPERATURESENSOR POWER CONNECTOR ROTATABLE ABSOLUTE ENCODERR 2048 S/R + 4096 UMDREHUNGEN MULTITURN, WITH ENDAT-SCHNITTSTELLE (ENCODER AM2048S/R) SHAFT WITH FITTED KEY, TOLERANCE N; W/O HOLDING BRAKE PROTECTION CLASS IP65, FLANGE ON DRIVE END IP67; | - | 0 | 0
1FK7033-4CK74-1EB0 |  | 1FK7033-4CK74-1EB0 | 1 | UN | 1 | 15 | C | D | N | N | 85015100 | 1 |  | 3.3 | KG | 1484.5 | 1484.5 | MC05 | MC05 | SIMOTICS S Synchronous motor 1FK7-HD PN=0.57kW; UDC=600V M0=1. 3Nm (100K); NN=6000rpm; Naturally cooled FRAME SIZE IMB 5 (IM V1, IM V3) FLANGE 1, WITH PT1000 TEMPERATURESENSOR POWER CONNECTOR ROTATABLE ABSOLUTE ENCODERR 2048 S/R + 4096 UMDREHUNGEN MULTITURN, WITH ENDAT-SCHNITTSTELLE (ENCODER AM2048S/R) SHAFT WITH FITTED KEY, TOLERANCE N; WITH HOLDING BRAKE PROTECTION CLASS IP64; | - | 0 | 0
1FK7033-4CK74-1EB1 |  | 1FK7033-4CK74-1EB1 | 1 | UN | 1 | 15 | C | D | N | N | 85015100 | 1 |  | 3.3 | KG | 1546.84 | 1546.84 | MC05 | MC05 | SIMOTICS S Synchronous motor 1FK7-HD PN=0.57kW; UDC=600V M0=1. 3Nm (100K); NN=6000rpm; Naturally cooled FRAME SIZE IMB 5 (IM V1, IM V3) FLANGE 1, WITH PT1000 TEMPERATURESENSOR POWER CONNECTOR ROTATABLE ABSOLUTE ENCODERR 2048 S/R + 4096 UMDREHUNGEN MULTITURN, WITH ENDAT-SCHNITTSTELLE (ENCODER AM2048S/R) SHAFT WITH FITTED KEY, TOLERANCE N; WITH HOLDING BRAKE PROTECTION CLASS IP65, | - | 0 | 0
1FK7033-4CK74-1EB2 |  | 1FK7033-4CK74-1EB2 | 1 | UN | 1 | 15 | C | D | N | N | 85015100 | 1 |  | 3.3 | KG | 1546.84 | 1546.84 | MC05 | MC05 | SIMOTICS S Synchronous motor 1FK7-HD PN=0.57kW; UDC=600V M0=1. 3Nm (100K); NN=6000rpm; Naturally cooled FRAME SIZE IMB 5 (IM V1, IM V3) FLANGE 1, WITH PT1000 TEMPERATURESENSOR POWER CONNECTOR ROTATABLE ABSOLUTE ENCODERR 2048 S/R + 4096 UMDREHUNGEN MULTITURN, WITH ENDAT-SCHNITTSTELLE (ENCODER AM2048S/R) SHAFT WITH FITTED KEY, TOLERANCE N; WITH HOLDING BRAKE PROTECTION CLASS IP65, FLANGE ON DRIVE END IP67; | - | 0 | 0
1FK7033-4CK74-1EG0 |  | 1FK7033-4CK74-1EG0 | 1 | UN | 1 | 15 | C | D | N | N | 85015100 | 1 |  | 3.001 | KG | 1281.06 | 1281.06 | MC05 | MC05 | SIMOTICS S Synchronous motor 1FK7-HD PN=0.57kW; UDC=600V M0=1. 3Nm (100K); NN=6000rpm; Naturally cooled FRAME SIZE IMB 5 (IM V1, IM V3) FLANGE 1, WITH PT1000 TEMPERATURESENSOR POWER CONNECTOR ROTATABLE ABSOLUTE ENCODERR 2048 S/R + 4096 UMDREHUNGEN MULTITURN, WITH ENDAT-SCHNITTSTELLE (ENCODER AM2048S/R) PLAIN SHAFT, TOLERANCE N; W/O HOLDING BRAKE PROTECTION CLASS IP64; | - | 0 | 0
1FK7033-4CK74-1EG1 |  | 1FK7033-4CK74-1EG1 | 1 | UN | 1 | 15 | C | D | N | N | 85015100 | 1 |  | 3.001 | KG | 1343.4 | 1343.4 | MC05 | MC05 | SIMOTICS S Synchronous motor 1FK7-HD PN=0.57kW; UDC=600V M0=1. 3Nm (100K); NN=6000rpm; Naturally cooled FRAME SIZE IMB 5 (IM V1, IM V3) FLANGE 1, WITH PT1000 TEMPERATURESENSOR POWER CONNECTOR ROTATABLE ABSOLUTE ENCODERR 2048 S/R + 4096 UMDREHUNGEN MULTITURN, WITH ENDAT-SCHNITTSTELLE (ENCODER AM2048S/R) PLAIN SHAFT, TOLERANCE N; W/O HOLDING BRAKE PROTECTION CLASS IP65, | - | 0 | 0
1FK7033-4CK74-1EG2 |  | 1FK7033-4CK74-1EG2 | 1 | UN | 1 | 15 | C | D | N | N | 85015100 | 1 |  | 3.001 | KG | 1343.4 | 1343.4 | MC05 | MC05 | SIMOTICS S Synchronous motor 1FK7-HD PN=0.57kW; UDC=600V M0=1. 3Nm (100K); NN=6000rpm; Naturally cooled FRAME SIZE IMB 5 (IM V1, IM V3) FLANGE 1, WITH PT1000 TEMPERATURESENSOR POWER CONNECTOR ROTATABLE ABSOLUTE ENCODERR 2048 S/R + 4096 UMDREHUNGEN MULTITURN, WITH ENDAT-SCHNITTSTELLE (ENCODER AM2048S/R) PLAIN SHAFT, TOLERANCE N; W/O HOLDING BRAKE PROTECTION CLASS IP65, FLANGE ON DRIVE END IP67; | - | 0 | 0
1FK7033-4CK74-1EH0 |  | 1FK7033-4CK74-1EH0 | 1 | UN | 1 | 15 | C | D | N | N | 85015100 | 1 |  | 3.3 | KG | 1425.39 | 1425.39 | MC05 | MC05 | SIMOTICS S Synchronous motor 1FK7-HD PN=0.57kW; UDC=600V M0=1. 3Nm (100K); NN=6000rpm; Naturally cooled FRAME SIZE IMB 5 (IM V1, IM V3) FLANGE 1, WITH PT1000 TEMPERATURESENSOR POWER CONNECTOR ROTATABLE ABSOLUTE ENCODERR 2048 S/R + 4096 UMDREHUNGEN MULTITURN, WITH ENDAT-SCHNITTSTELLE (ENCODER AM2048S/R) PLAIN SHAFT, TOLERANCE N; WITH HOLDING BRAKE PROTECTION CLASS IP64; | - | 0 | 0
1FK7033-4CK74-1EH1 |  | 1FK7033-4CK74-1EH1 | 1 | UN | 1 | 15 | C | D | N | N | 85015100 | 1 |  | 3.3 | KG | 1487.73 | 1487.73 | MC05 | MC05 | SIMOTICS S Synchronous motor 1FK7-HD PN=0.57kW; UDC=600V M0=1. 3Nm (100K); NN=6000rpm; Naturally cooled FRAME SIZE IMB 5 (IM V1, IM V3) FLANGE 1, WITH PT1000 TEMPERATURESENSOR POWER CONNECTOR ROTATABLE ABSOLUTE ENCODERR 2048 S/R + 4096 UMDREHUNGEN MULTITURN, WITH ENDAT-SCHNITTSTELLE (ENCODER AM2048S/R) PLAIN SHAFT, TOLERANCE N; WITH HOLDING BRAKE PROTECTION CLASS IP65, | - | 0 | 0
1FK7033-4CK74-1EH2 |  | 1FK7033-4CK74-1EH2 | 1 | UN | 1 | 15 | C | D | N | N | 85015100 | 1 |  | 3.3 | KG | 1487.73 | 1487.73 | MC05 | MC05 | SIMOTICS S Synchronous motor 1FK7-HD PN=0.57kW; UDC=600V M0=1. 3Nm (100K); NN=6000rpm; Naturally cooled FRAME SIZE IMB 5 (IM V1, IM V3) FLANGE 1, WITH PT1000 TEMPERATURESENSOR POWER CONNECTOR ROTATABLE ABSOLUTE ENCODERR 2048 S/R + 4096 UMDREHUNGEN MULTITURN, WITH ENDAT-SCHNITTSTELLE (ENCODER AM2048S/R) PLAIN SHAFT, TOLERANCE N; WITH HOLDING BRAKE PROTECTION CLASS IP65, FLANGE ON DRIVE END IP67; | - | 0 | 0
1FK7033-4CK74-1SA0 |  | 1FK7033-4CK74-1SA0 | 1 | UN | 1 | 15 | C | D | N | N | 85015100 | 1 |  | 3.002 | KG | 700.23 | 700.23 | MC05 | MC05 | SIMOTICS S Synchronous motor 1FK7-HD PN=0.57kW; UDC=600V M0=1. 3Nm (100K); NN=6000rpm; Naturally cooled FRAME SIZE IMB 5 (IM V1, IM V3) FLANGE 1, WITH PT1000 TEMPERATURESENSOR POWER CONNECTOR ROTATABLE RESOLVER MULTI-POLE (RESOLVER P=3); SHAFT WITH FITTED KEY, TOLERANCE N; W/O HOLDING BRAKE PROTECTION CLASS IP64; | - | 0 | 0
1FK7033-4CK74-1SA1 |  | 1FK7033-4CK74-1SA1 | 1 | UN | 1 | 15 | C | D | N | N | 85015100 | 1 |  | 3.002 | KG | 762.57 | 762.57 | MC05 | MC05 | SIMOTICS S Synchronous motor 1FK7-HD PN=0.57kW; UDC=600V M0=1. 3Nm (100K); NN=6000rpm; Naturally cooled FRAME SIZE IMB 5 (IM V1, IM V3) FLANGE 1, WITH PT1000 TEMPERATURESENSOR POWER CONNECTOR ROTATABLE RESOLVER MULTI-POLE (RESOLVER P=3); SHAFT WITH FITTED KEY, TOLERANCE N; W/O HOLDING BRAKE PROTECTION CLASS IP65, | - | 0 | 0
1FK7033-4CK74-1SA2 |  | 1FK7033-4CK74-1SA2 | 1 | UN | 1 | 15 | C | D | N | N | 85015100 | 1 |  | 3.002 | KG | 762.57 | 762.57 | MC05 | MC05 | SIMOTICS S Synchronous motor 1FK7-HD PN=0.57kW; UDC=600V M0=1. 3Nm (100K); NN=6000rpm; Naturally cooled FRAME SIZE IMB 5 (IM V1, IM V3) FLANGE 1, WITH PT1000 TEMPERATURESENSOR POWER CONNECTOR ROTATABLE RESOLVER MULTI-POLE (RESOLVER P=3); SHAFT WITH FITTED KEY, TOLERANCE N; W/O HOLDING BRAKE PROTECTION CLASS IP65, FLANGE ON DRIVE END IP67; | - | 0 | 0
1FK7033-4CK74-1SB0 |  | 1FK7033-4CK74-1SB0 | 1 | UN | 1 | 15 | C | D | N | N | 85015100 | 1 |  | 3.301 | KG | 846.18 | 846.18 | MC05 | MC05 | SIMOTICS S Synchronous motor 1FK7-HD PN=0.57kW; UDC=600V M0=1. 3Nm (100K); NN=6000rpm; Naturally cooled FRAME SIZE IMB 5 (IM V1, IM V3) FLANGE 1, WITH PT1000 TEMPERATURESENSOR POWER CONNECTOR ROTATABLE RESOLVER MULTI-POLE (RESOLVER P=3); SHAFT WITH FITTED KEY, TOLERANCE N; WITH HOLDING BRAKE PROTECTION CLASS IP64; | - | 0 | 0
1FK7033-4CK74-1SB1 |  | 1FK7033-4CK74-1SB1 | 1 | UN | 1 | 15 | C | D | N | N | 85015100 | 1 |  | 3.301 | KG | 908.52 | 908.52 | MC05 | MC05 | SIMOTICS S Synchronous motor 1FK7-HD PN=0.57kW; UDC=600V M0=1. 3Nm (100K); NN=6000rpm; Naturally cooled FRAME SIZE IMB 5 (IM V1, IM V3) FLANGE 1, WITH PT1000 TEMPERATURESENSOR POWER CONNECTOR ROTATABLE RESOLVER MULTI-POLE (RESOLVER P=3); SHAFT WITH FITTED KEY, TOLERANCE N; WITH HOLDING BRAKE PROTECTION CLASS IP65, | - | 0 | 0
1FK7033-4CK74-1SB2 |  | 1FK7033-4CK74-1SB2 | 1 | UN | 1 | 15 | C | D | N | N | 85015100 | 1 |  | 3.301 | KG | 908.52 | 908.52 | MC05 | MC05 | SIMOTICS S Synchronous motor 1FK7-HD PN=0.57kW; UDC=600V M0=1. 3Nm (100K); NN=6000rpm; Naturally cooled FRAME SIZE IMB 5 (IM V1, IM V3) FLANGE 1, WITH PT1000 TEMPERATURESENSOR POWER CONNECTOR ROTATABLE RESOLVER MULTI-POLE (RESOLVER P=3); SHAFT WITH FITTED KEY, TOLERANCE N; WITH HOLDING BRAKE PROTECTION CLASS IP65, FLANGE ON DRIVE END IP67; | - | 0 | 0
1FK7033-4CK74-1SG0 |  | 1FK7033-4CK74-1SG0 | 1 | UN | 1 | 15 | C | D | N | N | 85015100 | 1 |  | 3.002 | KG | 642.74 | 642.74 | MC05 | MC05 | SIMOTICS S Synchronous motor 1FK7-HD PN=0.57kW; UDC=600V M0=1. 3Nm (100K); NN=6000rpm; Naturally cooled FRAME SIZE IMB 5 (IM V1, IM V3) FLANGE 1, WITH PT1000 TEMPERATURESENSOR POWER CONNECTOR ROTATABLE RESOLVER MULTI-POLE (RESOLVER P=3); PLAIN SHAFT, TOLERANCE N; W/O HOLDING BRAKE PROTECTION CLASS IP64; | - | 0 | 0
1FK7033-4CK74-1SG1 |  | 1FK7033-4CK74-1SG1 | 1 | UN | 1 | 15 | C | D | N | N | 85015100 | 1 |  | 3.002 | KG | 705.08 | 705.08 | MC05 | MC05 | SIMOTICS S Synchronous motor 1FK7-HD PN=0.57kW; UDC=600V M0=1. 3Nm (100K); NN=6000rpm; Naturally cooled FRAME SIZE IMB 5 (IM V1, IM V3) FLANGE 1, WITH PT1000 TEMPERATURESENSOR POWER CONNECTOR ROTATABLE RESOLVER MULTI-POLE (RESOLVER P=3); PLAIN SHAFT, TOLERANCE N; W/O HOLDING BRAKE PROTECTION CLASS IP65, | - | 0 | 0
1FK7033-4CK74-1SG2 |  | 1FK7033-4CK74-1SG2 | 1 | UN | 1 | 15 | C | D | N | N | 85015100 | 1 |  | 3.002 | KG | 705.08 | 705.08 | MC05 | MC05 | SIMOTICS S Synchronous motor 1FK7-HD PN=0.57kW; UDC=600V M0=1. 3Nm (100K); NN=6000rpm; Naturally cooled FRAME SIZE IMB 5 (IM V1, IM V3) FLANGE 1, WITH PT1000 TEMPERATURESENSOR POWER CONNECTOR ROTATABLE RESOLVER MULTI-POLE (RESOLVER P=3); PLAIN SHAFT, TOLERANCE N; W/O HOLDING BRAKE PROTECTION CLASS IP65, FLANGE ON DRIVE END IP67; | - | 0 | 0
1FK7033-4CK74-1SH0 |  | 1FK7033-4CK74-1SH0 | 1 | UN | 1 | 15 | C | D | N | N | 85015100 | 1 |  | 3.301 | KG | 787.07 | 787.07 | MC05 | MC05 | SIMOTICS S Synchronous motor 1FK7-HD PN=0.57kW; UDC=600V M0=1. 3Nm (100K); NN=6000rpm; Naturally cooled FRAME SIZE IMB 5 (IM V1, IM V3) FLANGE 1, WITH PT1000 TEMPERATURESENSOR POWER CONNECTOR ROTATABLE RESOLVER MULTI-POLE (RESOLVER P=3); PLAIN SHAFT, TOLERANCE N; WITH HOLDING BRAKE PROTECTION CLASS IP64; | - | 0 | 0
1FK7033-4CK74-1SH1 |  | 1FK7033-4CK74-1SH1 | 1 | UN | 1 | 15 | C | D | N | N | 85015100 | 1 |  | 3.301 | KG | 849.41 | 849.41 | MC05 | MC05 | SIMOTICS S Synchronous motor 1FK7-HD PN=0.57kW; UDC=600V M0=1. 3Nm (100K); NN=6000rpm; Naturally cooled FRAME SIZE IMB 5 (IM V1, IM V3) FLANGE 1, WITH PT1000 TEMPERATURESENSOR POWER CONNECTOR ROTATABLE RESOLVER MULTI-POLE (RESOLVER P=3); PLAIN SHAFT, TOLERANCE N; WITH HOLDING BRAKE PROTECTION CLASS IP65, | - | 0 | 0
1FK7033-4CK74-1SH2 |  | 1FK7033-4CK74-1SH2 | 1 | UN | 1 | 15 | C | D | N | N | 85015100 | 1 |  | 3.301 | KG | 849.41 | 849.41 | MC05 | MC05 | SIMOTICS S Synchronous motor 1FK7-HD PN=0.57kW; UDC=600V M0=1. 3Nm (100K); NN=6000rpm; Naturally cooled FRAME SIZE IMB 5 (IM V1, IM V3) FLANGE 1, WITH PT1000 TEMPERATURESENSOR POWER CONNECTOR ROTATABLE RESOLVER MULTI-POLE (RESOLVER P=3); PLAIN SHAFT, TOLERANCE N; WITH HOLDING BRAKE PROTECTION CLASS IP65, FLANGE ON DRIVE END IP67; | - | 0 | 0
1FK7033-4CK74-1TA0 |  | 1FK7033-4CK74-1TA0 | 1 | UN | 1 | 15 | C | D | N | N | 85015100 | 1 |  | 3.002 | KG | 700.23 | 700.23 | MC05 | MC05 | SIMOTICS S Synchronous motor 1FK7-HD PN=0.57kW; UDC=600V M0=1. 3Nm (100K); NN=6000rpm; Naturally cooled FRAME SIZE IMB 5 (IM V1, IM V3) FLANGE 1, WITH PT1000 TEMPERATURESENSOR POWER CONNECTOR ROTATABLE RESOLVER 2-POLE (RESOLVER P=1); SHAFT WITH FITTED KEY, TOLERANCE N; W/O HOLDING BRAKE PROTECTION CLASS IP64; | - | 0 | 0
1FK7033-4CK74-1TA1 |  | 1FK7033-4CK74-1TA1 | 1 | UN | 1 | 15 | C | D | N | N | 85015100 | 1 |  | 3.002 | KG | 762.57 | 762.57 | MC05 | MC05 | SIMOTICS S Synchronous motor 1FK7-HD PN=0.57kW; UDC=600V M0=1. 3Nm (100K); NN=6000rpm; Naturally cooled FRAME SIZE IMB 5 (IM V1, IM V3) FLANGE 1, WITH PT1000 TEMPERATURESENSOR POWER CONNECTOR ROTATABLE RESOLVER 2-POLE (RESOLVER P=1); SHAFT WITH FITTED KEY, TOLERANCE N; W/O HOLDING BRAKE PROTECTION CLASS IP65, | - | 0 | 0
1FK7033-4CK74-1TA2 |  | 1FK7033-4CK74-1TA2 | 1 | UN | 1 | 15 | C | D | N | N | 85015100 | 1 |  | 3.002 | KG | 762.57 | 762.57 | MC05 | MC05 | SIMOTICS S Synchronous motor 1FK7-HD PN=0.57kW; UDC=600V M0=1. 3Nm (100K); NN=6000rpm; Naturally cooled FRAME SIZE IMB 5 (IM V1, IM V3) FLANGE 1, WITH PT1000 TEMPERATURESENSOR POWER CONNECTOR ROTATABLE RESOLVER 2-POLE (RESOLVER P=1); SHAFT WITH FITTED KEY, TOLERANCE N; W/O HOLDING BRAKE PROTECTION CLASS IP65, FLANGE ON DRIVE END IP67; | - | 0 | 0
1FK7033-4CK74-1TB0 |  | 1FK7033-4CK74-1TB0 | 1 | UN | 1 | 15 | C | D | N | N | 85015100 | 1 |  | 3.301 | KG | 846.18 | 846.18 | MC05 | MC05 | SIMOTICS S Synchronous motor 1FK7-HD PN=0.57kW; UDC=600V M0=1. 3Nm (100K); NN=6000rpm; Naturally cooled FRAME SIZE IMB 5 (IM V1, IM V3) FLANGE 1, WITH PT1000 TEMPERATURESENSOR POWER CONNECTOR ROTATABLE RESOLVER 2-POLE (RESOLVER P=1); SHAFT WITH FITTED KEY, TOLERANCE N; WITH HOLDING BRAKE PROTECTION CLASS IP64; | - | 0 | 0
1FK7033-4CK74-1TB1 |  | 1FK7033-4CK74-1TB1 | 1 | UN | 1 | 15 | C | D | N | N | 85015100 | 1 |  | 3.301 | KG | 908.52 | 908.52 | MC05 | MC05 | SIMOTICS S Synchronous motor 1FK7-HD PN=0.57kW; UDC=600V M0=1. 3Nm (100K); NN=6000rpm; Naturally cooled FRAME SIZE IMB 5 (IM V1, IM V3) FLANGE 1, WITH PT1000 TEMPERATURESENSOR POWER CONNECTOR ROTATABLE RESOLVER 2-POLE (RESOLVER P=1); SHAFT WITH FITTED KEY, TOLERANCE N; WITH HOLDING BRAKE PROTECTION CLASS IP65, | - | 0 | 0
1FK7033-4CK74-1TB2 |  | 1FK7033-4CK74-1TB2 | 1 | UN | 1 | 15 | C | D | N | N | 85015100 | 1 |  | 3.301 | KG | 908.52 | 908.52 | MC05 | MC05 | SIMOTICS S Synchronous motor 1FK7-HD PN=0.57kW; UDC=600V M0=1. 3Nm (100K); NN=6000rpm; Naturally cooled FRAME SIZE IMB 5 (IM V1, IM V3) FLANGE 1, WITH PT1000 TEMPERATURESENSOR POWER CONNECTOR ROTATABLE RESOLVER 2-POLE (RESOLVER P=1); SHAFT WITH FITTED KEY, TOLERANCE N; WITH HOLDING BRAKE PROTECTION CLASS IP65, FLANGE ON DRIVE END IP67; | - | 0 | 0
1FK7033-4CK74-1TG0 |  | 1FK7033-4CK74-1TG0 | 1 | UN | 1 | 15 | C | D | N | N | 85015100 | 1 |  | 3.002 | KG | 642.74 | 642.74 | MC05 | MC05 | SIMOTICS S Synchronous motor 1FK7-HD PN=0.57kW; UDC=600V M0=1. 3Nm (100K); NN=6000rpm; Naturally cooled FRAME SIZE IMB 5 (IM V1, IM V3) FLANGE 1, WITH PT1000 TEMPERATURESENSOR POWER CONNECTOR ROTATABLE RESOLVER 2-POLE (RESOLVER P=1); PLAIN SHAFT, TOLERANCE N; W/O HOLDING BRAKE PROTECTION CLASS IP64; | - | 0 | 0
1FK7033-4CK74-1TG1 |  | 1FK7033-4CK74-1TG1 | 1 | UN | 1 | 15 | C | D | N | N | 85015100 | 1 |  | 3.002 | KG | 705.08 | 705.08 | MC05 | MC05 | SIMOTICS S Synchronous motor 1FK7-HD PN=0.57kW; UDC=600V M0=1. 3Nm (100K); NN=6000rpm; Naturally cooled FRAME SIZE IMB 5 (IM V1, IM V3) FLANGE 1, WITH PT1000 TEMPERATURESENSOR POWER CONNECTOR ROTATABLE RESOLVER 2-POLE (RESOLVER P=1); PLAIN SHAFT, TOLERANCE N; W/O HOLDING BRAKE PROTECTION CLASS IP65, | - | 0 | 0
1FK7033-4CK74-1TG2 |  | 1FK7033-4CK74-1TG2 | 1 | UN | 1 | 15 | C | D | N | N | 85015100 | 1 |  | 3.002 | KG | 705.08 | 705.08 | MC05 | MC05 | SIMOTICS S Synchronous motor 1FK7-HD PN=0.57kW; UDC=600V M0=1. 3Nm (100K); NN=6000rpm; Naturally cooled FRAME SIZE IMB 5 (IM V1, IM V3) FLANGE 1, WITH PT1000 TEMPERATURESENSOR POWER CONNECTOR ROTATABLE RESOLVER 2-POLE (RESOLVER P=1); PLAIN SHAFT, TOLERANCE N; W/O HOLDING BRAKE PROTECTION CLASS IP65, FLANGE ON DRIVE END IP67; | - | 0 | 0
1FK7033-4CK74-1TH0 |  | 1FK7033-4CK74-1TH0 | 1 | UN | 1 | 15 | C | D | N | N | 85015100 | 1 |  | 3.301 | KG | 787.07 | 787.07 | MC05 | MC05 | SIMOTICS S Synchronous motor 1FK7-HD PN=0.57kW; UDC=600V M0=1. 3Nm (100K); NN=6000rpm; Naturally cooled FRAME SIZE IMB 5 (IM V1, IM V3) FLANGE 1, WITH PT1000 TEMPERATURESENSOR POWER CONNECTOR ROTATABLE RESOLVER 2-POLE (RESOLVER P=1); PLAIN SHAFT, TOLERANCE N; WITH HOLDING BRAKE PROTECTION CLASS IP64; | - | 0 | 0
1FK7033-4CK74-1TH1 |  | 1FK7033-4CK74-1TH1 | 1 | UN | 1 | 15 | C | D | N | N | 85015100 | 1 |  | 3.301 | KG | 849.41 | 849.41 | MC05 | MC05 | SIMOTICS S Synchronous motor 1FK7-HD PN=0.57kW; UDC=600V M0=1. 3Nm (100K); NN=6000rpm; Naturally cooled FRAME SIZE IMB 5 (IM V1, IM V3) FLANGE 1, WITH PT1000 TEMPERATURESENSOR POWER CONNECTOR ROTATABLE RESOLVER 2-POLE (RESOLVER P=1); PLAIN SHAFT, TOLERANCE N; WITH HOLDING BRAKE PROTECTION CLASS IP65, | - | 0 | 0
1FK7033-4CK74-1TH2 |  | 1FK7033-4CK74-1TH2 | 1 | UN | 1 | 15 | C | D | N | N | 85015100 | 1 |  | 3.301 | KG | 849.41 | 849.41 | MC05 | MC05 | SIMOTICS S Synchronous motor 1FK7-HD PN=0.57kW; UDC=600V M0=1. 3Nm (100K); NN=6000rpm; Naturally cooled FRAME SIZE IMB 5 (IM V1, IM V3) FLANGE 1, WITH PT1000 TEMPERATURESENSOR POWER CONNECTOR ROTATABLE RESOLVER 2-POLE (RESOLVER P=1); PLAIN SHAFT, TOLERANCE N; WITH HOLDING BRAKE PROTECTION CLASS IP65, FLANGE ON DRIVE END IP67; | - | 0 | 0
1FK7033-7AF21-1AA0 |  | 1FK7033-7AF21-1AA0 | 1 | UN | 1 | 60 | X | D | N | N | 85015100 | 1 |  | 3.103 | KG | 1359.41 | 1359.41 | MC05 | MC05 | SIMOTICS S Synchronous servo motor 1FK7 High Dynamic, DC link 300V 1, 3 Nm, 100K, 3000 rpm Naturally cooled IM B5 (V1, V3) power/signal connectors Connector can be rotated by 270Â° INCREM. ENCODER, SIN/COS 1 VPP 2048 P/REV (ENCODER I-2048); SHAFT WITH FITTED KEY, TOLERANCE N; W/O HOLDING BRAKE DEGREE OF PROTECTION IP64 | - | 0 | 0
1FK7033-7AF21-1AA2 |  | 1FK7033-7AF21-1AA2 | 1 | UN | 1 | 60 | X | D | N | N | 85015100 | 1 |  | 3.103 | KG | 1435.38 | 1435.38 | MC05 | MC05 | SIMOTICS S Synchronous servo motor 1FK7 High Dynamic, DC link 300V 1, 3 Nm, 100K, 3000 rpm Naturally cooled IM B5 (V1, V3) power/signal connectors Connector can be rotated by 270Â° INCREM. ENCODER, SIN/COS 1 VPP 2048 P/REV (ENCODER I-2048); SHAFT WITH FITTED KEY, TOLERANCE N; W/O HOLDING BRAKE DEGREE OF PROTECTION IP65 FLANGE ON DRIVE END IP67 | - | 0 | 0
1FK7033-7AF21-1AA3 |  | 1FK7033-7AF21-1AA3 | 1 | UN | 1 | 60 | X | D | N | N | 85015100 | 1 |  | 3.103 | KG | 1396.22 | 1396.22 | MC05 | MC05 | SIMOTICS S Synchronous servo motor 1FK7 High Dynamic, DC link 300V 1, 3 Nm, 100K, 3000 rpm Naturally cooled IM B5 (V1, V3) power/signal connectors Connector can be rotated by 270Â° INCREM. ENCODER, SIN/COS 1 VPP 2048 P/REV (ENCODER I-2048); SHAFT WITH FITTED KEY, TOLERANCE N; W/O HOLDING BRAKE DEGREE OF PROTECTION IP64; PAINT FINISH RAL7016 | - | 0 | 0
1FK7033-7AF21-1AA5 |  | 1FK7033-7AF21-1AA5 | 1 | UN | 1 | 60 | X | D | N | N | 85015100 | 1 |  | 3.103 | KG | 1472.17 | 1472.17 | MC05 | MC05 | SIMOTICS S Synchronous servo motor 1FK7 High Dynamic, DC link 300V 1, 3 Nm, 100K, 3000 rpm Naturally cooled IM B5 (V1, V3) power/signal connectors Connector can be rotated by 270Â° INCREM. ENCODER, SIN/COS 1 VPP 2048 P/REV (ENCODER I-2048); SHAFT WITH FITTED KEY, TOLERANCE N; W/O HOLDING BRAKE DEGREE OF PROTECTION IP65 AS FLANGE IP67; PAINT FINISH RAL7016 | - | 0 | 0
1FK7033-7AF21-1AA8 |  | 1FK7033-7AF21-1AA8 | 1 | UN | 1 | 60 | X | D | N | N | 85015100 | 1 |  | 3.103 | KG | 1553.38 | 1553.38 | MC05 | MC05 | SIMOTICS S Synchronous servo motor 1FK7 High Dynamic, DC link 300V 1, 3 Nm, 100K, 3000 rpm Naturally cooled IM B5 (V1, V3) power/signal connectors Connector can be rotated by 270Â° INCREM. ENCODER, SIN/COS 1 VPP 2048 P/REV (ENCODER I-2048); SHAFT WITH FITTED KEY, TOLERANCE N; W/O HOLDING BRAKE DEGREE OF PROTECTION IP65 IP67 D-END FLANGE; RAL7016 COATING; METALLIC RATING PLATE AT MOTOR | - | 0 | 0
1FK7033-7AF21-1AB0 |  | 1FK7033-7AF21-1AB0 | 1 | UN | 1 | 60 | X | D | N | N | 85015100 | 1 |  | 3.402 | KG | 1537.18 | 1537.18 | MC05 | MC05 | SIMOTICS S Synchronous servo motor 1FK7 High Dynamic, DC link 300V 1, 3 Nm, 100K, 3000 rpm Naturally cooled IM B5 (V1, V3) power/signal connectors Connector can be rotated by 270Â° INCREM. ENCODER, SIN/COS 1 VPP 2048 P/REV (ENCODER I-2048); SHAFT WITH FITTED KEY, TOLERANCE N; WITH HOLDING BRAKE DEGREE OF PROTECTION IP64 | - | 0 | 0
1FK7033-7AF21-1AB2 |  | 1FK7033-7AF21-1AB2 | 1 | UN | 1 | 60 | X | D | N | N | 85015100 | 1 |  | 3.402 | KG | 1613.15 | 1613.15 | MC05 | MC05 | SIMOTICS S Synchronous servo motor 1FK7 High Dynamic, DC link 300V 1, 3 Nm, 100K, 3000 rpm Naturally cooled IM B5 (V1, V3) power/signal connectors Connector can be rotated by 270Â° INCREM. ENCODER, SIN/COS 1 VPP 2048 P/REV (ENCODER I-2048); SHAFT WITH FITTED KEY, TOLERANCE N; WITH HOLDING BRAKE DEGREE OF PROTECTION IP65 FLANGE ON DRIVE END IP67 | - | 0 | 0
1FK7033-7AF21-1AB3 |  | 1FK7033-7AF21-1AB3 | 1 | UN | 1 | 60 | X | D | N | N | 85015100 | 1 |  | 3.402 | KG | 1573.99 | 1573.99 | MC05 | MC05 | SIMOTICS S Synchronous servo motor 1FK7 High Dynamic, DC link 300V 1, 3 Nm, 100K, 3000 rpm Naturally cooled IM B5 (V1, V3) power/signal connectors Connector can be rotated by 270Â° INCREM. ENCODER, SIN/COS 1 VPP 2048 P/REV (ENCODER I-2048); SHAFT WITH FITTED KEY, TOLERANCE N; WITH HOLDING BRAKE DEGREE OF PROTECTION IP64; PAINT FINISH RAL7016 | - | 0 | 0
1FK7033-7AF21-1AB5 |  | 1FK7033-7AF21-1AB5 | 1 | UN | 1 | 60 | X | D | N | N | 85015100 | 1 |  | 3.402 | KG | 1649.94 | 1649.94 | MC05 | MC05 | SIMOTICS S Synchronous servo motor 1FK7 High Dynamic, DC link 300V 1, 3 Nm, 100K, 3000 rpm Naturally cooled IM B5 (V1, V3) power/signal connectors Connector can be rotated by 270Â° INCREM. ENCODER, SIN/COS 1 VPP 2048 P/REV (ENCODER I-2048); SHAFT WITH FITTED KEY, TOLERANCE N; WITH HOLDING BRAKE DEGREE OF PROTECTION IP65 AS FLANGE IP67; PAINT FINISH RAL7016 | - | 0 | 0
1FK7033-7AF21-1AB8 |  | 1FK7033-7AF21-1AB8 | 1 | UN | 1 | 60 | X | D | N | N | 85015100 | 1 |  | 3.402 | KG | 1731.15 | 1731.15 | MC05 | MC05 | SIMOTICS S Synchronous servo motor 1FK7 High Dynamic, DC link 300V 1, 3 Nm, 100K, 3000 rpm Naturally cooled IM B5 (V1, V3) power/signal connectors Connector can be rotated by 270Â° INCREM. ENCODER, SIN/COS 1 VPP 2048 P/REV (ENCODER I-2048); SHAFT WITH FITTED KEY, TOLERANCE N; WITH HOLDING BRAKE DEGREE OF PROTECTION IP65 IP67 D-END FLANGE; RAL7016 COATING; METALLIC RATING PLATE AT MOTOR | - | 0 | 0
1FK7033-7AF21-1AG0 |  | 1FK7033-7AF21-1AG0 | 1 | UN | 1 | 60 | X | D | N | N | 85015100 | 1 |  | 3.103 | KG | 1289.36 | 1289.36 | MC05 | MC05 | SIMOTICS S Synchronous servo motor 1FK7 High Dynamic, DC link 300V 1, 3 Nm, 100K, 3000 rpm Naturally cooled IM B5 (V1, V3) power/signal connectors Connector can be rotated by 270Â° INCREM. ENCODER, SIN/COS 1 VPP 2048 P/REV (ENCODER I-2048); PLAIN SHAFT, TOLERANCE N; W/O HOLDING BRAKE DEGREE OF PROTECTION IP64 | - | 0 | 0
1FK7033-7AF21-1AG2 |  | 1FK7033-7AF21-1AG2 | 1 | UN | 1 | 60 | X | D | N | N | 85015100 | 1 |  | 3.103 | KG | 1365.33 | 1365.33 | MC05 | MC05 | SIMOTICS S Synchronous servo motor 1FK7 High Dynamic, DC link 300V 1, 3 Nm, 100K, 3000 rpm Naturally cooled IM B5 (V1, V3) power/signal connectors Connector can be rotated by 270Â° INCREM. ENCODER, SIN/COS 1 VPP 2048 P/REV (ENCODER I-2048); PLAIN SHAFT, TOLERANCE N; W/O HOLDING BRAKE DEGREE OF PROTECTION IP65 FLANGE ON DRIVE END IP67 | - | 0 | 0
1FK7033-7AF21-1AG3 |  | 1FK7033-7AF21-1AG3 | 1 | UN | 1 | 60 | X | D | N | N | 85015100 | 1 |  | 3.103 | KG | 1326.17 | 1326.17 | MC05 | MC05 | SIMOTICS S Synchronous servo motor 1FK7 High Dynamic, DC link 300V 1, 3 Nm, 100K, 3000 rpm Naturally cooled IM B5 (V1, V3) power/signal connectors Connector can be rotated by 270Â° INCREM. ENCODER, SIN/COS 1 VPP 2048 P/REV (ENCODER I-2048); PLAIN SHAFT, TOLERANCE N; W/O HOLDING BRAKE DEGREE OF PROTECTION IP64; PAINT FINISH RAL7016 | - | 0 | 0
1FK7033-7AF21-1AG5 |  | 1FK7033-7AF21-1AG5 | 1 | UN | 1 | 60 | X | D | N | N | 85015100 | 1 |  | 3.103 | KG | 1402.12 | 1402.12 | MC05 | MC05 | SIMOTICS S Synchronous servo motor 1FK7 High Dynamic, DC link 300V 1, 3 Nm, 100K, 3000 rpm Naturally cooled IM B5 (V1, V3) power/signal connectors Connector can be rotated by 270Â° INCREM. ENCODER, SIN/COS 1 VPP 2048 P/REV (ENCODER I-2048); PLAIN SHAFT, TOLERANCE N; W/O HOLDING BRAKE DEGREE OF PROTECTION IP65 AS FLANGE IP67; PAINT FINISH RAL7016 | - | 0 | 0
1FK7033-7AF21-1AG8 |  | 1FK7033-7AF21-1AG8 | 1 | UN | 1 | 60 | X | D | N | N | 85015100 | 1 |  | 3.103 | KG | 1483.33 | 1483.33 | MC05 | MC05 | SIMOTICS S Synchronous servo motor 1FK7 High Dynamic, DC link 300V 1, 3 Nm, 100K, 3000 rpm Naturally cooled IM B5 (V1, V3) power/signal connectors Connector can be rotated by 270Â° INCREM. ENCODER, SIN/COS 1 VPP 2048 P/REV (ENCODER I-2048); PLAIN SHAFT, TOLERANCE N; W/O HOLDING BRAKE DEGREE OF PROTECTION IP65 IP67 D-END FLANGE; RAL7016 COATING; METALLIC RATING PLATE AT MOTOR | - | 0 | 0
1FK7033-7AF21-1AH0 |  | 1FK7033-7AF21-1AH0 | 1 | UN | 1 | 60 | X | D | N | N | 85015100 | 1 |  | 3.402 | KG | 1465.19 | 1465.19 | MC05 | MC05 | SIMOTICS S Synchronous servo motor 1FK7 High Dynamic, DC link 300V 1, 3 Nm, 100K, 3000 rpm Naturally cooled IM B5 (V1, V3) power/signal connectors Connector can be rotated by 270Â° INCREM. ENCODER, SIN/COS 1 VPP 2048 P/REV (ENCODER I-2048); PLAIN SHAFT, TOLERANCE N; WITH HOLDING BRAKE DEGREE OF PROTECTION IP64 | - | 0 | 0
1FK7033-7AF21-1AH2 |  | 1FK7033-7AF21-1AH2 | 1 | UN | 1 | 60 | X | D | N | N | 85015100 | 1 |  | 3.402 | KG | 1541.16 | 1541.16 | MC05 | MC05 | SIMOTICS S Synchronous servo motor 1FK7 High Dynamic, DC link 300V 1, 3 Nm, 100K, 3000 rpm Naturally cooled IM B5 (V1, V3) power/signal connectors Connector can be rotated by 270Â° INCREM. ENCODER, SIN/COS 1 VPP 2048 P/REV (ENCODER I-2048); PLAIN SHAFT, TOLERANCE N; WITH HOLDING BRAKE DEGREE OF PROTECTION IP65 FLANGE ON DRIVE END IP67 | - | 0 | 0
1FK7033-7AF21-1AH3 |  | 1FK7033-7AF21-1AH3 | 1 | UN | 1 | 60 | X | D | N | N | 85015100 | 1 |  | 3.402 | KG | 1502 | 1502 | MC05 | MC05 | SIMOTICS S Synchronous servo motor 1FK7 High Dynamic, DC link 300V 1, 3 Nm, 100K, 3000 rpm Naturally cooled IM B5 (V1, V3) power/signal connectors Connector can be rotated by 270Â° INCREM. ENCODER, SIN/COS 1 VPP 2048 P/REV (ENCODER I-2048); PLAIN SHAFT, TOLERANCE N; WITH HOLDING BRAKE DEGREE OF PROTECTION IP64; PAINT FINISH RAL7016 | - | 0 | 0
1FK7033-7AF21-1AH5 |  | 1FK7033-7AF21-1AH5 | 1 | UN | 1 | 60 | X | D | N | N | 85015100 | 1 |  | 3.402 | KG | 1577.95 | 1577.95 | MC05 | MC05 | SIMOTICS S Synchronous servo motor 1FK7 High Dynamic, DC link 300V 1, 3 Nm, 100K, 3000 rpm Naturally cooled IM B5 (V1, V3) power/signal connectors Connector can be rotated by 270Â° INCREM. ENCODER, SIN/COS 1 VPP 2048 P/REV (ENCODER I-2048); PLAIN SHAFT, TOLERANCE N; WITH HOLDING BRAKE DEGREE OF PROTECTION IP65 AS FLANGE IP67; PAINT FINISH RAL7016 | - | 0 | 0
1FK7033-7AF21-1AH8 |  | 1FK7033-7AF21-1AH8 | 1 | UN | 1 | 60 | X | D | N | N | 85015100 | 1 |  | 3.402 | KG | 1659.16 | 1659.16 | MC05 | MC05 | SIMOTICS S Synchronous servo motor 1FK7 High Dynamic, DC link 300V 1, 3 Nm, 100K, 3000 rpm Naturally cooled IM B5 (V1, V3) power/signal connectors Connector can be rotated by 270Â° INCREM. ENCODER, SIN/COS 1 VPP 2048 P/REV (ENCODER I-2048); PLAIN SHAFT, TOLERANCE N; WITH HOLDING BRAKE DEGREE OF PROTECTION IP65 IP67 D-END FLANGE; RAL7016 COATING; METALLIC RATING PLATE AT MOTOR | - | 0 | 0
1FK7033-7AF21-1DA0 |  | 1FK7033-7AF21-1DA0 | 1 | UN | 1 | 60 | X | D | N | N | 85015100 | 1 |  | 3.103 | KG | 1555.2 | 1555.2 | MC05 | MC05 | SIMOTICS S Synchronous servo motor 1FK7 High Dynamic, DC link 300V 1, 3 Nm, 100K, 3000 rpm Naturally cooled IM B5 (V1, V3) power/signal connectors Connector can be rotated by 270Â° INCREMENTAL ENCODER 2048 P/REV (ENCODER I-2048) WITH DRIVE-CLIQ INTERFACE; SHAFT WITH FITTED KEY, TOLERANCE N; W/O HOLDING BRAKE DEGREE OF PROTECTION IP64 | - | 0 | 0
1FK7033-7AF21-1DA2 |  | 1FK7033-7AF21-1DA2 | 1 | UN | 1 | 60 | X | D | N | N | 85015100 | 1 |  | 3.103 | KG | 1631.17 | 1631.17 | MC05 | MC05 | SIMOTICS S Synchronous servo motor 1FK7 High Dynamic, DC link 300V 1, 3 Nm, 100K, 3000 rpm Naturally cooled IM B5 (V1, V3) power/signal connectors Connector can be rotated by 270Â° INCREMENTAL ENCODER 2048 P/REV (ENCODER I-2048) WITH DRIVE-CLIQ INTERFACE; SHAFT WITH FITTED KEY, TOLERANCE N; W/O HOLDING BRAKE DEGREE OF PROTECTION IP65 FLANGE ON DRIVE END IP67 | - | 0 | 0
1FK7033-7AF21-1DA3 |  | 1FK7033-7AF21-1DA3 | 1 | UN | 1 | 60 | X | D | N | N | 85015100 | 1 |  | 3.103 | KG | 1592.01 | 1592.01 | MC05 | MC05 | SIMOTICS S Synchronous servo motor 1FK7 High Dynamic, DC link 300V 1, 3 Nm, 100K, 3000 rpm Naturally cooled IM B5 (V1, V3) power/signal connectors Connector can be rotated by 270Â° INCREMENTAL ENCODER 2048 P/REV (ENCODER I-2048) WITH DRIVE-CLIQ INTERFACE; SHAFT WITH FITTED KEY, TOLERANCE N; W/O HOLDING BRAKE DEGREE OF PROTECTION IP64; PAINT FINISH RAL7016 | - | 0 | 0
1FK7033-7AF21-1DA5 |  | 1FK7033-7AF21-1DA5 | 1 | UN | 1 | 60 | X | D | N | N | 85015100 | 1 |  | 3.103 | KG | 1667.96 | 1667.96 | MC05 | MC05 | SIMOTICS S Synchronous servo motor 1FK7 High Dynamic, DC link 300V 1, 3 Nm, 100K, 3000 rpm Naturally cooled IM B5 (V1, V3) power/signal connectors Connector can be rotated by 270Â° INCREMENTAL ENCODER 2048 P/REV (ENCODER I-2048) WITH DRIVE-CLIQ INTERFACE; SHAFT WITH FITTED KEY, TOLERANCE N; W/O HOLDING BRAKE DEGREE OF PROTECTION IP65 AS FLANGE IP67; PAINT FINISH RAL7016 | - | 0 | 0
1FK7033-7AF21-1DA8 |  | 1FK7033-7AF21-1DA8 | 1 | UN | 1 | 60 | X | D | N | N | 85015100 | 1 |  | 3.103 | KG | 1749.17 | 1749.17 | MC05 | MC05 | SIMOTICS S Synchronous servo motor 1FK7 High Dynamic, DC link 300V 1, 3 Nm, 100K, 3000 rpm Naturally cooled IM B5 (V1, V3) power/signal connectors Connector can be rotated by 270Â° INCREMENTAL ENCODER 2048 P/REV (ENCODER I-2048) WITH DRIVE-CLIQ INTERFACE; SHAFT WITH FITTED KEY, TOLERANCE N; W/O HOLDING BRAKE DEGREE OF PROTECTION IP65 IP67 D-END FLANGE; RAL7016 COATING; METALLIC RATING PLATE AT MOTOR | - | 0 | 0
1FK7033-7AF21-1DB0 |  | 1FK7033-7AF21-1DB0 | 1 | UN | 1 | 60 | X | D | N | N | 85015100 | 1 |  | 3.402 | KG | 1732.97 | 1732.97 | MC05 | MC05 | SIMOTICS S Synchronous servo motor 1FK7 High Dynamic, DC link 300V 1, 3 Nm, 100K, 3000 rpm Naturally cooled IM B5 (V1, V3) power/signal connectors Connector can be rotated by 270Â° INCREMENTAL ENCODER 2048 P/REV (ENCODER I-2048) WITH DRIVE-CLIQ INTERFACE; SHAFT WITH FITTED KEY, TOLERANCE N; WITH HOLDING BRAKE DEGREE OF PROTECTION IP64 | - | 0 | 0
1FK7033-7AF21-1DB2 |  | 1FK7033-7AF21-1DB2 | 1 | UN | 1 | 60 | X | D | N | N | 85015100 | 1 |  | 3.402 | KG | 1808.94 | 1808.94 | MC05 | MC05 | SIMOTICS S Synchronous servo motor 1FK7 High Dynamic, DC link 300V 1, 3 Nm, 100K, 3000 rpm Naturally cooled IM B5 (V1, V3) power/signal connectors Connector can be rotated by 270Â° INCREMENTAL ENCODER 2048 P/REV (ENCODER I-2048) WITH DRIVE-CLIQ INTERFACE; SHAFT WITH FITTED KEY, TOLERANCE N; WITH HOLDING BRAKE DEGREE OF PROTECTION IP65 FLANGE ON DRIVE END IP67 | - | 0 | 0
1FK7033-7AF21-1DB3 |  | 1FK7033-7AF21-1DB3 | 1 | UN | 1 | 60 | X | D | N | N | 85015100 | 1 |  | 3.402 | KG | 1769.78 | 1769.78 | MC05 | MC05 | SIMOTICS S Synchronous servo motor 1FK7 High Dynamic, DC link 300V 1, 3 Nm, 100K, 3000 rpm Naturally cooled IM B5 (V1, V3) power/signal connectors Connector can be rotated by 270Â° INCREMENTAL ENCODER 2048 P/REV (ENCODER I-2048) WITH DRIVE-CLIQ INTERFACE; SHAFT WITH FITTED KEY, TOLERANCE N; WITH HOLDING BRAKE DEGREE OF PROTECTION IP64; PAINT FINISH RAL7016 | - | 0 | 0
1FK7033-7AF21-1DB5 |  | 1FK7033-7AF21-1DB5 | 1 | UN | 1 | 60 | X | D | N | N | 85015100 | 1 |  | 3.402 | KG | 1845.73 | 1845.73 | MC05 | MC05 | SIMOTICS S Synchronous servo motor 1FK7 High Dynamic, DC link 300V 1, 3 Nm, 100K, 3000 rpm Naturally cooled IM B5 (V1, V3) power/signal connectors Connector can be rotated by 270Â° INCREMENTAL ENCODER 2048 P/REV (ENCODER I-2048) WITH DRIVE-CLIQ INTERFACE; SHAFT WITH FITTED KEY, TOLERANCE N; WITH HOLDING BRAKE DEGREE OF PROTECTION IP65 AS FLANGE IP67; PAINT FINISH RAL7016 | - | 0 | 0
1FK7033-7AF21-1DB8 |  | 1FK7033-7AF21-1DB8 | 1 | UN | 1 | 60 | X | D | N | N | 85015100 | 1 |  | 3.402 | KG | 1926.94 | 1926.94 | MC05 | MC05 | SIMOTICS S Synchronous servo motor 1FK7 High Dynamic, DC link 300V 1, 3 Nm, 100K, 3000 rpm Naturally cooled IM B5 (V1, V3) power/signal connectors Connector can be rotated by 270Â° INCREMENTAL ENCODER 2048 P/REV (ENCODER I-2048) WITH DRIVE-CLIQ INTERFACE; SHAFT WITH FITTED KEY, TOLERANCE N; WITH HOLDING BRAKE DEGREE OF PROTECTION IP65 IP67 D-END FLANGE; RAL7016 COATING; METALLIC RATING PLATE AT MOTOR | - | 0 | 0
1FK7033-7AF21-1DG0 |  | 1FK7033-7AF21-1DG0 | 1 | UN | 1 | 60 | X | D | N | N | 85015100 | 1 |  | 3.103 | KG | 1485.15 | 1485.15 | MC05 | MC05 | SIMOTICS S Synchronous servo motor 1FK7 High Dynamic, DC link 300V 1, 3 Nm, 100K, 3000 rpm Naturally cooled IM B5 (V1, V3) power/signal connectors Connector can be rotated by 270Â° INCREMENTAL ENCODER 2048 P/REV (ENCODER I-2048) WITH DRIVE-CLIQ INTERFACE; PLAIN SHAFT, TOLERANCE N; W/O HOLDING BRAKE DEGREE OF PROTECTION IP64 | - | 0 | 0
1FK7033-7AF21-1DG2 |  | 1FK7033-7AF21-1DG2 | 1 | UN | 1 | 60 | X | D | N | N | 85015100 | 1 |  | 3.103 | KG | 1561.12 | 1561.12 | MC05 | MC05 | SIMOTICS S Synchronous servo motor 1FK7 High Dynamic, DC link 300V 1, 3 Nm, 100K, 3000 rpm Naturally cooled IM B5 (V1, V3) power/signal connectors Connector can be rotated by 270Â° INCREMENTAL ENCODER 2048 P/REV (ENCODER I-2048) WITH DRIVE-CLIQ INTERFACE; PLAIN SHAFT, TOLERANCE N; W/O HOLDING BRAKE DEGREE OF PROTECTION IP65 FLANGE ON DRIVE END IP67 | - | 0 | 0
1FK7033-7AF21-1DG3 |  | 1FK7033-7AF21-1DG3 | 1 | UN | 1 | 60 | X | D | N | N | 85015100 | 1 |  | 3.103 | KG | 1521.96 | 1521.96 | MC05 | MC05 | SIMOTICS S Synchronous servo motor 1FK7 High Dynamic, DC link 300V 1, 3 Nm, 100K, 3000 rpm Naturally cooled IM B5 (V1, V3) power/signal connectors Connector can be rotated by 270Â° INCREMENTAL ENCODER 2048 P/REV (ENCODER I-2048) WITH DRIVE-CLIQ INTERFACE; PLAIN SHAFT, TOLERANCE N; W/O HOLDING BRAKE DEGREE OF PROTECTION IP64; PAINT FINISH RAL7016 | - | 0 | 0
1FK7033-7AF21-1DG5 |  | 1FK7033-7AF21-1DG5 | 1 | UN | 1 | 60 | X | D | N | N | 85015100 | 1 |  | 3.103 | KG | 1597.91 | 1597.91 | MC05 | MC05 | SIMOTICS S Synchronous servo motor 1FK7 High Dynamic, DC link 300V 1, 3 Nm, 100K, 3000 rpm Naturally cooled IM B5 (V1, V3) power/signal connectors Connector can be rotated by 270Â° INCREMENTAL ENCODER 2048 P/REV (ENCODER I-2048) WITH DRIVE-CLIQ INTERFACE; PLAIN SHAFT, TOLERANCE N; W/O HOLDING BRAKE DEGREE OF PROTECTION IP65 AS FLANGE IP67; PAINT FINISH RAL7016 | - | 0 | 0
1FK7033-7AF21-1DG8 |  | 1FK7033-7AF21-1DG8 | 1 | UN | 1 | 60 | X | D | N | N | 85015100 | 1 |  | 3.103 | KG | 1679.12 | 1679.12 | MC05 | MC05 | SIMOTICS S Synchronous servo motor 1FK7 High Dynamic, DC link 300V 1, 3 Nm, 100K, 3000 rpm Naturally cooled IM B5 (V1, V3) power/signal connectors Connector can be rotated by 270Â° INCREMENTAL ENCODER 2048 P/REV (ENCODER I-2048) WITH DRIVE-CLIQ INTERFACE; PLAIN SHAFT, TOLERANCE N; W/O HOLDING BRAKE DEGREE OF PROTECTION IP65 IP67 D-END FLANGE; RAL7016 COATING; METALLIC RATING PLATE AT MOTOR | - | 0 | 0
1FK7033-7AF21-1DH0 |  | 1FK7033-7AF21-1DH0 | 1 | UN | 1 | 60 | X | D | N | N | 85015100 | 1 |  | 3.402 | KG | 1660.98 | 1660.98 | MC05 | MC05 | SIMOTICS S Synchronous servo motor 1FK7 High Dynamic, DC link 300V 1, 3 Nm, 100K, 3000 rpm Naturally cooled IM B5 (V1, V3) power/signal connectors Connector can be rotated by 270Â° INCREMENTAL ENCODER 2048 P/REV (ENCODER I-2048) WITH DRIVE-CLIQ INTERFACE; PLAIN SHAFT, TOLERANCE N; WITH HOLDING BRAKE DEGREE OF PROTECTION IP64 | - | 0 | 0
1FK7033-7AF21-1DH2 |  | 1FK7033-7AF21-1DH2 | 1 | UN | 1 | 60 | X | D | N | N | 85015100 | 1 |  | 3.402 | KG | 1736.95 | 1736.95 | MC05 | MC05 | SIMOTICS S Synchronous servo motor 1FK7 High Dynamic, DC link 300V 1, 3 Nm, 100K, 3000 rpm Naturally cooled IM B5 (V1, V3) power/signal connectors Connector can be rotated by 270Â° INCREMENTAL ENCODER 2048 P/REV (ENCODER I-2048) WITH DRIVE-CLIQ INTERFACE; PLAIN SHAFT, TOLERANCE N; WITH HOLDING BRAKE DEGREE OF PROTECTION IP65 FLANGE ON DRIVE END IP67 | - | 0 | 0
1FK7033-7AF21-1DH3 |  | 1FK7033-7AF21-1DH3 | 1 | UN | 1 | 60 | X | D | N | N | 85015100 | 1 |  | 3.402 | KG | 1697.79 | 1697.79 | MC05 | MC05 | SIMOTICS S Synchronous servo motor 1FK7 High Dynamic, DC link 300V 1, 3 Nm, 100K, 3000 rpm Naturally cooled IM B5 (V1, V3) power/signal connectors Connector can be rotated by 270Â° INCREMENTAL ENCODER 2048 P/REV (ENCODER I-2048) WITH DRIVE-CLIQ INTERFACE; PLAIN SHAFT, TOLERANCE N; WITH HOLDING BRAKE DEGREE OF PROTECTION IP64; PAINT FINISH RAL7016 | - | 0 | 0
1FK7033-7AF21-1DH5 |  | 1FK7033-7AF21-1DH5 | 1 | UN | 1 | 60 | X | D | N | N | 85015100 | 1 |  | 3.402 | KG | 1773.74 | 1773.74 | MC05 | MC05 | SIMOTICS S Synchronous servo motor 1FK7 High Dynamic, DC link 300V 1, 3 Nm, 100K, 3000 rpm Naturally cooled IM B5 (V1, V3) power/signal connectors Connector can be rotated by 270Â° INCREMENTAL ENCODER 2048 P/REV (ENCODER I-2048) WITH DRIVE-CLIQ INTERFACE; PLAIN SHAFT, TOLERANCE N; WITH HOLDING BRAKE DEGREE OF PROTECTION IP65 AS FLANGE IP67; PAINT FINISH RAL7016 | - | 0 | 0
1FK7033-7AF21-1DH8 |  | 1FK7033-7AF21-1DH8 | 1 | UN | 1 | 60 | X | D | N | N | 85015100 | 1 |  | 3.402 | KG | 1854.95 | 1854.95 | MC05 | MC05 | SIMOTICS S Synchronous servo motor 1FK7 High Dynamic, DC link 300V 1, 3 Nm, 100K, 3000 rpm Naturally cooled IM B5 (V1, V3) power/signal connectors Connector can be rotated by 270Â° INCREMENTAL ENCODER 2048 P/REV (ENCODER I-2048) WITH DRIVE-CLIQ INTERFACE; PLAIN SHAFT, TOLERANCE N; WITH HOLDING BRAKE DEGREE OF PROTECTION IP65 IP67 D-END FLANGE; RAL7016 COATING; METALLIC RATING PLATE AT MOTOR | - | 0 | 0
1FK7033-7AF21-1HA0 |  | 1FK7033-7AF21-1HA0 | 1 | UN | 1 | 60 | X | D | N | N | 85015100 | 1 |  | 3.103 | KG | 1661.17 | 1661.17 | MC05 | MC05 | SIMOTICS S Synchronous servo motor 1FK7 High Dynamic, DC link 300V 1, 3 Nm, 100K, 3000 rpm Naturally cooled IM B5 (V1, V3) power/signal connectors Connector can be rotated by 270Â° ABSOLUTE ENCODER 512 P/REV (ENCODER A-512); PERFORMANCE REDUCTION BY 10% DUE TO ABSOLUTE ENCODER; SHAFT WITH FITTED KEY, TOLERANCE N; W/O HOLDING BRAKE DEGREE OF PROTECTION IP64 | - | 0 | 0
1FK7033-7AF21-1HA2 |  | 1FK7033-7AF21-1HA2 | 1 | UN | 1 | 60 | X | D | N | N | 85015100 | 1 |  | 3.103 | KG | 1737.14 | 1737.14 | MC05 | MC05 | SIMOTICS S Synchronous servo motor 1FK7 High Dynamic, DC link 300V 1, 3 Nm, 100K, 3000 rpm Naturally cooled IM B5 (V1, V3) power/signal connectors Connector can be rotated by 270Â° ABSOLUTE ENCODER 512 P/REV (ENCODER A-512); PERFORMANCE REDUCTION BY 10% DUE TO ABSOLUTE ENCODER; SHAFT WITH FITTED KEY, TOLERANCE N; W/O HOLDING BRAKE DEGREE OF PROTECTION IP65 FLANGE ON DRIVE END IP67 | - | 0 | 0
1FK7033-7AF21-1HA3 |  | 1FK7033-7AF21-1HA3 | 1 | UN | 1 | 60 | X | D | N | N | 85015100 | 1 |  | 3.103 | KG | 1697.98 | 1697.98 | MC05 | MC05 | SIMOTICS S Synchronous servo motor 1FK7 High Dynamic, DC link 300V 1, 3 Nm, 100K, 3000 rpm Naturally cooled IM B5 (V1, V3) power/signal connectors Connector can be rotated by 270Â° ABSOLUTE ENCODER 512 P/REV (ENCODER A-512); PERFORMANCE REDUCTION BY 10% DUE TO ABSOLUTE ENCODER; SHAFT WITH FITTED KEY, TOLERANCE N; W/O HOLDING BRAKE DEGREE OF PROTECTION IP64; PAINT FINISH RAL7016 | - | 0 | 0
1FK7033-7AF21-1HA5 |  | 1FK7033-7AF21-1HA5 | 1 | UN | 1 | 60 | X | D | N | N | 85015100 | 1 |  | 3.103 | KG | 1773.93 | 1773.93 | MC05 | MC05 | SIMOTICS S Synchronous servo motor 1FK7 High Dynamic, DC link 300V 1, 3 Nm, 100K, 3000 rpm Naturally cooled IM B5 (V1, V3) power/signal connectors Connector can be rotated by 270Â° ABSOLUTE ENCODER 512 P/REV (ENCODER A-512); PERFORMANCE REDUCTION BY 10% DUE TO ABSOLUTE ENCODER; SHAFT WITH FITTED KEY, TOLERANCE N; W/O HOLDING BRAKE DEGREE OF PROTECTION IP65 AS FLANGE IP67; PAINT FINISH RAL7016 | - | 0 | 0
1FK7033-7AF21-1HA8 |  | 1FK7033-7AF21-1HA8 | 1 | UN | 1 | 60 | X | D | N | N | 85015100 | 1 |  | 3.103 | KG | 1855.14 | 1855.14 | MC05 | MC05 | SIMOTICS S Synchronous servo motor 1FK7 High Dynamic, DC link 300V 1, 3 Nm, 100K, 3000 rpm Naturally cooled IM B5 (V1, V3) power/signal connectors Connector can be rotated by 270Â° ABSOLUTE ENCODER 512 P/REV (ENCODER A-512); PERFORMANCE REDUCTION BY 10% DUE TO ABSOLUTE ENCODER; SHAFT WITH FITTED KEY, TOLERANCE N; W/O HOLDING BRAKE DEGREE OF PROTECTION IP65 IP67 D-END FLANGE; RAL7016 COATING; METALLIC RATING PLATE AT MOTOR | - | 0 | 0
1FK7033-7AF21-1HB0 |  | 1FK7033-7AF21-1HB0 | 1 | UN | 1 | 60 | X | D | N | N | 85015100 | 1 |  | 3.402 | KG | 1838.94 | 1838.94 | MC05 | MC05 | SIMOTICS S Synchronous servo motor 1FK7 High Dynamic, DC link 300V 1, 3 Nm, 100K, 3000 rpm Naturally cooled IM B5 (V1, V3) power/signal connectors Connector can be rotated by 270Â° ABSOLUTE ENCODER 512 P/REV (ENCODER A-512); PERFORMANCE REDUCTION BY 10% DUE TO ABSOLUTE ENCODER; SHAFT WITH FITTED KEY, TOLERANCE N; WITH HOLDING BRAKE DEGREE OF PROTECTION IP64 | - | 0 | 0
1FK7033-7AF21-1HB2 |  | 1FK7033-7AF21-1HB2 | 1 | UN | 1 | 60 | X | D | N | N | 85015100 | 1 |  | 3.402 | KG | 1914.91 | 1914.91 | MC05 | MC05 | SIMOTICS S Synchronous servo motor 1FK7 High Dynamic, DC link 300V 1, 3 Nm, 100K, 3000 rpm Naturally cooled IM B5 (V1, V3) power/signal connectors Connector can be rotated by 270Â° ABSOLUTE ENCODER 512 P/REV (ENCODER A-512); PERFORMANCE REDUCTION BY 10% DUE TO ABSOLUTE ENCODER; SHAFT WITH FITTED KEY, TOLERANCE N; WITH HOLDING BRAKE DEGREE OF PROTECTION IP65 FLANGE ON DRIVE END IP67 | - | 0 | 0
1FK7033-7AF21-1HB3 |  | 1FK7033-7AF21-1HB3 | 1 | UN | 1 | 60 | X | D | N | N | 85015100 | 1 |  | 3.402 | KG | 1875.75 | 1875.75 | MC05 | MC05 | SIMOTICS S Synchronous servo motor 1FK7 High Dynamic, DC link 300V 1, 3 Nm, 100K, 3000 rpm Naturally cooled IM B5 (V1, V3) power/signal connectors Connector can be rotated by 270Â° ABSOLUTE ENCODER 512 P/REV (ENCODER A-512); PERFORMANCE REDUCTION BY 10% DUE TO ABSOLUTE ENCODER; SHAFT WITH FITTED KEY, TOLERANCE N; WITH HOLDING BRAKE DEGREE OF PROTECTION IP64; PAINT FINISH RAL7016 | - | 0 | 0
1FK7033-7AF21-1HB5 |  | 1FK7033-7AF21-1HB5 | 1 | UN | 1 | 60 | X | D | N | N | 85015100 | 1 |  | 3.402 | KG | 1951.7 | 1951.7 | MC05 | MC05 | SIMOTICS S Synchronous servo motor 1FK7 High Dynamic, DC link 300V 1, 3 Nm, 100K, 3000 rpm Naturally cooled IM B5 (V1, V3) power/signal connectors Connector can be rotated by 270Â° ABSOLUTE ENCODER 512 P/REV (ENCODER A-512); PERFORMANCE REDUCTION BY 10% DUE TO ABSOLUTE ENCODER; SHAFT WITH FITTED KEY, TOLERANCE N; WITH HOLDING BRAKE DEGREE OF PROTECTION IP65 AS FLANGE IP67; PAINT FINISH RAL7016 | - | 0 | 0
1FK7033-7AF21-1HB8 |  | 1FK7033-7AF21-1HB8 | 1 | UN | 1 | 60 | X | D | N | N | 85015100 | 1 |  | 3.402 | KG | 2032.91 | 2032.91 | MC05 | MC05 | SIMOTICS S Synchronous servo motor 1FK7 High Dynamic, DC link 300V 1, 3 Nm, 100K, 3000 rpm Naturally cooled IM B5 (V1, V3) power/signal connectors Connector can be rotated by 270Â° ABSOLUTE ENCODER 512 P/REV (ENCODER A-512); PERFORMANCE REDUCTION BY 10% DUE TO ABSOLUTE ENCODER; SHAFT WITH FITTED KEY, TOLERANCE N; WITH HOLDING BRAKE DEGREE OF PROTECTION IP65 IP67 D-END FLANGE; RAL7016 COATING; METALLIC RATING PLATE AT MOTOR | - | 0 | 0
1FK7033-7AF21-1HG0 |  | 1FK7033-7AF21-1HG0 | 1 | UN | 1 | 60 | X | D | N | N | 85015100 | 1 |  | 3.103 | KG | 1591.12 | 1591.12 | MC05 | MC05 | SIMOTICS S Synchronous servo motor 1FK7 High Dynamic, DC link 300V 1, 3 Nm, 100K, 3000 rpm Naturally cooled IM B5 (V1, V3) power/signal connectors Connector can be rotated by 270Â° ABSOLUTE ENCODER 512 P/REV (ENCODER A-512); PERFORMANCE REDUCTION BY 10% DUE TO ABSOLUTE ENCODER; PLAIN SHAFT, TOLERANCE N; W/O HOLDING BRAKE DEGREE OF PROTECTION IP64 | - | 0 | 0
1FK7033-7AF21-1HG2 |  | 1FK7033-7AF21-1HG2 | 1 | UN | 1 | 60 | X | D | N | N | 85015100 | 1 |  | 3.103 | KG | 1667.09 | 1667.09 | MC05 | MC05 | SIMOTICS S Synchronous servo motor 1FK7 High Dynamic, DC link 300V 1, 3 Nm, 100K, 3000 rpm Naturally cooled IM B5 (V1, V3) power/signal connectors Connector can be rotated by 270Â° ABSOLUTE ENCODER 512 P/REV (ENCODER A-512); PERFORMANCE REDUCTION BY 10% DUE TO ABSOLUTE ENCODER; PLAIN SHAFT, TOLERANCE N; W/O HOLDING BRAKE DEGREE OF PROTECTION IP65 FLANGE ON DRIVE END IP67 | - | 0 | 0
1FK7033-7AF21-1HG3 |  | 1FK7033-7AF21-1HG3 | 1 | UN | 1 | 60 | X | D | N | N | 85015100 | 1 |  | 3.103 | KG | 1627.93 | 1627.93 | MC05 | MC05 | SIMOTICS S Synchronous servo motor 1FK7 High Dynamic, DC link 300V 1, 3 Nm, 100K, 3000 rpm Naturally cooled IM B5 (V1, V3) power/signal connectors Connector can be rotated by 270Â° ABSOLUTE ENCODER 512 P/REV (ENCODER A-512); PERFORMANCE REDUCTION BY 10% DUE TO ABSOLUTE ENCODER; PLAIN SHAFT, TOLERANCE N; W/O HOLDING BRAKE DEGREE OF PROTECTION IP64; PAINT FINISH RAL7016 | - | 0 | 0
1FK7033-7AF21-1HG5 |  | 1FK7033-7AF21-1HG5 | 1 | UN | 1 | 60 | X | D | N | N | 85015100 | 1 |  | 3.103 | KG | 1703.88 | 1703.88 | MC05 | MC05 | SIMOTICS S Synchronous servo motor 1FK7 High Dynamic, DC link 300V 1, 3 Nm, 100K, 3000 rpm Naturally cooled IM B5 (V1, V3) power/signal connectors Connector can be rotated by 270Â° ABSOLUTE ENCODER 512 P/REV (ENCODER A-512); PERFORMANCE REDUCTION BY 10% DUE TO ABSOLUTE ENCODER; PLAIN SHAFT, TOLERANCE N; W/O HOLDING BRAKE DEGREE OF PROTECTION IP65 AS FLANGE IP67; PAINT FINISH RAL7016 | - | 0 | 0
1FK7033-7AF21-1HG8 |  | 1FK7033-7AF21-1HG8 | 1 | UN | 1 | 60 | X | D | N | N | 85015100 | 1 |  | 3.103 | KG | 1785.09 | 1785.09 | MC05 | MC05 | SIMOTICS S Synchronous servo motor 1FK7 High Dynamic, DC link 300V 1, 3 Nm, 100K, 3000 rpm Naturally cooled IM B5 (V1, V3) power/signal connectors Connector can be rotated by 270Â° ABSOLUTE ENCODER 512 P/REV (ENCODER A-512); PERFORMANCE REDUCTION BY 10% DUE TO ABSOLUTE ENCODER; PLAIN SHAFT, TOLERANCE N; W/O HOLDING BRAKE DEGREE OF PROTECTION IP65 IP67 D-END FLANGE; RAL7016 COATING; METALLIC RATING PLATE AT MOTOR | - | 0 | 0
1FK7033-7AF21-1HH0 |  | 1FK7033-7AF21-1HH0 | 1 | UN | 1 | 60 | X | D | N | N | 85015100 | 1 |  | 3.402 | KG | 1766.95 | 1766.95 | MC05 | MC05 | SIMOTICS S Synchronous servo motor 1FK7 High Dynamic, DC link 300V 1, 3 Nm, 100K, 3000 rpm Naturally cooled IM B5 (V1, V3) power/signal connectors Connector can be rotated by 270Â° ABSOLUTE ENCODER 512 P/REV (ENCODER A-512); PERFORMANCE REDUCTION BY 10% DUE TO ABSOLUTE ENCODER; PLAIN SHAFT, TOLERANCE N; WITH HOLDING BRAKE DEGREE OF PROTECTION IP64 | - | 0 | 0
1FK7033-7AF21-1HH2 |  | 1FK7033-7AF21-1HH2 | 1 | UN | 1 | 60 | X | D | N | N | 85015100 | 1 |  | 3.402 | KG | 1842.92 | 1842.92 | MC05 | MC05 | SIMOTICS S Synchronous servo motor 1FK7 High Dynamic, DC link 300V 1, 3 Nm, 100K, 3000 rpm Naturally cooled IM B5 (V1, V3) power/signal connectors Connector can be rotated by 270Â° ABSOLUTE ENCODER 512 P/REV (ENCODER A-512); PERFORMANCE REDUCTION BY 10% DUE TO ABSOLUTE ENCODER; PLAIN SHAFT, TOLERANCE N; WITH HOLDING BRAKE DEGREE OF PROTECTION IP65 FLANGE ON DRIVE END IP67 | - | 0 | 0
1FK7033-7AF21-1HH3 |  | 1FK7033-7AF21-1HH3 | 1 | UN | 1 | 60 | X | D | N | N | 85015100 | 1 |  | 3.402 | KG | 1803.76 | 1803.76 | MC05 | MC05 | SIMOTICS S Synchronous servo motor 1FK7 High Dynamic, DC link 300V 1, 3 Nm, 100K, 3000 rpm Naturally cooled IM B5 (V1, V3) power/signal connectors Connector can be rotated by 270Â° ABSOLUTE ENCODER 512 P/REV (ENCODER A-512); PERFORMANCE REDUCTION BY 10% DUE TO ABSOLUTE ENCODER; PLAIN SHAFT, TOLERANCE N; WITH HOLDING BRAKE DEGREE OF PROTECTION IP64; PAINT FINISH RAL7016 | - | 0 | 0
1FK7033-7AF21-1HH5 |  | 1FK7033-7AF21-1HH5 | 1 | UN | 1 | 60 | X | D | N | N | 85015100 | 1 |  | 3.402 | KG | 1879.71 | 1879.71 | MC05 | MC05 | SIMOTICS S Synchronous servo motor 1FK7 High Dynamic, DC link 300V 1, 3 Nm, 100K, 3000 rpm Naturally cooled IM B5 (V1, V3) power/signal connectors Connector can be rotated by 270Â° ABSOLUTE ENCODER 512 P/REV (ENCODER A-512); PERFORMANCE REDUCTION BY 10% DUE TO ABSOLUTE ENCODER; PLAIN SHAFT, TOLERANCE N; WITH HOLDING BRAKE DEGREE OF PROTECTION IP65 AS FLANGE IP67; PAINT FINISH RAL7016 | - | 0 | 0
1FK7033-7AF21-1HH8 |  | 1FK7033-7AF21-1HH8 | 1 | UN | 1 | 60 | X | D | N | N | 85015100 | 1 |  | 3.402 | KG | 1960.92 | 1960.92 | MC05 | MC05 | SIMOTICS S Synchronous servo motor 1FK7 High Dynamic, DC link 300V 1, 3 Nm, 100K, 3000 rpm Naturally cooled IM B5 (V1, V3) power/signal connectors Connector can be rotated by 270Â° ABSOLUTE ENCODER 512 P/REV (ENCODER A-512); PERFORMANCE REDUCTION BY 10% DUE TO ABSOLUTE ENCODER; PLAIN SHAFT, TOLERANCE N; WITH HOLDING BRAKE DEGREE OF PROTECTION IP65 IP67 D-END FLANGE; RAL7016 COATING; METALLIC RATING PLATE AT MOTOR | - | 0 | 0
1FK7033-7AF21-1JA0 |  | 1FK7033-7AF21-1JA0 | 1 | UN | 1 | 60 | X | D | N | N | 85015100 | 1 |  | 3.103 | KG | 1240.29 | 1240.29 | MC05 | MC05 | SIMOTICS S Synchronous servo motor 1FK7 High Dynamic, DC link 300V 1, 3 Nm, 100K, 3000 rpm Naturally cooled IM B5 (V1, V3) power/signal connectors Connector can be rotated by 270Â° ABSOLUTE ENCODER 16 S/R (ENCODER A-16); PERFORMANCE REDUCTION BY 10% DUE TO ABSOLUTE ENCODER; SHAFT WITH FITTED KEY, TOLERANCE N; W/O HOLDING BRAKE DEGREE OF PROTECTION IP64 | - | 0 | 0
1FK7033-7AF21-1JA2 |  | 1FK7033-7AF21-1JA2 | 1 | UN | 1 | 60 | X | D | N | N | 85015100 | 1 |  | 3.103 | KG | 1316.26 | 1316.26 | MC05 | MC05 | SIMOTICS S Synchronous servo motor 1FK7 High Dynamic, DC link 300V 1, 3 Nm, 100K, 3000 rpm Naturally cooled IM B5 (V1, V3) power/signal connectors Connector can be rotated by 270Â° ABSOLUTE ENCODER 16 S/R (ENCODER A-16); PERFORMANCE REDUCTION BY 10% DUE TO ABSOLUTE ENCODER; SHAFT WITH FITTED KEY, TOLERANCE N; W/O HOLDING BRAKE DEGREE OF PROTECTION IP65 FLANGE ON DRIVE END IP67 | - | 0 | 0
1FK7033-7AF21-1JA3 |  | 1FK7033-7AF21-1JA3 | 1 | UN | 1 | 60 | X | D | N | N | 85015100 | 1 |  | 3.103 | KG | 1277.1 | 1277.1 | MC05 | MC05 | SIMOTICS S Synchronous servo motor 1FK7 High Dynamic, DC link 300V 1, 3 Nm, 100K, 3000 rpm Naturally cooled IM B5 (V1, V3) power/signal connectors Connector can be rotated by 270Â° ABSOLUTE ENCODER 16 S/R (ENCODER A-16); PERFORMANCE REDUCTION BY 10% DUE TO ABSOLUTE ENCODER; SHAFT WITH FITTED KEY, TOLERANCE N; W/O HOLDING BRAKE DEGREE OF PROTECTION IP64; PAINT FINISH RAL7016 | - | 0 | 0
1FK7033-7AF21-1JA5 |  | 1FK7033-7AF21-1JA5 | 1 | UN | 1 | 60 | X | D | N | N | 85015100 | 1 |  | 3.103 | KG | 1353.05 | 1353.05 | MC05 | MC05 | SIMOTICS S Synchronous servo motor 1FK7 High Dynamic, DC link 300V 1, 3 Nm, 100K, 3000 rpm Naturally cooled IM B5 (V1, V3) power/signal connectors Connector can be rotated by 270Â° ABSOLUTE ENCODER 16 S/R (ENCODER A-16); PERFORMANCE REDUCTION BY 10% DUE TO ABSOLUTE ENCODER; SHAFT WITH FITTED KEY, TOLERANCE N; W/O HOLDING BRAKE DEGREE OF PROTECTION IP65 AS FLANGE IP67; PAINT FINISH RAL7016 | - | 0 | 0
1FK7033-7AF21-1JA8 |  | 1FK7033-7AF21-1JA8 | 1 | UN | 1 | 60 | X | D | N | N | 85015100 | 1 |  | 3.103 | KG | 1434.26 | 1434.26 | MC05 | MC05 | SIMOTICS S Synchronous servo motor 1FK7 High Dynamic, DC link 300V 1, 3 Nm, 100K, 3000 rpm Naturally cooled IM B5 (V1, V3) power/signal connectors Connector can be rotated by 270Â° ABSOLUTE ENCODER 16 S/R (ENCODER A-16); PERFORMANCE REDUCTION BY 10% DUE TO ABSOLUTE ENCODER; SHAFT WITH FITTED KEY, TOLERANCE N; W/O HOLDING BRAKE DEGREE OF PROTECTION IP65 IP67 D-END FLANGE; RAL7016 COATING; METALLIC RATING PLATE AT MOTOR | - | 0 | 0
1FK7033-7AF21-1JB0 |  | 1FK7033-7AF21-1JB0 | 1 | UN | 1 | 60 | X | D | N | N | 85015100 | 1 |  | 3.402 | KG | 1418.06 | 1418.06 | MC05 | MC05 | SIMOTICS S Synchronous servo motor 1FK7 High Dynamic, DC link 300V 1, 3 Nm, 100K, 3000 rpm Naturally cooled IM B5 (V1, V3) power/signal connectors Connector can be rotated by 270Â° ABSOLUTE ENCODER 16 S/R (ENCODER A-16); PERFORMANCE REDUCTION BY 10% DUE TO ABSOLUTE ENCODER; SHAFT WITH FITTED KEY, TOLERANCE N; WITH HOLDING BRAKE DEGREE OF PROTECTION IP64 | - | 0 | 0
1FK7033-7AF21-1JB2 |  | 1FK7033-7AF21-1JB2 | 1 | UN | 1 | 60 | X | D | N | N | 85015100 | 1 |  | 3.402 | KG | 1494.03 | 1494.03 | MC05 | MC05 | SIMOTICS S Synchronous servo motor 1FK7 High Dynamic, DC link 300V 1, 3 Nm, 100K, 3000 rpm Naturally cooled IM B5 (V1, V3) power/signal connectors Connector can be rotated by 270Â° ABSOLUTE ENCODER 16 S/R (ENCODER A-16); PERFORMANCE REDUCTION BY 10% DUE TO ABSOLUTE ENCODER; SHAFT WITH FITTED KEY, TOLERANCE N; WITH HOLDING BRAKE DEGREE OF PROTECTION IP65 FLANGE ON DRIVE END IP67 | - | 0 | 0
1FK7033-7AF21-1JB3 |  | 1FK7033-7AF21-1JB3 | 1 | UN | 1 | 60 | X | D | N | N | 85015100 | 1 |  | 3.402 | KG | 1454.87 | 1454.87 | MC05 | MC05 | SIMOTICS S Synchronous servo motor 1FK7 High Dynamic, DC link 300V 1, 3 Nm, 100K, 3000 rpm Naturally cooled IM B5 (V1, V3) power/signal connectors Connector can be rotated by 270Â° ABSOLUTE ENCODER 16 S/R (ENCODER A-16); PERFORMANCE REDUCTION BY 10% DUE TO ABSOLUTE ENCODER; SHAFT WITH FITTED KEY, TOLERANCE N; WITH HOLDING BRAKE DEGREE OF PROTECTION IP64; PAINT FINISH RAL7016 | - | 0 | 0
1FK7033-7AF21-1JB5 |  | 1FK7033-7AF21-1JB5 | 1 | UN | 1 | 60 | X | D | N | N | 85015100 | 1 |  | 3.402 | KG | 1530.82 | 1530.82 | MC05 | MC05 | SIMOTICS S Synchronous servo motor 1FK7 High Dynamic, DC link 300V 1, 3 Nm, 100K, 3000 rpm Naturally cooled IM B5 (V1, V3) power/signal connectors Connector can be rotated by 270Â° ABSOLUTE ENCODER 16 S/R (ENCODER A-16); PERFORMANCE REDUCTION BY 10% DUE TO ABSOLUTE ENCODER; SHAFT WITH FITTED KEY, TOLERANCE N; WITH HOLDING BRAKE DEGREE OF PROTECTION IP65 AS FLANGE IP67; PAINT FINISH RAL7016 | - | 0 | 0
1FK7033-7AF21-1JB8 |  | 1FK7033-7AF21-1JB8 | 1 | UN | 1 | 60 | X | D | N | N | 85015100 | 1 |  | 3.402 | KG | 1612.03 | 1612.03 | MC05 | MC05 | SIMOTICS S Synchronous servo motor 1FK7 High Dynamic, DC link 300V 1, 3 Nm, 100K, 3000 rpm Naturally cooled IM B5 (V1, V3) power/signal connectors Connector can be rotated by 270Â° ABSOLUTE ENCODER 16 S/R (ENCODER A-16); PERFORMANCE REDUCTION BY 10% DUE TO ABSOLUTE ENCODER; SHAFT WITH FITTED KEY, TOLERANCE N; WITH HOLDING BRAKE DEGREE OF PROTECTION IP65 IP67 D-END FLANGE; RAL7016 COATING; METALLIC RATING PLATE AT MOTOR | - | 0 | 0
1FK7033-7AF21-1JG0 |  | 1FK7033-7AF21-1JG0 | 1 | UN | 1 | 60 | X | D | N | N | 85015100 | 1 |  | 3.103 | KG | 1170.24 | 1170.24 | MC05 | MC05 | SIMOTICS S Synchronous servo motor 1FK7 High Dynamic, DC link 300V 1, 3 Nm, 100K, 3000 rpm Naturally cooled IM B5 (V1, V3) power/signal connectors Connector can be rotated by 270Â° ABSOLUTE ENCODER 16 S/R (ENCODER A-16); PERFORMANCE REDUCTION BY 10% DUE TO ABSOLUTE ENCODER; PLAIN SHAFT, TOLERANCE N; W/O HOLDING BRAKE DEGREE OF PROTECTION IP64 | - | 0 | 0
1FK7033-7AF21-1JG2 |  | 1FK7033-7AF21-1JG2 | 1 | UN | 1 | 60 | X | D | N | N | 85015100 | 1 |  | 3.103 | KG | 1246.21 | 1246.21 | MC05 | MC05 | SIMOTICS S Synchronous servo motor 1FK7 High Dynamic, DC link 300V 1, 3 Nm, 100K, 3000 rpm Naturally cooled IM B5 (V1, V3) power/signal connectors Connector can be rotated by 270Â° ABSOLUTE ENCODER 16 S/R (ENCODER A-16); PERFORMANCE REDUCTION BY 10% DUE TO ABSOLUTE ENCODER; PLAIN SHAFT, TOLERANCE N; W/O HOLDING BRAKE DEGREE OF PROTECTION IP65 FLANGE ON DRIVE END IP67 | - | 0 | 0
1FK7033-7AF21-1JG3 |  | 1FK7033-7AF21-1JG3 | 1 | UN | 1 | 60 | X | D | N | N | 85015100 | 1 |  | 3.103 | KG | 1207.05 | 1207.05 | MC05 | MC05 | SIMOTICS S Synchronous servo motor 1FK7 High Dynamic, DC link 300V 1, 3 Nm, 100K, 3000 rpm Naturally cooled IM B5 (V1, V3) power/signal connectors Connector can be rotated by 270Â° ABSOLUTE ENCODER 16 S/R (ENCODER A-16); PERFORMANCE REDUCTION BY 10% DUE TO ABSOLUTE ENCODER; PLAIN SHAFT, TOLERANCE N; W/O HOLDING BRAKE DEGREE OF PROTECTION IP64; PAINT FINISH RAL7016 | - | 0 | 0
1FK7033-7AF21-1JG5 |  | 1FK7033-7AF21-1JG5 | 1 | UN | 1 | 60 | X | D | N | N | 85015100 | 1 |  | 3.103 | KG | 1283 | 1283 | MC05 | MC05 | SIMOTICS S Synchronous servo motor 1FK7 High Dynamic, DC link 300V 1, 3 Nm, 100K, 3000 rpm Naturally cooled IM B5 (V1, V3) power/signal connectors Connector can be rotated by 270Â° ABSOLUTE ENCODER 16 S/R (ENCODER A-16); PERFORMANCE REDUCTION BY 10% DUE TO ABSOLUTE ENCODER; PLAIN SHAFT, TOLERANCE N; W/O HOLDING BRAKE DEGREE OF PROTECTION IP65 AS FLANGE IP67; PAINT FINISH RAL7016 | - | 0 | 0
1FK7033-7AF21-1JG8 |  | 1FK7033-7AF21-1JG8 | 1 | UN | 1 | 60 | X | D | N | N | 85015100 | 1 |  | 3.103 | KG | 1364.21 | 1364.21 | MC05 | MC05 | SIMOTICS S Synchronous servo motor 1FK7 High Dynamic, DC link 300V 1, 3 Nm, 100K, 3000 rpm Naturally cooled IM B5 (V1, V3) power/signal connectors Connector can be rotated by 270Â° ABSOLUTE ENCODER 16 S/R (ENCODER A-16); PERFORMANCE REDUCTION BY 10% DUE TO ABSOLUTE ENCODER; PLAIN SHAFT, TOLERANCE N; W/O HOLDING BRAKE DEGREE OF PROTECTION IP65 IP67 D-END FLANGE; RAL7016 COATING; METALLIC RATING PLATE AT MOTOR | - | 0 | 0
1FK7033-7AF21-1JH0 |  | 1FK7033-7AF21-1JH0 | 1 | UN | 1 | 60 | X | D | N | N | 85015100 | 1 |  | 3.402 | KG | 1346.07 | 1346.07 | MC05 | MC05 | SIMOTICS S Synchronous servo motor 1FK7 High Dynamic, DC link 300V 1, 3 Nm, 100K, 3000 rpm Naturally cooled IM B5 (V1, V3) power/signal connectors Connector can be rotated by 270Â° ABSOLUTE ENCODER 16 S/R (ENCODER A-16); PERFORMANCE REDUCTION BY 10% DUE TO ABSOLUTE ENCODER; PLAIN SHAFT, TOLERANCE N; WITH HOLDING BRAKE DEGREE OF PROTECTION IP64 | - | 0 | 0
1FK7033-7AF21-1JH2 |  | 1FK7033-7AF21-1JH2 | 1 | UN | 1 | 60 | X | D | N | N | 85015100 | 1 |  | 3.402 | KG | 1422.04 | 1422.04 | MC05 | MC05 | SIMOTICS S Synchronous servo motor 1FK7 High Dynamic, DC link 300V 1, 3 Nm, 100K, 3000 rpm Naturally cooled IM B5 (V1, V3) power/signal connectors Connector can be rotated by 270Â° ABSOLUTE ENCODER 16 S/R (ENCODER A-16); PERFORMANCE REDUCTION BY 10% DUE TO ABSOLUTE ENCODER; PLAIN SHAFT, TOLERANCE N; WITH HOLDING BRAKE DEGREE OF PROTECTION IP65 FLANGE ON DRIVE END IP67 | - | 0 | 0
1FK7033-7AF21-1JH3 |  | 1FK7033-7AF21-1JH3 | 1 | UN | 1 | 60 | X | D | N | N | 85015100 | 1 |  | 3.402 | KG | 1382.88 | 1382.88 | MC05 | MC05 | SIMOTICS S Synchronous servo motor 1FK7 High Dynamic, DC link 300V 1, 3 Nm, 100K, 3000 rpm Naturally cooled IM B5 (V1, V3) power/signal connectors Connector can be rotated by 270Â° ABSOLUTE ENCODER 16 S/R (ENCODER A-16); PERFORMANCE REDUCTION BY 10% DUE TO ABSOLUTE ENCODER; PLAIN SHAFT, TOLERANCE N; WITH HOLDING BRAKE DEGREE OF PROTECTION IP64; PAINT FINISH RAL7016 | - | 0 | 0
1FK7033-7AF21-1JH5 |  | 1FK7033-7AF21-1JH5 | 1 | UN | 1 | 60 | X | D | N | N | 85015100 | 1 |  | 3.402 | KG | 1458.83 | 1458.83 | MC05 | MC05 | SIMOTICS S Synchronous servo motor 1FK7 High Dynamic, DC link 300V 1, 3 Nm, 100K, 3000 rpm Naturally cooled IM B5 (V1, V3) power/signal connectors Connector can be rotated by 270Â° ABSOLUTE ENCODER 16 S/R (ENCODER A-16); PERFORMANCE REDUCTION BY 10% DUE TO ABSOLUTE ENCODER; PLAIN SHAFT, TOLERANCE N; WITH HOLDING BRAKE DEGREE OF PROTECTION IP65 AS FLANGE IP67; PAINT FINISH RAL7016 | - | 0 | 0
1FK7033-7AF21-1JH8 |  | 1FK7033-7AF21-1JH8 | 1 | UN | 1 | 60 | X | D | N | N | 85015100 | 1 |  | 3.402 | KG | 1540.04 | 1540.04 | MC05 | MC05 | SIMOTICS S Synchronous servo motor 1FK7 High Dynamic, DC link 300V 1, 3 Nm, 100K, 3000 rpm Naturally cooled IM B5 (V1, V3) power/signal connectors Connector can be rotated by 270Â° ABSOLUTE ENCODER 16 S/R (ENCODER A-16); PERFORMANCE REDUCTION BY 10% DUE TO ABSOLUTE ENCODER; PLAIN SHAFT, TOLERANCE N; WITH HOLDING BRAKE DEGREE OF PROTECTION IP65 IP67 D-END FLANGE; RAL7016 COATING; METALLIC RATING PLATE AT MOTOR | - | 0 | 0
1FK7033-7AF21-1LA0 |  | 1FK7033-7AF21-1LA0 | 1 | UN | 1 | 60 | X | D | N | N | 85015100 | 1 |  | 3.103 | KG | 1855.12 | 1855.12 | MC05 | MC05 | SIMOTICS S Synchronous servo motor 1FK7 High Dynamic, DC link 300V 1, 3 Nm, 100K, 3000 rpm Naturally cooled IM B5 (V1, V3) power/signal connectors Connector can be rotated by 270Â° ABSOLUTE ENCODER 512 P/REV (ENCODER A-512) WITH DRIVE-CLIQ INTERFACE; PERFORMANCE REDUCTION BY 10% DUE TO ABSOLUTE ENCODER; SHAFT WITH FITTED KEY, TOLERANCE N; W/O HOLDING BRAKE DEGREE OF PROTECTION IP64 | - | 0 | 0
1FK7033-7AF21-1LA2 |  | 1FK7033-7AF21-1LA2 | 1 | UN | 1 | 60 | X | D | N | N | 85015100 | 1 |  | 3.103 | KG | 1931.09 | 1931.09 | MC05 | MC05 | SIMOTICS S Synchronous servo motor 1FK7 High Dynamic, DC link 300V 1, 3 Nm, 100K, 3000 rpm Naturally cooled IM B5 (V1, V3) power/signal connectors Connector can be rotated by 270Â° ABSOLUTE ENCODER 512 P/REV (ENCODER A-512) WITH DRIVE-CLIQ INTERFACE; PERFORMANCE REDUCTION BY 10% DUE TO ABSOLUTE ENCODER; SHAFT WITH FITTED KEY, TOLERANCE N; W/O HOLDING BRAKE DEGREE OF PROTECTION IP65 FLANGE ON DRIVE END IP67 | - | 0 | 0
1FK7033-7AF21-1LA3 |  | 1FK7033-7AF21-1LA3 | 1 | UN | 1 | 60 | X | D | N | N | 85015100 | 1 |  | 3.103 | KG | 1891.93 | 1891.93 | MC05 | MC05 | SIMOTICS S Synchronous servo motor 1FK7 High Dynamic, DC link 300V 1, 3 Nm, 100K, 3000 rpm Naturally cooled IM B5 (V1, V3) power/signal connectors Connector can be rotated by 270Â° ABSOLUTE ENCODER 512 P/REV (ENCODER A-512) WITH DRIVE-CLIQ INTERFACE; PERFORMANCE REDUCTION BY 10% DUE TO ABSOLUTE ENCODER; SHAFT WITH FITTED KEY, TOLERANCE N; W/O HOLDING BRAKE DEGREE OF PROTECTION IP64; PAINT FINISH RAL7016 | - | 0 | 0
1FK7033-7AF21-1LA5 |  | 1FK7033-7AF21-1LA5 | 1 | UN | 1 | 60 | X | D | N | N | 85015100 | 1 |  | 3.103 | KG | 1967.88 | 1967.88 | MC05 | MC05 | SIMOTICS S Synchronous servo motor 1FK7 High Dynamic, DC link 300V 1, 3 Nm, 100K, 3000 rpm Naturally cooled IM B5 (V1, V3) power/signal connectors Connector can be rotated by 270Â° ABSOLUTE ENCODER 512 P/REV (ENCODER A-512) WITH DRIVE-CLIQ INTERFACE; PERFORMANCE REDUCTION BY 10% DUE TO ABSOLUTE ENCODER; SHAFT WITH FITTED KEY, TOLERANCE N; W/O HOLDING BRAKE DEGREE OF PROTECTION IP65 AS FLANGE IP67; PAINT FINISH RAL7016 | - | 0 | 0
1FK7033-7AF21-1LA8 |  | 1FK7033-7AF21-1LA8 | 1 | UN | 1 | 60 | X | D | N | N | 85015100 | 1 |  | 3.103 | KG | 2049.09 | 2049.09 | MC05 | MC05 | SIMOTICS S Synchronous servo motor 1FK7 High Dynamic, DC link 300V 1, 3 Nm, 100K, 3000 rpm Naturally cooled IM B5 (V1, V3) power/signal connectors Connector can be rotated by 270Â° ABSOLUTE ENCODER 512 P/REV (ENCODER A-512) WITH DRIVE-CLIQ INTERFACE; PERFORMANCE REDUCTION BY 10% DUE TO ABSOLUTE ENCODER; SHAFT WITH FITTED KEY, TOLERANCE N; W/O HOLDING BRAKE DEGREE OF PROTECTION IP65 IP67 D-END FLANGE; RAL7016 COATING; METALLIC RATING PLATE AT MOTOR | - | 0 | 0
1FK7033-7AF21-1LB0 |  | 1FK7033-7AF21-1LB0 | 1 | UN | 1 | 60 | X | D | N | N | 85015100 | 1 |  | 3.402 | KG | 2032.89 | 2032.89 | MC05 | MC05 | SIMOTICS S Synchronous servo motor 1FK7 High Dynamic, DC link 300V 1, 3 Nm, 100K, 3000 rpm Naturally cooled IM B5 (V1, V3) power/signal connectors Connector can be rotated by 270Â° ABSOLUTE ENCODER 512 P/REV (ENCODER A-512) WITH DRIVE-CLIQ INTERFACE; PERFORMANCE REDUCTION BY 10% DUE TO ABSOLUTE ENCODER; SHAFT WITH FITTED KEY, TOLERANCE N; WITH HOLDING BRAKE DEGREE OF PROTECTION IP64 | - | 0 | 0
1FK7033-7AF21-1LB2 |  | 1FK7033-7AF21-1LB2 | 1 | UN | 1 | 60 | X | D | N | N | 85015100 | 1 |  | 3.402 | KG | 2108.86 | 2108.86 | MC05 | MC05 | SIMOTICS S Synchronous servo motor 1FK7 High Dynamic, DC link 300V 1, 3 Nm, 100K, 3000 rpm Naturally cooled IM B5 (V1, V3) power/signal connectors Connector can be rotated by 270Â° ABSOLUTE ENCODER 512 P/REV (ENCODER A-512) WITH DRIVE-CLIQ INTERFACE; PERFORMANCE REDUCTION BY 10% DUE TO ABSOLUTE ENCODER; SHAFT WITH FITTED KEY, TOLERANCE N; WITH HOLDING BRAKE DEGREE OF PROTECTION IP65 FLANGE ON DRIVE END IP67 | - | 0 | 0
1FK7033-7AF21-1LB3 |  | 1FK7033-7AF21-1LB3 | 1 | UN | 1 | 60 | X | D | N | N | 85015100 | 1 |  | 3.402 | KG | 2069.7 | 2069.7 | MC05 | MC05 | SIMOTICS S Synchronous servo motor 1FK7 High Dynamic, DC link 300V 1, 3 Nm, 100K, 3000 rpm Naturally cooled IM B5 (V1, V3) power/signal connectors Connector can be rotated by 270Â° ABSOLUTE ENCODER 512 P/REV (ENCODER A-512) WITH DRIVE-CLIQ INTERFACE; PERFORMANCE REDUCTION BY 10% DUE TO ABSOLUTE ENCODER; SHAFT WITH FITTED KEY, TOLERANCE N; WITH HOLDING BRAKE DEGREE OF PROTECTION IP64; PAINT FINISH RAL7016 | - | 0 | 0
1FK7033-7AF21-1LB5 |  | 1FK7033-7AF21-1LB5 | 1 | UN | 1 | 60 | X | D | N | N | 85015100 | 1 |  | 3.402 | KG | 2145.65 | 2145.65 | MC05 | MC05 | SIMOTICS S Synchronous servo motor 1FK7 High Dynamic, DC link 300V 1, 3 Nm, 100K, 3000 rpm Naturally cooled IM B5 (V1, V3) power/signal connectors Connector can be rotated by 270Â° ABSOLUTE ENCODER 512 P/REV (ENCODER A-512) WITH DRIVE-CLIQ INTERFACE; PERFORMANCE REDUCTION BY 10% DUE TO ABSOLUTE ENCODER; SHAFT WITH FITTED KEY, TOLERANCE N; WITH HOLDING BRAKE DEGREE OF PROTECTION IP65 AS FLANGE IP67; PAINT FINISH RAL7016 | - | 0 | 0
1FK7033-7AF21-1LB8 |  | 1FK7033-7AF21-1LB8 | 1 | UN | 1 | 60 | X | D | N | N | 85015100 | 1 |  | 3.402 | KG | 2226.86 | 2226.86 | MC05 | MC05 | SIMOTICS S Synchronous servo motor 1FK7 High Dynamic, DC link 300V 1, 3 Nm, 100K, 3000 rpm Naturally cooled IM B5 (V1, V3) power/signal connectors Connector can be rotated by 270Â° ABSOLUTE ENCODER 512 P/REV (ENCODER A-512) WITH DRIVE-CLIQ INTERFACE; PERFORMANCE REDUCTION BY 10% DUE TO ABSOLUTE ENCODER; SHAFT WITH FITTED KEY, TOLERANCE N; WITH HOLDING BRAKE DEGREE OF PROTECTION IP65 IP67 D-END FLANGE; RAL7016 COATING; METALLIC RATING PLATE AT MOTOR | - | 0 | 0
1FK7033-7AF21-1LG0 |  | 1FK7033-7AF21-1LG0 | 1 | UN | 1 | 60 | X | D | N | N | 85015100 | 1 |  | 3.103 | KG | 1785.07 | 1785.07 | MC05 | MC05 | SIMOTICS S Synchronous servo motor 1FK7 High Dynamic, DC link 300V 1, 3 Nm, 100K, 3000 rpm Naturally cooled IM B5 (V1, V3) power/signal connectors Connector can be rotated by 270Â° ABSOLUTE ENCODER 512 P/REV (ENCODER A-512) WITH DRIVE-CLIQ INTERFACE; PERFORMANCE REDUCTION BY 10% DUE TO ABSOLUTE ENCODER; PLAIN SHAFT, TOLERANCE N; W/O HOLDING BRAKE DEGREE OF PROTECTION IP64 | - | 0 | 0
1FK7033-7AF21-1LG2 |  | 1FK7033-7AF21-1LG2 | 1 | UN | 1 | 60 | X | D | N | N | 85015100 | 1 |  | 3.103 | KG | 1861.04 | 1861.04 | MC05 | MC05 | SIMOTICS S Synchronous servo motor 1FK7 High Dynamic, DC link 300V 1, 3 Nm, 100K, 3000 rpm Naturally cooled IM B5 (V1, V3) power/signal connectors Connector can be rotated by 270Â° ABSOLUTE ENCODER 512 P/REV (ENCODER A-512) WITH DRIVE-CLIQ INTERFACE; PERFORMANCE REDUCTION BY 10% DUE TO ABSOLUTE ENCODER; PLAIN SHAFT, TOLERANCE N; W/O HOLDING BRAKE DEGREE OF PROTECTION IP65 FLANGE ON DRIVE END IP67 | - | 0 | 0
1FK7033-7AF21-1LG3 |  | 1FK7033-7AF21-1LG3 | 1 | UN | 1 | 60 | X | D | N | N | 85015100 | 1 |  | 3.103 | KG | 1821.88 | 1821.88 | MC05 | MC05 | SIMOTICS S Synchronous servo motor 1FK7 High Dynamic, DC link 300V 1, 3 Nm, 100K, 3000 rpm Naturally cooled IM B5 (V1, V3) power/signal connectors Connector can be rotated by 270Â° ABSOLUTE ENCODER 512 P/REV (ENCODER A-512) WITH DRIVE-CLIQ INTERFACE; PERFORMANCE REDUCTION BY 10% DUE TO ABSOLUTE ENCODER; PLAIN SHAFT, TOLERANCE N; W/O HOLDING BRAKE DEGREE OF PROTECTION IP64; PAINT FINISH RAL7016 | - | 0 | 0
1FK7033-7AF21-1LG5 |  | 1FK7033-7AF21-1LG5 | 1 | UN | 1 | 60 | X | D | N | N | 85015100 | 1 |  | 3.103 | KG | 1897.83 | 1897.83 | MC05 | MC05 | SIMOTICS S Synchronous servo motor 1FK7 High Dynamic, DC link 300V 1, 3 Nm, 100K, 3000 rpm Naturally cooled IM B5 (V1, V3) power/signal connectors Connector can be rotated by 270Â° ABSOLUTE ENCODER 512 P/REV (ENCODER A-512) WITH DRIVE-CLIQ INTERFACE; PERFORMANCE REDUCTION BY 10% DUE TO ABSOLUTE ENCODER; PLAIN SHAFT, TOLERANCE N; W/O HOLDING BRAKE DEGREE OF PROTECTION IP65 AS FLANGE IP67; PAINT FINISH RAL7016 | - | 0 | 0
1FK7033-7AF21-1LG8 |  | 1FK7033-7AF21-1LG8 | 1 | UN | 1 | 60 | X | D | N | N | 85015100 | 1 |  | 3.103 | KG | 1979.04 | 1979.04 | MC05 | MC05 | SIMOTICS S Synchronous servo motor 1FK7 High Dynamic, DC link 300V 1, 3 Nm, 100K, 3000 rpm Naturally cooled IM B5 (V1, V3) power/signal connectors Connector can be rotated by 270Â° ABSOLUTE ENCODER 512 P/REV (ENCODER A-512) WITH DRIVE-CLIQ INTERFACE; PERFORMANCE REDUCTION BY 10% DUE TO ABSOLUTE ENCODER; PLAIN SHAFT, TOLERANCE N; W/O HOLDING BRAKE DEGREE OF PROTECTION IP65 IP67 D-END FLANGE; RAL7016 COATING; METALLIC RATING PLATE AT MOTOR | - | 0 | 0
1FK7033-7AF21-1LH0 |  | 1FK7033-7AF21-1LH0 | 1 | UN | 1 | 60 | X | D | N | N | 85015100 | 1 |  | 3.402 | KG | 1960.9 | 1960.9 | MC05 | MC05 | SIMOTICS S Synchronous servo motor 1FK7 High Dynamic, DC link 300V 1, 3 Nm, 100K, 3000 rpm Naturally cooled IM B5 (V1, V3) power/signal connectors Connector can be rotated by 270Â° ABSOLUTE ENCODER 512 P/REV (ENCODER A-512) WITH DRIVE-CLIQ INTERFACE; PERFORMANCE REDUCTION BY 10% DUE TO ABSOLUTE ENCODER; PLAIN SHAFT, TOLERANCE N; WITH HOLDING BRAKE DEGREE OF PROTECTION IP64 | - | 0 | 0
1FK7033-7AF21-1LH2 |  | 1FK7033-7AF21-1LH2 | 1 | UN | 1 | 60 | X | D | N | N | 85015100 | 1 |  | 3.402 | KG | 2036.87 | 2036.87 | MC05 | MC05 | SIMOTICS S Synchronous servo motor 1FK7 High Dynamic, DC link 300V 1, 3 Nm, 100K, 3000 rpm Naturally cooled IM B5 (V1, V3) power/signal connectors Connector can be rotated by 270Â° ABSOLUTE ENCODER 512 P/REV (ENCODER A-512) WITH DRIVE-CLIQ INTERFACE; PERFORMANCE REDUCTION BY 10% DUE TO ABSOLUTE ENCODER; PLAIN SHAFT, TOLERANCE N; WITH HOLDING BRAKE DEGREE OF PROTECTION IP65 FLANGE ON DRIVE END IP67 | - | 0 | 0
1FK7033-7AF21-1LH3 |  | 1FK7033-7AF21-1LH3 | 1 | UN | 1 | 60 | X | D | N | N | 85015100 | 1 |  | 3.402 | KG | 1997.71 | 1997.71 | MC05 | MC05 | SIMOTICS S Synchronous servo motor 1FK7 High Dynamic, DC link 300V 1, 3 Nm, 100K, 3000 rpm Naturally cooled IM B5 (V1, V3) power/signal connectors Connector can be rotated by 270Â° ABSOLUTE ENCODER 512 P/REV (ENCODER A-512) WITH DRIVE-CLIQ INTERFACE; PERFORMANCE REDUCTION BY 10% DUE TO ABSOLUTE ENCODER; PLAIN SHAFT, TOLERANCE N; WITH HOLDING BRAKE DEGREE OF PROTECTION IP64; PAINT FINISH RAL7016 | - | 0 | 0
1FK7033-7AF21-1LH5 |  | 1FK7033-7AF21-1LH5 | 1 | UN | 1 | 60 | X | D | N | N | 85015100 | 1 |  | 3.402 | KG | 2073.66 | 2073.66 | MC05 | MC05 | SIMOTICS S Synchronous servo motor 1FK7 High Dynamic, DC link 300V 1, 3 Nm, 100K, 3000 rpm Naturally cooled IM B5 (V1, V3) power/signal connectors Connector can be rotated by 270Â° ABSOLUTE ENCODER 512 P/REV (ENCODER A-512) WITH DRIVE-CLIQ INTERFACE; PERFORMANCE REDUCTION BY 10% DUE TO ABSOLUTE ENCODER; PLAIN SHAFT, TOLERANCE N; WITH HOLDING BRAKE DEGREE OF PROTECTION IP65 AS FLANGE IP67; PAINT FINISH RAL7016 | - | 0 | 0
1FK7033-7AF21-1LH8 |  | 1FK7033-7AF21-1LH8 | 1 | UN | 1 | 60 | X | D | N | N | 85015100 | 1 |  | 3.402 | KG | 2154.87 | 2154.87 | MC05 | MC05 | SIMOTICS S Synchronous servo motor 1FK7 High Dynamic, DC link 300V 1, 3 Nm, 100K, 3000 rpm Naturally cooled IM B5 (V1, V3) power/signal connectors Connector can be rotated by 270Â° ABSOLUTE ENCODER 512 P/REV (ENCODER A-512) WITH DRIVE-CLIQ INTERFACE; PERFORMANCE REDUCTION BY 10% DUE TO ABSOLUTE ENCODER; PLAIN SHAFT, TOLERANCE N; WITH HOLDING BRAKE DEGREE OF PROTECTION IP65 IP67 D-END FLANGE; RAL7016 COATING; METALLIC RATING PLATE AT MOTOR | - | 0 | 0
1FK7033-7AF21-1PA0 |  | 1FK7033-7AF21-1PA0 | 1 | UN | 1 | 60 | X | D | N | N | 85015100 | 1 |  | 3.103 | KG | 1079.27 | 1079.27 | MC05 | MC05 | SIMOTICS S Synchronous servo motor 1FK7 High Dynamic, DC link 300V 1, 3 Nm, 100K, 3000 rpm Naturally cooled IM B5 (V1, V3) power/signal connectors Connector can be rotated by 270Â° RESOLVER 2-POLE (RESOLVER P=1) WITH DRIVE-CLIQ INTERFACE; SHAFT WITH FITTED KEY, TOLERANCE N; W/O HOLDING BRAKE DEGREE OF PROTECTION IP64 | - | 0 | 0
1FK7033-7AF21-1PA2 |  | 1FK7033-7AF21-1PA2 | 1 | UN | 1 | 60 | X | D | N | N | 85015100 | 1 |  | 3.103 | KG | 1155.24 | 1155.24 | MC05 | MC05 | SIMOTICS S Synchronous servo motor 1FK7 High Dynamic, DC link 300V 1, 3 Nm, 100K, 3000 rpm Naturally cooled IM B5 (V1, V3) power/signal connectors Connector can be rotated by 270Â° RESOLVER 2-POLE (RESOLVER P=1) WITH DRIVE-CLIQ INTERFACE; SHAFT WITH FITTED KEY, TOLERANCE N; W/O HOLDING BRAKE DEGREE OF PROTECTION IP65 FLANGE ON DRIVE END IP67 | - | 0 | 0
1FK7033-7AF21-1PA3 |  | 1FK7033-7AF21-1PA3 | 1 | UN | 1 | 60 | X | D | N | N | 85015100 | 1 |  | 3.103 | KG | 1116.08 | 1116.08 | MC05 | MC05 | SIMOTICS S Synchronous servo motor 1FK7 High Dynamic, DC link 300V 1, 3 Nm, 100K, 3000 rpm Naturally cooled IM B5 (V1, V3) power/signal connectors Connector can be rotated by 270Â° RESOLVER 2-POLE (RESOLVER P=1) WITH DRIVE-CLIQ INTERFACE; SHAFT WITH FITTED KEY, TOLERANCE N; W/O HOLDING BRAKE DEGREE OF PROTECTION IP64; PAINT FINISH RAL7016 | - | 0 | 0
1FK7033-7AF21-1PA5 |  | 1FK7033-7AF21-1PA5 | 1 | UN | 1 | 60 | X | D | N | N | 85015100 | 1 |  | 3.103 | KG | 1192.03 | 1192.03 | MC05 | MC05 | SIMOTICS S Synchronous servo motor 1FK7 High Dynamic, DC link 300V 1, 3 Nm, 100K, 3000 rpm Naturally cooled IM B5 (V1, V3) power/signal connectors Connector can be rotated by 270Â° RESOLVER 2-POLE (RESOLVER P=1) WITH DRIVE-CLIQ INTERFACE; SHAFT WITH FITTED KEY, TOLERANCE N; W/O HOLDING BRAKE DEGREE OF PROTECTION IP65 AS FLANGE IP67; PAINT FINISH RAL7016 | - | 0 | 0
1FK7033-7AF21-1PA8 |  | 1FK7033-7AF21-1PA8 | 1 | UN | 1 | 60 | X | D | N | N | 85015100 | 1 |  | 3.103 | KG | 1273.24 | 1273.24 | MC05 | MC05 | SIMOTICS S Synchronous servo motor 1FK7 High Dynamic, DC link 300V 1, 3 Nm, 100K, 3000 rpm Naturally cooled IM B5 (V1, V3) power/signal connectors Connector can be rotated by 270Â° RESOLVER 2-POLE (RESOLVER P=1) WITH DRIVE-CLIQ INTERFACE; SHAFT WITH FITTED KEY, TOLERANCE N; W/O HOLDING BRAKE DEGREE OF PROTECTION IP65 IP67 D-END FLANGE; RAL7016 COATING; METALLIC RATING PLATE AT MOTOR | - | 0 | 0
1FK7033-7AF21-1PB0 |  | 1FK7033-7AF21-1PB0 | 1 | UN | 1 | 60 | X | D | N | N | 85015100 | 1 |  | 3.402 | KG | 1257.04 | 1257.04 | MC05 | MC05 | SIMOTICS S Synchronous servo motor 1FK7 High Dynamic, DC link 300V 1, 3 Nm, 100K, 3000 rpm Naturally cooled IM B5 (V1, V3) power/signal connectors Connector can be rotated by 270Â° RESOLVER 2-POLE (RESOLVER P=1) WITH DRIVE-CLIQ INTERFACE; SHAFT WITH FITTED KEY, TOLERANCE N; WITH HOLDING BRAKE DEGREE OF PROTECTION IP64 | - | 0 | 0
1FK7033-7AF21-1PB2 |  | 1FK7033-7AF21-1PB2 | 1 | UN | 1 | 60 | X | D | N | N | 85015100 | 1 |  | 3.402 | KG | 1333.01 | 1333.01 | MC05 | MC05 | SIMOTICS S Synchronous servo motor 1FK7 High Dynamic, DC link 300V 1, 3 Nm, 100K, 3000 rpm Naturally cooled IM B5 (V1, V3) power/signal connectors Connector can be rotated by 270Â° RESOLVER 2-POLE (RESOLVER P=1) WITH DRIVE-CLIQ INTERFACE; SHAFT WITH FITTED KEY, TOLERANCE N; WITH HOLDING BRAKE DEGREE OF PROTECTION IP65 FLANGE ON DRIVE END IP67 | - | 0 | 0
1FK7033-7AF21-1PB3 |  | 1FK7033-7AF21-1PB3 | 1 | UN | 1 | 60 | X | D | N | N | 85015100 | 1 |  | 3.402 | KG | 1293.85 | 1293.85 | MC05 | MC05 | SIMOTICS S Synchronous servo motor 1FK7 High Dynamic, DC link 300V 1, 3 Nm, 100K, 3000 rpm Naturally cooled IM B5 (V1, V3) power/signal connectors Connector can be rotated by 270Â° RESOLVER 2-POLE (RESOLVER P=1) WITH DRIVE-CLIQ INTERFACE; SHAFT WITH FITTED KEY, TOLERANCE N; WITH HOLDING BRAKE DEGREE OF PROTECTION IP64; PAINT FINISH RAL7016 | - | 0 | 0
1FK7033-7AF21-1PB5 |  | 1FK7033-7AF21-1PB5 | 1 | UN | 1 | 60 | X | D | N | N | 85015100 | 1 |  | 3.402 | KG | 1369.8 | 1369.8 | MC05 | MC05 | SIMOTICS S Synchronous servo motor 1FK7 High Dynamic, DC link 300V 1, 3 Nm, 100K, 3000 rpm Naturally cooled IM B5 (V1, V3) power/signal connectors Connector can be rotated by 270Â° RESOLVER 2-POLE (RESOLVER P=1) WITH DRIVE-CLIQ INTERFACE; SHAFT WITH FITTED KEY, TOLERANCE N; WITH HOLDING BRAKE DEGREE OF PROTECTION IP65 AS FLANGE IP67; PAINT FINISH RAL7016 | - | 0 | 0
1FK7033-7AF21-1PB8 |  | 1FK7033-7AF21-1PB8 | 1 | UN | 1 | 60 | X | D | N | N | 85015100 | 1 |  | 3.402 | KG | 1451.01 | 1451.01 | MC05 | MC05 | SIMOTICS S Synchronous servo motor 1FK7 High Dynamic, DC link 300V 1, 3 Nm, 100K, 3000 rpm Naturally cooled IM B5 (V1, V3) power/signal connectors Connector can be rotated by 270Â° RESOLVER 2-POLE (RESOLVER P=1) WITH DRIVE-CLIQ INTERFACE; SHAFT WITH FITTED KEY, TOLERANCE N; WITH HOLDING BRAKE DEGREE OF PROTECTION IP65 IP67 D-END FLANGE; RAL7016 COATING; METALLIC RATING PLATE AT MOTOR | - | 0 | 0
1FK7033-7AF21-1PG0 |  | 1FK7033-7AF21-1PG0 | 1 | UN | 1 | 60 | X | D | N | N | 85015100 | 1 |  | 3.103 | KG | 1009.22 | 1009.22 | MC05 | MC05 | SIMOTICS S Synchronous servo motor 1FK7 High Dynamic, DC link 300V 1, 3 Nm, 100K, 3000 rpm Naturally cooled IM B5 (V1, V3) power/signal connectors Connector can be rotated by 270Â° RESOLVER 2-POLE (RESOLVER P=1) WITH DRIVE-CLIQ INTERFACE; PLAIN SHAFT, TOLERANCE N; W/O HOLDING BRAKE DEGREE OF PROTECTION IP64 | - | 0 | 0
1FK7033-7AF21-1PG2 |  | 1FK7033-7AF21-1PG2 | 1 | UN | 1 | 60 | X | D | N | N | 85015100 | 1 |  | 3.103 | KG | 1085.19 | 1085.19 | MC05 | MC05 | SIMOTICS S Synchronous servo motor 1FK7 High Dynamic, DC link 300V 1, 3 Nm, 100K, 3000 rpm Naturally cooled IM B5 (V1, V3) power/signal connectors Connector can be rotated by 270Â° RESOLVER 2-POLE (RESOLVER P=1) WITH DRIVE-CLIQ INTERFACE; PLAIN SHAFT, TOLERANCE N; W/O HOLDING BRAKE DEGREE OF PROTECTION IP65 FLANGE ON DRIVE END IP67 | - | 0 | 0
1FK7033-7AF21-1PG3 |  | 1FK7033-7AF21-1PG3 | 1 | UN | 1 | 60 | X | D | N | N | 85015100 | 1 |  | 3.103 | KG | 1046.03 | 1046.03 | MC05 | MC05 | SIMOTICS S Synchronous servo motor 1FK7 High Dynamic, DC link 300V 1, 3 Nm, 100K, 3000 rpm Naturally cooled IM B5 (V1, V3) power/signal connectors Connector can be rotated by 270Â° RESOLVER 2-POLE (RESOLVER P=1) WITH DRIVE-CLIQ INTERFACE; PLAIN SHAFT, TOLERANCE N; W/O HOLDING BRAKE DEGREE OF PROTECTION IP64; PAINT FINISH RAL7016 | - | 0 | 0
1FK7033-7AF21-1PG5 |  | 1FK7033-7AF21-1PG5 | 1 | UN | 1 | 60 | X | D | N | N | 85015100 | 1 |  | 3.103 | KG | 1121.98 | 1121.98 | MC05 | MC05 | SIMOTICS S Synchronous servo motor 1FK7 High Dynamic, DC link 300V 1, 3 Nm, 100K, 3000 rpm Naturally cooled IM B5 (V1, V3) power/signal connectors Connector can be rotated by 270Â° RESOLVER 2-POLE (RESOLVER P=1) WITH DRIVE-CLIQ INTERFACE; PLAIN SHAFT, TOLERANCE N; W/O HOLDING BRAKE DEGREE OF PROTECTION IP65 AS FLANGE IP67; PAINT FINISH RAL7016 | - | 0 | 0
1FK7033-7AF21-1PG8 |  | 1FK7033-7AF21-1PG8 | 1 | UN | 1 | 60 | X | D | N | N | 85015100 | 1 |  | 3.103 | KG | 1203.19 | 1203.19 | MC05 | MC05 | SIMOTICS S Synchronous servo motor 1FK7 High Dynamic, DC link 300V 1, 3 Nm, 100K, 3000 rpm Naturally cooled IM B5 (V1, V3) power/signal connectors Connector can be rotated by 270Â° RESOLVER 2-POLE (RESOLVER P=1) WITH DRIVE-CLIQ INTERFACE; PLAIN SHAFT, TOLERANCE N; W/O HOLDING BRAKE DEGREE OF PROTECTION IP65 IP67 D-END FLANGE; RAL7016 COATING; METALLIC RATING PLATE AT MOTOR | - | 0 | 0
1FK7033-7AF21-1PH0 |  | 1FK7033-7AF21-1PH0 | 1 | UN | 1 | 60 | X | D | N | N | 85015100 | 1 |  | 3.402 | KG | 1185.05 | 1185.05 | MC05 | MC05 | SIMOTICS S Synchronous servo motor 1FK7 High Dynamic, DC link 300V 1, 3 Nm, 100K, 3000 rpm Naturally cooled IM B5 (V1, V3) power/signal connectors Connector can be rotated by 270Â° RESOLVER 2-POLE (RESOLVER P=1) WITH DRIVE-CLIQ INTERFACE; PLAIN SHAFT, TOLERANCE N; WITH HOLDING BRAKE DEGREE OF PROTECTION IP64 | - | 0 | 0
1FK7033-7AF21-1PH2 |  | 1FK7033-7AF21-1PH2 | 1 | UN | 1 | 60 | X | D | N | N | 85015100 | 1 |  | 3.402 | KG | 1261.02 | 1261.02 | MC05 | MC05 | SIMOTICS S Synchronous servo motor 1FK7 High Dynamic, DC link 300V 1, 3 Nm, 100K, 3000 rpm Naturally cooled IM B5 (V1, V3) power/signal connectors Connector can be rotated by 270Â° RESOLVER 2-POLE (RESOLVER P=1) WITH DRIVE-CLIQ INTERFACE; PLAIN SHAFT, TOLERANCE N; WITH HOLDING BRAKE DEGREE OF PROTECTION IP65 FLANGE ON DRIVE END IP67 | - | 0 | 0
1FK7033-7AF21-1PH3 |  | 1FK7033-7AF21-1PH3 | 1 | UN | 1 | 60 | X | D | N | N | 85015100 | 1 |  | 3.402 | KG | 1221.86 | 1221.86 | MC05 | MC05 | SIMOTICS S Synchronous servo motor 1FK7 High Dynamic, DC link 300V 1, 3 Nm, 100K, 3000 rpm Naturally cooled IM B5 (V1, V3) power/signal connectors Connector can be rotated by 270Â° RESOLVER 2-POLE (RESOLVER P=1) WITH DRIVE-CLIQ INTERFACE; PLAIN SHAFT, TOLERANCE N; WITH HOLDING BRAKE DEGREE OF PROTECTION IP64; PAINT FINISH RAL7016 | - | 0 | 0
1FK7033-7AF21-1PH5 |  | 1FK7033-7AF21-1PH5 | 1 | UN | 1 | 60 | X | D | N | N | 85015100 | 1 |  | 3.402 | KG | 1297.81 | 1297.81 | MC05 | MC05 | SIMOTICS S Synchronous servo motor 1FK7 High Dynamic, DC link 300V 1, 3 Nm, 100K, 3000 rpm Naturally cooled IM B5 (V1, V3) power/signal connectors Connector can be rotated by 270Â° RESOLVER 2-POLE (RESOLVER P=1) WITH DRIVE-CLIQ INTERFACE; PLAIN SHAFT, TOLERANCE N; WITH HOLDING BRAKE DEGREE OF PROTECTION IP65 AS FLANGE IP67; PAINT FINISH RAL7016 | - | 0 | 0
1FK7033-7AF21-1PH8 |  | 1FK7033-7AF21-1PH8 | 1 | UN | 1 | 60 | X | D | N | N | 85015100 | 1 |  | 3.402 | KG | 1379.02 | 1379.02 | MC05 | MC05 | SIMOTICS S Synchronous servo motor 1FK7 High Dynamic, DC link 300V 1, 3 Nm, 100K, 3000 rpm Naturally cooled IM B5 (V1, V3) power/signal connectors Connector can be rotated by 270Â° RESOLVER 2-POLE (RESOLVER P=1) WITH DRIVE-CLIQ INTERFACE; PLAIN SHAFT, TOLERANCE N; WITH HOLDING BRAKE DEGREE OF PROTECTION IP65 IP67 D-END FLANGE; RAL7016 COATING; METALLIC RATING PLATE AT MOTOR | - | 0 | 0
1FK7033-7AF21-1SA0 |  | 1FK7033-7AF21-1SA0 | 1 | UN | 1 | 60 | X | D | N | N | 85015100 | 1 |  | 3.103 | KG | 883.53 | 883.53 | MC05 | MC05 | SIMOTICS S Synchronous servo motor 1FK7 High Dynamic, DC link 300V 1, 3 Nm, 100K, 3000 rpm Naturally cooled IM B5 (V1, V3) power/signal connectors Connector can be rotated by 270Â° RESOLVER MULTI-POLE (RESOLVER P=3); SHAFT WITH FITTED KEY, TOLERANCE N; W/O HOLDING BRAKE DEGREE OF PROTECTION IP64 | - | 0 | 0
1FK7033-7AF21-1SA2 |  | 1FK7033-7AF21-1SA2 | 1 | UN | 1 | 60 | X | D | N | N | 85015100 | 1 |  | 3.103 | KG | 959.5 | 959.5 | MC05 | MC05 | SIMOTICS S Synchronous servo motor 1FK7 High Dynamic, DC link 300V 1, 3 Nm, 100K, 3000 rpm Naturally cooled IM B5 (V1, V3) power/signal connectors Connector can be rotated by 270Â° RESOLVER MULTI-POLE (RESOLVER P=3); SHAFT WITH FITTED KEY, TOLERANCE N; W/O HOLDING BRAKE DEGREE OF PROTECTION IP65 FLANGE ON DRIVE END IP67 | - | 0 | 0
1FK7033-7AF21-1SA3 |  | 1FK7033-7AF21-1SA3 | 1 | UN | 1 | 60 | X | D | N | N | 85015100 | 1 |  | 3.103 | KG | 920.34 | 920.34 | MC05 | MC05 | SIMOTICS S Synchronous servo motor 1FK7 High Dynamic, DC link 300V 1, 3 Nm, 100K, 3000 rpm Naturally cooled IM B5 (V1, V3) power/signal connectors Connector can be rotated by 270Â° RESOLVER MULTI-POLE (RESOLVER P=3); SHAFT WITH FITTED KEY, TOLERANCE N; W/O HOLDING BRAKE DEGREE OF PROTECTION IP64; PAINT FINISH RAL7016 | - | 0 | 0
1FK7033-7AF21-1SA5 |  | 1FK7033-7AF21-1SA5 | 1 | UN | 1 | 60 | X | D | N | N | 85015100 | 1 |  | 3.103 | KG | 996.29 | 996.29 | MC05 | MC05 | SIMOTICS S Synchronous servo motor 1FK7 High Dynamic, DC link 300V 1, 3 Nm, 100K, 3000 rpm Naturally cooled IM B5 (V1, V3) power/signal connectors Connector can be rotated by 270Â° RESOLVER MULTI-POLE (RESOLVER P=3); SHAFT WITH FITTED KEY, TOLERANCE N; W/O HOLDING BRAKE DEGREE OF PROTECTION IP65 AS FLANGE IP67; PAINT FINISH RAL7016 | - | 0 | 0
1FK7033-7AF21-1SA8 |  | 1FK7033-7AF21-1SA8 | 1 | UN | 1 | 60 | X | D | N | N | 85015100 | 1 |  | 3.103 | KG | 1077.5 | 1077.5 | MC05 | MC05 | SIMOTICS S Synchronous servo motor 1FK7 High Dynamic, DC link 300V 1, 3 Nm, 100K, 3000 rpm Naturally cooled IM B5 (V1, V3) power/signal connectors Connector can be rotated by 270Â° RESOLVER MULTI-POLE (RESOLVER P=3); SHAFT WITH FITTED KEY, TOLERANCE N; W/O HOLDING BRAKE DEGREE OF PROTECTION IP65 IP67 D-END FLANGE; RAL7016 COATING; METALLIC RATING PLATE AT MOTOR | - | 0 | 0
1FK7033-7AF21-1SB0 |  | 1FK7033-7AF21-1SB0 | 1 | UN | 1 | 60 | X | D | N | N | 85015100 | 1 |  | 3.402 | KG | 1061.3 | 1061.3 | MC05 | MC05 | SIMOTICS S Synchronous servo motor 1FK7 High Dynamic, DC link 300V 1, 3 Nm, 100K, 3000 rpm Naturally cooled IM B5 (V1, V3) power/signal connectors Connector can be rotated by 270Â° RESOLVER MULTI-POLE (RESOLVER P=3); SHAFT WITH FITTED KEY, TOLERANCE N; WITH HOLDING BRAKE DEGREE OF PROTECTION IP64 | - | 0 | 0
1FK7033-7AF21-1SB2 |  | 1FK7033-7AF21-1SB2 | 1 | UN | 1 | 60 | X | D | N | N | 85015100 | 1 |  | 3.402 | KG | 1137.27 | 1137.27 | MC05 | MC05 | SIMOTICS S Synchronous servo motor 1FK7 High Dynamic, DC link 300V 1, 3 Nm, 100K, 3000 rpm Naturally cooled IM B5 (V1, V3) power/signal connectors Connector can be rotated by 270Â° RESOLVER MULTI-POLE (RESOLVER P=3); SHAFT WITH FITTED KEY, TOLERANCE N; WITH HOLDING BRAKE DEGREE OF PROTECTION IP65 FLANGE ON DRIVE END IP67 | - | 0 | 0
1FK7033-7AF21-1SB3 |  | 1FK7033-7AF21-1SB3 | 1 | UN | 1 | 60 | X | D | N | N | 85015100 | 1 |  | 3.402 | KG | 1098.11 | 1098.11 | MC05 | MC05 | SIMOTICS S Synchronous servo motor 1FK7 High Dynamic, DC link 300V 1, 3 Nm, 100K, 3000 rpm Naturally cooled IM B5 (V1, V3) power/signal connectors Connector can be rotated by 270Â° RESOLVER MULTI-POLE (RESOLVER P=3); SHAFT WITH FITTED KEY, TOLERANCE N; WITH HOLDING BRAKE DEGREE OF PROTECTION IP64; PAINT FINISH RAL7016 | - | 0 | 0
1FK7033-7AF21-1SB5 |  | 1FK7033-7AF21-1SB5 | 1 | UN | 1 | 60 | X | D | N | N | 85015100 | 1 |  | 3.402 | KG | 1174.06 | 1174.06 | MC05 | MC05 | SIMOTICS S Synchronous servo motor 1FK7 High Dynamic, DC link 300V 1, 3 Nm, 100K, 3000 rpm Naturally cooled IM B5 (V1, V3) power/signal connectors Connector can be rotated by 270Â° RESOLVER MULTI-POLE (RESOLVER P=3); SHAFT WITH FITTED KEY, TOLERANCE N; WITH HOLDING BRAKE DEGREE OF PROTECTION IP65 AS FLANGE IP67; PAINT FINISH RAL7016 | - | 0 | 0
1FK7033-7AF21-1SB8 |  | 1FK7033-7AF21-1SB8 | 1 | UN | 1 | 60 | X | D | N | N | 85015100 | 1 |  | 3.402 | KG | 1255.27 | 1255.27 | MC05 | MC05 | SIMOTICS S Synchronous servo motor 1FK7 High Dynamic, DC link 300V 1, 3 Nm, 100K, 3000 rpm Naturally cooled IM B5 (V1, V3) power/signal connectors Connector can be rotated by 270Â° RESOLVER MULTI-POLE (RESOLVER P=3); SHAFT WITH FITTED KEY, TOLERANCE N; WITH HOLDING BRAKE DEGREE OF PROTECTION IP65 IP67 D-END FLANGE; RAL7016 COATING; METALLIC RATING PLATE AT MOTOR | - | 0 | 0
1FK7033-7AF21-1SG0 |  | 1FK7033-7AF21-1SG0 | 1 | UN | 1 | 60 | X | D | N | N | 85015100 | 1 |  | 3.103 | KG | 813.48 | 813.48 | MC05 | MC05 | SIMOTICS S Synchronous servo motor 1FK7 High Dynamic, DC link 300V 1, 3 Nm, 100K, 3000 rpm Naturally cooled IM B5 (V1, V3) power/signal connectors Connector can be rotated by 270Â° RESOLVER MULTI-POLE (RESOLVER P=3); PLAIN SHAFT, TOLERANCE N; W/O HOLDING BRAKE DEGREE OF PROTECTION IP64 | - | 0 | 0
1FK7033-7AF21-1SG2 |  | 1FK7033-7AF21-1SG2 | 1 | UN | 1 | 60 | X | D | N | N | 85015100 | 1 |  | 3.103 | KG | 889.45 | 889.45 | MC05 | MC05 | SIMOTICS S Synchronous servo motor 1FK7 High Dynamic, DC link 300V 1, 3 Nm, 100K, 3000 rpm Naturally cooled IM B5 (V1, V3) power/signal connectors Connector can be rotated by 270Â° RESOLVER MULTI-POLE (RESOLVER P=3); PLAIN SHAFT, TOLERANCE N; W/O HOLDING BRAKE DEGREE OF PROTECTION IP65 FLANGE ON DRIVE END IP67 | - | 0 | 0
1FK7033-7AF21-1SG3 |  | 1FK7033-7AF21-1SG3 | 1 | UN | 1 | 60 | X | D | N | N | 85015100 | 1 |  | 3.103 | KG | 850.29 | 850.29 | MC05 | MC05 | SIMOTICS S Synchronous servo motor 1FK7 High Dynamic, DC link 300V 1, 3 Nm, 100K, 3000 rpm Naturally cooled IM B5 (V1, V3) power/signal connectors Connector can be rotated by 270Â° RESOLVER MULTI-POLE (RESOLVER P=3); PLAIN SHAFT, TOLERANCE N; W/O HOLDING BRAKE DEGREE OF PROTECTION IP64; PAINT FINISH RAL7016 | - | 0 | 0
1FK7033-7AF21-1SG5 |  | 1FK7033-7AF21-1SG5 | 1 | UN | 1 | 60 | X | D | N | N | 85015100 | 1 |  | 3.103 | KG | 926.24 | 926.24 | MC05 | MC05 | SIMOTICS S Synchronous servo motor 1FK7 High Dynamic, DC link 300V 1, 3 Nm, 100K, 3000 rpm Naturally cooled IM B5 (V1, V3) power/signal connectors Connector can be rotated by 270Â° RESOLVER MULTI-POLE (RESOLVER P=3); PLAIN SHAFT, TOLERANCE N; W/O HOLDING BRAKE DEGREE OF PROTECTION IP65 AS FLANGE IP67; PAINT FINISH RAL7016 | - | 0 | 0
1FK7033-7AF21-1SG8 |  | 1FK7033-7AF21-1SG8 | 1 | UN | 1 | 60 | X | D | N | N | 85015100 | 1 |  | 3.103 | KG | 1007.45 | 1007.45 | MC05 | MC05 | SIMOTICS S Synchronous servo motor 1FK7 High Dynamic, DC link 300V 1, 3 Nm, 100K, 3000 rpm Naturally cooled IM B5 (V1, V3) power/signal connectors Connector can be rotated by 270Â° RESOLVER MULTI-POLE (RESOLVER P=3); PLAIN SHAFT, TOLERANCE N; W/O HOLDING BRAKE DEGREE OF PROTECTION IP65 IP67 D-END FLANGE; RAL7016 COATING; METALLIC RATING PLATE AT MOTOR | - | 0 | 0
1FK7033-7AF21-1SH0 |  | 1FK7033-7AF21-1SH0 | 1 | UN | 1 | 60 | X | D | N | N | 85015100 | 1 |  | 3.402 | KG | 989.31 | 989.31 | MC05 | MC05 | SIMOTICS S Synchronous servo motor 1FK7 High Dynamic, DC link 300V 1, 3 Nm, 100K, 3000 rpm Naturally cooled IM B5 (V1, V3) power/signal connectors Connector can be rotated by 270Â° RESOLVER MULTI-POLE (RESOLVER P=3); PLAIN SHAFT, TOLERANCE N; WITH HOLDING BRAKE DEGREE OF PROTECTION IP64 | - | 0 | 0
1FK7033-7AF21-1SH2 |  | 1FK7033-7AF21-1SH2 | 1 | UN | 1 | 60 | X | D | N | N | 85015100 | 1 |  | 3.402 | KG | 1065.28 | 1065.28 | MC05 | MC05 | SIMOTICS S Synchronous servo motor 1FK7 High Dynamic, DC link 300V 1, 3 Nm, 100K, 3000 rpm Naturally cooled IM B5 (V1, V3) power/signal connectors Connector can be rotated by 270Â° RESOLVER MULTI-POLE (RESOLVER P=3); PLAIN SHAFT, TOLERANCE N; WITH HOLDING BRAKE DEGREE OF PROTECTION IP65 FLANGE ON DRIVE END IP67 | - | 0 | 0
1FK7033-7AF21-1SH3 |  | 1FK7033-7AF21-1SH3 | 1 | UN | 1 | 60 | X | D | N | N | 85015100 | 1 |  | 3.402 | KG | 1026.12 | 1026.12 | MC05 | MC05 | SIMOTICS S Synchronous servo motor 1FK7 High Dynamic, DC link 300V 1, 3 Nm, 100K, 3000 rpm Naturally cooled IM B5 (V1, V3) power/signal connectors Connector can be rotated by 270Â° RESOLVER MULTI-POLE (RESOLVER P=3); PLAIN SHAFT, TOLERANCE N; WITH HOLDING BRAKE DEGREE OF PROTECTION IP64; PAINT FINISH RAL7016 | - | 0 | 0
1FK7033-7AF21-1SH5 |  | 1FK7033-7AF21-1SH5 | 1 | UN | 1 | 60 | X | D | N | N | 85015100 | 1 |  | 3.402 | KG | 1102.07 | 1102.07 | MC05 | MC05 | SIMOTICS S Synchronous servo motor 1FK7 High Dynamic, DC link 300V 1, 3 Nm, 100K, 3000 rpm Naturally cooled IM B5 (V1, V3) power/signal connectors Connector can be rotated by 270Â° RESOLVER MULTI-POLE (RESOLVER P=3); PLAIN SHAFT, TOLERANCE N; WITH HOLDING BRAKE DEGREE OF PROTECTION IP65 AS FLANGE IP67; PAINT FINISH RAL7016 | - | 0 | 0
1FK7033-7AF21-1SH8 |  | 1FK7033-7AF21-1SH8 | 1 | UN | 1 | 60 | X | D | N | N | 85015100 | 1 |  | 3.402 | KG | 1183.28 | 1183.28 | MC05 | MC05 | SIMOTICS S Synchronous servo motor 1FK7 High Dynamic, DC link 300V 1, 3 Nm, 100K, 3000 rpm Naturally cooled IM B5 (V1, V3) power/signal connectors Connector can be rotated by 270Â° RESOLVER MULTI-POLE (RESOLVER P=3); PLAIN SHAFT, TOLERANCE N; WITH HOLDING BRAKE DEGREE OF PROTECTION IP65 IP67 D-END FLANGE; RAL7016 COATING; METALLIC RATING PLATE AT MOTOR | - | 0 | 0
1FK7033-7AF21-1TA0 |  | 1FK7033-7AF21-1TA0 | 1 | UN | 1 | 60 | X | D | N | N | 85015100 | 1 |  | 3.103 | KG | 883.53 | 883.53 | MC05 | MC05 | SIMOTICS S Synchronous servo motor 1FK7 High Dynamic, DC link 300V 1, 3 Nm, 100K, 3000 rpm Naturally cooled IM B5 (V1, V3) power/signal connectors Connector can be rotated by 270Â° RESOLVER 2-POLE (RESOLVER P=1); SHAFT WITH FITTED KEY, TOLERANCE N; W/O HOLDING BRAKE DEGREE OF PROTECTION IP64 | - | 0 | 0
1FK7033-7AF21-1TA2 |  | 1FK7033-7AF21-1TA2 | 1 | UN | 1 | 60 | X | D | N | N | 85015100 | 1 |  | 3.103 | KG | 959.5 | 959.5 | MC05 | MC05 | SIMOTICS S Synchronous servo motor 1FK7 High Dynamic, DC link 300V 1, 3 Nm, 100K, 3000 rpm Naturally cooled IM B5 (V1, V3) power/signal connectors Connector can be rotated by 270Â° RESOLVER 2-POLE (RESOLVER P=1); SHAFT WITH FITTED KEY, TOLERANCE N; W/O HOLDING BRAKE DEGREE OF PROTECTION IP65 FLANGE ON DRIVE END IP67 | - | 0 | 0
1FK7033-7AF21-1TA3 |  | 1FK7033-7AF21-1TA3 | 1 | UN | 1 | 60 | X | D | N | N | 85015100 | 1 |  | 3.103 | KG | 920.34 | 920.34 | MC05 | MC05 | SIMOTICS S Synchronous servo motor 1FK7 High Dynamic, DC link 300V 1, 3 Nm, 100K, 3000 rpm Naturally cooled IM B5 (V1, V3) power/signal connectors Connector can be rotated by 270Â° RESOLVER 2-POLE (RESOLVER P=1); SHAFT WITH FITTED KEY, TOLERANCE N; W/O HOLDING BRAKE DEGREE OF PROTECTION IP64; PAINT FINISH RAL7016 | - | 0 | 0
1FK7033-7AF21-1TA5 |  | 1FK7033-7AF21-1TA5 | 1 | UN | 1 | 60 | X | D | N | N | 85015100 | 1 |  | 3.103 | KG | 996.29 | 996.29 | MC05 | MC05 | SIMOTICS S Synchronous servo motor 1FK7 High Dynamic, DC link 300V 1, 3 Nm, 100K, 3000 rpm Naturally cooled IM B5 (V1, V3) power/signal connectors Connector can be rotated by 270Â° RESOLVER 2-POLE (RESOLVER P=1); SHAFT WITH FITTED KEY, TOLERANCE N; W/O HOLDING BRAKE DEGREE OF PROTECTION IP65 AS FLANGE IP67; PAINT FINISH RAL7016 | - | 0 | 0
1FK7033-7AF21-1TA8 |  | 1FK7033-7AF21-1TA8 | 1 | UN | 1 | 60 | X | D | N | N | 85015100 | 1 |  | 3.103 | KG | 1077.5 | 1077.5 | MC05 | MC05 | SIMOTICS S Synchronous servo motor 1FK7 High Dynamic, DC link 300V 1, 3 Nm, 100K, 3000 rpm Naturally cooled IM B5 (V1, V3) power/signal connectors Connector can be rotated by 270Â° RESOLVER 2-POLE (RESOLVER P=1); SHAFT WITH FITTED KEY, TOLERANCE N; W/O HOLDING BRAKE DEGREE OF PROTECTION IP65 IP67 D-END FLANGE; RAL7016 COATING; METALLIC RATING PLATE AT MOTOR | - | 0 | 0
1FK7033-7AF21-1TB0 |  | 1FK7033-7AF21-1TB0 | 1 | UN | 1 | 60 | X | D | N | N | 85015100 | 1 |  | 3.402 | KG | 1061.3 | 1061.3 | MC05 | MC05 | SIMOTICS S Synchronous servo motor 1FK7 High Dynamic, DC link 300V 1, 3 Nm, 100K, 3000 rpm Naturally cooled IM B5 (V1, V3) power/signal connectors Connector can be rotated by 270Â° RESOLVER 2-POLE (RESOLVER P=1); SHAFT WITH FITTED KEY, TOLERANCE N; WITH HOLDING BRAKE DEGREE OF PROTECTION IP64 | - | 0 | 0
1FK7033-7AF21-1TB2 |  | 1FK7033-7AF21-1TB2 | 1 | UN | 1 | 60 | X | D | N | N | 85015100 | 1 |  | 3.402 | KG | 1137.27 | 1137.27 | MC05 | MC05 | SIMOTICS S Synchronous servo motor 1FK7 High Dynamic, DC link 300V 1, 3 Nm, 100K, 3000 rpm Naturally cooled IM B5 (V1, V3) power/signal connectors Connector can be rotated by 270Â° RESOLVER 2-POLE (RESOLVER P=1); SHAFT WITH FITTED KEY, TOLERANCE N; WITH HOLDING BRAKE DEGREE OF PROTECTION IP65 FLANGE ON DRIVE END IP67 | - | 0 | 0
1FK7033-7AF21-1TB3 |  | 1FK7033-7AF21-1TB3 | 1 | UN | 1 | 60 | X | D | N | N | 85015100 | 1 |  | 3.402 | KG | 1098.11 | 1098.11 | MC05 | MC05 | SIMOTICS S Synchronous servo motor 1FK7 High Dynamic, DC link 300V 1, 3 Nm, 100K, 3000 rpm Naturally cooled IM B5 (V1, V3) power/signal connectors Connector can be rotated by 270Â° RESOLVER 2-POLE (RESOLVER P=1); SHAFT WITH FITTED KEY, TOLERANCE N; WITH HOLDING BRAKE DEGREE OF PROTECTION IP64; PAINT FINISH RAL7016 | - | 0 | 0
1FK7033-7AF21-1TB5 |  | 1FK7033-7AF21-1TB5 | 1 | UN | 1 | 60 | X | D | N | N | 85015100 | 1 |  | 3.402 | KG | 1174.06 | 1174.06 | MC05 | MC05 | SIMOTICS S Synchronous servo motor 1FK7 High Dynamic, DC link 300V 1, 3 Nm, 100K, 3000 rpm Naturally cooled IM B5 (V1, V3) power/signal connectors Connector can be rotated by 270Â° RESOLVER 2-POLE (RESOLVER P=1); SHAFT WITH FITTED KEY, TOLERANCE N; WITH HOLDING BRAKE DEGREE OF PROTECTION IP65 AS FLANGE IP67; PAINT FINISH RAL7016 | - | 0 | 0
1FK7033-7AF21-1TB8 |  | 1FK7033-7AF21-1TB8 | 1 | UN | 1 | 60 | X | D | N | N | 85015100 | 1 |  | 3.402 | KG | 1255.27 | 1255.27 | MC05 | MC05 | SIMOTICS S Synchronous servo motor 1FK7 High Dynamic, DC link 300V 1, 3 Nm, 100K, 3000 rpm Naturally cooled IM B5 (V1, V3) power/signal connectors Connector can be rotated by 270Â° RESOLVER 2-POLE (RESOLVER P=1); SHAFT WITH FITTED KEY, TOLERANCE N; WITH HOLDING BRAKE DEGREE OF PROTECTION IP65 IP67 D-END FLANGE; RAL7016 COATING; METALLIC RATING PLATE AT MOTOR | - | 0 | 0
1FK7033-7AF21-1TG0 |  | 1FK7033-7AF21-1TG0 | 1 | UN | 1 | 60 | X | D | N | N | 85015100 | 1 |  | 3.103 | KG | 813.48 | 813.48 | MC05 | MC05 | SIMOTICS S Synchronous servo motor 1FK7 High Dynamic, DC link 300V 1, 3 Nm, 100K, 3000 rpm Naturally cooled IM B5 (V1, V3) power/signal connectors Connector can be rotated by 270Â° RESOLVER 2-POLE (RESOLVER P=1); PLAIN SHAFT, TOLERANCE N; W/O HOLDING BRAKE DEGREE OF PROTECTION IP64 | - | 0 | 0
1FK7033-7AF21-1TG2 |  | 1FK7033-7AF21-1TG2 | 1 | UN | 1 | 60 | X | D | N | N | 85015100 | 1 |  | 3.103 | KG | 889.45 | 889.45 | MC05 | MC05 | SIMOTICS S Synchronous servo motor 1FK7 High Dynamic, DC link 300V 1, 3 Nm, 100K, 3000 rpm Naturally cooled IM B5 (V1, V3) power/signal connectors Connector can be rotated by 270Â° RESOLVER 2-POLE (RESOLVER P=1); PLAIN SHAFT, TOLERANCE N; W/O HOLDING BRAKE DEGREE OF PROTECTION IP65 FLANGE ON DRIVE END IP67 | - | 0 | 0
1FK7033-7AF21-1TG3 |  | 1FK7033-7AF21-1TG3 | 1 | UN | 1 | 60 | X | D | N | N | 85015100 | 1 |  | 3.103 | KG | 850.29 | 850.29 | MC05 | MC05 | SIMOTICS S Synchronous servo motor 1FK7 High Dynamic, DC link 300V 1, 3 Nm, 100K, 3000 rpm Naturally cooled IM B5 (V1, V3) power/signal connectors Connector can be rotated by 270Â° RESOLVER 2-POLE (RESOLVER P=1); PLAIN SHAFT, TOLERANCE N; W/O HOLDING BRAKE DEGREE OF PROTECTION IP64; PAINT FINISH RAL7016 | - | 0 | 0
1FK7033-7AF21-1TG5 |  | 1FK7033-7AF21-1TG5 | 1 | UN | 1 | 60 | X | D | N | N | 85015100 | 1 |  | 3.103 | KG | 926.24 | 926.24 | MC05 | MC05 | SIMOTICS S Synchronous servo motor 1FK7 High Dynamic, DC link 300V 1, 3 Nm, 100K, 3000 rpm Naturally cooled IM B5 (V1, V3) power/signal connectors Connector can be rotated by 270Â° RESOLVER 2-POLE (RESOLVER P=1); PLAIN SHAFT, TOLERANCE N; W/O HOLDING BRAKE DEGREE OF PROTECTION IP65 AS FLANGE IP67; PAINT FINISH RAL7016 | - | 0 | 0
1FK7033-7AF21-1TG8 |  | 1FK7033-7AF21-1TG8 | 1 | UN | 1 | 60 | X | D | N | N | 85015100 | 1 |  | 3.103 | KG | 1007.45 | 1007.45 | MC05 | MC05 | SIMOTICS S Synchronous servo motor 1FK7 High Dynamic, DC link 300V 1, 3 Nm, 100K, 3000 rpm Naturally cooled IM B5 (V1, V3) power/signal connectors Connector can be rotated by 270Â° RESOLVER 2-POLE (RESOLVER P=1); PLAIN SHAFT, TOLERANCE N; W/O HOLDING BRAKE DEGREE OF PROTECTION IP65 IP67 D-END FLANGE; RAL7016 COATING; METALLIC RATING PLATE AT MOTOR | - | 0 | 0
1FK7033-7AF21-1TH0 |  | 1FK7033-7AF21-1TH0 | 1 | UN | 1 | 60 | X | D | N | N | 85015100 | 1 |  | 3.402 | KG | 989.31 | 989.31 | MC05 | MC05 | SIMOTICS S Synchronous servo motor 1FK7 High Dynamic, DC link 300V 1, 3 Nm, 100K, 3000 rpm Naturally cooled IM B5 (V1, V3) power/signal connectors Connector can be rotated by 270Â° RESOLVER 2-POLE (RESOLVER P=1); PLAIN SHAFT, TOLERANCE N; WITH HOLDING BRAKE DEGREE OF PROTECTION IP64 | - | 0 | 0
1FK7033-7AF21-1TH2 |  | 1FK7033-7AF21-1TH2 | 1 | UN | 1 | 60 | X | D | N | N | 85015100 | 1 |  | 3.402 | KG | 1065.28 | 1065.28 | MC05 | MC05 | SIMOTICS S Synchronous servo motor 1FK7 High Dynamic, DC link 300V 1, 3 Nm, 100K, 3000 rpm Naturally cooled IM B5 (V1, V3) power/signal connectors Connector can be rotated by 270Â° RESOLVER 2-POLE (RESOLVER P=1); PLAIN SHAFT, TOLERANCE N; WITH HOLDING BRAKE DEGREE OF PROTECTION IP65 FLANGE ON DRIVE END IP67 | - | 0 | 0
1FK7033-7AF21-1TH3 |  | 1FK7033-7AF21-1TH3 | 1 | UN | 1 | 60 | X | D | N | N | 85015100 | 1 |  | 3.402 | KG | 1026.12 | 1026.12 | MC05 | MC05 | SIMOTICS S Synchronous servo motor 1FK7 High Dynamic, DC link 300V 1, 3 Nm, 100K, 3000 rpm Naturally cooled IM B5 (V1, V3) power/signal connectors Connector can be rotated by 270Â° RESOLVER 2-POLE (RESOLVER P=1); PLAIN SHAFT, TOLERANCE N; WITH HOLDING BRAKE DEGREE OF PROTECTION IP64; PAINT FINISH RAL7016 | - | 0 | 0
1FK7033-7AF21-1TH5 |  | 1FK7033-7AF21-1TH5 | 1 | UN | 1 | 60 | X | D | N | N | 85015100 | 1 |  | 3.402 | KG | 1102.07 | 1102.07 | MC05 | MC05 | SIMOTICS S Synchronous servo motor 1FK7 High Dynamic, DC link 300V 1, 3 Nm, 100K, 3000 rpm Naturally cooled IM B5 (V1, V3) power/signal connectors Connector can be rotated by 270Â° RESOLVER 2-POLE (RESOLVER P=1); PLAIN SHAFT, TOLERANCE N; WITH HOLDING BRAKE DEGREE OF PROTECTION IP65 AS FLANGE IP67; PAINT FINISH RAL7016 | - | 0 | 0
1FK7033-7AF21-1TH8 |  | 1FK7033-7AF21-1TH8 | 1 | UN | 1 | 60 | X | D | N | N | 85015100 | 1 |  | 3.402 | KG | 1183.28 | 1183.28 | MC05 | MC05 | SIMOTICS S Synchronous servo motor 1FK7 High Dynamic, DC link 300V 1, 3 Nm, 100K, 3000 rpm Naturally cooled IM B5 (V1, V3) power/signal connectors Connector can be rotated by 270Â° RESOLVER 2-POLE (RESOLVER P=1); PLAIN SHAFT, TOLERANCE N; WITH HOLDING BRAKE DEGREE OF PROTECTION IP65 IP67 D-END FLANGE; RAL7016 COATING; METALLIC RATING PLATE AT MOTOR | - | 0 | 0
1FK7033-7AF21-1UA0 |  | 1FK7033-7AF21-1UA0 | 1 | UN | 1 | 60 | X | D | N | N | 85015100 | 1 |  | 3.103 | KG | 1055.94 | 1055.94 | MC05 | MC05 | SIMOTICS S Synchronous servo motor 1FK7 High Dynamic, DC link 300V 1, 3 Nm, 100K, 3000 rpm Naturally cooled IM B5 (V1, V3) power/signal connectors Connector can be rotated by 270Â° RESOLVER MULTI-POLE (RESOLVER P=3); WITH DRIVE-CLIQ INTERFACE; SHAFT WITH FITTED KEY, TOLERANCE N; W/O HOLDING BRAKE DEGREE OF PROTECTION IP64 | - | 0 | 0
1FK7033-7AF21-1UA2 |  | 1FK7033-7AF21-1UA2 | 1 | UN | 1 | 60 | X | D | N | N | 85015100 | 1 |  | 3.103 | KG | 1131.91 | 1131.91 | MC05 | MC05 | SIMOTICS S Synchronous servo motor 1FK7 High Dynamic, DC link 300V 1, 3 Nm, 100K, 3000 rpm Naturally cooled IM B5 (V1, V3) power/signal connectors Connector can be rotated by 270Â° RESOLVER MULTI-POLE (RESOLVER P=3); WITH DRIVE-CLIQ INTERFACE; SHAFT WITH FITTED KEY, TOLERANCE N; W/O HOLDING BRAKE DEGREE OF PROTECTION IP65 FLANGE ON DRIVE END IP67 | - | 0 | 0
1FK7033-7AF21-1UA3 |  | 1FK7033-7AF21-1UA3 | 1 | UN | 1 | 60 | X | D | N | N | 85015100 | 1 |  | 3.103 | KG | 1092.75 | 1092.75 | MC05 | MC05 | SIMOTICS S Synchronous servo motor 1FK7 High Dynamic, DC link 300V 1, 3 Nm, 100K, 3000 rpm Naturally cooled IM B5 (V1, V3) power/signal connectors Connector can be rotated by 270Â° RESOLVER MULTI-POLE (RESOLVER P=3); WITH DRIVE-CLIQ INTERFACE; SHAFT WITH FITTED KEY, TOLERANCE N; W/O HOLDING BRAKE DEGREE OF PROTECTION IP64; PAINT FINISH RAL7016 | - | 0 | 0
1FK7033-7AF21-1UA5 |  | 1FK7033-7AF21-1UA5 | 1 | UN | 1 | 60 | X | D | N | N | 85015100 | 1 |  | 3.103 | KG | 1168.7 | 1168.7 | MC05 | MC05 | SIMOTICS S Synchronous servo motor 1FK7 High Dynamic, DC link 300V 1, 3 Nm, 100K, 3000 rpm Naturally cooled IM B5 (V1, V3) power/signal connectors Connector can be rotated by 270Â° RESOLVER MULTI-POLE (RESOLVER P=3); WITH DRIVE-CLIQ INTERFACE; SHAFT WITH FITTED KEY, TOLERANCE N; W/O HOLDING BRAKE DEGREE OF PROTECTION IP65 AS FLANGE IP67; PAINT FINISH RAL7016 | - | 0 | 0
1FK7033-7AF21-1UA8 |  | 1FK7033-7AF21-1UA8 | 1 | UN | 1 | 60 | X | D | N | N | 85015100 | 1 |  | 3.103 | KG | 1249.91 | 1249.91 | MC05 | MC05 | SIMOTICS S Synchronous servo motor 1FK7 High Dynamic, DC link 300V 1, 3 Nm, 100K, 3000 rpm Naturally cooled IM B5 (V1, V3) power/signal connectors Connector can be rotated by 270Â° RESOLVER MULTI-POLE (RESOLVER P=3); WITH DRIVE-CLIQ INTERFACE; SHAFT WITH FITTED KEY, TOLERANCE N; W/O HOLDING BRAKE DEGREE OF PROTECTION IP65 IP67 D-END FLANGE; RAL7016 COATING; METALLIC RATING PLATE AT MOTOR | - | 0 | 0
1FK7033-7AF21-1UB0 |  | 1FK7033-7AF21-1UB0 | 1 | UN | 1 | 60 | X | D | N | N | 85015100 | 1 |  | 3.402 | KG | 1233.71 | 1233.71 | MC05 | MC05 | SIMOTICS S Synchronous servo motor 1FK7 High Dynamic, DC link 300V 1, 3 Nm, 100K, 3000 rpm Naturally cooled IM B5 (V1, V3) power/signal connectors Connector can be rotated by 270Â° RESOLVER MULTI-POLE (RESOLVER P=3); WITH DRIVE-CLIQ INTERFACE; SHAFT WITH FITTED KEY, TOLERANCE N; WITH HOLDING BRAKE DEGREE OF PROTECTION IP64 | - | 0 | 0
1FK7033-7AF21-1UB2 |  | 1FK7033-7AF21-1UB2 | 1 | UN | 1 | 60 | X | D | N | N | 85015100 | 1 |  | 3.402 | KG | 1309.68 | 1309.68 | MC05 | MC05 | SIMOTICS S Synchronous servo motor 1FK7 High Dynamic, DC link 300V 1, 3 Nm, 100K, 3000 rpm Naturally cooled IM B5 (V1, V3) power/signal connectors Connector can be rotated by 270Â° RESOLVER MULTI-POLE (RESOLVER P=3); WITH DRIVE-CLIQ INTERFACE; SHAFT WITH FITTED KEY, TOLERANCE N; WITH HOLDING BRAKE DEGREE OF PROTECTION IP65 FLANGE ON DRIVE END IP67 | - | 0 | 0
1FK7033-7AF21-1UB3 |  | 1FK7033-7AF21-1UB3 | 1 | UN | 1 | 60 | X | D | N | N | 85015100 | 1 |  | 3.402 | KG | 1270.52 | 1270.52 | MC05 | MC05 | SIMOTICS S Synchronous servo motor 1FK7 High Dynamic, DC link 300V 1, 3 Nm, 100K, 3000 rpm Naturally cooled IM B5 (V1, V3) power/signal connectors Connector can be rotated by 270Â° RESOLVER MULTI-POLE (RESOLVER P=3); WITH DRIVE-CLIQ INTERFACE; SHAFT WITH FITTED KEY, TOLERANCE N; WITH HOLDING BRAKE DEGREE OF PROTECTION IP64; PAINT FINISH RAL7016 | - | 0 | 0
1FK7033-7AF21-1UB5 |  | 1FK7033-7AF21-1UB5 | 1 | UN | 1 | 60 | X | D | N | N | 85015100 | 1 |  | 3.402 | KG | 1346.47 | 1346.47 | MC05 | MC05 | SIMOTICS S Synchronous servo motor 1FK7 High Dynamic, DC link 300V 1, 3 Nm, 100K, 3000 rpm Naturally cooled IM B5 (V1, V3) power/signal connectors Connector can be rotated by 270Â° RESOLVER MULTI-POLE (RESOLVER P=3); WITH DRIVE-CLIQ INTERFACE; SHAFT WITH FITTED KEY, TOLERANCE N; WITH HOLDING BRAKE DEGREE OF PROTECTION IP65 AS FLANGE IP67; PAINT FINISH RAL7016 | - | 0 | 0
1FK7033-7AF21-1UB8 |  | 1FK7033-7AF21-1UB8 | 1 | UN | 1 | 60 | X | D | N | N | 85015100 | 1 |  | 3.402 | KG | 1427.68 | 1427.68 | MC05 | MC05 | SIMOTICS S Synchronous servo motor 1FK7 High Dynamic, DC link 300V 1, 3 Nm, 100K, 3000 rpm Naturally cooled IM B5 (V1, V3) power/signal connectors Connector can be rotated by 270Â° RESOLVER MULTI-POLE (RESOLVER P=3); WITH DRIVE-CLIQ INTERFACE; SHAFT WITH FITTED KEY, TOLERANCE N; WITH HOLDING BRAKE DEGREE OF PROTECTION IP65 IP67 D-END FLANGE; RAL7016 COATING; METALLIC RATING PLATE AT MOTOR | - | 0 | 0
1FK7033-7AF21-1UG0 |  | 1FK7033-7AF21-1UG0 | 1 | UN | 1 | 60 | X | D | N | N | 85015100 | 1 |  | 3.103 | KG | 985.89 | 985.89 | MC05 | MC05 | SIMOTICS S Synchronous servo motor 1FK7 High Dynamic, DC link 300V 1, 3 Nm, 100K, 3000 rpm Naturally cooled IM B5 (V1, V3) power/signal connectors Connector can be rotated by 270Â° RESOLVER MULTI-POLE (RESOLVER P=3); WITH DRIVE-CLIQ INTERFACE; PLAIN SHAFT, TOLERANCE N; W/O HOLDING BRAKE DEGREE OF PROTECTION IP64 | - | 0 | 0
1FK7033-7AF21-1UG2 |  | 1FK7033-7AF21-1UG2 | 1 | UN | 1 | 60 | X | D | N | N | 85015100 | 1 |  | 3.103 | KG | 1061.86 | 1061.86 | MC05 | MC05 | SIMOTICS S Synchronous servo motor 1FK7 High Dynamic, DC link 300V 1, 3 Nm, 100K, 3000 rpm Naturally cooled IM B5 (V1, V3) power/signal connectors Connector can be rotated by 270Â° RESOLVER MULTI-POLE (RESOLVER P=3); WITH DRIVE-CLIQ INTERFACE; PLAIN SHAFT, TOLERANCE N; W/O HOLDING BRAKE DEGREE OF PROTECTION IP65 FLANGE ON DRIVE END IP67 | - | 0 | 0
1FK7033-7AF21-1UG3 |  | 1FK7033-7AF21-1UG3 | 1 | UN | 1 | 60 | X | D | N | N | 85015100 | 1 |  | 3.103 | KG | 1022.7 | 1022.7 | MC05 | MC05 | SIMOTICS S Synchronous servo motor 1FK7 High Dynamic, DC link 300V 1, 3 Nm, 100K, 3000 rpm Naturally cooled IM B5 (V1, V3) power/signal connectors Connector can be rotated by 270Â° RESOLVER MULTI-POLE (RESOLVER P=3); WITH DRIVE-CLIQ INTERFACE; PLAIN SHAFT, TOLERANCE N; W/O HOLDING BRAKE DEGREE OF PROTECTION IP64; PAINT FINISH RAL7016 | - | 0 | 0
1FK7033-7AF21-1UG5 |  | 1FK7033-7AF21-1UG5 | 1 | UN | 1 | 60 | X | D | N | N | 85015100 | 1 |  | 3.103 | KG | 1098.65 | 1098.65 | MC05 | MC05 | SIMOTICS S Synchronous servo motor 1FK7 High Dynamic, DC link 300V 1, 3 Nm, 100K, 3000 rpm Naturally cooled IM B5 (V1, V3) power/signal connectors Connector can be rotated by 270Â° RESOLVER MULTI-POLE (RESOLVER P=3); WITH DRIVE-CLIQ INTERFACE; PLAIN SHAFT, TOLERANCE N; W/O HOLDING BRAKE DEGREE OF PROTECTION IP65 AS FLANGE IP67; PAINT FINISH RAL7016 | - | 0 | 0
1FK7033-7AF21-1UG8 |  | 1FK7033-7AF21-1UG8 | 1 | UN | 1 | 60 | X | D | N | N | 85015100 | 1 |  | 3.103 | KG | 1179.86 | 1179.86 | MC05 | MC05 | SIMOTICS S Synchronous servo motor 1FK7 High Dynamic, DC link 300V 1, 3 Nm, 100K, 3000 rpm Naturally cooled IM B5 (V1, V3) power/signal connectors Connector can be rotated by 270Â° RESOLVER MULTI-POLE (RESOLVER P=3); WITH DRIVE-CLIQ INTERFACE; PLAIN SHAFT, TOLERANCE N; W/O HOLDING BRAKE DEGREE OF PROTECTION IP65 IP67 D-END FLANGE; RAL7016 COATING; METALLIC RATING PLATE AT MOTOR | - | 0 | 0
1FK7033-7AF21-1UH0 |  | 1FK7033-7AF21-1UH0 | 1 | UN | 1 | 60 | X | D | N | N | 85015100 | 1 |  | 3.402 | KG | 1161.72 | 1161.72 | MC05 | MC05 | SIMOTICS S Synchronous servo motor 1FK7 High Dynamic, DC link 300V 1, 3 Nm, 100K, 3000 rpm Naturally cooled IM B5 (V1, V3) power/signal connectors Connector can be rotated by 270Â° RESOLVER MULTI-POLE (RESOLVER P=3); WITH DRIVE-CLIQ INTERFACE; PLAIN SHAFT, TOLERANCE N; WITH HOLDING BRAKE DEGREE OF PROTECTION IP64 | - | 0 | 0
1FK7033-7AF21-1UH2 |  | 1FK7033-7AF21-1UH2 | 1 | UN | 1 | 60 | X | D | N | N | 85015100 | 1 |  | 3.402 | KG | 1237.69 | 1237.69 | MC05 | MC05 | SIMOTICS S Synchronous servo motor 1FK7 High Dynamic, DC link 300V 1, 3 Nm, 100K, 3000 rpm Naturally cooled IM B5 (V1, V3) power/signal connectors Connector can be rotated by 270Â° RESOLVER MULTI-POLE (RESOLVER P=3); WITH DRIVE-CLIQ INTERFACE; PLAIN SHAFT, TOLERANCE N; WITH HOLDING BRAKE DEGREE OF PROTECTION IP65 FLANGE ON DRIVE END IP67 | - | 0 | 0
1FK7033-7AF21-1UH3 |  | 1FK7033-7AF21-1UH3 | 1 | UN | 1 | 60 | X | D | N | N | 85015100 | 1 |  | 3.402 | KG | 1198.53 | 1198.53 | MC05 | MC05 | SIMOTICS S Synchronous servo motor 1FK7 High Dynamic, DC link 300V 1, 3 Nm, 100K, 3000 rpm Naturally cooled IM B5 (V1, V3) power/signal connectors Connector can be rotated by 270Â° RESOLVER MULTI-POLE (RESOLVER P=3); WITH DRIVE-CLIQ INTERFACE; PLAIN SHAFT, TOLERANCE N; WITH HOLDING BRAKE DEGREE OF PROTECTION IP64; PAINT FINISH RAL7016 | - | 0 | 0
1FK7033-7AF21-1UH5 |  | 1FK7033-7AF21-1UH5 | 1 | UN | 1 | 60 | X | D | N | N | 85015100 | 1 |  | 3.402 | KG | 1274.48 | 1274.48 | MC05 | MC05 | SIMOTICS S Synchronous servo motor 1FK7 High Dynamic, DC link 300V 1, 3 Nm, 100K, 3000 rpm Naturally cooled IM B5 (V1, V3) power/signal connectors Connector can be rotated by 270Â° RESOLVER MULTI-POLE (RESOLVER P=3); WITH DRIVE-CLIQ INTERFACE; PLAIN SHAFT, TOLERANCE N; WITH HOLDING BRAKE DEGREE OF PROTECTION IP65 AS FLANGE IP67; PAINT FINISH RAL7016 | - | 0 | 0
1FK7033-7AF21-1UH8 |  | 1FK7033-7AF21-1UH8 | 1 | UN | 1 | 60 | X | D | N | N | 85015100 | 1 |  | 3.402 | KG | 1355.69 | 1355.69 | MC05 | MC05 | SIMOTICS S Synchronous servo motor 1FK7 High Dynamic, DC link 300V 1, 3 Nm, 100K, 3000 rpm Naturally cooled IM B5 (V1, V3) power/signal connectors Connector can be rotated by 270Â° RESOLVER MULTI-POLE (RESOLVER P=3); WITH DRIVE-CLIQ INTERFACE; PLAIN SHAFT, TOLERANCE N; WITH HOLDING BRAKE DEGREE OF PROTECTION IP65 IP67 D-END FLANGE; RAL7016 COATING; METALLIC RATING PLATE AT MOTOR | - | 0 | 0
1FK7033-7AF21-1VA0 |  | 1FK7033-7AF21-1VA0 | 1 | UN | 1 | 60 | X | D | N | N | 85015100 | 1 |  | 3.103 | KG | 1434.87 | 1434.87 | MC05 | MC05 | SIMOTICS S Synchronous servo motor 1FK7 High Dynamic, DC link 300V 1, 3 Nm, 100K, 3000 rpm Naturally cooled IM B5 (V1, V3) power/signal connectors Connector can be rotated by 270Â° BASIC ABSOLUTE ENCODER 16 P/REV (ENCODER A-16) WITH DRIVE-CLIQ INTERFACE; PERFORMANCE REDUCTION BY 10% DUE TO ABSOLUTE ENCODER; SHAFT WITH FITTED KEY, TOLERANCE N; W/O HOLDING BRAKE DEGREE OF PROTECTION IP64 | - | 0 | 0
1FK7033-7AF21-1VA2 |  | 1FK7033-7AF21-1VA2 | 1 | UN | 1 | 60 | X | D | N | N | 85015100 | 1 |  | 3.103 | KG | 1510.84 | 1510.84 | MC05 | MC05 | SIMOTICS S Synchronous servo motor 1FK7 High Dynamic, DC link 300V 1, 3 Nm, 100K, 3000 rpm Naturally cooled IM B5 (V1, V3) power/signal connectors Connector can be rotated by 270Â° BASIC ABSOLUTE ENCODER 16 P/REV (ENCODER A-16) WITH DRIVE-CLIQ INTERFACE; PERFORMANCE REDUCTION BY 10% DUE TO ABSOLUTE ENCODER; SHAFT WITH FITTED KEY, TOLERANCE N; W/O HOLDING BRAKE DEGREE OF PROTECTION IP65 FLANGE ON DRIVE END IP67 | - | 0 | 0
1FK7033-7AF21-1VA3 |  | 1FK7033-7AF21-1VA3 | 1 | UN | 1 | 60 | X | D | N | N | 85015100 | 1 |  | 3.103 | KG | 1471.68 | 1471.68 | MC05 | MC05 | SIMOTICS S Synchronous servo motor 1FK7 High Dynamic, DC link 300V 1, 3 Nm, 100K, 3000 rpm Naturally cooled IM B5 (V1, V3) power/signal connectors Connector can be rotated by 270Â° BASIC ABSOLUTE ENCODER 16 P/REV (ENCODER A-16) WITH DRIVE-CLIQ INTERFACE; PERFORMANCE REDUCTION BY 10% DUE TO ABSOLUTE ENCODER; SHAFT WITH FITTED KEY, TOLERANCE N; W/O HOLDING BRAKE DEGREE OF PROTECTION IP64; PAINT FINISH RAL7016 | - | 0 | 0
1FK7033-7AF21-1VA5 |  | 1FK7033-7AF21-1VA5 | 1 | UN | 1 | 60 | X | D | N | N | 85015100 | 1 |  | 3.103 | KG | 1547.63 | 1547.63 | MC05 | MC05 | SIMOTICS S Synchronous servo motor 1FK7 High Dynamic, DC link 300V 1, 3 Nm, 100K, 3000 rpm Naturally cooled IM B5 (V1, V3) power/signal connectors Connector can be rotated by 270Â° BASIC ABSOLUTE ENCODER 16 P/REV (ENCODER A-16) WITH DRIVE-CLIQ INTERFACE; PERFORMANCE REDUCTION BY 10% DUE TO ABSOLUTE ENCODER; SHAFT WITH FITTED KEY, TOLERANCE N; W/O HOLDING BRAKE DEGREE OF PROTECTION IP65 AS FLANGE IP67; PAINT FINISH RAL7016 | - | 0 | 0
1FK7033-7AF21-1VA8 |  | 1FK7033-7AF21-1VA8 | 1 | UN | 1 | 60 | X | D | N | N | 85015100 | 1 |  | 3.103 | KG | 1628.84 | 1628.84 | MC05 | MC05 | SIMOTICS S Synchronous servo motor 1FK7 High Dynamic, DC link 300V 1, 3 Nm, 100K, 3000 rpm Naturally cooled IM B5 (V1, V3) power/signal connectors Connector can be rotated by 270Â° BASIC ABSOLUTE ENCODER 16 P/REV (ENCODER A-16) WITH DRIVE-CLIQ INTERFACE; PERFORMANCE REDUCTION BY 10% DUE TO ABSOLUTE ENCODER; SHAFT WITH FITTED KEY, TOLERANCE N; W/O HOLDING BRAKE DEGREE OF PROTECTION IP65 IP67 D-END FLANGE; RAL7016 COATING; METALLIC RATING PLATE AT MOTOR | - | 0 | 0
1FK7033-7AF21-1VB0 |  | 1FK7033-7AF21-1VB0 | 1 | UN | 1 | 60 | X | D | N | N | 85015100 | 1 |  | 3.402 | KG | 1612.64 | 1612.64 | MC05 | MC05 | SIMOTICS S Synchronous servo motor 1FK7 High Dynamic, DC link 300V 1, 3 Nm, 100K, 3000 rpm Naturally cooled IM B5 (V1, V3) power/signal connectors Connector can be rotated by 270Â° BASIC ABSOLUTE ENCODER 16 P/REV (ENCODER A-16) WITH DRIVE-CLIQ INTERFACE; PERFORMANCE REDUCTION BY 10% DUE TO ABSOLUTE ENCODER; SHAFT WITH FITTED KEY, TOLERANCE N; WITH HOLDING BRAKE DEGREE OF PROTECTION IP64 | - | 0 | 0
1FK7033-7AF21-1VB2 |  | 1FK7033-7AF21-1VB2 | 1 | UN | 1 | 60 | X | D | N | N | 85015100 | 1 |  | 3.402 | KG | 1688.61 | 1688.61 | MC05 | MC05 | SIMOTICS S Synchronous servo motor 1FK7 High Dynamic, DC link 300V 1, 3 Nm, 100K, 3000 rpm Naturally cooled IM B5 (V1, V3) power/signal connectors Connector can be rotated by 270Â° BASIC ABSOLUTE ENCODER 16 P/REV (ENCODER A-16) WITH DRIVE-CLIQ INTERFACE; PERFORMANCE REDUCTION BY 10% DUE TO ABSOLUTE ENCODER; SHAFT WITH FITTED KEY, TOLERANCE N; WITH HOLDING BRAKE DEGREE OF PROTECTION IP65 FLANGE ON DRIVE END IP67 | - | 0 | 0
1FK7033-7AF21-1VB3 |  | 1FK7033-7AF21-1VB3 | 1 | UN | 1 | 60 | X | D | N | N | 85015100 | 1 |  | 3.402 | KG | 1649.45 | 1649.45 | MC05 | MC05 | SIMOTICS S Synchronous servo motor 1FK7 High Dynamic, DC link 300V 1, 3 Nm, 100K, 3000 rpm Naturally cooled IM B5 (V1, V3) power/signal connectors Connector can be rotated by 270Â° BASIC ABSOLUTE ENCODER 16 P/REV (ENCODER A-16) WITH DRIVE-CLIQ INTERFACE; PERFORMANCE REDUCTION BY 10% DUE TO ABSOLUTE ENCODER; SHAFT WITH FITTED KEY, TOLERANCE N; WITH HOLDING BRAKE DEGREE OF PROTECTION IP64; PAINT FINISH RAL7016 | - | 0 | 0
1FK7033-7AF21-1VB5 |  | 1FK7033-7AF21-1VB5 | 1 | UN | 1 | 60 | X | D | N | N | 85015100 | 1 |  | 3.402 | KG | 1725.4 | 1725.4 | MC05 | MC05 | SIMOTICS S Synchronous servo motor 1FK7 High Dynamic, DC link 300V 1, 3 Nm, 100K, 3000 rpm Naturally cooled IM B5 (V1, V3) power/signal connectors Connector can be rotated by 270Â° BASIC ABSOLUTE ENCODER 16 P/REV (ENCODER A-16) WITH DRIVE-CLIQ INTERFACE; PERFORMANCE REDUCTION BY 10% DUE TO ABSOLUTE ENCODER; SHAFT WITH FITTED KEY, TOLERANCE N; WITH HOLDING BRAKE DEGREE OF PROTECTION IP65 AS FLANGE IP67; PAINT FINISH RAL7016 | - | 0 | 0
1FK7033-7AF21-1VB8 |  | 1FK7033-7AF21-1VB8 | 1 | UN | 1 | 60 | X | D | N | N | 85015100 | 1 |  | 3.402 | KG | 1806.61 | 1806.61 | MC05 | MC05 | SIMOTICS S Synchronous servo motor 1FK7 High Dynamic, DC link 300V 1, 3 Nm, 100K, 3000 rpm Naturally cooled IM B5 (V1, V3) power/signal connectors Connector can be rotated by 270Â° BASIC ABSOLUTE ENCODER 16 P/REV (ENCODER A-16) WITH DRIVE-CLIQ INTERFACE; PERFORMANCE REDUCTION BY 10% DUE TO ABSOLUTE ENCODER; SHAFT WITH FITTED KEY, TOLERANCE N; WITH HOLDING BRAKE DEGREE OF PROTECTION IP65 IP67 D-END FLANGE; RAL7016 COATING; METALLIC RATING PLATE AT MOTOR | - | 0 | 0
1FK7033-7AF21-1VG0 |  | 1FK7033-7AF21-1VG0 | 1 | UN | 1 | 60 | X | D | N | N | 85015100 | 1 |  | 3.103 | KG | 1364.82 | 1364.82 | MC05 | MC05 | SIMOTICS S Synchronous servo motor 1FK7 High Dynamic, DC link 300V 1, 3 Nm, 100K, 3000 rpm Naturally cooled IM B5 (V1, V3) power/signal connectors Connector can be rotated by 270Â° BASIC ABSOLUTE ENCODER 16 P/REV (ENCODER A-16) WITH DRIVE-CLIQ INTERFACE; PERFORMANCE REDUCTION BY 10% DUE TO ABSOLUTE ENCODER; PLAIN SHAFT, TOLERANCE N; W/O HOLDING BRAKE DEGREE OF PROTECTION IP64 | - | 0 | 0
1FK7033-7AF21-1VG2 |  | 1FK7033-7AF21-1VG2 | 1 | UN | 1 | 60 | X | D | N | N | 85015100 | 1 |  | 3.103 | KG | 1440.79 | 1440.79 | MC05 | MC05 | SIMOTICS S Synchronous servo motor 1FK7 High Dynamic, DC link 300V 1, 3 Nm, 100K, 3000 rpm Naturally cooled IM B5 (V1, V3) power/signal connectors Connector can be rotated by 270Â° BASIC ABSOLUTE ENCODER 16 P/REV (ENCODER A-16) WITH DRIVE-CLIQ INTERFACE; PERFORMANCE REDUCTION BY 10% DUE TO ABSOLUTE ENCODER; PLAIN SHAFT, TOLERANCE N; W/O HOLDING BRAKE DEGREE OF PROTECTION IP65 FLANGE ON DRIVE END IP67 | - | 0 | 0
1FK7033-7AF21-1VG3 |  | 1FK7033-7AF21-1VG3 | 1 | UN | 1 | 60 | X | D | N | N | 85015100 | 1 |  | 3.103 | KG | 1401.63 | 1401.63 | MC05 | MC05 | SIMOTICS S Synchronous servo motor 1FK7 High Dynamic, DC link 300V 1, 3 Nm, 100K, 3000 rpm Naturally cooled IM B5 (V1, V3) power/signal connectors Connector can be rotated by 270Â° BASIC ABSOLUTE ENCODER 16 P/REV (ENCODER A-16) WITH DRIVE-CLIQ INTERFACE; PERFORMANCE REDUCTION BY 10% DUE TO ABSOLUTE ENCODER; PLAIN SHAFT, TOLERANCE N; W/O HOLDING BRAKE DEGREE OF PROTECTION IP64; PAINT FINISH RAL7016 | - | 0 | 0
1FK7033-7AF21-1VG5 |  | 1FK7033-7AF21-1VG5 | 1 | UN | 1 | 60 | X | D | N | N | 85015100 | 1 |  | 3.103 | KG | 1477.58 | 1477.58 | MC05 | MC05 | SIMOTICS S Synchronous servo motor 1FK7 High Dynamic, DC link 300V 1, 3 Nm, 100K, 3000 rpm Naturally cooled IM B5 (V1, V3) power/signal connectors Connector can be rotated by 270Â° BASIC ABSOLUTE ENCODER 16 P/REV (ENCODER A-16) WITH DRIVE-CLIQ INTERFACE; PERFORMANCE REDUCTION BY 10% DUE TO ABSOLUTE ENCODER; PLAIN SHAFT, TOLERANCE N; W/O HOLDING BRAKE DEGREE OF PROTECTION IP65 AS FLANGE IP67; PAINT FINISH RAL7016 | - | 0 | 0
1FK7033-7AF21-1VG8 |  | 1FK7033-7AF21-1VG8 | 1 | UN | 1 | 60 | X | D | N | N | 85015100 | 1 |  | 3.103 | KG | 1558.79 | 1558.79 | MC05 | MC05 | SIMOTICS S Synchronous servo motor 1FK7 High Dynamic, DC link 300V 1, 3 Nm, 100K, 3000 rpm Naturally cooled IM B5 (V1, V3) power/signal connectors Connector can be rotated by 270Â° BASIC ABSOLUTE ENCODER 16 P/REV (ENCODER A-16) WITH DRIVE-CLIQ INTERFACE; PERFORMANCE REDUCTION BY 10% DUE TO ABSOLUTE ENCODER; PLAIN SHAFT, TOLERANCE N; W/O HOLDING BRAKE DEGREE OF PROTECTION IP65 IP67 D-END FLANGE; RAL7016 COATING; METALLIC RATING PLATE AT MOTOR | - | 0 | 0
1FK7033-7AF21-1VH0 |  | 1FK7033-7AF21-1VH0 | 1 | UN | 1 | 60 | X | D | N | N | 85015100 | 1 |  | 3.402 | KG | 1540.65 | 1540.65 | MC05 | MC05 | SIMOTICS S Synchronous servo motor 1FK7 High Dynamic, DC link 300V 1, 3 Nm, 100K, 3000 rpm Naturally cooled IM B5 (V1, V3) power/signal connectors Connector can be rotated by 270Â° BASIC ABSOLUTE ENCODER 16 P/REV (ENCODER A-16) WITH DRIVE-CLIQ INTERFACE; PERFORMANCE REDUCTION BY 10% DUE TO ABSOLUTE ENCODER; PLAIN SHAFT, TOLERANCE N; WITH HOLDING BRAKE DEGREE OF PROTECTION IP64 | - | 0 | 0
1FK7033-7AF21-1VH2 |  | 1FK7033-7AF21-1VH2 | 1 | UN | 1 | 60 | X | D | N | N | 85015100 | 1 |  | 3.402 | KG | 1616.62 | 1616.62 | MC05 | MC05 | SIMOTICS S Synchronous servo motor 1FK7 High Dynamic, DC link 300V 1, 3 Nm, 100K, 3000 rpm Naturally cooled IM B5 (V1, V3) power/signal connectors Connector can be rotated by 270Â° BASIC ABSOLUTE ENCODER 16 P/REV (ENCODER A-16) WITH DRIVE-CLIQ INTERFACE; PERFORMANCE REDUCTION BY 10% DUE TO ABSOLUTE ENCODER; PLAIN SHAFT, TOLERANCE N; WITH HOLDING BRAKE DEGREE OF PROTECTION IP65 FLANGE ON DRIVE END IP67 | - | 0 | 0
1FK7033-7AF21-1VH3 |  | 1FK7033-7AF21-1VH3 | 1 | UN | 1 | 60 | X | D | N | N | 85015100 | 1 |  | 3.402 | KG | 1577.46 | 1577.46 | MC05 | MC05 | SIMOTICS S Synchronous servo motor 1FK7 High Dynamic, DC link 300V 1, 3 Nm, 100K, 3000 rpm Naturally cooled IM B5 (V1, V3) power/signal connectors Connector can be rotated by 270Â° BASIC ABSOLUTE ENCODER 16 P/REV (ENCODER A-16) WITH DRIVE-CLIQ INTERFACE; PERFORMANCE REDUCTION BY 10% DUE TO ABSOLUTE ENCODER; PLAIN SHAFT, TOLERANCE N; WITH HOLDING BRAKE DEGREE OF PROTECTION IP64; PAINT FINISH RAL7016 | - | 0 | 0
1FK7033-7AF21-1VH5 |  | 1FK7033-7AF21-1VH5 | 1 | UN | 1 | 60 | X | D | N | N | 85015100 | 1 |  | 3.402 | KG | 1653.41 | 1653.41 | MC05 | MC05 | SIMOTICS S Synchronous servo motor 1FK7 High Dynamic, DC link 300V 1, 3 Nm, 100K, 3000 rpm Naturally cooled IM B5 (V1, V3) power/signal connectors Connector can be rotated by 270Â° BASIC ABSOLUTE ENCODER 16 P/REV (ENCODER A-16) WITH DRIVE-CLIQ INTERFACE; PERFORMANCE REDUCTION BY 10% DUE TO ABSOLUTE ENCODER; PLAIN SHAFT, TOLERANCE N; WITH HOLDING BRAKE DEGREE OF PROTECTION IP65 AS FLANGE IP67; PAINT FINISH RAL7016 | - | 0 | 0
1FK7033-7AF21-1VH8 |  | 1FK7033-7AF21-1VH8 | 1 | UN | 1 | 60 | X | D | N | N | 85015100 | 1 |  | 3.402 | KG | 1734.62 | 1734.62 | MC05 | MC05 | SIMOTICS S Synchronous servo motor 1FK7 High Dynamic, DC link 300V 1, 3 Nm, 100K, 3000 rpm Naturally cooled IM B5 (V1, V3) power/signal connectors Connector can be rotated by 270Â° BASIC ABSOLUTE ENCODER 16 P/REV (ENCODER A-16) WITH DRIVE-CLIQ INTERFACE; PERFORMANCE REDUCTION BY 10% DUE TO ABSOLUTE ENCODER; PLAIN SHAFT, TOLERANCE N; WITH HOLDING BRAKE DEGREE OF PROTECTION IP65 IP67 D-END FLANGE; RAL7016 COATING; METALLIC RATING PLATE AT MOTOR | - | 0 | 0
1FK7033-7AK71-1AA0 |  | 1FK7033-7AK71-1AA0 | 1 | UN | 1 | 60 | X | D | N | N | 85015100 | 1 |  | 3.103 | KG | 1359.41 | 1359.41 | MC05 | MC05 | SIMOTICS S Synchronous servo motor 1FK7 High Dynamic 1, 3 Nm, 100K, 6000rpm 0.57kW, Naturally cooled IM B5 (V1, V3) power/signal connectors Connector can be rotated by 270Â° INCREM. ENCODER, SIN/COS 1 VPP 2048 P/REV (ENCODER I-2048); SHAFT WITH FITTED KEY, TOLERANCE N; W/O HOLDING BRAKE DEGREE OF PROTECTION IP64 | - | 0 | 0
1FK7033-7AK71-1AA2 |  | 1FK7033-7AK71-1AA2 | 1 | UN | 1 | 60 | X | D | N | N | 85015100 | 1 |  | 3.103 | KG | 1435.38 | 1435.38 | MC05 | MC05 | SIMOTICS S Synchronous servo motor 1FK7 High Dynamic 1, 3 Nm, 100K, 6000rpm 0.57kW, Naturally cooled IM B5 (V1, V3) power/signal connectors Connector can be rotated by 270Â° INCREM. ENCODER, SIN/COS 1 VPP 2048 P/REV (ENCODER I-2048); SHAFT WITH FITTED KEY, TOLERANCE N; W/O HOLDING BRAKE DEGREE OF PROTECTION IP65 FLANGE ON DRIVE END IP67 | - | 0 | 0
1FK7033-7AK71-1AA3 |  | 1FK7033-7AK71-1AA3 | 1 | UN | 1 | 60 | X | D | N | N | 85015100 | 1 |  | 3.103 | KG | 1396.22 | 1396.22 | MC05 | MC05 | SIMOTICS S Synchronous servo motor 1FK7 High Dynamic 1, 3 Nm, 100K, 6000rpm 0.57kW, Naturally cooled IM B5 (V1, V3) power/signal connectors Connector can be rotated by 270Â° INCREM. ENCODER, SIN/COS 1 VPP 2048 P/REV (ENCODER I-2048); SHAFT WITH FITTED KEY, TOLERANCE N; W/O HOLDING BRAKE DEGREE OF PROTECTION IP64; PAINT FINISH RAL7016 | - | 0 | 0
1FK7033-7AK71-1AA5 |  | 1FK7033-7AK71-1AA5 | 1 | UN | 1 | 60 | X | D | N | N | 85015100 | 1 |  | 3.103 | KG | 1472.17 | 1472.17 | MC05 | MC05 | SIMOTICS S Synchronous servo motor 1FK7 High Dynamic 1, 3 Nm, 100K, 6000rpm 0.57kW, Naturally cooled IM B5 (V1, V3) power/signal connectors Connector can be rotated by 270Â° INCREM. ENCODER, SIN/COS 1 VPP 2048 P/REV (ENCODER I-2048); SHAFT WITH FITTED KEY, TOLERANCE N; W/O HOLDING BRAKE DEGREE OF PROTECTION IP65 AS FLANGE IP67; PAINT FINISH RAL7016 | - | 0 | 0
1FK7033-7AK71-1AA8 |  | 1FK7033-7AK71-1AA8 | 1 | UN | 1 | 60 | X | D | N | N | 85015100 | 1 |  | 3.103 | KG | 1553.38 | 1553.38 | MC05 | MC05 | SIMOTICS S Synchronous servo motor 1FK7 High Dynamic 1, 3 Nm, 100K, 6000rpm 0.57kW, Naturally cooled IM B5 (V1, V3) power/signal connectors Connector can be rotated by 270Â° INCREM. ENCODER, SIN/COS 1 VPP 2048 P/REV (ENCODER I-2048); SHAFT WITH FITTED KEY, TOLERANCE N; W/O HOLDING BRAKE DEGREE OF PROTECTION IP65 IP67 D-END FLANGE; RAL7016 COATING; METALLIC RATING PLATE AT MOTOR | - | 0 | 0
1FK7033-7AK71-1AB0 |  | 1FK7033-7AK71-1AB0 | 1 | UN | 1 | 60 | X | D | N | N | 85015100 | 1 |  | 3.402 | KG | 1537.18 | 1537.18 | MC05 | MC05 | SIMOTICS S Synchronous servo motor 1FK7 High Dynamic 1, 3 Nm, 100K, 6000rpm 0.57kW, Naturally cooled IM B5 (V1, V3) power/signal connectors Connector can be rotated by 270Â° INCREM. ENCODER, SIN/COS 1 VPP 2048 P/REV (ENCODER I-2048); SHAFT WITH FITTED KEY, TOLERANCE N; WITH HOLDING BRAKE DEGREE OF PROTECTION IP64 | - | 0 | 0
1FK7033-7AK71-1AB2 |  | 1FK7033-7AK71-1AB2 | 1 | UN | 1 | 60 | X | D | N | N | 85015100 | 1 |  | 3.402 | KG | 1613.15 | 1613.15 | MC05 | MC05 | SIMOTICS S Synchronous servo motor 1FK7 High Dynamic 1, 3 Nm, 100K, 6000rpm 0.57kW, Naturally cooled IM B5 (V1, V3) power/signal connectors Connector can be rotated by 270Â° INCREM. ENCODER, SIN/COS 1 VPP 2048 P/REV (ENCODER I-2048); SHAFT WITH FITTED KEY, TOLERANCE N; WITH HOLDING BRAKE DEGREE OF PROTECTION IP65 FLANGE ON DRIVE END IP67 | - | 0 | 0
1FK7033-7AK71-1AB3 |  | 1FK7033-7AK71-1AB3 | 1 | UN | 1 | 60 | X | D | N | N | 85015100 | 1 |  | 3.402 | KG | 1573.99 | 1573.99 | MC05 | MC05 | SIMOTICS S Synchronous servo motor 1FK7 High Dynamic 1, 3 Nm, 100K, 6000rpm 0.57kW, Naturally cooled IM B5 (V1, V3) power/signal connectors Connector can be rotated by 270Â° INCREM. ENCODER, SIN/COS 1 VPP 2048 P/REV (ENCODER I-2048); SHAFT WITH FITTED KEY, TOLERANCE N; WITH HOLDING BRAKE DEGREE OF PROTECTION IP64; PAINT FINISH RAL7016 | - | 0 | 0
1FK7033-7AK71-1AB5 |  | 1FK7033-7AK71-1AB5 | 1 | UN | 1 | 60 | X | D | N | N | 85015100 | 1 |  | 3.402 | KG | 1649.94 | 1649.94 | MC05 | MC05 | SIMOTICS S Synchronous servo motor 1FK7 High Dynamic 1, 3 Nm, 100K, 6000rpm 0.57kW, Naturally cooled IM B5 (V1, V3) power/signal connectors Connector can be rotated by 270Â° INCREM. ENCODER, SIN/COS 1 VPP 2048 P/REV (ENCODER I-2048); SHAFT WITH FITTED KEY, TOLERANCE N; WITH HOLDING BRAKE DEGREE OF PROTECTION IP65 AS FLANGE IP67; PAINT FINISH RAL7016 | - | 0 | 0
1FK7033-7AK71-1AB8 |  | 1FK7033-7AK71-1AB8 | 1 | UN | 1 | 60 | X | D | N | N | 85015100 | 1 |  | 3.402 | KG | 1731.15 | 1731.15 | MC05 | MC05 | SIMOTICS S Synchronous servo motor 1FK7 High Dynamic 1, 3 Nm, 100K, 6000rpm 0.57kW, Naturally cooled IM B5 (V1, V3) power/signal connectors Connector can be rotated by 270Â° INCREM. ENCODER, SIN/COS 1 VPP 2048 P/REV (ENCODER I-2048); SHAFT WITH FITTED KEY, TOLERANCE N; WITH HOLDING BRAKE DEGREE OF PROTECTION IP65 IP67 D-END FLANGE; RAL7016 COATING; METALLIC RATING PLATE AT MOTOR | - | 0 | 0
1FK7033-7AK71-1AG0 |  | 1FK7033-7AK71-1AG0 | 1 | UN | 1 | 60 | X | D | N | N | 85015100 | 1 |  | 3.103 | KG | 1289.36 | 1289.36 | MC05 | MC05 | SIMOTICS S Synchronous servo motor 1FK7 High Dynamic 1, 3 Nm, 100K, 6000rpm 0.57kW, Naturally cooled IM B5 (V1, V3) power/signal connectors Connector can be rotated by 270Â° INCREM. ENCODER, SIN/COS 1 VPP 2048 P/REV (ENCODER I-2048); PLAIN SHAFT, TOLERANCE N; W/O HOLDING BRAKE DEGREE OF PROTECTION IP64 | - | 0 | 0
1FK7033-7AK71-1AG2 |  | 1FK7033-7AK71-1AG2 | 1 | UN | 1 | 60 | X | D | N | N | 85015100 | 1 |  | 3.103 | KG | 1365.33 | 1365.33 | MC05 | MC05 | SIMOTICS S Synchronous servo motor 1FK7 High Dynamic 1, 3 Nm, 100K, 6000rpm 0.57kW, Naturally cooled IM B5 (V1, V3) power/signal connectors Connector can be rotated by 270Â° INCREM. ENCODER, SIN/COS 1 VPP 2048 P/REV (ENCODER I-2048); PLAIN SHAFT, TOLERANCE N; W/O HOLDING BRAKE DEGREE OF PROTECTION IP65 FLANGE ON DRIVE END IP67 | - | 0 | 0
1FK7033-7AK71-1AG3 |  | 1FK7033-7AK71-1AG3 | 1 | UN | 1 | 60 | X | D | N | N | 85015100 | 1 |  | 3.103 | KG | 1326.17 | 1326.17 | MC05 | MC05 | SIMOTICS S Synchronous servo motor 1FK7 High Dynamic 1, 3 Nm, 100K, 6000rpm 0.57kW, Naturally cooled IM B5 (V1, V3) power/signal connectors Connector can be rotated by 270Â° INCREM. ENCODER, SIN/COS 1 VPP 2048 P/REV (ENCODER I-2048); PLAIN SHAFT, TOLERANCE N; W/O HOLDING BRAKE DEGREE OF PROTECTION IP64; PAINT FINISH RAL7016 | - | 0 | 0
1FK7033-7AK71-1AG5 |  | 1FK7033-7AK71-1AG5 | 1 | UN | 1 | 60 | X | D | N | N | 85015100 | 1 |  | 3.103 | KG | 1402.12 | 1402.12 | MC05 | MC05 | SIMOTICS S Synchronous servo motor 1FK7 High Dynamic 1, 3 Nm, 100K, 6000rpm 0.57kW, Naturally cooled IM B5 (V1, V3) power/signal connectors Connector can be rotated by 270Â° INCREM. ENCODER, SIN/COS 1 VPP 2048 P/REV (ENCODER I-2048); PLAIN SHAFT, TOLERANCE N; W/O HOLDING BRAKE DEGREE OF PROTECTION IP65 AS FLANGE IP67; PAINT FINISH RAL7016 | - | 0 | 0
1FK7033-7AK71-1AG8 |  | 1FK7033-7AK71-1AG8 | 1 | UN | 1 | 60 | X | D | N | N | 85015100 | 1 |  | 3.103 | KG | 1483.33 | 1483.33 | MC05 | MC05 | SIMOTICS S Synchronous servo motor 1FK7 High Dynamic 1, 3 Nm, 100K, 6000rpm 0.57kW, Naturally cooled IM B5 (V1, V3) power/signal connectors Connector can be rotated by 270Â° INCREM. ENCODER, SIN/COS 1 VPP 2048 P/REV (ENCODER I-2048); PLAIN SHAFT, TOLERANCE N; W/O HOLDING BRAKE DEGREE OF PROTECTION IP65 IP67 D-END FLANGE; RAL7016 COATING; METALLIC RATING PLATE AT MOTOR | - | 0 | 0
1FK7033-7AK71-1AH0 |  | 1FK7033-7AK71-1AH0 | 1 | UN | 1 | 60 | X | D | N | N | 85015100 | 1 |  | 3.402 | KG | 1465.19 | 1465.19 | MC05 | MC05 | SIMOTICS S Synchronous servo motor 1FK7 High Dynamic 1, 3 Nm, 100K, 6000rpm 0.57kW, Naturally cooled IM B5 (V1, V3) power/signal connectors Connector can be rotated by 270Â° INCREM. ENCODER, SIN/COS 1 VPP 2048 P/REV (ENCODER I-2048); PLAIN SHAFT, TOLERANCE N; WITH HOLDING BRAKE DEGREE OF PROTECTION IP64 | - | 0 | 0
1FK7033-7AK71-1AH2 |  | 1FK7033-7AK71-1AH2 | 1 | UN | 1 | 60 | X | D | N | N | 85015100 | 1 |  | 3.402 | KG | 1541.16 | 1541.16 | MC05 | MC05 | SIMOTICS S Synchronous servo motor 1FK7 High Dynamic 1, 3 Nm, 100K, 6000rpm 0.57kW, Naturally cooled IM B5 (V1, V3) power/signal connectors Connector can be rotated by 270Â° INCREM. ENCODER, SIN/COS 1 VPP 2048 P/REV (ENCODER I-2048); PLAIN SHAFT, TOLERANCE N; WITH HOLDING BRAKE DEGREE OF PROTECTION IP65 FLANGE ON DRIVE END IP67 | - | 0 | 0
1FK7033-7AK71-1AH3 |  | 1FK7033-7AK71-1AH3 | 1 | UN | 1 | 60 | X | D | N | N | 85015100 | 1 |  | 3.402 | KG | 1502 | 1502 | MC05 | MC05 | SIMOTICS S Synchronous servo motor 1FK7 High Dynamic 1, 3 Nm, 100K, 6000rpm 0.57kW, Naturally cooled IM B5 (V1, V3) power/signal connectors Connector can be rotated by 270Â° INCREM. ENCODER, SIN/COS 1 VPP 2048 P/REV (ENCODER I-2048); PLAIN SHAFT, TOLERANCE N; WITH HOLDING BRAKE DEGREE OF PROTECTION IP64; PAINT FINISH RAL7016 | - | 0 | 0
1FK7033-7AK71-1AH5 |  | 1FK7033-7AK71-1AH5 | 1 | UN | 1 | 60 | X | D | N | N | 85015100 | 1 |  | 3.402 | KG | 1577.95 | 1577.95 | MC05 | MC05 | SIMOTICS S Synchronous servo motor 1FK7 High Dynamic 1, 3 Nm, 100K, 6000rpm 0.57kW, Naturally cooled IM B5 (V1, V3) power/signal connectors Connector can be rotated by 270Â° INCREM. ENCODER, SIN/COS 1 VPP 2048 P/REV (ENCODER I-2048); PLAIN SHAFT, TOLERANCE N; WITH HOLDING BRAKE DEGREE OF PROTECTION IP65 AS FLANGE IP67; PAINT FINISH RAL7016 | - | 0 | 0
1FK7033-7AK71-1AH8 |  | 1FK7033-7AK71-1AH8 | 1 | UN | 1 | 60 | X | D | N | N | 85015100 | 1 |  | 3.402 | KG | 1659.16 | 1659.16 | MC05 | MC05 | SIMOTICS S Synchronous servo motor 1FK7 High Dynamic 1, 3 Nm, 100K, 6000rpm 0.57kW, Naturally cooled IM B5 (V1, V3) power/signal connectors Connector can be rotated by 270Â° INCREM. ENCODER, SIN/COS 1 VPP 2048 P/REV (ENCODER I-2048); PLAIN SHAFT, TOLERANCE N; WITH HOLDING BRAKE DEGREE OF PROTECTION IP65 IP67 D-END FLANGE; RAL7016 COATING; METALLIC RATING PLATE AT MOTOR | - | 0 | 0
1FK7033-7AK71-1DA0 |  | 1FK7033-7AK71-1DA0 | 1 | UN | 1 | 60 | X | D | N | N | 85015100 | 1 |  | 3.103 | KG | 1555.2 | 1555.2 | MC05 | MC05 | SIMOTICS S Synchronous servo motor 1FK7 High Dynamic 1, 3 Nm, 100K, 6000rpm 0.57kW, Naturally cooled IM B5 (V1, V3) power/signal connectors Connector can be rotated by 270Â° INCREMENTAL ENCODER 2048 P/REV (ENCODER I-2048) WITH DRIVE-CLIQ INTERFACE; SHAFT WITH FITTED KEY, TOLERANCE N; W/O HOLDING BRAKE DEGREE OF PROTECTION IP64 | - | 0 | 0
1FK7033-7AK71-1DA2 |  | 1FK7033-7AK71-1DA2 | 1 | UN | 1 | 60 | X | D | N | N | 85015100 | 1 |  | 3.103 | KG | 1631.17 | 1631.17 | MC05 | MC05 | SIMOTICS S Synchronous servo motor 1FK7 High Dynamic 1, 3 Nm, 100K, 6000rpm 0.57kW, Naturally cooled IM B5 (V1, V3) power/signal connectors Connector can be rotated by 270Â° INCREMENTAL ENCODER 2048 P/REV (ENCODER I-2048) WITH DRIVE-CLIQ INTERFACE; SHAFT WITH FITTED KEY, TOLERANCE N; W/O HOLDING BRAKE DEGREE OF PROTECTION IP65 FLANGE ON DRIVE END IP67 | - | 0 | 0
1FK7033-7AK71-1DA3 |  | 1FK7033-7AK71-1DA3 | 1 | UN | 1 | 60 | X | D | N | N | 85015100 | 1 |  | 3.103 | KG | 1592.01 | 1592.01 | MC05 | MC05 | SIMOTICS S Synchronous servo motor 1FK7 High Dynamic 1, 3 Nm, 100K, 6000rpm 0.57kW, Naturally cooled IM B5 (V1, V3) power/signal connectors Connector can be rotated by 270Â° INCREMENTAL ENCODER 2048 P/REV (ENCODER I-2048) WITH DRIVE-CLIQ INTERFACE; SHAFT WITH FITTED KEY, TOLERANCE N; W/O HOLDING BRAKE DEGREE OF PROTECTION IP64; PAINT FINISH RAL7016 | - | 0 | 0
1FK7033-7AK71-1DA5 |  | 1FK7033-7AK71-1DA5 | 1 | UN | 1 | 60 | X | D | N | N | 85015100 | 1 |  | 3.103 | KG | 1667.96 | 1667.96 | MC05 | MC05 | SIMOTICS S Synchronous servo motor 1FK7 High Dynamic 1, 3 Nm, 100K, 6000rpm 0.57kW, Naturally cooled IM B5 (V1, V3) power/signal connectors Connector can be rotated by 270Â° INCREMENTAL ENCODER 2048 P/REV (ENCODER I-2048) WITH DRIVE-CLIQ INTERFACE; SHAFT WITH FITTED KEY, TOLERANCE N; W/O HOLDING BRAKE DEGREE OF PROTECTION IP65 AS FLANGE IP67; PAINT FINISH RAL7016 | - | 0 | 0
1FK7033-7AK71-1DA8 |  | 1FK7033-7AK71-1DA8 | 1 | UN | 1 | 60 | X | D | N | N | 85015100 | 1 |  | 3.103 | KG | 1749.17 | 1749.17 | MC05 | MC05 | SIMOTICS S Synchronous servo motor 1FK7 High Dynamic 1, 3 Nm, 100K, 6000rpm 0.57kW, Naturally cooled IM B5 (V1, V3) power/signal connectors Connector can be rotated by 270Â° INCREMENTAL ENCODER 2048 P/REV (ENCODER I-2048) WITH DRIVE-CLIQ INTERFACE; SHAFT WITH FITTED KEY, TOLERANCE N; W/O HOLDING BRAKE DEGREE OF PROTECTION IP65 IP67 D-END FLANGE; RAL7016 COATING; METALLIC RATING PLATE AT MOTOR | - | 0 | 0
1FK7033-7AK71-1DB0 |  | 1FK7033-7AK71-1DB0 | 1 | UN | 1 | 60 | X | D | N | N | 85015100 | 1 |  | 3.402 | KG | 1732.97 | 1732.97 | MC05 | MC05 | SIMOTICS S Synchronous servo motor 1FK7 High Dynamic 1, 3 Nm, 100K, 6000rpm 0.57kW, Naturally cooled IM B5 (V1, V3) power/signal connectors Connector can be rotated by 270Â° INCREMENTAL ENCODER 2048 P/REV (ENCODER I-2048) WITH DRIVE-CLIQ INTERFACE; SHAFT WITH FITTED KEY, TOLERANCE N; WITH HOLDING BRAKE DEGREE OF PROTECTION IP64 | - | 0 | 0
1FK7033-7AK71-1DB2 |  | 1FK7033-7AK71-1DB2 | 1 | UN | 1 | 60 | X | D | N | N | 85015100 | 1 |  | 3.402 | KG | 1808.94 | 1808.94 | MC05 | MC05 | SIMOTICS S Synchronous servo motor 1FK7 High Dynamic 1, 3 Nm, 100K, 6000rpm 0.57kW, Naturally cooled IM B5 (V1, V3) power/signal connectors Connector can be rotated by 270Â° INCREMENTAL ENCODER 2048 P/REV (ENCODER I-2048) WITH DRIVE-CLIQ INTERFACE; SHAFT WITH FITTED KEY, TOLERANCE N; WITH HOLDING BRAKE DEGREE OF PROTECTION IP65 FLANGE ON DRIVE END IP67 | - | 0 | 0
1FK7033-7AK71-1DB3 |  | 1FK7033-7AK71-1DB3 | 1 | UN | 1 | 60 | X | D | N | N | 85015100 | 1 |  | 3.402 | KG | 1769.78 | 1769.78 | MC05 | MC05 | SIMOTICS S Synchronous servo motor 1FK7 High Dynamic 1, 3 Nm, 100K, 6000rpm 0.57kW, Naturally cooled IM B5 (V1, V3) power/signal connectors Connector can be rotated by 270Â° INCREMENTAL ENCODER 2048 P/REV (ENCODER I-2048) WITH DRIVE-CLIQ INTERFACE; SHAFT WITH FITTED KEY, TOLERANCE N; WITH HOLDING BRAKE DEGREE OF PROTECTION IP64; PAINT FINISH RAL7016 | - | 0 | 0
1FK7033-7AK71-1DB5 |  | 1FK7033-7AK71-1DB5 | 1 | UN | 1 | 60 | X | D | N | N | 85015100 | 1 |  | 3.402 | KG | 1845.73 | 1845.73 | MC05 | MC05 | SIMOTICS S Synchronous servo motor 1FK7 High Dynamic 1, 3 Nm, 100K, 6000rpm 0.57kW, Naturally cooled IM B5 (V1, V3) power/signal connectors Connector can be rotated by 270Â° INCREMENTAL ENCODER 2048 P/REV (ENCODER I-2048) WITH DRIVE-CLIQ INTERFACE; SHAFT WITH FITTED KEY, TOLERANCE N; WITH HOLDING BRAKE DEGREE OF PROTECTION IP65 AS FLANGE IP67; PAINT FINISH RAL7016 | - | 0 | 0
1FK7033-7AK71-1DB8 |  | 1FK7033-7AK71-1DB8 | 1 | UN | 1 | 60 | X | D | N | N | 85015100 | 1 |  | 3.402 | KG | 1926.94 | 1926.94 | MC05 | MC05 | SIMOTICS S Synchronous servo motor 1FK7 High Dynamic 1, 3 Nm, 100K, 6000rpm 0.57kW, Naturally cooled IM B5 (V1, V3) power/signal connectors Connector can be rotated by 270Â° INCREMENTAL ENCODER 2048 P/REV (ENCODER I-2048) WITH DRIVE-CLIQ INTERFACE; SHAFT WITH FITTED KEY, TOLERANCE N; WITH HOLDING BRAKE DEGREE OF PROTECTION IP65 IP67 D-END FLANGE; RAL7016 COATING; METALLIC RATING PLATE AT MOTOR | - | 0 | 0
1FK7033-7AK71-1DG0 |  | 1FK7033-7AK71-1DG0 | 1 | UN | 1 | 60 | X | D | N | N | 85015100 | 1 |  | 3.103 | KG | 1485.15 | 1485.15 | MC05 | MC05 | SIMOTICS S Synchronous servo motor 1FK7 High Dynamic 1, 3 Nm, 100K, 6000rpm 0.57kW, Naturally cooled IM B5 (V1, V3) power/signal connectors Connector can be rotated by 270Â° INCREMENTAL ENCODER 2048 P/REV (ENCODER I-2048) WITH DRIVE-CLIQ INTERFACE; PLAIN SHAFT, TOLERANCE N; W/O HOLDING BRAKE DEGREE OF PROTECTION IP64 | - | 0 | 0
1FK7033-7AK71-1DG2 |  | 1FK7033-7AK71-1DG2 | 1 | UN | 1 | 60 | X | D | N | N | 85015100 | 1 |  | 3.103 | KG | 1561.12 | 1561.12 | MC05 | MC05 | SIMOTICS S Synchronous servo motor 1FK7 High Dynamic 1, 3 Nm, 100K, 6000rpm 0.57kW, Naturally cooled IM B5 (V1, V3) power/signal connectors Connector can be rotated by 270Â° INCREMENTAL ENCODER 2048 P/REV (ENCODER I-2048) WITH DRIVE-CLIQ INTERFACE; PLAIN SHAFT, TOLERANCE N; W/O HOLDING BRAKE DEGREE OF PROTECTION IP65 FLANGE ON DRIVE END IP67 | - | 0 | 0
1FK7033-7AK71-1DG3 |  | 1FK7033-7AK71-1DG3 | 1 | UN | 1 | 60 | X | D | N | N | 85015100 | 1 |  | 3.103 | KG | 1521.96 | 1521.96 | MC05 | MC05 | SIMOTICS S Synchronous servo motor 1FK7 High Dynamic 1, 3 Nm, 100K, 6000rpm 0.57kW, Naturally cooled IM B5 (V1, V3) power/signal connectors Connector can be rotated by 270Â° INCREMENTAL ENCODER 2048 P/REV (ENCODER I-2048) WITH DRIVE-CLIQ INTERFACE; PLAIN SHAFT, TOLERANCE N; W/O HOLDING BRAKE DEGREE OF PROTECTION IP64; PAINT FINISH RAL7016 | - | 0 | 0
1FK7033-7AK71-1DG5 |  | 1FK7033-7AK71-1DG5 | 1 | UN | 1 | 60 | X | D | N | N | 85015100 | 1 |  | 3.103 | KG | 1597.91 | 1597.91 | MC05 | MC05 | SIMOTICS S Synchronous servo motor 1FK7 High Dynamic 1, 3 Nm, 100K, 6000rpm 0.57kW, Naturally cooled IM B5 (V1, V3) power/signal connectors Connector can be rotated by 270Â° INCREMENTAL ENCODER 2048 P/REV (ENCODER I-2048) WITH DRIVE-CLIQ INTERFACE; PLAIN SHAFT, TOLERANCE N; W/O HOLDING BRAKE DEGREE OF PROTECTION IP65 AS FLANGE IP67; PAINT FINISH RAL7016 | - | 0 | 0
1FK7033-7AK71-1DG8 |  | 1FK7033-7AK71-1DG8 | 1 | UN | 1 | 60 | X | D | N | N | 85015100 | 1 |  | 3.103 | KG | 1679.12 | 1679.12 | MC05 | MC05 | SIMOTICS S Synchronous servo motor 1FK7 High Dynamic 1, 3 Nm, 100K, 6000rpm 0.57kW, Naturally cooled IM B5 (V1, V3) power/signal connectors Connector can be rotated by 270Â° INCREMENTAL ENCODER 2048 P/REV (ENCODER I-2048) WITH DRIVE-CLIQ INTERFACE; PLAIN SHAFT, TOLERANCE N; W/O HOLDING BRAKE DEGREE OF PROTECTION IP65 IP67 D-END FLANGE; RAL7016 COATING; METALLIC RATING PLATE AT MOTOR | - | 0 | 0
1FK7033-7AK71-1DH0 |  | 1FK7033-7AK71-1DH0 | 1 | UN | 1 | 60 | X | D | N | N | 85015100 | 1 |  | 3.402 | KG | 1660.98 | 1660.98 | MC05 | MC05 | SIMOTICS S Synchronous servo motor 1FK7 High Dynamic 1, 3 Nm, 100K, 6000rpm 0.57kW, Naturally cooled IM B5 (V1, V3) power/signal connectors Connector can be rotated by 270Â° INCREMENTAL ENCODER 2048 P/REV (ENCODER I-2048) WITH DRIVE-CLIQ INTERFACE; PLAIN SHAFT, TOLERANCE N; WITH HOLDING BRAKE DEGREE OF PROTECTION IP64 | - | 0 | 0
1FK7033-7AK71-1DH2 |  | 1FK7033-7AK71-1DH2 | 1 | UN | 1 | 60 | X | D | N | N | 85015100 | 1 |  | 3.402 | KG | 1736.95 | 1736.95 | MC05 | MC05 | SIMOTICS S Synchronous servo motor 1FK7 High Dynamic 1, 3 Nm, 100K, 6000rpm 0.57kW, Naturally cooled IM B5 (V1, V3) power/signal connectors Connector can be rotated by 270Â° INCREMENTAL ENCODER 2048 P/REV (ENCODER I-2048) WITH DRIVE-CLIQ INTERFACE; PLAIN SHAFT, TOLERANCE N; WITH HOLDING BRAKE DEGREE OF PROTECTION IP65 FLANGE ON DRIVE END IP67 | - | 0 | 0
1FK7033-7AK71-1DH3 |  | 1FK7033-7AK71-1DH3 | 1 | UN | 1 | 60 | X | D | N | N | 85015100 | 1 |  | 3.402 | KG | 1697.79 | 1697.79 | MC05 | MC05 | SIMOTICS S Synchronous servo motor 1FK7 High Dynamic 1, 3 Nm, 100K, 6000rpm 0.57kW, Naturally cooled IM B5 (V1, V3) power/signal connectors Connector can be rotated by 270Â° INCREMENTAL ENCODER 2048 P/REV (ENCODER I-2048) WITH DRIVE-CLIQ INTERFACE; PLAIN SHAFT, TOLERANCE N; WITH HOLDING BRAKE DEGREE OF PROTECTION IP64; PAINT FINISH RAL7016 | - | 0 | 0
1FK7033-7AK71-1DH5 |  | 1FK7033-7AK71-1DH5 | 1 | UN | 1 | 60 | X | D | N | N | 85015100 | 1 |  | 3.402 | KG | 1773.74 | 1773.74 | MC05 | MC05 | SIMOTICS S Synchronous servo motor 1FK7 High Dynamic 1, 3 Nm, 100K, 6000rpm 0.57kW, Naturally cooled IM B5 (V1, V3) power/signal connectors Connector can be rotated by 270Â° INCREMENTAL ENCODER 2048 P/REV (ENCODER I-2048) WITH DRIVE-CLIQ INTERFACE; PLAIN SHAFT, TOLERANCE N; WITH HOLDING BRAKE DEGREE OF PROTECTION IP65 AS FLANGE IP67; PAINT FINISH RAL7016 | - | 0 | 0
1FK7033-7AK71-1DH8 |  | 1FK7033-7AK71-1DH8 | 1 | UN | 1 | 60 | X | D | N | N | 85015100 | 1 |  | 3.402 | KG | 1854.95 | 1854.95 | MC05 | MC05 | SIMOTICS S Synchronous servo motor 1FK7 High Dynamic 1, 3 Nm, 100K, 6000rpm 0.57kW, Naturally cooled IM B5 (V1, V3) power/signal connectors Connector can be rotated by 270Â° INCREMENTAL ENCODER 2048 P/REV (ENCODER I-2048) WITH DRIVE-CLIQ INTERFACE; PLAIN SHAFT, TOLERANCE N; WITH HOLDING BRAKE DEGREE OF PROTECTION IP65 IP67 D-END FLANGE; RAL7016 COATING; METALLIC RATING PLATE AT MOTOR | - | 0 | 0
1FK7033-7AK71-1HA0 |  | 1FK7033-7AK71-1HA0 | 1 | UN | 1 | 60 | X | D | N | N | 85015100 | 1 |  | 3.103 | KG | 1661.17 | 1661.17 | MC05 | MC05 | SIMOTICS S Synchronous servo motor 1FK7 High Dynamic 1, 3 Nm, 100K, 6000rpm 0.57kW, Naturally cooled IM B5 (V1, V3) power/signal connectors Connector can be rotated by 270Â° ABSOLUTE ENCODER 512 P/REV (ENCODER A-512); PERFORMANCE REDUCTION BY 10% DUE TO ABSOLUTE ENCODER; SHAFT WITH FITTED KEY, TOLERANCE N; W/O HOLDING BRAKE DEGREE OF PROTECTION IP64 | - | 0 | 0
1FK7033-7AK71-1HA2 |  | 1FK7033-7AK71-1HA2 | 1 | UN | 1 | 60 | X | D | N | N | 85015100 | 1 |  | 3.103 | KG | 1737.14 | 1737.14 | MC05 | MC05 | SIMOTICS S Synchronous servo motor 1FK7 High Dynamic 1, 3 Nm, 100K, 6000rpm 0.57kW, Naturally cooled IM B5 (V1, V3) power/signal connectors Connector can be rotated by 270Â° ABSOLUTE ENCODER 512 P/REV (ENCODER A-512); PERFORMANCE REDUCTION BY 10% DUE TO ABSOLUTE ENCODER; SHAFT WITH FITTED KEY, TOLERANCE N; W/O HOLDING BRAKE DEGREE OF PROTECTION IP65 FLANGE ON DRIVE END IP67 | - | 0 | 0
1FK7033-7AK71-1HA3 |  | 1FK7033-7AK71-1HA3 | 1 | UN | 1 | 60 | X | D | N | N | 85015100 | 1 |  | 3.103 | KG | 1697.98 | 1697.98 | MC05 | MC05 | SIMOTICS S Synchronous servo motor 1FK7 High Dynamic 1, 3 Nm, 100K, 6000rpm 0.57kW, Naturally cooled IM B5 (V1, V3) power/signal connectors Connector can be rotated by 270Â° ABSOLUTE ENCODER 512 P/REV (ENCODER A-512); PERFORMANCE REDUCTION BY 10% DUE TO ABSOLUTE ENCODER; SHAFT WITH FITTED KEY, TOLERANCE N; W/O HOLDING BRAKE DEGREE OF PROTECTION IP64; PAINT FINISH RAL7016 | - | 0 | 0
1FK7033-7AK71-1HA5 |  | 1FK7033-7AK71-1HA5 | 1 | UN | 1 | 60 | X | D | N | N | 85015100 | 1 |  | 3.103 | KG | 1773.93 | 1773.93 | MC05 | MC05 | SIMOTICS S Synchronous servo motor 1FK7 High Dynamic 1, 3 Nm, 100K, 6000rpm 0.57kW, Naturally cooled IM B5 (V1, V3) power/signal connectors Connector can be rotated by 270Â° ABSOLUTE ENCODER 512 P/REV (ENCODER A-512); PERFORMANCE REDUCTION BY 10% DUE TO ABSOLUTE ENCODER; SHAFT WITH FITTED KEY, TOLERANCE N; W/O HOLDING BRAKE DEGREE OF PROTECTION IP65 AS FLANGE IP67; PAINT FINISH RAL7016 | - | 0 | 0
1FK7033-7AK71-1HA8 |  | 1FK7033-7AK71-1HA8 | 1 | UN | 1 | 60 | X | D | N | N | 85015100 | 1 |  | 3.103 | KG | 1855.14 | 1855.14 | MC05 | MC05 | SIMOTICS S Synchronous servo motor 1FK7 High Dynamic 1, 3 Nm, 100K, 6000rpm 0.57kW, Naturally cooled IM B5 (V1, V3) power/signal connectors Connector can be rotated by 270Â° ABSOLUTE ENCODER 512 P/REV (ENCODER A-512); PERFORMANCE REDUCTION BY 10% DUE TO ABSOLUTE ENCODER; SHAFT WITH FITTED KEY, TOLERANCE N; W/O HOLDING BRAKE DEGREE OF PROTECTION IP65 IP67 D-END FLANGE; RAL7016 COATING; METALLIC RATING PLATE AT MOTOR | - | 0 | 0
1FK7033-7AK71-1HB0 |  | 1FK7033-7AK71-1HB0 | 1 | UN | 1 | 60 | X | D | N | N | 85015100 | 1 |  | 3.402 | KG | 1838.94 | 1838.94 | MC05 | MC05 | SIMOTICS S Synchronous servo motor 1FK7 High Dynamic 1, 3 Nm, 100K, 6000rpm 0.57kW, Naturally cooled IM B5 (V1, V3) power/signal connectors Connector can be rotated by 270Â° ABSOLUTE ENCODER 512 P/REV (ENCODER A-512); PERFORMANCE REDUCTION BY 10% DUE TO ABSOLUTE ENCODER; SHAFT WITH FITTED KEY, TOLERANCE N; WITH HOLDING BRAKE DEGREE OF PROTECTION IP64 | - | 0 | 0
1FK7033-7AK71-1HB2 |  | 1FK7033-7AK71-1HB2 | 1 | UN | 1 | 60 | X | D | N | N | 85015100 | 1 |  | 3.402 | KG | 1914.91 | 1914.91 | MC05 | MC05 | SIMOTICS S Synchronous servo motor 1FK7 High Dynamic 1, 3 Nm, 100K, 6000rpm 0.57kW, Naturally cooled IM B5 (V1, V3) power/signal connectors Connector can be rotated by 270Â° ABSOLUTE ENCODER 512 P/REV (ENCODER A-512); PERFORMANCE REDUCTION BY 10% DUE TO ABSOLUTE ENCODER; SHAFT WITH FITTED KEY, TOLERANCE N; WITH HOLDING BRAKE DEGREE OF PROTECTION IP65 FLANGE ON DRIVE END IP67 | - | 0 | 0
1FK7033-7AK71-1HB3 |  | 1FK7033-7AK71-1HB3 | 1 | UN | 1 | 60 | X | D | N | N | 85015100 | 1 |  | 3.402 | KG | 1875.75 | 1875.75 | MC05 | MC05 | SIMOTICS S Synchronous servo motor 1FK7 High Dynamic 1, 3 Nm, 100K, 6000rpm 0.57kW, Naturally cooled IM B5 (V1, V3) power/signal connectors Connector can be rotated by 270Â° ABSOLUTE ENCODER 512 P/REV (ENCODER A-512); PERFORMANCE REDUCTION BY 10% DUE TO ABSOLUTE ENCODER; SHAFT WITH FITTED KEY, TOLERANCE N; WITH HOLDING BRAKE DEGREE OF PROTECTION IP64; PAINT FINISH RAL7016 | - | 0 | 0
1FK7033-7AK71-1HB5 |  | 1FK7033-7AK71-1HB5 | 1 | UN | 1 | 60 | X | D | N | N | 85015100 | 1 |  | 3.402 | KG | 1951.7 | 1951.7 | MC05 | MC05 | SIMOTICS S Synchronous servo motor 1FK7 High Dynamic 1, 3 Nm, 100K, 6000rpm 0.57kW, Naturally cooled IM B5 (V1, V3) power/signal connectors Connector can be rotated by 270Â° ABSOLUTE ENCODER 512 P/REV (ENCODER A-512); PERFORMANCE REDUCTION BY 10% DUE TO ABSOLUTE ENCODER; SHAFT WITH FITTED KEY, TOLERANCE N; WITH HOLDING BRAKE DEGREE OF PROTECTION IP65 AS FLANGE IP67; PAINT FINISH RAL7016 | - | 0 | 0
1FK7033-7AK71-1HB8 |  | 1FK7033-7AK71-1HB8 | 1 | UN | 1 | 60 | X | D | N | N | 85015100 | 1 |  | 3.402 | KG | 2032.91 | 2032.91 | MC05 | MC05 | SIMOTICS S Synchronous servo motor 1FK7 High Dynamic 1, 3 Nm, 100K, 6000rpm 0.57kW, Naturally cooled IM B5 (V1, V3) power/signal connectors Connector can be rotated by 270Â° ABSOLUTE ENCODER 512 P/REV (ENCODER A-512); PERFORMANCE REDUCTION BY 10% DUE TO ABSOLUTE ENCODER; SHAFT WITH FITTED KEY, TOLERANCE N; WITH HOLDING BRAKE DEGREE OF PROTECTION IP65 IP67 D-END FLANGE; RAL7016 COATING; METALLIC RATING PLATE AT MOTOR | - | 0 | 0
1FK7033-7AK71-1HG0 |  | 1FK7033-7AK71-1HG0 | 1 | UN | 1 | 60 | X | D | N | N | 85015100 | 1 | 4025515015949 | 3.103 | KG | 1591.12 | 1591.12 | MC05 | MC05 | SIMOTICS S Synchronous servo motor 1FK7 High Dynamic 1, 3 Nm, 100K, 6000rpm 0.57kW, Naturally cooled IM B5 (V1, V3) power/signal connectors Connector can be rotated by 270Â° ABSOLUTE ENCODER 512 P/REV (ENCODER A-512); PERFORMANCE REDUCTION BY 10% DUE TO ABSOLUTE ENCODER; PLAIN SHAFT, TOLERANCE N; W/O HOLDING BRAKE DEGREE OF PROTECTION IP64 | - | 0 | 7
1FK7033-7AK71-1HG2 |  | 1FK7033-7AK71-1HG2 | 1 | UN | 1 | 60 | X | D | N | N | 85015100 | 1 |  | 3.103 | KG | 1667.09 | 1667.09 | MC05 | MC05 | SIMOTICS S Synchronous servo motor 1FK7 High Dynamic 1, 3 Nm, 100K, 6000rpm 0.57kW, Naturally cooled IM B5 (V1, V3) power/signal connectors Connector can be rotated by 270Â° ABSOLUTE ENCODER 512 P/REV (ENCODER A-512); PERFORMANCE REDUCTION BY 10% DUE TO ABSOLUTE ENCODER; PLAIN SHAFT, TOLERANCE N; W/O HOLDING BRAKE DEGREE OF PROTECTION IP65 FLANGE ON DRIVE END IP67 | - | 0 | 0
1FK7033-7AK71-1HG3 |  | 1FK7033-7AK71-1HG3 | 1 | UN | 1 | 60 | X | D | N | N | 85015100 | 1 |  | 3.103 | KG | 1627.93 | 1627.93 | MC05 | MC05 | SIMOTICS S Synchronous servo motor 1FK7 High Dynamic 1, 3 Nm, 100K, 6000rpm 0.57kW, Naturally cooled IM B5 (V1, V3) power/signal connectors Connector can be rotated by 270Â° ABSOLUTE ENCODER 512 P/REV (ENCODER A-512); PERFORMANCE REDUCTION BY 10% DUE TO ABSOLUTE ENCODER; PLAIN SHAFT, TOLERANCE N; W/O HOLDING BRAKE DEGREE OF PROTECTION IP64; PAINT FINISH RAL7016 | - | 0 | 0
1FK7033-7AK71-1HG5 |  | 1FK7033-7AK71-1HG5 | 1 | UN | 1 | 60 | X | D | N | N | 85015100 | 1 |  | 3.103 | KG | 1703.88 | 1703.88 | MC05 | MC05 | SIMOTICS S Synchronous servo motor 1FK7 High Dynamic 1, 3 Nm, 100K, 6000rpm 0.57kW, Naturally cooled IM B5 (V1, V3) power/signal connectors Connector can be rotated by 270Â° ABSOLUTE ENCODER 512 P/REV (ENCODER A-512); PERFORMANCE REDUCTION BY 10% DUE TO ABSOLUTE ENCODER; PLAIN SHAFT, TOLERANCE N; W/O HOLDING BRAKE DEGREE OF PROTECTION IP65 AS FLANGE IP67; PAINT FINISH RAL7016 | - | 0 | 0
1FK7033-7AK71-1HG8 |  | 1FK7033-7AK71-1HG8 | 1 | UN | 1 | 60 | X | D | N | N | 85015100 | 1 |  | 3.103 | KG | 1785.09 | 1785.09 | MC05 | MC05 | SIMOTICS S Synchronous servo motor 1FK7 High Dynamic 1, 3 Nm, 100K, 6000rpm 0.57kW, Naturally cooled IM B5 (V1, V3) power/signal connectors Connector can be rotated by 270Â° ABSOLUTE ENCODER 512 P/REV (ENCODER A-512); PERFORMANCE REDUCTION BY 10% DUE TO ABSOLUTE ENCODER; PLAIN SHAFT, TOLERANCE N; W/O HOLDING BRAKE DEGREE OF PROTECTION IP65 IP67 D-END FLANGE; RAL7016 COATING; METALLIC RATING PLATE AT MOTOR | - | 0 | 0
1FK7033-7AK71-1HH0 |  | 1FK7033-7AK71-1HH0 | 1 | UN | 1 | 60 | X | D | N | N | 85015100 | 1 | 4025515015956 | 3.402 | KG | 1766.95 | 1766.95 | MC05 | MC05 | SIMOTICS S Synchronous servo motor 1FK7 High Dynamic 1, 3 Nm, 100K, 6000rpm 0.57kW, Naturally cooled IM B5 (V1, V3) power/signal connectors Connector can be rotated by 270Â° ABSOLUTE ENCODER 512 P/REV (ENCODER A-512); PERFORMANCE REDUCTION BY 10% DUE TO ABSOLUTE ENCODER; PLAIN SHAFT, TOLERANCE N; WITH HOLDING BRAKE DEGREE OF PROTECTION IP64 | - | 0 | 7
1FK7033-7AK71-1HH2 |  | 1FK7033-7AK71-1HH2 | 1 | UN | 1 | 60 | X | D | N | N | 85015100 | 1 |  | 3.402 | KG | 1842.92 | 1842.92 | MC05 | MC05 | SIMOTICS S Synchronous servo motor 1FK7 High Dynamic 1, 3 Nm, 100K, 6000rpm 0.57kW, Naturally cooled IM B5 (V1, V3) power/signal connectors Connector can be rotated by 270Â° ABSOLUTE ENCODER 512 P/REV (ENCODER A-512); PERFORMANCE REDUCTION BY 10% DUE TO ABSOLUTE ENCODER; PLAIN SHAFT, TOLERANCE N; WITH HOLDING BRAKE DEGREE OF PROTECTION IP65 FLANGE ON DRIVE END IP67 | - | 0 | 0
1FK7033-7AK71-1HH3 |  | 1FK7033-7AK71-1HH3 | 1 | UN | 1 | 60 | X | D | N | N | 85015100 | 1 |  | 3.402 | KG | 1803.76 | 1803.76 | MC05 | MC05 | SIMOTICS S Synchronous servo motor 1FK7 High Dynamic 1, 3 Nm, 100K, 6000rpm 0.57kW, Naturally cooled IM B5 (V1, V3) power/signal connectors Connector can be rotated by 270Â° ABSOLUTE ENCODER 512 P/REV (ENCODER A-512); PERFORMANCE REDUCTION BY 10% DUE TO ABSOLUTE ENCODER; PLAIN SHAFT, TOLERANCE N; WITH HOLDING BRAKE DEGREE OF PROTECTION IP64; PAINT FINISH RAL7016 | - | 0 | 0
1FK7033-7AK71-1HH5 |  | 1FK7033-7AK71-1HH5 | 1 | UN | 1 | 60 | X | D | N | N | 85015100 | 1 | 4025515015963 | 3.402 | KG | 1879.71 | 1879.71 | MC05 | MC05 | SIMOTICS S Synchronous servo motor 1FK7 High Dynamic 1, 3 Nm, 100K, 6000rpm 0.57kW, Naturally cooled IM B5 (V1, V3) power/signal connectors Connector can be rotated by 270Â° ABSOLUTE ENCODER 512 P/REV (ENCODER A-512); PERFORMANCE REDUCTION BY 10% DUE TO ABSOLUTE ENCODER; PLAIN SHAFT, TOLERANCE N; WITH HOLDING BRAKE DEGREE OF PROTECTION IP65 AS FLANGE IP67; PAINT FINISH RAL7016 | - | 0 | 7
1FK7033-7AK71-1HH8 |  | 1FK7033-7AK71-1HH8 | 1 | UN | 1 | 60 | X | D | N | N | 85015100 | 1 |  | 3.402 | KG | 1960.92 | 1960.92 | MC05 | MC05 | SIMOTICS S Synchronous servo motor 1FK7 High Dynamic 1, 3 Nm, 100K, 6000rpm 0.57kW, Naturally cooled IM B5 (V1, V3) power/signal connectors Connector can be rotated by 270Â° ABSOLUTE ENCODER 512 P/REV (ENCODER A-512); PERFORMANCE REDUCTION BY 10% DUE TO ABSOLUTE ENCODER; PLAIN SHAFT, TOLERANCE N; WITH HOLDING BRAKE DEGREE OF PROTECTION IP65 IP67 D-END FLANGE; RAL7016 COATING; METALLIC RATING PLATE AT MOTOR | - | 0 | 0
1FK7033-7AK71-1JA0 |  | 1FK7033-7AK71-1JA0 | 1 | UN | 1 | 60 | X | D | N | N | 85015100 | 1 |  | 3.103 | KG | 1240.29 | 1240.29 | MC05 | MC05 | SIMOTICS S Synchronous servo motor 1FK7 High Dynamic 1, 3 Nm, 100K, 6000rpm 0.57kW, Naturally cooled IM B5 (V1, V3) power/signal connectors Connector can be rotated by 270Â° ABSOLUTE ENCODER 16 S/R (ENCODER A-16); PERFORMANCE REDUCTION BY 10% DUE TO ABSOLUTE ENCODER; SHAFT WITH FITTED KEY, TOLERANCE N; W/O HOLDING BRAKE DEGREE OF PROTECTION IP64 | - | 0 | 0
1FK7033-7AK71-1JA2 |  | 1FK7033-7AK71-1JA2 | 1 | UN | 1 | 60 | X | D | N | N | 85015100 | 1 |  | 3.103 | KG | 1316.26 | 1316.26 | MC05 | MC05 | SIMOTICS S Synchronous servo motor 1FK7 High Dynamic 1, 3 Nm, 100K, 6000rpm 0.57kW, Naturally cooled IM B5 (V1, V3) power/signal connectors Connector can be rotated by 270Â° ABSOLUTE ENCODER 16 S/R (ENCODER A-16); PERFORMANCE REDUCTION BY 10% DUE TO ABSOLUTE ENCODER; SHAFT WITH FITTED KEY, TOLERANCE N; W/O HOLDING BRAKE DEGREE OF PROTECTION IP65 FLANGE ON DRIVE END IP67 | - | 0 | 0
1FK7033-7AK71-1JA3 |  | 1FK7033-7AK71-1JA3 | 1 | UN | 1 | 60 | X | D | N | N | 85015100 | 1 |  | 3.103 | KG | 1277.1 | 1277.1 | MC05 | MC05 | SIMOTICS S Synchronous servo motor 1FK7 High Dynamic 1, 3 Nm, 100K, 6000rpm 0.57kW, Naturally cooled IM B5 (V1, V3) power/signal connectors Connector can be rotated by 270Â° ABSOLUTE ENCODER 16 S/R (ENCODER A-16); PERFORMANCE REDUCTION BY 10% DUE TO ABSOLUTE ENCODER; SHAFT WITH FITTED KEY, TOLERANCE N; W/O HOLDING BRAKE DEGREE OF PROTECTION IP64; PAINT FINISH RAL7016 | - | 0 | 0
1FK7033-7AK71-1JA5 |  | 1FK7033-7AK71-1JA5 | 1 | UN | 1 | 60 | X | D | N | N | 85015100 | 1 |  | 3.103 | KG | 1353.05 | 1353.05 | MC05 | MC05 | SIMOTICS S Synchronous servo motor 1FK7 High Dynamic 1, 3 Nm, 100K, 6000rpm 0.57kW, Naturally cooled IM B5 (V1, V3) power/signal connectors Connector can be rotated by 270Â° ABSOLUTE ENCODER 16 S/R (ENCODER A-16); PERFORMANCE REDUCTION BY 10% DUE TO ABSOLUTE ENCODER; SHAFT WITH FITTED KEY, TOLERANCE N; W/O HOLDING BRAKE DEGREE OF PROTECTION IP65 AS FLANGE IP67; PAINT FINISH RAL7016 | - | 0 | 0
1FK7033-7AK71-1JA8 |  | 1FK7033-7AK71-1JA8 | 1 | UN | 1 | 60 | X | D | N | N | 85015100 | 1 |  | 3.103 | KG | 1434.26 | 1434.26 | MC05 | MC05 | SIMOTICS S Synchronous servo motor 1FK7 High Dynamic 1, 3 Nm, 100K, 6000rpm 0.57kW, Naturally cooled IM B5 (V1, V3) power/signal connectors Connector can be rotated by 270Â° ABSOLUTE ENCODER 16 S/R (ENCODER A-16); PERFORMANCE REDUCTION BY 10% DUE TO ABSOLUTE ENCODER; SHAFT WITH FITTED KEY, TOLERANCE N; W/O HOLDING BRAKE DEGREE OF PROTECTION IP65 IP67 D-END FLANGE; RAL7016 COATING; METALLIC RATING PLATE AT MOTOR | - | 0 | 0
1FK7033-7AK71-1JB0 |  | 1FK7033-7AK71-1JB0 | 1 | UN | 1 | 60 | X | D | N | N | 85015100 | 1 |  | 3.402 | KG | 1418.06 | 1418.06 | MC05 | MC05 | SIMOTICS S Synchronous servo motor 1FK7 High Dynamic 1, 3 Nm, 100K, 6000rpm 0.57kW, Naturally cooled IM B5 (V1, V3) power/signal connectors Connector can be rotated by 270Â° ABSOLUTE ENCODER 16 S/R (ENCODER A-16); PERFORMANCE REDUCTION BY 10% DUE TO ABSOLUTE ENCODER; SHAFT WITH FITTED KEY, TOLERANCE N; WITH HOLDING BRAKE DEGREE OF PROTECTION IP64 | - | 0 | 0
1FK7033-7AK71-1JB2 |  | 1FK7033-7AK71-1JB2 | 1 | UN | 1 | 60 | X | D | N | N | 85015100 | 1 |  | 3.402 | KG | 1494.03 | 1494.03 | MC05 | MC05 | SIMOTICS S Synchronous servo motor 1FK7 High Dynamic 1, 3 Nm, 100K, 6000rpm 0.57kW, Naturally cooled IM B5 (V1, V3) power/signal connectors Connector can be rotated by 270Â° ABSOLUTE ENCODER 16 S/R (ENCODER A-16); PERFORMANCE REDUCTION BY 10% DUE TO ABSOLUTE ENCODER; SHAFT WITH FITTED KEY, TOLERANCE N; WITH HOLDING BRAKE DEGREE OF PROTECTION IP65 FLANGE ON DRIVE END IP67 | - | 0 | 0
1FK7033-7AK71-1JB3 |  | 1FK7033-7AK71-1JB3 | 1 | UN | 1 | 60 | X | D | N | N | 85015100 | 1 |  | 3.402 | KG | 1454.87 | 1454.87 | MC05 | MC05 | SIMOTICS S Synchronous servo motor 1FK7 High Dynamic 1, 3 Nm, 100K, 6000rpm 0.57kW, Naturally cooled IM B5 (V1, V3) power/signal connectors Connector can be rotated by 270Â° ABSOLUTE ENCODER 16 S/R (ENCODER A-16); PERFORMANCE REDUCTION BY 10% DUE TO ABSOLUTE ENCODER; SHAFT WITH FITTED KEY, TOLERANCE N; WITH HOLDING BRAKE DEGREE OF PROTECTION IP64; PAINT FINISH RAL7016 | - | 0 | 0
1FK7033-7AK71-1JB5 |  | 1FK7033-7AK71-1JB5 | 1 | UN | 1 | 60 | X | D | N | N | 85015100 | 1 |  | 3.402 | KG | 1530.82 | 1530.82 | MC05 | MC05 | SIMOTICS S Synchronous servo motor 1FK7 High Dynamic 1, 3 Nm, 100K, 6000rpm 0.57kW, Naturally cooled IM B5 (V1, V3) power/signal connectors Connector can be rotated by 270Â° ABSOLUTE ENCODER 16 S/R (ENCODER A-16); PERFORMANCE REDUCTION BY 10% DUE TO ABSOLUTE ENCODER; SHAFT WITH FITTED KEY, TOLERANCE N; WITH HOLDING BRAKE DEGREE OF PROTECTION IP65 AS FLANGE IP67; PAINT FINISH RAL7016 | - | 0 | 0
1FK7033-7AK71-1JB8 |  | 1FK7033-7AK71-1JB8 | 1 | UN | 1 | 60 | X | D | N | N | 85015100 | 1 |  | 3.402 | KG | 1612.03 | 1612.03 | MC05 | MC05 | SIMOTICS S Synchronous servo motor 1FK7 High Dynamic 1, 3 Nm, 100K, 6000rpm 0.57kW, Naturally cooled IM B5 (V1, V3) power/signal connectors Connector can be rotated by 270Â° ABSOLUTE ENCODER 16 S/R (ENCODER A-16); PERFORMANCE REDUCTION BY 10% DUE TO ABSOLUTE ENCODER; SHAFT WITH FITTED KEY, TOLERANCE N; WITH HOLDING BRAKE DEGREE OF PROTECTION IP65 IP67 D-END FLANGE; RAL7016 COATING; METALLIC RATING PLATE AT MOTOR | - | 0 | 0
1FK7033-7AK71-1JG0 |  | 1FK7033-7AK71-1JG0 | 1 | UN | 1 | 60 | X | D | N | N | 85015100 | 1 |  | 3.103 | KG | 1170.24 | 1170.24 | MC05 | MC05 | SIMOTICS S Synchronous servo motor 1FK7 High Dynamic 1, 3 Nm, 100K, 6000rpm 0.57kW, Naturally cooled IM B5 (V1, V3) power/signal connectors Connector can be rotated by 270Â° ABSOLUTE ENCODER 16 S/R (ENCODER A-16); PERFORMANCE REDUCTION BY 10% DUE TO ABSOLUTE ENCODER; PLAIN SHAFT, TOLERANCE N; W/O HOLDING BRAKE DEGREE OF PROTECTION IP64 | - | 0 | 0
1FK7033-7AK71-1JG2 |  | 1FK7033-7AK71-1JG2 | 1 | UN | 1 | 60 | X | D | N | N | 85015100 | 1 |  | 3.103 | KG | 1246.21 | 1246.21 | MC05 | MC05 | SIMOTICS S Synchronous servo motor 1FK7 High Dynamic 1, 3 Nm, 100K, 6000rpm 0.57kW, Naturally cooled IM B5 (V1, V3) power/signal connectors Connector can be rotated by 270Â° ABSOLUTE ENCODER 16 S/R (ENCODER A-16); PERFORMANCE REDUCTION BY 10% DUE TO ABSOLUTE ENCODER; PLAIN SHAFT, TOLERANCE N; W/O HOLDING BRAKE DEGREE OF PROTECTION IP65 FLANGE ON DRIVE END IP67 | - | 0 | 0
1FK7033-7AK71-1JG3 |  | 1FK7033-7AK71-1JG3 | 1 | UN | 1 | 60 | X | D | N | N | 85015100 | 1 |  | 3.103 | KG | 1207.05 | 1207.05 | MC05 | MC05 | SIMOTICS S Synchronous servo motor 1FK7 High Dynamic 1, 3 Nm, 100K, 6000rpm 0.57kW, Naturally cooled IM B5 (V1, V3) power/signal connectors Connector can be rotated by 270Â° ABSOLUTE ENCODER 16 S/R (ENCODER A-16); PERFORMANCE REDUCTION BY 10% DUE TO ABSOLUTE ENCODER; PLAIN SHAFT, TOLERANCE N; W/O HOLDING BRAKE DEGREE OF PROTECTION IP64; PAINT FINISH RAL7016 | - | 0 | 0
1FK7033-7AK71-1JG5 |  | 1FK7033-7AK71-1JG5 | 1 | UN | 1 | 60 | X | D | N | N | 85015100 | 1 |  | 3.103 | KG | 1283 | 1283 | MC05 | MC05 | SIMOTICS S Synchronous servo motor 1FK7 High Dynamic 1, 3 Nm, 100K, 6000rpm 0.57kW, Naturally cooled IM B5 (V1, V3) power/signal connectors Connector can be rotated by 270Â° ABSOLUTE ENCODER 16 S/R (ENCODER A-16); PERFORMANCE REDUCTION BY 10% DUE TO ABSOLUTE ENCODER; PLAIN SHAFT, TOLERANCE N; W/O HOLDING BRAKE DEGREE OF PROTECTION IP65 AS FLANGE IP67; PAINT FINISH RAL7016 | - | 0 | 0
1FK7033-7AK71-1JG8 |  | 1FK7033-7AK71-1JG8 | 1 | UN | 1 | 60 | X | D | N | N | 85015100 | 1 |  | 3.103 | KG | 1364.21 | 1364.21 | MC05 | MC05 | SIMOTICS S Synchronous servo motor 1FK7 High Dynamic 1, 3 Nm, 100K, 6000rpm 0.57kW, Naturally cooled IM B5 (V1, V3) power/signal connectors Connector can be rotated by 270Â° ABSOLUTE ENCODER 16 S/R (ENCODER A-16); PERFORMANCE REDUCTION BY 10% DUE TO ABSOLUTE ENCODER; PLAIN SHAFT, TOLERANCE N; W/O HOLDING BRAKE DEGREE OF PROTECTION IP65 IP67 D-END FLANGE; RAL7016 COATING; METALLIC RATING PLATE AT MOTOR | - | 0 | 0
1FK7033-7AK71-1JH0 |  | 1FK7033-7AK71-1JH0 | 1 | UN | 1 | 60 | X | D | N | N | 85015100 | 1 |  | 3.402 | KG | 1346.07 | 1346.07 | MC05 | MC05 | SIMOTICS S Synchronous servo motor 1FK7 High Dynamic 1, 3 Nm, 100K, 6000rpm 0.57kW, Naturally cooled IM B5 (V1, V3) power/signal connectors Connector can be rotated by 270Â° ABSOLUTE ENCODER 16 S/R (ENCODER A-16); PERFORMANCE REDUCTION BY 10% DUE TO ABSOLUTE ENCODER; PLAIN SHAFT, TOLERANCE N; WITH HOLDING BRAKE DEGREE OF PROTECTION IP64 | - | 0 | 0
1FK7033-7AK71-1JH2 |  | 1FK7033-7AK71-1JH2 | 1 | UN | 1 | 60 | X | D | N | N | 85015100 | 1 |  | 3.402 | KG | 1422.04 | 1422.04 | MC05 | MC05 | SIMOTICS S Synchronous servo motor 1FK7 High Dynamic 1, 3 Nm, 100K, 6000rpm 0.57kW, Naturally cooled IM B5 (V1, V3) power/signal connectors Connector can be rotated by 270Â° ABSOLUTE ENCODER 16 S/R (ENCODER A-16); PERFORMANCE REDUCTION BY 10% DUE TO ABSOLUTE ENCODER; PLAIN SHAFT, TOLERANCE N; WITH HOLDING BRAKE DEGREE OF PROTECTION IP65 FLANGE ON DRIVE END IP67 | - | 0 | 0
1FK7033-7AK71-1JH3 |  | 1FK7033-7AK71-1JH3 | 1 | UN | 1 | 60 | X | D | N | N | 85015100 | 1 |  | 3.402 | KG | 1382.88 | 1382.88 | MC05 | MC05 | SIMOTICS S Synchronous servo motor 1FK7 High Dynamic 1, 3 Nm, 100K, 6000rpm 0.57kW, Naturally cooled IM B5 (V1, V3) power/signal connectors Connector can be rotated by 270Â° ABSOLUTE ENCODER 16 S/R (ENCODER A-16); PERFORMANCE REDUCTION BY 10% DUE TO ABSOLUTE ENCODER; PLAIN SHAFT, TOLERANCE N; WITH HOLDING BRAKE DEGREE OF PROTECTION IP64; PAINT FINISH RAL7016 | - | 0 | 0
1FK7033-7AK71-1JH5 |  | 1FK7033-7AK71-1JH5 | 1 | UN | 1 | 60 | X | D | N | N | 85015100 | 1 |  | 3.402 | KG | 1458.83 | 1458.83 | MC05 | MC05 | SIMOTICS S Synchronous servo motor 1FK7 High Dynamic 1, 3 Nm, 100K, 6000rpm 0.57kW, Naturally cooled IM B5 (V1, V3) power/signal connectors Connector can be rotated by 270Â° ABSOLUTE ENCODER 16 S/R (ENCODER A-16); PERFORMANCE REDUCTION BY 10% DUE TO ABSOLUTE ENCODER; PLAIN SHAFT, TOLERANCE N; WITH HOLDING BRAKE DEGREE OF PROTECTION IP65 AS FLANGE IP67; PAINT FINISH RAL7016 | - | 0 | 0
1FK7033-7AK71-1JH8 |  | 1FK7033-7AK71-1JH8 | 1 | UN | 1 | 60 | X | D | N | N | 85015100 | 1 |  | 3.402 | KG | 1540.04 | 1540.04 | MC05 | MC05 | SIMOTICS S Synchronous servo motor 1FK7 High Dynamic 1, 3 Nm, 100K, 6000rpm 0.57kW, Naturally cooled IM B5 (V1, V3) power/signal connectors Connector can be rotated by 270Â° ABSOLUTE ENCODER 16 S/R (ENCODER A-16); PERFORMANCE REDUCTION BY 10% DUE TO ABSOLUTE ENCODER; PLAIN SHAFT, TOLERANCE N; WITH HOLDING BRAKE DEGREE OF PROTECTION IP65 IP67 D-END FLANGE; RAL7016 COATING; METALLIC RATING PLATE AT MOTOR | - | 0 | 0
1FK7033-7AK71-1LA0 |  | 1FK7033-7AK71-1LA0 | 1 | UN | 1 | 60 | X | D | N | N | 85015100 | 1 |  | 3.103 | KG | 1855.12 | 1855.12 | MC05 | MC05 | SIMOTICS S Synchronous servo motor 1FK7 High Dynamic 1, 3 Nm, 100K, 6000rpm 0.57kW, Naturally cooled IM B5 (V1, V3) power/signal connectors Connector can be rotated by 270Â° ABSOLUTE ENCODER 512 P/REV (ENCODER A-512) WITH DRIVE-CLIQ INTERFACE; PERFORMANCE REDUCTION BY 10% DUE TO ABSOLUTE ENCODER; SHAFT WITH FITTED KEY, TOLERANCE N; W/O HOLDING BRAKE DEGREE OF PROTECTION IP64 | - | 0 | 0
1FK7033-7AK71-1LA2 |  | 1FK7033-7AK71-1LA2 | 1 | UN | 1 | 60 | X | D | N | N | 85015100 | 1 |  | 3.103 | KG | 1931.09 | 1931.09 | MC05 | MC05 | SIMOTICS S Synchronous servo motor 1FK7 High Dynamic 1, 3 Nm, 100K, 6000rpm 0.57kW, Naturally cooled IM B5 (V1, V3) power/signal connectors Connector can be rotated by 270Â° ABSOLUTE ENCODER 512 P/REV (ENCODER A-512) WITH DRIVE-CLIQ INTERFACE; PERFORMANCE REDUCTION BY 10% DUE TO ABSOLUTE ENCODER; SHAFT WITH FITTED KEY, TOLERANCE N; W/O HOLDING BRAKE DEGREE OF PROTECTION IP65 FLANGE ON DRIVE END IP67 | - | 0 | 0
1FK7033-7AK71-1LA3 |  | 1FK7033-7AK71-1LA3 | 1 | UN | 1 | 60 | X | D | N | N | 85015100 | 1 |  | 3.103 | KG | 1891.93 | 1891.93 | MC05 | MC05 | SIMOTICS S Synchronous servo motor 1FK7 High Dynamic 1, 3 Nm, 100K, 6000rpm 0.57kW, Naturally cooled IM B5 (V1, V3) power/signal connectors Connector can be rotated by 270Â° ABSOLUTE ENCODER 512 P/REV (ENCODER A-512) WITH DRIVE-CLIQ INTERFACE; PERFORMANCE REDUCTION BY 10% DUE TO ABSOLUTE ENCODER; SHAFT WITH FITTED KEY, TOLERANCE N; W/O HOLDING BRAKE DEGREE OF PROTECTION IP64; PAINT FINISH RAL7016 | - | 0 | 0
1FK7033-7AK71-1LA5 |  | 1FK7033-7AK71-1LA5 | 1 | UN | 1 | 60 | X | D | N | N | 85015100 | 1 |  | 3.103 | KG | 1967.88 | 1967.88 | MC05 | MC05 | SIMOTICS S Synchronous servo motor 1FK7 High Dynamic 1, 3 Nm, 100K, 6000rpm 0.57kW, Naturally cooled IM B5 (V1, V3) power/signal connectors Connector can be rotated by 270Â° ABSOLUTE ENCODER 512 P/REV (ENCODER A-512) WITH DRIVE-CLIQ INTERFACE; PERFORMANCE REDUCTION BY 10% DUE TO ABSOLUTE ENCODER; SHAFT WITH FITTED KEY, TOLERANCE N; W/O HOLDING BRAKE DEGREE OF PROTECTION IP65 AS FLANGE IP67; PAINT FINISH RAL7016 | - | 0 | 0
1FK7033-7AK71-1LA8 |  | 1FK7033-7AK71-1LA8 | 1 | UN | 1 | 60 | X | D | N | N | 85015100 | 1 |  | 3.103 | KG | 2049.09 | 2049.09 | MC05 | MC05 | SIMOTICS S Synchronous servo motor 1FK7 High Dynamic 1, 3 Nm, 100K, 6000rpm 0.57kW, Naturally cooled IM B5 (V1, V3) power/signal connectors Connector can be rotated by 270Â° ABSOLUTE ENCODER 512 P/REV (ENCODER A-512) WITH DRIVE-CLIQ INTERFACE; PERFORMANCE REDUCTION BY 10% DUE TO ABSOLUTE ENCODER; SHAFT WITH FITTED KEY, TOLERANCE N; W/O HOLDING BRAKE DEGREE OF PROTECTION IP65 IP67 D-END FLANGE; RAL7016 COATING; METALLIC RATING PLATE AT MOTOR | - | 0 | 0
1FK7033-7AK71-1LB0 |  | 1FK7033-7AK71-1LB0 | 1 | UN | 1 | 60 | X | D | N | N | 85015100 | 1 |  | 3.402 | KG | 2032.89 | 2032.89 | MC05 | MC05 | SIMOTICS S Synchronous servo motor 1FK7 High Dynamic 1, 3 Nm, 100K, 6000rpm 0.57kW, Naturally cooled IM B5 (V1, V3) power/signal connectors Connector can be rotated by 270Â° ABSOLUTE ENCODER 512 P/REV (ENCODER A-512) WITH DRIVE-CLIQ INTERFACE; PERFORMANCE REDUCTION BY 10% DUE TO ABSOLUTE ENCODER; SHAFT WITH FITTED KEY, TOLERANCE N; WITH HOLDING BRAKE DEGREE OF PROTECTION IP64 | - | 0 | 0
1FK7033-7AK71-1LB2 |  | 1FK7033-7AK71-1LB2 | 1 | UN | 1 | 60 | X | D | N | N | 85015100 | 1 |  | 3.402 | KG | 2108.86 | 2108.86 | MC05 | MC05 | SIMOTICS S Synchronous servo motor 1FK7 High Dynamic 1, 3 Nm, 100K, 6000rpm 0.57kW, Naturally cooled IM B5 (V1, V3) power/signal connectors Connector can be rotated by 270Â° ABSOLUTE ENCODER 512 P/REV (ENCODER A-512) WITH DRIVE-CLIQ INTERFACE; PERFORMANCE REDUCTION BY 10% DUE TO ABSOLUTE ENCODER; SHAFT WITH FITTED KEY, TOLERANCE N; WITH HOLDING BRAKE DEGREE OF PROTECTION IP65 FLANGE ON DRIVE END IP67 | - | 0 | 0
1FK7033-7AK71-1LB3 |  | 1FK7033-7AK71-1LB3 | 1 | UN | 1 | 60 | X | D | N | N | 85015100 | 1 |  | 3.402 | KG | 2069.7 | 2069.7 | MC05 | MC05 | SIMOTICS S Synchronous servo motor 1FK7 High Dynamic 1, 3 Nm, 100K, 6000rpm 0.57kW, Naturally cooled IM B5 (V1, V3) power/signal connectors Connector can be rotated by 270Â° ABSOLUTE ENCODER 512 P/REV (ENCODER A-512) WITH DRIVE-CLIQ INTERFACE; PERFORMANCE REDUCTION BY 10% DUE TO ABSOLUTE ENCODER; SHAFT WITH FITTED KEY, TOLERANCE N; WITH HOLDING BRAKE DEGREE OF PROTECTION IP64; PAINT FINISH RAL7016 | - | 0 | 0
1FK7033-7AK71-1LB5 |  | 1FK7033-7AK71-1LB5 | 1 | UN | 1 | 60 | X | D | N | N | 85015100 | 1 |  | 3.402 | KG | 2145.65 | 2145.65 | MC05 | MC05 | SIMOTICS S Synchronous servo motor 1FK7 High Dynamic 1, 3 Nm, 100K, 6000rpm 0.57kW, Naturally cooled IM B5 (V1, V3) power/signal connectors Connector can be rotated by 270Â° ABSOLUTE ENCODER 512 P/REV (ENCODER A-512) WITH DRIVE-CLIQ INTERFACE; PERFORMANCE REDUCTION BY 10% DUE TO ABSOLUTE ENCODER; SHAFT WITH FITTED KEY, TOLERANCE N; WITH HOLDING BRAKE DEGREE OF PROTECTION IP65 AS FLANGE IP67; PAINT FINISH RAL7016 | - | 0 | 0
1FK7033-7AK71-1LB8 |  | 1FK7033-7AK71-1LB8 | 1 | UN | 1 | 60 | X | D | N | N | 85015100 | 1 |  | 3.402 | KG | 2226.86 | 2226.86 | MC05 | MC05 | SIMOTICS S Synchronous servo motor 1FK7 High Dynamic 1, 3 Nm, 100K, 6000rpm 0.57kW, Naturally cooled IM B5 (V1, V3) power/signal connectors Connector can be rotated by 270Â° ABSOLUTE ENCODER 512 P/REV (ENCODER A-512) WITH DRIVE-CLIQ INTERFACE; PERFORMANCE REDUCTION BY 10% DUE TO ABSOLUTE ENCODER; SHAFT WITH FITTED KEY, TOLERANCE N; WITH HOLDING BRAKE DEGREE OF PROTECTION IP65 IP67 D-END FLANGE; RAL7016 COATING; METALLIC RATING PLATE AT MOTOR | - | 0 | 0
1FK7033-7AK71-1LG0 |  | 1FK7033-7AK71-1LG0 | 1 | UN | 1 | 60 | X | D | N | N | 85015100 | 1 |  | 3.103 | KG | 1785.07 | 1785.07 | MC05 | MC05 | SIMOTICS S Synchronous servo motor 1FK7 High Dynamic 1, 3 Nm, 100K, 6000rpm 0.57kW, Naturally cooled IM B5 (V1, V3) power/signal connectors Connector can be rotated by 270Â° ABSOLUTE ENCODER 512 P/REV (ENCODER A-512) WITH DRIVE-CLIQ INTERFACE; PERFORMANCE REDUCTION BY 10% DUE TO ABSOLUTE ENCODER; PLAIN SHAFT, TOLERANCE N; W/O HOLDING BRAKE DEGREE OF PROTECTION IP64 | - | 0 | 0
1FK7033-7AK71-1LG2 |  | 1FK7033-7AK71-1LG2 | 1 | UN | 1 | 60 | X | D | N | N | 85015100 | 1 |  | 3.103 | KG | 1861.04 | 1861.04 | MC05 | MC05 | SIMOTICS S Synchronous servo motor 1FK7 High Dynamic 1, 3 Nm, 100K, 6000rpm 0.57kW, Naturally cooled IM B5 (V1, V3) power/signal connectors Connector can be rotated by 270Â° ABSOLUTE ENCODER 512 P/REV (ENCODER A-512) WITH DRIVE-CLIQ INTERFACE; PERFORMANCE REDUCTION BY 10% DUE TO ABSOLUTE ENCODER; PLAIN SHAFT, TOLERANCE N; W/O HOLDING BRAKE DEGREE OF PROTECTION IP65 FLANGE ON DRIVE END IP67 | - | 0 | 0
1FK7033-7AK71-1LG3 |  | 1FK7033-7AK71-1LG3 | 1 | UN | 1 | 60 | X | D | N | N | 85015100 | 1 |  | 3.103 | KG | 1821.88 | 1821.88 | MC05 | MC05 | SIMOTICS S Synchronous servo motor 1FK7 High Dynamic 1, 3 Nm, 100K, 6000rpm 0.57kW, Naturally cooled IM B5 (V1, V3) power/signal connectors Connector can be rotated by 270Â° ABSOLUTE ENCODER 512 P/REV (ENCODER A-512) WITH DRIVE-CLIQ INTERFACE; PERFORMANCE REDUCTION BY 10% DUE TO ABSOLUTE ENCODER; PLAIN SHAFT, TOLERANCE N; W/O HOLDING BRAKE DEGREE OF PROTECTION IP64; PAINT FINISH RAL7016 | - | 0 | 0
1FK7033-7AK71-1LG5 |  | 1FK7033-7AK71-1LG5 | 1 | UN | 1 | 60 | X | D | N | N | 85015100 | 1 |  | 3.103 | KG | 1897.83 | 1897.83 | MC05 | MC05 | SIMOTICS S Synchronous servo motor 1FK7 High Dynamic 1, 3 Nm, 100K, 6000rpm 0.57kW, Naturally cooled IM B5 (V1, V3) power/signal connectors Connector can be rotated by 270Â° ABSOLUTE ENCODER 512 P/REV (ENCODER A-512) WITH DRIVE-CLIQ INTERFACE; PERFORMANCE REDUCTION BY 10% DUE TO ABSOLUTE ENCODER; PLAIN SHAFT, TOLERANCE N; W/O HOLDING BRAKE DEGREE OF PROTECTION IP65 AS FLANGE IP67; PAINT FINISH RAL7016 | - | 0 | 0
1FK7033-7AK71-1LG8 |  | 1FK7033-7AK71-1LG8 | 1 | UN | 1 | 60 | X | D | N | N | 85015100 | 1 |  | 3.103 | KG | 1979.04 | 1979.04 | MC05 | MC05 | SIMOTICS S Synchronous servo motor 1FK7 High Dynamic 1, 3 Nm, 100K, 6000rpm 0.57kW, Naturally cooled IM B5 (V1, V3) power/signal connectors Connector can be rotated by 270Â° ABSOLUTE ENCODER 512 P/REV (ENCODER A-512) WITH DRIVE-CLIQ INTERFACE; PERFORMANCE REDUCTION BY 10% DUE TO ABSOLUTE ENCODER; PLAIN SHAFT, TOLERANCE N; W/O HOLDING BRAKE DEGREE OF PROTECTION IP65 IP67 D-END FLANGE; RAL7016 COATING; METALLIC RATING PLATE AT MOTOR | - | 0 | 0
1FK7033-7AK71-1LH0 |  | 1FK7033-7AK71-1LH0 | 1 | UN | 1 | 60 | X | D | N | N | 85015100 | 1 |  | 3.402 | KG | 1960.9 | 1960.9 | MC05 | MC05 | SIMOTICS S Synchronous servo motor 1FK7 High Dynamic 1, 3 Nm, 100K, 6000rpm 0.57kW, Naturally cooled IM B5 (V1, V3) power/signal connectors Connector can be rotated by 270Â° ABSOLUTE ENCODER 512 P/REV (ENCODER A-512) WITH DRIVE-CLIQ INTERFACE; PERFORMANCE REDUCTION BY 10% DUE TO ABSOLUTE ENCODER; PLAIN SHAFT, TOLERANCE N; WITH HOLDING BRAKE DEGREE OF PROTECTION IP64 | - | 0 | 0
1FK7033-7AK71-1LH2 |  | 1FK7033-7AK71-1LH2 | 1 | UN | 1 | 60 | X | D | N | N | 85015100 | 1 |  | 3.402 | KG | 2036.87 | 2036.87 | MC05 | MC05 | SIMOTICS S Synchronous servo motor 1FK7 High Dynamic 1, 3 Nm, 100K, 6000rpm 0.57kW, Naturally cooled IM B5 (V1, V3) power/signal connectors Connector can be rotated by 270Â° ABSOLUTE ENCODER 512 P/REV (ENCODER A-512) WITH DRIVE-CLIQ INTERFACE; PERFORMANCE REDUCTION BY 10% DUE TO ABSOLUTE ENCODER; PLAIN SHAFT, TOLERANCE N; WITH HOLDING BRAKE DEGREE OF PROTECTION IP65 FLANGE ON DRIVE END IP67 | - | 0 | 0
1FK7033-7AK71-1LH3 |  | 1FK7033-7AK71-1LH3 | 1 | UN | 1 | 60 | X | D | N | N | 85015100 | 1 |  | 3.402 | KG | 1997.71 | 1997.71 | MC05 | MC05 | SIMOTICS S Synchronous servo motor 1FK7 High Dynamic 1, 3 Nm, 100K, 6000rpm 0.57kW, Naturally cooled IM B5 (V1, V3) power/signal connectors Connector can be rotated by 270Â° ABSOLUTE ENCODER 512 P/REV (ENCODER A-512) WITH DRIVE-CLIQ INTERFACE; PERFORMANCE REDUCTION BY 10% DUE TO ABSOLUTE ENCODER; PLAIN SHAFT, TOLERANCE N; WITH HOLDING BRAKE DEGREE OF PROTECTION IP64; PAINT FINISH RAL7016 | - | 0 | 0
1FK7033-7AK71-1LH5 |  | 1FK7033-7AK71-1LH5 | 1 | UN | 1 | 60 | X | D | N | N | 85015100 | 1 |  | 3.402 | KG | 2073.66 | 2073.66 | MC05 | MC05 | SIMOTICS S Synchronous servo motor 1FK7 High Dynamic 1, 3 Nm, 100K, 6000rpm 0.57kW, Naturally cooled IM B5 (V1, V3) power/signal connectors Connector can be rotated by 270Â° ABSOLUTE ENCODER 512 P/REV (ENCODER A-512) WITH DRIVE-CLIQ INTERFACE; PERFORMANCE REDUCTION BY 10% DUE TO ABSOLUTE ENCODER; PLAIN SHAFT, TOLERANCE N; WITH HOLDING BRAKE DEGREE OF PROTECTION IP65 AS FLANGE IP67; PAINT FINISH RAL7016 | - | 0 | 0
1FK7033-7AK71-1LH8 |  | 1FK7033-7AK71-1LH8 | 1 | UN | 1 | 60 | X | D | N | N | 85015100 | 1 |  | 3.402 | KG | 2154.87 | 2154.87 | MC05 | MC05 | SIMOTICS S Synchronous servo motor 1FK7 High Dynamic 1, 3 Nm, 100K, 6000rpm 0.57kW, Naturally cooled IM B5 (V1, V3) power/signal connectors Connector can be rotated by 270Â° ABSOLUTE ENCODER 512 P/REV (ENCODER A-512) WITH DRIVE-CLIQ INTERFACE; PERFORMANCE REDUCTION BY 10% DUE TO ABSOLUTE ENCODER; PLAIN SHAFT, TOLERANCE N; WITH HOLDING BRAKE DEGREE OF PROTECTION IP65 IP67 D-END FLANGE; RAL7016 COATING; METALLIC RATING PLATE AT MOTOR | - | 0 | 0
1FK7033-7AK71-1PA0 |  | 1FK7033-7AK71-1PA0 | 1 | UN | 1 | 60 | X | D | N | N | 85015100 | 1 |  | 3.103 | KG | 1079.27 | 1079.27 | MC05 | MC05 | SIMOTICS S Synchronous servo motor 1FK7 High Dynamic 1, 3 Nm, 100K, 6000rpm 0.57kW, Naturally cooled IM B5 (V1, V3) power/signal connectors Connector can be rotated by 270Â° RESOLVER 2-POLE (RESOLVER P=1) WITH DRIVE-CLIQ INTERFACE; SHAFT WITH FITTED KEY, TOLERANCE N; W/O HOLDING BRAKE DEGREE OF PROTECTION IP64 | - | 0 | 0
1FK7033-7AK71-1PA2 |  | 1FK7033-7AK71-1PA2 | 1 | UN | 1 | 60 | X | D | N | N | 85015100 | 1 |  | 3.103 | KG | 1155.24 | 1155.24 | MC05 | MC05 | SIMOTICS S Synchronous servo motor 1FK7 High Dynamic 1, 3 Nm, 100K, 6000rpm 0.57kW, Naturally cooled IM B5 (V1, V3) power/signal connectors Connector can be rotated by 270Â° RESOLVER 2-POLE (RESOLVER P=1) WITH DRIVE-CLIQ INTERFACE; SHAFT WITH FITTED KEY, TOLERANCE N; W/O HOLDING BRAKE DEGREE OF PROTECTION IP65 FLANGE ON DRIVE END IP67 | - | 0 | 0
1FK7033-7AK71-1PA3 |  | 1FK7033-7AK71-1PA3 | 1 | UN | 1 | 60 | X | D | N | N | 85015100 | 1 |  | 3.103 | KG | 1116.08 | 1116.08 | MC05 | MC05 | SIMOTICS S Synchronous servo motor 1FK7 High Dynamic 1, 3 Nm, 100K, 6000rpm 0.57kW, Naturally cooled IM B5 (V1, V3) power/signal connectors Connector can be rotated by 270Â° RESOLVER 2-POLE (RESOLVER P=1) WITH DRIVE-CLIQ INTERFACE; SHAFT WITH FITTED KEY, TOLERANCE N; W/O HOLDING BRAKE DEGREE OF PROTECTION IP64; PAINT FINISH RAL7016 | - | 0 | 0
1FK7033-7AK71-1PA5 |  | 1FK7033-7AK71-1PA5 | 1 | UN | 1 | 60 | X | D | N | N | 85015100 | 1 |  | 3.103 | KG | 1192.03 | 1192.03 | MC05 | MC05 | SIMOTICS S Synchronous servo motor 1FK7 High Dynamic 1, 3 Nm, 100K, 6000rpm 0.57kW, Naturally cooled IM B5 (V1, V3) power/signal connectors Connector can be rotated by 270Â° RESOLVER 2-POLE (RESOLVER P=1) WITH DRIVE-CLIQ INTERFACE; SHAFT WITH FITTED KEY, TOLERANCE N; W/O HOLDING BRAKE DEGREE OF PROTECTION IP65 AS FLANGE IP67; PAINT FINISH RAL7016 | - | 0 | 0
1FK7033-7AK71-1PA8 |  | 1FK7033-7AK71-1PA8 | 1 | UN | 1 | 60 | X | D | N | N | 85015100 | 1 |  | 3.103 | KG | 1273.24 | 1273.24 | MC05 | MC05 | SIMOTICS S Synchronous servo motor 1FK7 High Dynamic 1, 3 Nm, 100K, 6000rpm 0.57kW, Naturally cooled IM B5 (V1, V3) power/signal connectors Connector can be rotated by 270Â° RESOLVER 2-POLE (RESOLVER P=1) WITH DRIVE-CLIQ INTERFACE; SHAFT WITH FITTED KEY, TOLERANCE N; W/O HOLDING BRAKE DEGREE OF PROTECTION IP65 IP67 D-END FLANGE; RAL7016 COATING; METALLIC RATING PLATE AT MOTOR | - | 0 | 0
1FK7033-7AK71-1PB0 |  | 1FK7033-7AK71-1PB0 | 1 | UN | 1 | 60 | X | D | N | N | 85015100 | 1 |  | 3.402 | KG | 1257.04 | 1257.04 | MC05 | MC05 | SIMOTICS S Synchronous servo motor 1FK7 High Dynamic 1, 3 Nm, 100K, 6000rpm 0.57kW, Naturally cooled IM B5 (V1, V3) power/signal connectors Connector can be rotated by 270Â° RESOLVER 2-POLE (RESOLVER P=1) WITH DRIVE-CLIQ INTERFACE; SHAFT WITH FITTED KEY, TOLERANCE N; WITH HOLDING BRAKE DEGREE OF PROTECTION IP64 | - | 0 | 0
1FK7033-7AK71-1PB2 |  | 1FK7033-7AK71-1PB2 | 1 | UN | 1 | 60 | X | D | N | N | 85015100 | 1 |  | 3.402 | KG | 1333.01 | 1333.01 | MC05 | MC05 | SIMOTICS S Synchronous servo motor 1FK7 High Dynamic 1, 3 Nm, 100K, 6000rpm 0.57kW, Naturally cooled IM B5 (V1, V3) power/signal connectors Connector can be rotated by 270Â° RESOLVER 2-POLE (RESOLVER P=1) WITH DRIVE-CLIQ INTERFACE; SHAFT WITH FITTED KEY, TOLERANCE N; WITH HOLDING BRAKE DEGREE OF PROTECTION IP65 FLANGE ON DRIVE END IP67 | - | 0 | 0
1FK7033-7AK71-1PB3 |  | 1FK7033-7AK71-1PB3 | 1 | UN | 1 | 60 | X | D | N | N | 85015100 | 1 |  | 3.402 | KG | 1293.85 | 1293.85 | MC05 | MC05 | SIMOTICS S Synchronous servo motor 1FK7 High Dynamic 1, 3 Nm, 100K, 6000rpm 0.57kW, Naturally cooled IM B5 (V1, V3) power/signal connectors Connector can be rotated by 270Â° RESOLVER 2-POLE (RESOLVER P=1) WITH DRIVE-CLIQ INTERFACE; SHAFT WITH FITTED KEY, TOLERANCE N; WITH HOLDING BRAKE DEGREE OF PROTECTION IP64; PAINT FINISH RAL7016 | - | 0 | 0
1FK7033-7AK71-1PB5 |  | 1FK7033-7AK71-1PB5 | 1 | UN | 1 | 60 | X | D | N | N | 85015100 | 1 |  | 3.402 | KG | 1369.8 | 1369.8 | MC05 | MC05 | SIMOTICS S Synchronous servo motor 1FK7 High Dynamic 1, 3 Nm, 100K, 6000rpm 0.57kW, Naturally cooled IM B5 (V1, V3) power/signal connectors Connector can be rotated by 270Â° RESOLVER 2-POLE (RESOLVER P=1) WITH DRIVE-CLIQ INTERFACE; SHAFT WITH FITTED KEY, TOLERANCE N; WITH HOLDING BRAKE DEGREE OF PROTECTION IP65 AS FLANGE IP67; PAINT FINISH RAL7016 | - | 0 | 0
1FK7033-7AK71-1PB8 |  | 1FK7033-7AK71-1PB8 | 1 | UN | 1 | 60 | X | D | N | N | 85015100 | 1 |  | 3.402 | KG | 1451.01 | 1451.01 | MC05 | MC05 | SIMOTICS S Synchronous servo motor 1FK7 High Dynamic 1, 3 Nm, 100K, 6000rpm 0.57kW, Naturally cooled IM B5 (V1, V3) power/signal connectors Connector can be rotated by 270Â° RESOLVER 2-POLE (RESOLVER P=1) WITH DRIVE-CLIQ INTERFACE; SHAFT WITH FITTED KEY, TOLERANCE N; WITH HOLDING BRAKE DEGREE OF PROTECTION IP65 IP67 D-END FLANGE; RAL7016 COATING; METALLIC RATING PLATE AT MOTOR | - | 0 | 0
1FK7033-7AK71-1PG0 |  | 1FK7033-7AK71-1PG0 | 1 | UN | 1 | 60 | X | D | N | N | 85015100 | 1 |  | 3.103 | KG | 1009.22 | 1009.22 | MC05 | MC05 | SIMOTICS S Synchronous servo motor 1FK7 High Dynamic 1, 3 Nm, 100K, 6000rpm 0.57kW, Naturally cooled IM B5 (V1, V3) power/signal connectors Connector can be rotated by 270Â° RESOLVER 2-POLE (RESOLVER P=1) WITH DRIVE-CLIQ INTERFACE; PLAIN SHAFT, TOLERANCE N; W/O HOLDING BRAKE DEGREE OF PROTECTION IP64 | - | 0 | 0
1FK7033-7AK71-1PG2 |  | 1FK7033-7AK71-1PG2 | 1 | UN | 1 | 60 | X | D | N | N | 85015100 | 1 |  | 3.103 | KG | 1085.19 | 1085.19 | MC05 | MC05 | SIMOTICS S Synchronous servo motor 1FK7 High Dynamic 1, 3 Nm, 100K, 6000rpm 0.57kW, Naturally cooled IM B5 (V1, V3) power/signal connectors Connector can be rotated by 270Â° RESOLVER 2-POLE (RESOLVER P=1) WITH DRIVE-CLIQ INTERFACE; PLAIN SHAFT, TOLERANCE N; W/O HOLDING BRAKE DEGREE OF PROTECTION IP65 FLANGE ON DRIVE END IP67 | - | 0 | 0
1FK7033-7AK71-1PG3 |  | 1FK7033-7AK71-1PG3 | 1 | UN | 1 | 60 | X | D | N | N | 85015100 | 1 |  | 3.103 | KG | 1046.03 | 1046.03 | MC05 | MC05 | SIMOTICS S Synchronous servo motor 1FK7 High Dynamic 1, 3 Nm, 100K, 6000rpm 0.57kW, Naturally cooled IM B5 (V1, V3) power/signal connectors Connector can be rotated by 270Â° RESOLVER 2-POLE (RESOLVER P=1) WITH DRIVE-CLIQ INTERFACE; PLAIN SHAFT, TOLERANCE N; W/O HOLDING BRAKE DEGREE OF PROTECTION IP64; PAINT FINISH RAL7016 | - | 0 | 0
1FK7033-7AK71-1PG5 |  | 1FK7033-7AK71-1PG5 | 1 | UN | 1 | 60 | X | D | N | N | 85015100 | 1 |  | 3.103 | KG | 1121.98 | 1121.98 | MC05 | MC05 | SIMOTICS S Synchronous servo motor 1FK7 High Dynamic 1, 3 Nm, 100K, 6000rpm 0.57kW, Naturally cooled IM B5 (V1, V3) power/signal connectors Connector can be rotated by 270Â° RESOLVER 2-POLE (RESOLVER P=1) WITH DRIVE-CLIQ INTERFACE; PLAIN SHAFT, TOLERANCE N; W/O HOLDING BRAKE DEGREE OF PROTECTION IP65 AS FLANGE IP67; PAINT FINISH RAL7016 | - | 0 | 0
1FK7033-7AK71-1PG8 |  | 1FK7033-7AK71-1PG8 | 1 | UN | 1 | 60 | X | D | N | N | 85015100 | 1 |  | 3.103 | KG | 1203.19 | 1203.19 | MC05 | MC05 | SIMOTICS S Synchronous servo motor 1FK7 High Dynamic 1, 3 Nm, 100K, 6000rpm 0.57kW, Naturally cooled IM B5 (V1, V3) power/signal connectors Connector can be rotated by 270Â° RESOLVER 2-POLE (RESOLVER P=1) WITH DRIVE-CLIQ INTERFACE; PLAIN SHAFT, TOLERANCE N; W/O HOLDING BRAKE DEGREE OF PROTECTION IP65 IP67 D-END FLANGE; RAL7016 COATING; METALLIC RATING PLATE AT MOTOR | - | 0 | 0
1FK7033-7AK71-1PH0 |  | 1FK7033-7AK71-1PH0 | 1 | UN | 1 | 60 | X | D | N | N | 85015100 | 1 |  | 3.402 | KG | 1185.05 | 1185.05 | MC05 | MC05 | SIMOTICS S Synchronous servo motor 1FK7 High Dynamic 1, 3 Nm, 100K, 6000rpm 0.57kW, Naturally cooled IM B5 (V1, V3) power/signal connectors Connector can be rotated by 270Â° RESOLVER 2-POLE (RESOLVER P=1) WITH DRIVE-CLIQ INTERFACE; PLAIN SHAFT, TOLERANCE N; WITH HOLDING BRAKE DEGREE OF PROTECTION IP64 | - | 0 | 0
1FK7033-7AK71-1PH2 |  | 1FK7033-7AK71-1PH2 | 1 | UN | 1 | 60 | X | D | N | N | 85015100 | 1 |  | 3.402 | KG | 1261.02 | 1261.02 | MC05 | MC05 | SIMOTICS S Synchronous servo motor 1FK7 High Dynamic 1, 3 Nm, 100K, 6000rpm 0.57kW, Naturally cooled IM B5 (V1, V3) power/signal connectors Connector can be rotated by 270Â° RESOLVER 2-POLE (RESOLVER P=1) WITH DRIVE-CLIQ INTERFACE; PLAIN SHAFT, TOLERANCE N; WITH HOLDING BRAKE DEGREE OF PROTECTION IP65 FLANGE ON DRIVE END IP67 | - | 0 | 0
1FK7033-7AK71-1PH3 |  | 1FK7033-7AK71-1PH3 | 1 | UN | 1 | 60 | X | D | N | N | 85015100 | 1 |  | 3.402 | KG | 1221.86 | 1221.86 | MC05 | MC05 | SIMOTICS S Synchronous servo motor 1FK7 High Dynamic 1, 3 Nm, 100K, 6000rpm 0.57kW, Naturally cooled IM B5 (V1, V3) power/signal connectors Connector can be rotated by 270Â° RESOLVER 2-POLE (RESOLVER P=1) WITH DRIVE-CLIQ INTERFACE; PLAIN SHAFT, TOLERANCE N; WITH HOLDING BRAKE DEGREE OF PROTECTION IP64; PAINT FINISH RAL7016 | - | 0 | 0
1FK7033-7AK71-1PH5 |  | 1FK7033-7AK71-1PH5 | 1 | UN | 1 | 60 | X | D | N | N | 85015100 | 1 |  | 3.402 | KG | 1297.81 | 1297.81 | MC05 | MC05 | SIMOTICS S Synchronous servo motor 1FK7 High Dynamic 1, 3 Nm, 100K, 6000rpm 0.57kW, Naturally cooled IM B5 (V1, V3) power/signal connectors Connector can be rotated by 270Â° RESOLVER 2-POLE (RESOLVER P=1) WITH DRIVE-CLIQ INTERFACE; PLAIN SHAFT, TOLERANCE N; WITH HOLDING BRAKE DEGREE OF PROTECTION IP65 AS FLANGE IP67; PAINT FINISH RAL7016 | - | 0 | 0
1FK7033-7AK71-1PH8 |  | 1FK7033-7AK71-1PH8 | 1 | UN | 1 | 60 | X | D | N | N | 85015100 | 1 |  | 3.402 | KG | 1379.02 | 1379.02 | MC05 | MC05 | SIMOTICS S Synchronous servo motor 1FK7 High Dynamic 1, 3 Nm, 100K, 6000rpm 0.57kW, Naturally cooled IM B5 (V1, V3) power/signal connectors Connector can be rotated by 270Â° RESOLVER 2-POLE (RESOLVER P=1) WITH DRIVE-CLIQ INTERFACE; PLAIN SHAFT, TOLERANCE N; WITH HOLDING BRAKE DEGREE OF PROTECTION IP65 IP67 D-END FLANGE; RAL7016 COATING; METALLIC RATING PLATE AT MOTOR | - | 0 | 0
1FK7033-7AK71-1SA0 |  | 1FK7033-7AK71-1SA0 | 1 | UN | 1 | 60 | X | D | N | N | 85015100 | 1 |  | 3.103 | KG | 883.53 | 883.53 | MC05 | MC05 | SIMOTICS S Synchronous servo motor 1FK7 High Dynamic 1, 3 Nm, 100K, 6000rpm 0.57kW, Naturally cooled IM B5 (V1, V3) power/signal connectors Connector can be rotated by 270Â° RESOLVER MULTI-POLE (RESOLVER P=3); SHAFT WITH FITTED KEY, TOLERANCE N; W/O HOLDING BRAKE DEGREE OF PROTECTION IP64 | - | 0 | 0
1FK7033-7AK71-1SA2 |  | 1FK7033-7AK71-1SA2 | 1 | UN | 1 | 60 | X | D | N | N | 85015100 | 1 |  | 3.103 | KG | 959.5 | 959.5 | MC05 | MC05 | SIMOTICS S Synchronous servo motor 1FK7 High Dynamic 1, 3 Nm, 100K, 6000rpm 0.57kW, Naturally cooled IM B5 (V1, V3) power/signal connectors Connector can be rotated by 270Â° RESOLVER MULTI-POLE (RESOLVER P=3); SHAFT WITH FITTED KEY, TOLERANCE N; W/O HOLDING BRAKE DEGREE OF PROTECTION IP65 FLANGE ON DRIVE END IP67 | - | 0 | 0
1FK7033-7AK71-1SA3 |  | 1FK7033-7AK71-1SA3 | 1 | UN | 1 | 60 | X | D | N | N | 85015100 | 1 |  | 3.103 | KG | 920.34 | 920.34 | MC05 | MC05 | SIMOTICS S Synchronous servo motor 1FK7 High Dynamic 1, 3 Nm, 100K, 6000rpm 0.57kW, Naturally cooled IM B5 (V1, V3) power/signal connectors Connector can be rotated by 270Â° RESOLVER MULTI-POLE (RESOLVER P=3); SHAFT WITH FITTED KEY, TOLERANCE N; W/O HOLDING BRAKE DEGREE OF PROTECTION IP64; PAINT FINISH RAL7016 | - | 0 | 0
1FK7033-7AK71-1SA5 |  | 1FK7033-7AK71-1SA5 | 1 | UN | 1 | 60 | X | D | N | N | 85015100 | 1 |  | 3.103 | KG | 996.29 | 996.29 | MC05 | MC05 | SIMOTICS S Synchronous servo motor 1FK7 High Dynamic 1, 3 Nm, 100K, 6000rpm 0.57kW, Naturally cooled IM B5 (V1, V3) power/signal connectors Connector can be rotated by 270Â° RESOLVER MULTI-POLE (RESOLVER P=3); SHAFT WITH FITTED KEY, TOLERANCE N; W/O HOLDING BRAKE DEGREE OF PROTECTION IP65 AS FLANGE IP67; PAINT FINISH RAL7016 | - | 0 | 0
1FK7033-7AK71-1SA8 |  | 1FK7033-7AK71-1SA8 | 1 | UN | 1 | 60 | X | D | N | N | 85015100 | 1 |  | 3.103 | KG | 1077.5 | 1077.5 | MC05 | MC05 | SIMOTICS S Synchronous servo motor 1FK7 High Dynamic 1, 3 Nm, 100K, 6000rpm 0.57kW, Naturally cooled IM B5 (V1, V3) power/signal connectors Connector can be rotated by 270Â° RESOLVER MULTI-POLE (RESOLVER P=3); SHAFT WITH FITTED KEY, TOLERANCE N; W/O HOLDING BRAKE DEGREE OF PROTECTION IP65 IP67 D-END FLANGE; RAL7016 COATING; METALLIC RATING PLATE AT MOTOR | - | 0 | 0
1FK7033-7AK71-1SB0 |  | 1FK7033-7AK71-1SB0 | 1 | UN | 1 | 60 | X | D | N | N | 85015100 | 1 |  | 3.402 | KG | 1061.3 | 1061.3 | MC05 | MC05 | SIMOTICS S Synchronous servo motor 1FK7 High Dynamic 1, 3 Nm, 100K, 6000rpm 0.57kW, Naturally cooled IM B5 (V1, V3) power/signal connectors Connector can be rotated by 270Â° RESOLVER MULTI-POLE (RESOLVER P=3); SHAFT WITH FITTED KEY, TOLERANCE N; WITH HOLDING BRAKE DEGREE OF PROTECTION IP64 | - | 0 | 0
1FK7033-7AK71-1SB2 |  | 1FK7033-7AK71-1SB2 | 1 | UN | 1 | 60 | X | D | N | N | 85015100 | 1 |  | 3.402 | KG | 1137.27 | 1137.27 | MC05 | MC05 | SIMOTICS S Synchronous servo motor 1FK7 High Dynamic 1, 3 Nm, 100K, 6000rpm 0.57kW, Naturally cooled IM B5 (V1, V3) power/signal connectors Connector can be rotated by 270Â° RESOLVER MULTI-POLE (RESOLVER P=3); SHAFT WITH FITTED KEY, TOLERANCE N; WITH HOLDING BRAKE DEGREE OF PROTECTION IP65 FLANGE ON DRIVE END IP67 | - | 0 | 0
1FK7033-7AK71-1SB3 |  | 1FK7033-7AK71-1SB3 | 1 | UN | 1 | 60 | X | D | N | N | 85015100 | 1 |  | 3.402 | KG | 1098.11 | 1098.11 | MC05 | MC05 | SIMOTICS S Synchronous servo motor 1FK7 High Dynamic 1, 3 Nm, 100K, 6000rpm 0.57kW, Naturally cooled IM B5 (V1, V3) power/signal connectors Connector can be rotated by 270Â° RESOLVER MULTI-POLE (RESOLVER P=3); SHAFT WITH FITTED KEY, TOLERANCE N; WITH HOLDING BRAKE DEGREE OF PROTECTION IP64; PAINT FINISH RAL7016 | - | 0 | 0
1FK7033-7AK71-1SB5 |  | 1FK7033-7AK71-1SB5 | 1 | UN | 1 | 60 | X | D | N | N | 85015100 | 1 |  | 3.402 | KG | 1174.06 | 1174.06 | MC05 | MC05 | SIMOTICS S Synchronous servo motor 1FK7 High Dynamic 1, 3 Nm, 100K, 6000rpm 0.57kW, Naturally cooled IM B5 (V1, V3) power/signal connectors Connector can be rotated by 270Â° RESOLVER MULTI-POLE (RESOLVER P=3); SHAFT WITH FITTED KEY, TOLERANCE N; WITH HOLDING BRAKE DEGREE OF PROTECTION IP65 AS FLANGE IP67; PAINT FINISH RAL7016 | - | 0 | 0
1FK7033-7AK71-1SB8 |  | 1FK7033-7AK71-1SB8 | 1 | UN | 1 | 60 | X | D | N | N | 85015100 | 1 |  | 3.402 | KG | 1255.27 | 1255.27 | MC05 | MC05 | SIMOTICS S Synchronous servo motor 1FK7 High Dynamic 1, 3 Nm, 100K, 6000rpm 0.57kW, Naturally cooled IM B5 (V1, V3) power/signal connectors Connector can be rotated by 270Â° RESOLVER MULTI-POLE (RESOLVER P=3); SHAFT WITH FITTED KEY, TOLERANCE N; WITH HOLDING BRAKE DEGREE OF PROTECTION IP65 IP67 D-END FLANGE; RAL7016 COATING; METALLIC RATING PLATE AT MOTOR | - | 0 | 0
1FK7033-7AK71-1SG0 |  | 1FK7033-7AK71-1SG0 | 1 | UN | 1 | 60 | X | D | N | N | 85015100 | 1 |  | 3.103 | KG | 813.48 | 813.48 | MC05 | MC05 | SIMOTICS S Synchronous servo motor 1FK7 High Dynamic 1, 3 Nm, 100K, 6000rpm 0.57kW, Naturally cooled IM B5 (V1, V3) power/signal connectors Connector can be rotated by 270Â° RESOLVER MULTI-POLE (RESOLVER P=3); PLAIN SHAFT, TOLERANCE N; W/O HOLDING BRAKE DEGREE OF PROTECTION IP64 | - | 0 | 0
1FK7033-7AK71-1SG2 |  | 1FK7033-7AK71-1SG2 | 1 | UN | 1 | 60 | X | D | N | N | 85015100 | 1 |  | 3.103 | KG | 889.45 | 889.45 | MC05 | MC05 | SIMOTICS S Synchronous servo motor 1FK7 High Dynamic 1, 3 Nm, 100K, 6000rpm 0.57kW, Naturally cooled IM B5 (V1, V3) power/signal connectors Connector can be rotated by 270Â° RESOLVER MULTI-POLE (RESOLVER P=3); PLAIN SHAFT, TOLERANCE N; W/O HOLDING BRAKE DEGREE OF PROTECTION IP65 FLANGE ON DRIVE END IP67 | - | 0 | 0
1FK7033-7AK71-1SG3 |  | 1FK7033-7AK71-1SG3 | 1 | UN | 1 | 60 | X | D | N | N | 85015100 | 1 |  | 3.103 | KG | 850.29 | 850.29 | MC05 | MC05 | SIMOTICS S Synchronous servo motor 1FK7 High Dynamic 1, 3 Nm, 100K, 6000rpm 0.57kW, Naturally cooled IM B5 (V1, V3) power/signal connectors Connector can be rotated by 270Â° RESOLVER MULTI-POLE (RESOLVER P=3); PLAIN SHAFT, TOLERANCE N; W/O HOLDING BRAKE DEGREE OF PROTECTION IP64; PAINT FINISH RAL7016 | - | 0 | 0
1FK7033-7AK71-1SG5 |  | 1FK7033-7AK71-1SG5 | 1 | UN | 1 | 60 | X | D | N | N | 85015100 | 1 |  | 3.103 | KG | 926.24 | 926.24 | MC05 | MC05 | SIMOTICS S Synchronous servo motor 1FK7 High Dynamic 1, 3 Nm, 100K, 6000rpm 0.57kW, Naturally cooled IM B5 (V1, V3) power/signal connectors Connector can be rotated by 270Â° RESOLVER MULTI-POLE (RESOLVER P=3); PLAIN SHAFT, TOLERANCE N; W/O HOLDING BRAKE DEGREE OF PROTECTION IP65 AS FLANGE IP67; PAINT FINISH RAL7016 | - | 0 | 0
1FK7033-7AK71-1SG8 |  | 1FK7033-7AK71-1SG8 | 1 | UN | 1 | 60 | X | D | N | N | 85015100 | 1 |  | 3.103 | KG | 1007.45 | 1007.45 | MC05 | MC05 | SIMOTICS S Synchronous servo motor 1FK7 High Dynamic 1, 3 Nm, 100K, 6000rpm 0.57kW, Naturally cooled IM B5 (V1, V3) power/signal connectors Connector can be rotated by 270Â° RESOLVER MULTI-POLE (RESOLVER P=3); PLAIN SHAFT, TOLERANCE N; W/O HOLDING BRAKE DEGREE OF PROTECTION IP65 IP67 D-END FLANGE; RAL7016 COATING; METALLIC RATING PLATE AT MOTOR | - | 0 | 0
1FK7033-7AK71-1SH0 |  | 1FK7033-7AK71-1SH0 | 1 | UN | 1 | 60 | X | D | N | N | 85015100 | 1 |  | 3.402 | KG | 989.31 | 989.31 | MC05 | MC05 | SIMOTICS S Synchronous servo motor 1FK7 High Dynamic 1, 3 Nm, 100K, 6000rpm 0.57kW, Naturally cooled IM B5 (V1, V3) power/signal connectors Connector can be rotated by 270Â° RESOLVER MULTI-POLE (RESOLVER P=3); PLAIN SHAFT, TOLERANCE N; WITH HOLDING BRAKE DEGREE OF PROTECTION IP64 | - | 0 | 0
1FK7033-7AK71-1SH2 |  | 1FK7033-7AK71-1SH2 | 1 | UN | 1 | 60 | X | D | N | N | 85015100 | 1 |  | 3.402 | KG | 1065.28 | 1065.28 | MC05 | MC05 | SIMOTICS S Synchronous servo motor 1FK7 High Dynamic 1, 3 Nm, 100K, 6000rpm 0.57kW, Naturally cooled IM B5 (V1, V3) power/signal connectors Connector can be rotated by 270Â° RESOLVER MULTI-POLE (RESOLVER P=3); PLAIN SHAFT, TOLERANCE N; WITH HOLDING BRAKE DEGREE OF PROTECTION IP65 FLANGE ON DRIVE END IP67 | - | 0 | 0
1FK7033-7AK71-1SH3 |  | 1FK7033-7AK71-1SH3 | 1 | UN | 1 | 60 | X | D | N | N | 85015100 | 1 |  | 3.402 | KG | 1026.12 | 1026.12 | MC05 | MC05 | SIMOTICS S Synchronous servo motor 1FK7 High Dynamic 1, 3 Nm, 100K, 6000rpm 0.57kW, Naturally cooled IM B5 (V1, V3) power/signal connectors Connector can be rotated by 270Â° RESOLVER MULTI-POLE (RESOLVER P=3); PLAIN SHAFT, TOLERANCE N; WITH HOLDING BRAKE DEGREE OF PROTECTION IP64; PAINT FINISH RAL7016 | - | 0 | 0
1FK7033-7AK71-1SH5 |  | 1FK7033-7AK71-1SH5 | 1 | UN | 1 | 60 | X | D | N | N | 85015100 | 1 |  | 3.402 | KG | 1102.07 | 1102.07 | MC05 | MC05 | SIMOTICS S Synchronous servo motor 1FK7 High Dynamic 1, 3 Nm, 100K, 6000rpm 0.57kW, Naturally cooled IM B5 (V1, V3) power/signal connectors Connector can be rotated by 270Â° RESOLVER MULTI-POLE (RESOLVER P=3); PLAIN SHAFT, TOLERANCE N; WITH HOLDING BRAKE DEGREE OF PROTECTION IP65 AS FLANGE IP67; PAINT FINISH RAL7016 | - | 0 | 0
1FK7033-7AK71-1SH8 |  | 1FK7033-7AK71-1SH8 | 1 | UN | 1 | 60 | X | D | N | N | 85015100 | 1 |  | 3.402 | KG | 1183.28 | 1183.28 | MC05 | MC05 | SIMOTICS S Synchronous servo motor 1FK7 High Dynamic 1, 3 Nm, 100K, 6000rpm 0.57kW, Naturally cooled IM B5 (V1, V3) power/signal connectors Connector can be rotated by 270Â° RESOLVER MULTI-POLE (RESOLVER P=3); PLAIN SHAFT, TOLERANCE N; WITH HOLDING BRAKE DEGREE OF PROTECTION IP65 IP67 D-END FLANGE; RAL7016 COATING; METALLIC RATING PLATE AT MOTOR | - | 0 | 0
1FK7033-7AK71-1TA0 |  | 1FK7033-7AK71-1TA0 | 1 | UN | 1 | 60 | X | D | N | N | 85015100 | 1 |  | 3.103 | KG | 883.53 | 883.53 | MC05 | MC05 | SIMOTICS S Synchronous servo motor 1FK7 High Dynamic 1, 3 Nm, 100K, 6000rpm 0.57kW, Naturally cooled IM B5 (V1, V3) power/signal connectors Connector can be rotated by 270Â° RESOLVER 2-POLE (RESOLVER P=1); SHAFT WITH FITTED KEY, TOLERANCE N; W/O HOLDING BRAKE DEGREE OF PROTECTION IP64 | - | 0 | 0
1FK7033-7AK71-1TA2 |  | 1FK7033-7AK71-1TA2 | 1 | UN | 1 | 60 | X | D | N | N | 85015100 | 1 |  | 3.103 | KG | 959.5 | 959.5 | MC05 | MC05 | SIMOTICS S Synchronous servo motor 1FK7 High Dynamic 1, 3 Nm, 100K, 6000rpm 0.57kW, Naturally cooled IM B5 (V1, V3) power/signal connectors Connector can be rotated by 270Â° RESOLVER 2-POLE (RESOLVER P=1); SHAFT WITH FITTED KEY, TOLERANCE N; W/O HOLDING BRAKE DEGREE OF PROTECTION IP65 FLANGE ON DRIVE END IP67 | - | 0 | 0
1FK7033-7AK71-1TA3 |  | 1FK7033-7AK71-1TA3 | 1 | UN | 1 | 60 | X | D | N | N | 85015100 | 1 |  | 3.103 | KG | 920.34 | 920.34 | MC05 | MC05 | SIMOTICS S Synchronous servo motor 1FK7 High Dynamic 1, 3 Nm, 100K, 6000rpm 0.57kW, Naturally cooled IM B5 (V1, V3) power/signal connectors Connector can be rotated by 270Â° RESOLVER 2-POLE (RESOLVER P=1); SHAFT WITH FITTED KEY, TOLERANCE N; W/O HOLDING BRAKE DEGREE OF PROTECTION IP64; PAINT FINISH RAL7016 | - | 0 | 0
1FK7033-7AK71-1TA5 |  | 1FK7033-7AK71-1TA5 | 1 | UN | 1 | 60 | X | D | N | N | 85015100 | 1 |  | 3.103 | KG | 996.29 | 996.29 | MC05 | MC05 | SIMOTICS S Synchronous servo motor 1FK7 High Dynamic 1, 3 Nm, 100K, 6000rpm 0.57kW, Naturally cooled IM B5 (V1, V3) power/signal connectors Connector can be rotated by 270Â° RESOLVER 2-POLE (RESOLVER P=1); SHAFT WITH FITTED KEY, TOLERANCE N; W/O HOLDING BRAKE DEGREE OF PROTECTION IP65 AS FLANGE IP67; PAINT FINISH RAL7016 | - | 0 | 0
1FK7033-7AK71-1TA8 |  | 1FK7033-7AK71-1TA8 | 1 | UN | 1 | 60 | X | D | N | N | 85015100 | 1 |  | 3.103 | KG | 1077.5 | 1077.5 | MC05 | MC05 | SIMOTICS S Synchronous servo motor 1FK7 High Dynamic 1, 3 Nm, 100K, 6000rpm 0.57kW, Naturally cooled IM B5 (V1, V3) power/signal connectors Connector can be rotated by 270Â° RESOLVER 2-POLE (RESOLVER P=1); SHAFT WITH FITTED KEY, TOLERANCE N; W/O HOLDING BRAKE DEGREE OF PROTECTION IP65 IP67 D-END FLANGE; RAL7016 COATING; METALLIC RATING PLATE AT MOTOR | - | 0 | 0
1FK7033-7AK71-1TB0 |  | 1FK7033-7AK71-1TB0 | 1 | UN | 1 | 60 | X | D | N | N | 85015100 | 1 |  | 3.402 | KG | 1061.3 | 1061.3 | MC05 | MC05 | SIMOTICS S Synchronous servo motor 1FK7 High Dynamic 1, 3 Nm, 100K, 6000rpm 0.57kW, Naturally cooled IM B5 (V1, V3) power/signal connectors Connector can be rotated by 270Â° RESOLVER 2-POLE (RESOLVER P=1); SHAFT WITH FITTED KEY, TOLERANCE N; WITH HOLDING BRAKE DEGREE OF PROTECTION IP64 | - | 0 | 0
1FK7033-7AK71-1TB2 |  | 1FK7033-7AK71-1TB2 | 1 | UN | 1 | 60 | X | D | N | N | 85015100 | 1 |  | 3.402 | KG | 1137.27 | 1137.27 | MC05 | MC05 | SIMOTICS S Synchronous servo motor 1FK7 High Dynamic 1, 3 Nm, 100K, 6000rpm 0.57kW, Naturally cooled IM B5 (V1, V3) power/signal connectors Connector can be rotated by 270Â° RESOLVER 2-POLE (RESOLVER P=1); SHAFT WITH FITTED KEY, TOLERANCE N; WITH HOLDING BRAKE DEGREE OF PROTECTION IP65 FLANGE ON DRIVE END IP67 | - | 0 | 0
1FK7033-7AK71-1TB3 |  | 1FK7033-7AK71-1TB3 | 1 | UN | 1 | 60 | X | D | N | N | 85015100 | 1 |  | 3.402 | KG | 1098.11 | 1098.11 | MC05 | MC05 | SIMOTICS S Synchronous servo motor 1FK7 High Dynamic 1, 3 Nm, 100K, 6000rpm 0.57kW, Naturally cooled IM B5 (V1, V3) power/signal connectors Connector can be rotated by 270Â° RESOLVER 2-POLE (RESOLVER P=1); SHAFT WITH FITTED KEY, TOLERANCE N; WITH HOLDING BRAKE DEGREE OF PROTECTION IP64; PAINT FINISH RAL7016 | - | 0 | 0
1FK7033-7AK71-1TB5 |  | 1FK7033-7AK71-1TB5 | 1 | UN | 1 | 60 | X | D | N | N | 85015100 | 1 |  | 3.402 | KG | 1174.06 | 1174.06 | MC05 | MC05 | SIMOTICS S Synchronous servo motor 1FK7 High Dynamic 1, 3 Nm, 100K, 6000rpm 0.57kW, Naturally cooled IM B5 (V1, V3) power/signal connectors Connector can be rotated by 270Â° RESOLVER 2-POLE (RESOLVER P=1); SHAFT WITH FITTED KEY, TOLERANCE N; WITH HOLDING BRAKE DEGREE OF PROTECTION IP65 AS FLANGE IP67; PAINT FINISH RAL7016 | - | 0 | 0
1FK7033-7AK71-1TB8 |  | 1FK7033-7AK71-1TB8 | 1 | UN | 1 | 60 | X | D | N | N | 85015100 | 1 |  | 3.402 | KG | 1255.27 | 1255.27 | MC05 | MC05 | SIMOTICS S Synchronous servo motor 1FK7 High Dynamic 1, 3 Nm, 100K, 6000rpm 0.57kW, Naturally cooled IM B5 (V1, V3) power/signal connectors Connector can be rotated by 270Â° RESOLVER 2-POLE (RESOLVER P=1); SHAFT WITH FITTED KEY, TOLERANCE N; WITH HOLDING BRAKE DEGREE OF PROTECTION IP65 IP67 D-END FLANGE; RAL7016 COATING; METALLIC RATING PLATE AT MOTOR | - | 0 | 0
1FK7033-7AK71-1TG0 |  | 1FK7033-7AK71-1TG0 | 1 | UN | 1 | 60 | X | D | N | N | 85015100 | 1 |  | 3.103 | KG | 813.48 | 813.48 | MC05 | MC05 | SIMOTICS S Synchronous servo motor 1FK7 High Dynamic 1, 3 Nm, 100K, 6000rpm 0.57kW, Naturally cooled IM B5 (V1, V3) power/signal connectors Connector can be rotated by 270Â° RESOLVER 2-POLE (RESOLVER P=1); PLAIN SHAFT, TOLERANCE N; W/O HOLDING BRAKE DEGREE OF PROTECTION IP64 | - | 0 | 0
1FK7033-7AK71-1TG2 |  | 1FK7033-7AK71-1TG2 | 1 | UN | 1 | 60 | X | D | N | N | 85015100 | 1 |  | 3.103 | KG | 889.45 | 889.45 | MC05 | MC05 | SIMOTICS S Synchronous servo motor 1FK7 High Dynamic 1, 3 Nm, 100K, 6000rpm 0.57kW, Naturally cooled IM B5 (V1, V3) power/signal connectors Connector can be rotated by 270Â° RESOLVER 2-POLE (RESOLVER P=1); PLAIN SHAFT, TOLERANCE N; W/O HOLDING BRAKE DEGREE OF PROTECTION IP65 FLANGE ON DRIVE END IP67 | - | 0 | 0
1FK7033-7AK71-1TG3 |  | 1FK7033-7AK71-1TG3 | 1 | UN | 1 | 60 | X | D | N | N | 85015100 | 1 |  | 3.103 | KG | 850.29 | 850.29 | MC05 | MC05 | SIMOTICS S Synchronous servo motor 1FK7 High Dynamic 1, 3 Nm, 100K, 6000rpm 0.57kW, Naturally cooled IM B5 (V1, V3) power/signal connectors Connector can be rotated by 270Â° RESOLVER 2-POLE (RESOLVER P=1); PLAIN SHAFT, TOLERANCE N; W/O HOLDING BRAKE DEGREE OF PROTECTION IP64; PAINT FINISH RAL7016 | - | 0 | 0
1FK7033-7AK71-1TG5 |  | 1FK7033-7AK71-1TG5 | 1 | UN | 1 | 60 | X | D | N | N | 85015100 | 1 |  | 3.103 | KG | 926.24 | 926.24 | MC05 | MC05 | SIMOTICS S Synchronous servo motor 1FK7 High Dynamic 1, 3 Nm, 100K, 6000rpm 0.57kW, Naturally cooled IM B5 (V1, V3) power/signal connectors Connector can be rotated by 270Â° RESOLVER 2-POLE (RESOLVER P=1); PLAIN SHAFT, TOLERANCE N; W/O HOLDING BRAKE DEGREE OF PROTECTION IP65 AS FLANGE IP67; PAINT FINISH RAL7016 | - | 0 | 0
1FK7033-7AK71-1TG8 |  | 1FK7033-7AK71-1TG8 | 1 | UN | 1 | 60 | X | D | N | N | 85015100 | 1 |  | 3.103 | KG | 1007.45 | 1007.45 | MC05 | MC05 | SIMOTICS S Synchronous servo motor 1FK7 High Dynamic 1, 3 Nm, 100K, 6000rpm 0.57kW, Naturally cooled IM B5 (V1, V3) power/signal connectors Connector can be rotated by 270Â° RESOLVER 2-POLE (RESOLVER P=1); PLAIN SHAFT, TOLERANCE N; W/O HOLDING BRAKE DEGREE OF PROTECTION IP65 IP67 D-END FLANGE; RAL7016 COATING; METALLIC RATING PLATE AT MOTOR | - | 0 | 0
1FK7033-7AK71-1TH0 |  | 1FK7033-7AK71-1TH0 | 1 | UN | 1 | 60 | X | D | N | N | 85015100 | 1 |  | 3.402 | KG | 989.31 | 989.31 | MC05 | MC05 | SIMOTICS S Synchronous servo motor 1FK7 High Dynamic 1, 3 Nm, 100K, 6000rpm 0.57kW, Naturally cooled IM B5 (V1, V3) power/signal connectors Connector can be rotated by 270Â° RESOLVER 2-POLE (RESOLVER P=1); PLAIN SHAFT, TOLERANCE N; WITH HOLDING BRAKE DEGREE OF PROTECTION IP64 | - | 0 | 0
1FK7033-7AK71-1TH2 |  | 1FK7033-7AK71-1TH2 | 1 | UN | 1 | 60 | X | D | N | N | 85015100 | 1 |  | 3.402 | KG | 1065.28 | 1065.28 | MC05 | MC05 | SIMOTICS S Synchronous servo motor 1FK7 High Dynamic 1, 3 Nm, 100K, 6000rpm 0.57kW, Naturally cooled IM B5 (V1, V3) power/signal connectors Connector can be rotated by 270Â° RESOLVER 2-POLE (RESOLVER P=1); PLAIN SHAFT, TOLERANCE N; WITH HOLDING BRAKE DEGREE OF PROTECTION IP65 FLANGE ON DRIVE END IP67 | - | 0 | 0
1FK7033-7AK71-1TH3 |  | 1FK7033-7AK71-1TH3 | 1 | UN | 1 | 60 | X | D | N | N | 85015100 | 1 |  | 3.402 | KG | 1026.12 | 1026.12 | MC05 | MC05 | SIMOTICS S Synchronous servo motor 1FK7 High Dynamic 1, 3 Nm, 100K, 6000rpm 0.57kW, Naturally cooled IM B5 (V1, V3) power/signal connectors Connector can be rotated by 270Â° RESOLVER 2-POLE (RESOLVER P=1); PLAIN SHAFT, TOLERANCE N; WITH HOLDING BRAKE DEGREE OF PROTECTION IP64; PAINT FINISH RAL7016 | - | 0 | 0
1FK7033-7AK71-1TH5 |  | 1FK7033-7AK71-1TH5 | 1 | UN | 1 | 60 | X | D | N | N | 85015100 | 1 |  | 3.402 | KG | 1102.07 | 1102.07 | MC05 | MC05 | SIMOTICS S Synchronous servo motor 1FK7 High Dynamic 1, 3 Nm, 100K, 6000rpm 0.57kW, Naturally cooled IM B5 (V1, V3) power/signal connectors Connector can be rotated by 270Â° RESOLVER 2-POLE (RESOLVER P=1); PLAIN SHAFT, TOLERANCE N; WITH HOLDING BRAKE DEGREE OF PROTECTION IP65 AS FLANGE IP67; PAINT FINISH RAL7016 | - | 0 | 0
1FK7033-7AK71-1TH8 |  | 1FK7033-7AK71-1TH8 | 1 | UN | 1 | 60 | X | D | N | N | 85015100 | 1 |  | 3.402 | KG | 1183.28 | 1183.28 | MC05 | MC05 | SIMOTICS S Synchronous servo motor 1FK7 High Dynamic 1, 3 Nm, 100K, 6000rpm 0.57kW, Naturally cooled IM B5 (V1, V3) power/signal connectors Connector can be rotated by 270Â° RESOLVER 2-POLE (RESOLVER P=1); PLAIN SHAFT, TOLERANCE N; WITH HOLDING BRAKE DEGREE OF PROTECTION IP65 IP67 D-END FLANGE; RAL7016 COATING; METALLIC RATING PLATE AT MOTOR | - | 0 | 0
1FK7033-7AK71-1UA0 |  | 1FK7033-7AK71-1UA0 | 1 | UN | 1 | 60 | X | D | N | N | 85015100 | 1 |  | 3.103 | KG | 1079.27 | 1079.27 | MC05 | MC05 | SIMOTICS S Synchronous servo motor 1FK7 High Dynamic 1, 3 Nm, 100K, 6000rpm 0.57kW, Naturally cooled IM B5 (V1, V3) power/signal connectors Connector can be rotated by 270Â° RESOLVER MULTI-POLE (RESOLVER P=3) WITH DRIVE-CLIQ INTERFACE; SHAFT WITH FITTED KEY, TOLERANCE N; W/O HOLDING BRAKE DEGREE OF PROTECTION IP64 | - | 0 | 0
1FK7033-7AK71-1UA2 |  | 1FK7033-7AK71-1UA2 | 1 | UN | 1 | 60 | X | D | N | N | 85015100 | 1 |  | 3.103 | KG | 1155.24 | 1155.24 | MC05 | MC05 | SIMOTICS S Synchronous servo motor 1FK7 High Dynamic 1, 3 Nm, 100K, 6000rpm 0.57kW, Naturally cooled IM B5 (V1, V3) power/signal connectors Connector can be rotated by 270Â° RESOLVER MULTI-POLE (RESOLVER P=3) WITH DRIVE-CLIQ INTERFACE; SHAFT WITH FITTED KEY, TOLERANCE N; W/O HOLDING BRAKE DEGREE OF PROTECTION IP65 FLANGE ON DRIVE END IP67 | - | 0 | 0
1FK7033-7AK71-1UA3 |  | 1FK7033-7AK71-1UA3 | 1 | UN | 1 | 60 | X | D | N | N | 85015100 | 1 |  | 3.103 | KG | 1116.08 | 1116.08 | MC05 | MC05 | SIMOTICS S Synchronous servo motor 1FK7 High Dynamic 1, 3 Nm, 100K, 6000rpm 0.57kW, Naturally cooled IM B5 (V1, V3) power/signal connectors Connector can be rotated by 270Â° RESOLVER MULTI-POLE (RESOLVER P=3) WITH DRIVE-CLIQ INTERFACE; SHAFT WITH FITTED KEY, TOLERANCE N; W/O HOLDING BRAKE DEGREE OF PROTECTION IP64; PAINT FINISH RAL7016 | - | 0 | 0
1FK7033-7AK71-1UA5 |  | 1FK7033-7AK71-1UA5 | 1 | UN | 1 | 60 | X | D | N | N | 85015100 | 1 |  | 3.103 | KG | 1192.03 | 1192.03 | MC05 | MC05 | SIMOTICS S Synchronous servo motor 1FK7 High Dynamic 1, 3 Nm, 100K, 6000rpm 0.57kW, Naturally cooled IM B5 (V1, V3) power/signal connectors Connector can be rotated by 270Â° RESOLVER MULTI-POLE (RESOLVER P=3) WITH DRIVE-CLIQ INTERFACE; SHAFT WITH FITTED KEY, TOLERANCE N; W/O HOLDING BRAKE DEGREE OF PROTECTION IP65 AS FLANGE IP67; PAINT FINISH RAL7016 | - | 0 | 0
1FK7033-7AK71-1UA8 |  | 1FK7033-7AK71-1UA8 | 1 | UN | 1 | 60 | X | D | N | N | 85015100 | 1 |  | 3.103 | KG | 1273.24 | 1273.24 | MC05 | MC05 | SIMOTICS S Synchronous servo motor 1FK7 High Dynamic 1, 3 Nm, 100K, 6000rpm 0.57kW, Naturally cooled IM B5 (V1, V3) power/signal connectors Connector can be rotated by 270Â° RESOLVER MULTI-POLE (RESOLVER P=3) WITH DRIVE-CLIQ INTERFACE; SHAFT WITH FITTED KEY, TOLERANCE N; W/O HOLDING BRAKE DEGREE OF PROTECTION IP65 IP67 D-END FLANGE; RAL7016 COATING; METALLIC RATING PLATE AT MOTOR | - | 0 | 0
1FK7033-7AK71-1UB0 |  | 1FK7033-7AK71-1UB0 | 1 | UN | 1 | 60 | X | D | N | N | 85015100 | 1 |  | 3.402 | KG | 1257.04 | 1257.04 | MC05 | MC05 | SIMOTICS S Synchronous servo motor 1FK7 High Dynamic 1, 3 Nm, 100K, 6000rpm 0.57kW, Naturally cooled IM B5 (V1, V3) power/signal connectors Connector can be rotated by 270Â° RESOLVER MULTI-POLE (RESOLVER P=3) WITH DRIVE-CLIQ INTERFACE; SHAFT WITH FITTED KEY, TOLERANCE N; WITH HOLDING BRAKE DEGREE OF PROTECTION IP64 | - | 0 | 0
1FK7033-7AK71-1UB2 |  | 1FK7033-7AK71-1UB2 | 1 | UN | 1 | 60 | X | D | N | N | 85015100 | 1 |  | 3.402 | KG | 1333.01 | 1333.01 | MC05 | MC05 | SIMOTICS S Synchronous servo motor 1FK7 High Dynamic 1, 3 Nm, 100K, 6000rpm 0.57kW, Naturally cooled IM B5 (V1, V3) power/signal connectors Connector can be rotated by 270Â° RESOLVER MULTI-POLE (RESOLVER P=3) WITH DRIVE-CLIQ INTERFACE; SHAFT WITH FITTED KEY, TOLERANCE N; WITH HOLDING BRAKE DEGREE OF PROTECTION IP65 FLANGE ON DRIVE END IP67 | - | 0 | 0
1FK7033-7AK71-1UB3 |  | 1FK7033-7AK71-1UB3 | 1 | UN | 1 | 60 | X | D | N | N | 85015100 | 1 |  | 3.402 | KG | 1293.85 | 1293.85 | MC05 | MC05 | SIMOTICS S Synchronous servo motor 1FK7 High Dynamic 1, 3 Nm, 100K, 6000rpm 0.57kW, Naturally cooled IM B5 (V1, V3) power/signal connectors Connector can be rotated by 270Â° RESOLVER MULTI-POLE (RESOLVER P=3) WITH DRIVE-CLIQ INTERFACE; SHAFT WITH FITTED KEY, TOLERANCE N; WITH HOLDING BRAKE DEGREE OF PROTECTION IP64; PAINT FINISH RAL7016 | - | 0 | 0
1FK7033-7AK71-1UB5 |  | 1FK7033-7AK71-1UB5 | 1 | UN | 1 | 60 | X | D | N | N | 85015100 | 1 |  | 3.402 | KG | 1369.8 | 1369.8 | MC05 | MC05 | SIMOTICS S Synchronous servo motor 1FK7 High Dynamic 1, 3 Nm, 100K, 6000rpm 0.57kW, Naturally cooled IM B5 (V1, V3) power/signal connectors Connector can be rotated by 270Â° RESOLVER MULTI-POLE (RESOLVER P=3) WITH DRIVE-CLIQ INTERFACE; SHAFT WITH FITTED KEY, TOLERANCE N; WITH HOLDING BRAKE DEGREE OF PROTECTION IP65 AS FLANGE IP67; PAINT FINISH RAL7016 | - | 0 | 0
1FK7033-7AK71-1UB8 |  | 1FK7033-7AK71-1UB8 | 1 | UN | 1 | 60 | X | D | N | N | 85015100 | 1 |  | 3.402 | KG | 1451.01 | 1451.01 | MC05 | MC05 | SIMOTICS S Synchronous servo motor 1FK7 High Dynamic 1, 3 Nm, 100K, 6000rpm 0.57kW, Naturally cooled IM B5 (V1, V3) power/signal connectors Connector can be rotated by 270Â° RESOLVER MULTI-POLE (RESOLVER P=3) WITH DRIVE-CLIQ INTERFACE; SHAFT WITH FITTED KEY, TOLERANCE N; WITH HOLDING BRAKE DEGREE OF PROTECTION IP65 IP67 D-END FLANGE; RAL7016 COATING; METALLIC RATING PLATE AT MOTOR | - | 0 | 0
1FK7033-7AK71-1UG0 |  | 1FK7033-7AK71-1UG0 | 1 | UN | 1 | 60 | X | D | N | N | 85015100 | 1 |  | 3.103 | KG | 1009.22 | 1009.22 | MC05 | MC05 | SIMOTICS S Synchronous servo motor 1FK7 High Dynamic 1, 3 Nm, 100K, 6000rpm 0.57kW, Naturally cooled IM B5 (V1, V3) power/signal connectors Connector can be rotated by 270Â° RESOLVER MULTI-POLE (RESOLVER P=3) WITH DRIVE-CLIQ INTERFACE; PLAIN SHAFT, TOLERANCE N; W/O HOLDING BRAKE DEGREE OF PROTECTION IP64 | - | 0 | 0
1FK7033-7AK71-1UG2 |  | 1FK7033-7AK71-1UG2 | 1 | UN | 1 | 60 | X | D | N | N | 85015100 | 1 |  | 3.103 | KG | 1085.19 | 1085.19 | MC05 | MC05 | SIMOTICS S Synchronous servo motor 1FK7 High Dynamic 1, 3 Nm, 100K, 6000rpm 0.57kW, Naturally cooled IM B5 (V1, V3) power/signal connectors Connector can be rotated by 270Â° RESOLVER MULTI-POLE (RESOLVER P=3) WITH DRIVE-CLIQ INTERFACE; PLAIN SHAFT, TOLERANCE N; W/O HOLDING BRAKE DEGREE OF PROTECTION IP65 FLANGE ON DRIVE END IP67 | - | 0 | 0
1FK7033-7AK71-1UG3 |  | 1FK7033-7AK71-1UG3 | 1 | UN | 1 | 60 | X | D | N | N | 85015100 | 1 |  | 3.103 | KG | 1046.03 | 1046.03 | MC05 | MC05 | SIMOTICS S Synchronous servo motor 1FK7 High Dynamic 1, 3 Nm, 100K, 6000rpm 0.57kW, Naturally cooled IM B5 (V1, V3) power/signal connectors Connector can be rotated by 270Â° RESOLVER MULTI-POLE (RESOLVER P=3) WITH DRIVE-CLIQ INTERFACE; PLAIN SHAFT, TOLERANCE N; W/O HOLDING BRAKE DEGREE OF PROTECTION IP64; PAINT FINISH RAL7016 | - | 0 | 0
1FK7033-7AK71-1UG5 |  | 1FK7033-7AK71-1UG5 | 1 | UN | 1 | 60 | X | D | N | N | 85015100 | 1 |  | 3.103 | KG | 1121.98 | 1121.98 | MC05 | MC05 | SIMOTICS S Synchronous servo motor 1FK7 High Dynamic 1, 3 Nm, 100K, 6000rpm 0.57kW, Naturally cooled IM B5 (V1, V3) power/signal connectors Connector can be rotated by 270Â° RESOLVER MULTI-POLE (RESOLVER P=3) WITH DRIVE-CLIQ INTERFACE; PLAIN SHAFT, TOLERANCE N; W/O HOLDING BRAKE DEGREE OF PROTECTION IP65 AS FLANGE IP67; PAINT FINISH RAL7016 | - | 0 | 0
1FK7033-7AK71-1UG8 |  | 1FK7033-7AK71-1UG8 | 1 | UN | 1 | 60 | X | D | N | N | 85015100 | 1 |  | 3.103 | KG | 1203.19 | 1203.19 | MC05 | MC05 | SIMOTICS S Synchronous servo motor 1FK7 High Dynamic 1, 3 Nm, 100K, 6000rpm 0.57kW, Naturally cooled IM B5 (V1, V3) power/signal connectors Connector can be rotated by 270Â° RESOLVER MULTI-POLE (RESOLVER P=3) WITH DRIVE-CLIQ INTERFACE; PLAIN SHAFT, TOLERANCE N; W/O HOLDING BRAKE DEGREE OF PROTECTION IP65 IP67 D-END FLANGE; RAL7016 COATING; METALLIC RATING PLATE AT MOTOR | - | 0 | 0
1FK7033-7AK71-1UH0 |  | 1FK7033-7AK71-1UH0 | 1 | UN | 1 | 60 | X | D | N | N | 85015100 | 1 |  | 3.402 | KG | 1185.05 | 1185.05 | MC05 | MC05 | SIMOTICS S Synchronous servo motor 1FK7 High Dynamic 1, 3 Nm, 100K, 6000rpm 0.57kW, Naturally cooled IM B5 (V1, V3) power/signal connectors Connector can be rotated by 270Â° RESOLVER MULTI-POLE (RESOLVER P=3) WITH DRIVE-CLIQ INTERFACE; PLAIN SHAFT, TOLERANCE N; WITH HOLDING BRAKE DEGREE OF PROTECTION IP64 | - | 0 | 0
1FK7033-7AK71-1UH2 |  | 1FK7033-7AK71-1UH2 | 1 | UN | 1 | 60 | X | D | N | N | 85015100 | 1 |  | 3.402 | KG | 1261.02 | 1261.02 | MC05 | MC05 | SIMOTICS S Synchronous servo motor 1FK7 High Dynamic 1, 3 Nm, 100K, 6000rpm 0.57kW, Naturally cooled IM B5 (V1, V3) power/signal connectors Connector can be rotated by 270Â° RESOLVER MULTI-POLE (RESOLVER P=3) WITH DRIVE-CLIQ INTERFACE; PLAIN SHAFT, TOLERANCE N; WITH HOLDING BRAKE DEGREE OF PROTECTION IP65 FLANGE ON DRIVE END IP67 | - | 0 | 0
1FK7033-7AK71-1UH3 |  | 1FK7033-7AK71-1UH3 | 1 | UN | 1 | 60 | X | D | N | N | 85015100 | 1 |  | 3.402 | KG | 1221.86 | 1221.86 | MC05 | MC05 | SIMOTICS S Synchronous servo motor 1FK7 High Dynamic 1, 3 Nm, 100K, 6000rpm 0.57kW, Naturally cooled IM B5 (V1, V3) power/signal connectors Connector can be rotated by 270Â° RESOLVER MULTI-POLE (RESOLVER P=3) WITH DRIVE-CLIQ INTERFACE; PLAIN SHAFT, TOLERANCE N; WITH HOLDING BRAKE DEGREE OF PROTECTION IP64; PAINT FINISH RAL7016 | - | 0 | 0
1FK7033-7AK71-1UH5 |  | 1FK7033-7AK71-1UH5 | 1 | UN | 1 | 60 | X | D | N | N | 85015100 | 1 |  | 3.402 | KG | 1297.81 | 1297.81 | MC05 | MC05 | SIMOTICS S Synchronous servo motor 1FK7 High Dynamic 1, 3 Nm, 100K, 6000rpm 0.57kW, Naturally cooled IM B5 (V1, V3) power/signal connectors Connector can be rotated by 270Â° RESOLVER MULTI-POLE (RESOLVER P=3) WITH DRIVE-CLIQ INTERFACE; PLAIN SHAFT, TOLERANCE N; WITH HOLDING BRAKE DEGREE OF PROTECTION IP65 AS FLANGE IP67; PAINT FINISH RAL7016 | - | 0 | 0
1FK7033-7AK71-1UH8 |  | 1FK7033-7AK71-1UH8 | 1 | UN | 1 | 60 | X | D | N | N | 85015100 | 1 |  | 3.402 | KG | 1379.02 | 1379.02 | MC05 | MC05 | SIMOTICS S Synchronous servo motor 1FK7 High Dynamic 1, 3 Nm, 100K, 6000rpm 0.57kW, Naturally cooled IM B5 (V1, V3) power/signal connectors Connector can be rotated by 270Â° RESOLVER MULTI-POLE (RESOLVER P=3) WITH DRIVE-CLIQ INTERFACE; PLAIN SHAFT, TOLERANCE N; WITH HOLDING BRAKE DEGREE OF PROTECTION IP65 IP67 D-END FLANGE; RAL7016 COATING; METALLIC RATING PLATE AT MOTOR | - | 0 | 0
1FK7033-7AK71-1VA0 |  | 1FK7033-7AK71-1VA0 | 1 | UN | 1 | 60 | X | D | N | N | 85015100 | 1 |  | 3.103 | KG | 1434.87 | 1434.87 | MC05 | MC05 | SIMOTICS S Synchronous servo motor 1FK7 High Dynamic 1, 3 Nm, 100K, 6000rpm 0.57kW, Naturally cooled IM B5 (V1, V3) power/signal connectors Connector can be rotated by 270Â° BASIC ABSOLUTE ENCODER 16 P/REV (ENCODER A-16) WITH DRIVE-CLIQ INTERFACE; PERFORMANCE REDUCTION BY 10% DUE TO ABSOLUTE ENCODER; SHAFT WITH FITTED KEY, TOLERANCE N; W/O HOLDING BRAKE DEGREE OF PROTECTION IP64 | - | 0 | 0
1FK7033-7AK71-1VA2 |  | 1FK7033-7AK71-1VA2 | 1 | UN | 1 | 60 | X | D | N | N | 85015100 | 1 |  | 3.103 | KG | 1510.84 | 1510.84 | MC05 | MC05 | SIMOTICS S Synchronous servo motor 1FK7 High Dynamic 1, 3 Nm, 100K, 6000rpm 0.57kW, Naturally cooled IM B5 (V1, V3) power/signal connectors Connector can be rotated by 270Â° BASIC ABSOLUTE ENCODER 16 P/REV (ENCODER A-16) WITH DRIVE-CLIQ INTERFACE; PERFORMANCE REDUCTION BY 10% DUE TO ABSOLUTE ENCODER; SHAFT WITH FITTED KEY, TOLERANCE N; W/O HOLDING BRAKE DEGREE OF PROTECTION IP65 FLANGE ON DRIVE END IP67 | - | 0 | 0
1FK7033-7AK71-1VA3 |  | 1FK7033-7AK71-1VA3 | 1 | UN | 1 | 60 | X | D | N | N | 85015100 | 1 |  | 3.103 | KG | 1471.68 | 1471.68 | MC05 | MC05 | SIMOTICS S Synchronous servo motor 1FK7 High Dynamic 1, 3 Nm, 100K, 6000rpm 0.57kW, Naturally cooled IM B5 (V1, V3) power/signal connectors Connector can be rotated by 270Â° BASIC ABSOLUTE ENCODER 16 P/REV (ENCODER A-16) WITH DRIVE-CLIQ INTERFACE; PERFORMANCE REDUCTION BY 10% DUE TO ABSOLUTE ENCODER; SHAFT WITH FITTED KEY, TOLERANCE N; W/O HOLDING BRAKE DEGREE OF PROTECTION IP64; PAINT FINISH RAL7016 | - | 0 | 0
1FK7033-7AK71-1VA5 |  | 1FK7033-7AK71-1VA5 | 1 | UN | 1 | 60 | X | D | N | N | 85015100 | 1 |  | 3.103 | KG | 1547.63 | 1547.63 | MC05 | MC05 | SIMOTICS S Synchronous servo motor 1FK7 High Dynamic 1, 3 Nm, 100K, 6000rpm 0.57kW, Naturally cooled IM B5 (V1, V3) power/signal connectors Connector can be rotated by 270Â° BASIC ABSOLUTE ENCODER 16 P/REV (ENCODER A-16) WITH DRIVE-CLIQ INTERFACE; PERFORMANCE REDUCTION BY 10% DUE TO ABSOLUTE ENCODER; SHAFT WITH FITTED KEY, TOLERANCE N; W/O HOLDING BRAKE DEGREE OF PROTECTION IP65 AS FLANGE IP67; PAINT FINISH RAL7016 | - | 0 | 0
1FK7033-7AK71-1VA8 |  | 1FK7033-7AK71-1VA8 | 1 | UN | 1 | 60 | X | D | N | N | 85015100 | 1 |  | 3.103 | KG | 1628.84 | 1628.84 | MC05 | MC05 | SIMOTICS S Synchronous servo motor 1FK7 High Dynamic 1, 3 Nm, 100K, 6000rpm 0.57kW, Naturally cooled IM B5 (V1, V3) power/signal connectors Connector can be rotated by 270Â° BASIC ABSOLUTE ENCODER 16 P/REV (ENCODER A-16) WITH DRIVE-CLIQ INTERFACE; PERFORMANCE REDUCTION BY 10% DUE TO ABSOLUTE ENCODER; SHAFT WITH FITTED KEY, TOLERANCE N; W/O HOLDING BRAKE DEGREE OF PROTECTION IP65 IP67 D-END FLANGE; RAL7016 COATING; METALLIC RATING PLATE AT MOTOR | - | 0 | 0
1FK7033-7AK71-1VB0 |  | 1FK7033-7AK71-1VB0 | 1 | UN | 1 | 60 | X | D | N | N | 85015100 | 1 |  | 3.402 | KG | 1612.64 | 1612.64 | MC05 | MC05 | SIMOTICS S Synchronous servo motor 1FK7 High Dynamic 1, 3 Nm, 100K, 6000rpm 0.57kW, Naturally cooled IM B5 (V1, V3) power/signal connectors Connector can be rotated by 270Â° BASIC ABSOLUTE ENCODER 16 P/REV (ENCODER A-16) WITH DRIVE-CLIQ INTERFACE; PERFORMANCE REDUCTION BY 10% DUE TO ABSOLUTE ENCODER; SHAFT WITH FITTED KEY, TOLERANCE N; WITH HOLDING BRAKE DEGREE OF PROTECTION IP64 | - | 0 | 0
1FK7033-7AK71-1VB2 |  | 1FK7033-7AK71-1VB2 | 1 | UN | 1 | 60 | X | D | N | N | 85015100 | 1 |  | 3.402 | KG | 1688.61 | 1688.61 | MC05 | MC05 | SIMOTICS S Synchronous servo motor 1FK7 High Dynamic 1, 3 Nm, 100K, 6000rpm 0.57kW, Naturally cooled IM B5 (V1, V3) power/signal connectors Connector can be rotated by 270Â° BASIC ABSOLUTE ENCODER 16 P/REV (ENCODER A-16) WITH DRIVE-CLIQ INTERFACE; PERFORMANCE REDUCTION BY 10% DUE TO ABSOLUTE ENCODER; SHAFT WITH FITTED KEY, TOLERANCE N; WITH HOLDING BRAKE DEGREE OF PROTECTION IP65 FLANGE ON DRIVE END IP67 | - | 0 | 0
1FK7033-7AK71-1VB3 |  | 1FK7033-7AK71-1VB3 | 1 | UN | 1 | 60 | X | D | N | N | 85015100 | 1 |  | 3.402 | KG | 1649.45 | 1649.45 | MC05 | MC05 | SIMOTICS S Synchronous servo motor 1FK7 High Dynamic 1, 3 Nm, 100K, 6000rpm 0.57kW, Naturally cooled IM B5 (V1, V3) power/signal connectors Connector can be rotated by 270Â° BASIC ABSOLUTE ENCODER 16 P/REV (ENCODER A-16) WITH DRIVE-CLIQ INTERFACE; PERFORMANCE REDUCTION BY 10% DUE TO ABSOLUTE ENCODER; SHAFT WITH FITTED KEY, TOLERANCE N; WITH HOLDING BRAKE DEGREE OF PROTECTION IP64; PAINT FINISH RAL7016 | - | 0 | 0
1FK7033-7AK71-1VB5 |  | 1FK7033-7AK71-1VB5 | 1 | UN | 1 | 60 | X | D | N | N | 85015100 | 1 |  | 3.402 | KG | 1725.4 | 1725.4 | MC05 | MC05 | SIMOTICS S Synchronous servo motor 1FK7 High Dynamic 1, 3 Nm, 100K, 6000rpm 0.57kW, Naturally cooled IM B5 (V1, V3) power/signal connectors Connector can be rotated by 270Â° BASIC ABSOLUTE ENCODER 16 P/REV (ENCODER A-16) WITH DRIVE-CLIQ INTERFACE; PERFORMANCE REDUCTION BY 10% DUE TO ABSOLUTE ENCODER; SHAFT WITH FITTED KEY, TOLERANCE N; WITH HOLDING BRAKE DEGREE OF PROTECTION IP65 AS FLANGE IP67; PAINT FINISH RAL7016 | - | 0 | 0
1FK7033-7AK71-1VB8 |  | 1FK7033-7AK71-1VB8 | 1 | UN | 1 | 60 | X | D | N | N | 85015100 | 1 |  | 3.402 | KG | 1806.61 | 1806.61 | MC05 | MC05 | SIMOTICS S Synchronous servo motor 1FK7 High Dynamic 1, 3 Nm, 100K, 6000rpm 0.57kW, Naturally cooled IM B5 (V1, V3) power/signal connectors Connector can be rotated by 270Â° BASIC ABSOLUTE ENCODER 16 P/REV (ENCODER A-16) WITH DRIVE-CLIQ INTERFACE; PERFORMANCE REDUCTION BY 10% DUE TO ABSOLUTE ENCODER; SHAFT WITH FITTED KEY, TOLERANCE N; WITH HOLDING BRAKE DEGREE OF PROTECTION IP65 IP67 D-END FLANGE; RAL7016 COATING; METALLIC RATING PLATE AT MOTOR | - | 0 | 0
1FK7033-7AK71-1VG0 |  | 1FK7033-7AK71-1VG0 | 1 | UN | 1 | 60 | X | D | N | N | 85015100 | 1 |  | 3.103 | KG | 1364.82 | 1364.82 | MC05 | MC05 | SIMOTICS S Synchronous servo motor 1FK7 High Dynamic 1, 3 Nm, 100K, 6000rpm 0.57kW, Naturally cooled IM B5 (V1, V3) power/signal connectors Connector can be rotated by 270Â° BASIC ABSOLUTE ENCODER 16 P/REV (ENCODER A-16) WITH DRIVE-CLIQ INTERFACE; PERFORMANCE REDUCTION BY 10% DUE TO ABSOLUTE ENCODER; PLAIN SHAFT, TOLERANCE N; W/O HOLDING BRAKE DEGREE OF PROTECTION IP64 | - | 0 | 0
1FK7033-7AK71-1VG2 |  | 1FK7033-7AK71-1VG2 | 1 | UN | 1 | 60 | X | D | N | N | 85015100 | 1 |  | 3.103 | KG | 1440.79 | 1440.79 | MC05 | MC05 | SIMOTICS S Synchronous servo motor 1FK7 High Dynamic 1, 3 Nm, 100K, 6000rpm 0.57kW, Naturally cooled IM B5 (V1, V3) power/signal connectors Connector can be rotated by 270Â° BASIC ABSOLUTE ENCODER 16 P/REV (ENCODER A-16) WITH DRIVE-CLIQ INTERFACE; PERFORMANCE REDUCTION BY 10% DUE TO ABSOLUTE ENCODER; PLAIN SHAFT, TOLERANCE N; W/O HOLDING BRAKE DEGREE OF PROTECTION IP65 FLANGE ON DRIVE END IP67 | - | 0 | 0
1FK7033-7AK71-1VG3 |  | 1FK7033-7AK71-1VG3 | 1 | UN | 1 | 60 | X | D | N | N | 85015100 | 1 |  | 3.103 | KG | 1401.63 | 1401.63 | MC05 | MC05 | SIMOTICS S Synchronous servo motor 1FK7 High Dynamic 1, 3 Nm, 100K, 6000rpm 0.57kW, Naturally cooled IM B5 (V1, V3) power/signal connectors Connector can be rotated by 270Â° BASIC ABSOLUTE ENCODER 16 P/REV (ENCODER A-16) WITH DRIVE-CLIQ INTERFACE; PERFORMANCE REDUCTION BY 10% DUE TO ABSOLUTE ENCODER; PLAIN SHAFT, TOLERANCE N; W/O HOLDING BRAKE DEGREE OF PROTECTION IP64; PAINT FINISH RAL7016 | - | 0 | 0
1FK7033-7AK71-1VG5 |  | 1FK7033-7AK71-1VG5 | 1 | UN | 1 | 60 | X | D | N | N | 85015100 | 1 |  | 3.103 | KG | 1477.58 | 1477.58 | MC05 | MC05 | SIMOTICS S Synchronous servo motor 1FK7 High Dynamic 1, 3 Nm, 100K, 6000rpm 0.57kW, Naturally cooled IM B5 (V1, V3) power/signal connectors Connector can be rotated by 270Â° BASIC ABSOLUTE ENCODER 16 P/REV (ENCODER A-16) WITH DRIVE-CLIQ INTERFACE; PERFORMANCE REDUCTION BY 10% DUE TO ABSOLUTE ENCODER; PLAIN SHAFT, TOLERANCE N; W/O HOLDING BRAKE DEGREE OF PROTECTION IP65 AS FLANGE IP67; PAINT FINISH RAL7016 | - | 0 | 0
1FK7033-7AK71-1VG8 |  | 1FK7033-7AK71-1VG8 | 1 | UN | 1 | 60 | X | D | N | N | 85015100 | 1 |  | 3.103 | KG | 1558.79 | 1558.79 | MC05 | MC05 | SIMOTICS S Synchronous servo motor 1FK7 High Dynamic 1, 3 Nm, 100K, 6000rpm 0.57kW, Naturally cooled IM B5 (V1, V3) power/signal connectors Connector can be rotated by 270Â° BASIC ABSOLUTE ENCODER 16 P/REV (ENCODER A-16) WITH DRIVE-CLIQ INTERFACE; PERFORMANCE REDUCTION BY 10% DUE TO ABSOLUTE ENCODER; PLAIN SHAFT, TOLERANCE N; W/O HOLDING BRAKE DEGREE OF PROTECTION IP65 IP67 D-END FLANGE; RAL7016 COATING; METALLIC RATING PLATE AT MOTOR | - | 0 | 0
1FK7033-7AK71-1VH0 |  | 1FK7033-7AK71-1VH0 | 1 | UN | 1 | 60 | X | D | N | N | 85015100 | 1 |  | 3.402 | KG | 1540.65 | 1540.65 | MC05 | MC05 | SIMOTICS S Synchronous servo motor 1FK7 High Dynamic 1, 3 Nm, 100K, 6000rpm 0.57kW, Naturally cooled IM B5 (V1, V3) power/signal connectors Connector can be rotated by 270Â° BASIC ABSOLUTE ENCODER 16 P/REV (ENCODER A-16) WITH DRIVE-CLIQ INTERFACE; PERFORMANCE REDUCTION BY 10% DUE TO ABSOLUTE ENCODER; PLAIN SHAFT, TOLERANCE N; WITH HOLDING BRAKE DEGREE OF PROTECTION IP64 | - | 0 | 0
1FK7033-7AK71-1VH2 |  | 1FK7033-7AK71-1VH2 | 1 | UN | 1 | 60 | X | D | N | N | 85015100 | 1 |  | 3.402 | KG | 1616.62 | 1616.62 | MC05 | MC05 | SIMOTICS S Synchronous servo motor 1FK7 High Dynamic 1, 3 Nm, 100K, 6000rpm 0.57kW, Naturally cooled IM B5 (V1, V3) power/signal connectors Connector can be rotated by 270Â° BASIC ABSOLUTE ENCODER 16 P/REV (ENCODER A-16) WITH DRIVE-CLIQ INTERFACE; PERFORMANCE REDUCTION BY 10% DUE TO ABSOLUTE ENCODER; PLAIN SHAFT, TOLERANCE N; WITH HOLDING BRAKE DEGREE OF PROTECTION IP65 FLANGE ON DRIVE END IP67 | - | 0 | 0
1FK7033-7AK71-1VH3 |  | 1FK7033-7AK71-1VH3 | 1 | UN | 1 | 60 | X | D | N | N | 85015100 | 1 |  | 3.402 | KG | 1577.46 | 1577.46 | MC05 | MC05 | SIMOTICS S Synchronous servo motor 1FK7 High Dynamic 1, 3 Nm, 100K, 6000rpm 0.57kW, Naturally cooled IM B5 (V1, V3) power/signal connectors Connector can be rotated by 270Â° BASIC ABSOLUTE ENCODER 16 P/REV (ENCODER A-16) WITH DRIVE-CLIQ INTERFACE; PERFORMANCE REDUCTION BY 10% DUE TO ABSOLUTE ENCODER; PLAIN SHAFT, TOLERANCE N; WITH HOLDING BRAKE DEGREE OF PROTECTION IP64; PAINT FINISH RAL7016 | - | 0 | 0
1FK7033-7AK71-1VH5 |  | 1FK7033-7AK71-1VH5 | 1 | UN | 1 | 60 | X | D | N | N | 85015100 | 1 |  | 3.402 | KG | 1653.41 | 1653.41 | MC05 | MC05 | SIMOTICS S Synchronous servo motor 1FK7 High Dynamic 1, 3 Nm, 100K, 6000rpm 0.57kW, Naturally cooled IM B5 (V1, V3) power/signal connectors Connector can be rotated by 270Â° BASIC ABSOLUTE ENCODER 16 P/REV (ENCODER A-16) WITH DRIVE-CLIQ INTERFACE; PERFORMANCE REDUCTION BY 10% DUE TO ABSOLUTE ENCODER; PLAIN SHAFT, TOLERANCE N; WITH HOLDING BRAKE DEGREE OF PROTECTION IP65 AS FLANGE IP67; PAINT FINISH RAL7016 | - | 0 | 0
1FK7033-7AK71-1VH8 |  | 1FK7033-7AK71-1VH8 | 1 | UN | 1 | 60 | X | D | N | N | 85015100 | 1 |  | 3.402 | KG | 1734.62 | 1734.62 | MC05 | MC05 | SIMOTICS S Synchronous servo motor 1FK7 High Dynamic 1, 3 Nm, 100K, 6000rpm 0.57kW, Naturally cooled IM B5 (V1, V3) power/signal connectors Connector can be rotated by 270Â° BASIC ABSOLUTE ENCODER 16 P/REV (ENCODER A-16) WITH DRIVE-CLIQ INTERFACE; PERFORMANCE REDUCTION BY 10% DUE TO ABSOLUTE ENCODER; PLAIN SHAFT, TOLERANCE N; WITH HOLDING BRAKE DEGREE OF PROTECTION IP65 IP67 D-END FLANGE; RAL7016 COATING; METALLIC RATING PLATE AT MOTOR | - | 0 | 0
1FK7033-7AK71-3AG5 |  | 1FK7033-7AK71-3AG5 | 1 | UN | 1 | 60 | X | D | N | N | 85015100 | 1 |  | 3.1 | KG | 1443.7 | 1443.7 | MC05 | MC05 | SIMOTICS S Synchronous servo motor 1FK7 High Dynamic 1, 3 Nm, 100K, 6000rpm Naturally cooled IM B5 (V1, V3) power/signal connectors Outlet direction NDE Incremental encoder sin/cos 1 Vss 2048 S/R (encoder I-2048); smooth shaft, Tolerance N without holding brake; Degree of protection IP65 DE flange IP67; paint finish RAL7016 | novo Out19 | 0 | 7
1FK7033-7AY21-1UG0 |  | 1FK7033-7AY21-1UG0 | 1 | UN | 1 | 60 | X | D | N | N | 85015100 | 1 |  | 3.1 | KG | 1005.55 | 1005.55 | MC05 | MC05 | SIMOTICS S Synchronous servo motor 1FK7 High Dynamic, Naturally cooled DC link 300V, 0.38kW 1, 3Nm (100K) special version IM B5 (V1, V3) power/signal connectors Connector can be rotated by 270Â° Resolver multi-pole (resolver P=3) with DRIVE-CLiQ interface without holding brake Degree of protection IP64 | novo Out19 | 0 | 7
1FK7034-2AF21-1AA0 |  | 1FK7034-2AF21-1AA0 | 1 | UN | 1 | 15 | C | D | N | N | 85015100 | 1 |  | 3.701 | KG | 1124.77 | 1124.77 | MC05 | MC05 | SIMOTICS S Synchronous motor 1FK7-CT PN=0.47kW; UDC=300V; M0=1.6Nm (100K); NN=3000rpm; Naturally cooled FRAME SIZE IMB 5 (IM V1, IM V3) FLANGE 1, WITH KTY TEMPERATURESENSOR POWER CONNECTOR ROTATABLE INCREMENTAL ENCODER SIN/COS 1VPP;2048 S/R W. C-AND D-SPUR (ENCODER IC2048S/R) SHAFT WITH FITTED KEY, TOLERANCE N; W/O HOLDING BRAKE PROTECTION CLASS IP64; | - | 0 | 0
1FK7034-2AF21-1AA1 |  | 1FK7034-2AF21-1AA1 | 1 | UN | 1 | 15 | C | D | N | N | 85015100 | 1 |  | 3.701 | KG | 1187.11 | 1187.11 | MC05 | MC05 | SIMOTICS S Synchronous motor 1FK7-CT PN=0.47kW; UDC=300V; M0=1.6Nm (100K); NN=3000rpm; Naturally cooled FRAME SIZE IMB 5 (IM V1, IM V3) FLANGE 1, WITH KTY TEMPERATURESENSOR POWER CONNECTOR ROTATABLE INCREMENTAL ENCODER SIN/COS 1VPP;2048 S/R W. C-AND D-SPUR (ENCODER IC2048S/R) SHAFT WITH FITTED KEY, TOLERANCE N; W/O HOLDING BRAKE PROTECTION CLASS IP65, | - | 0 | 0
1FK7034-2AF21-1AA2 |  | 1FK7034-2AF21-1AA2 | 1 | UN | 1 | 15 | C | D | N | N | 85015100 | 1 |  | 3.701 | KG | 1187.11 | 1187.11 | MC05 | MC05 | SIMOTICS S Synchronous motor 1FK7-CT PN=0.47kW; UDC=300V; M0=1.6Nm (100K); NN=3000rpm; Naturally cooled FRAME SIZE IMB 5 (IM V1, IM V3) FLANGE 1, WITH KTY TEMPERATURESENSOR POWER CONNECTOR ROTATABLE INCREMENTAL ENCODER SIN/COS 1VPP;2048 S/R W. C-AND D-SPUR (ENCODER IC2048S/R) SHAFT WITH FITTED KEY, TOLERANCE N; W/O HOLDING BRAKE PROTECTION CLASS IP65, FLANGE ON DRIVE END IP67; | - | 0 | 0
1FK7034-2AF21-1AB0 |  | 1FK7034-2AF21-1AB0 | 1 | UN | 1 | 15 | C | D | N | N | 85015100 | 1 |  | 4 | KG | 1270.72 | 1270.72 | MC05 | MC05 | SIMOTICS S Synchronous motor 1FK7-CT PN=0.47kW; UDC=300V; M0=1.6Nm (100K); NN=3000rpm; Naturally cooled FRAME SIZE IMB 5 (IM V1, IM V3) FLANGE 1, WITH KTY TEMPERATURESENSOR POWER CONNECTOR ROTATABLE INCREMENTAL ENCODER SIN/COS 1VPP;2048 S/R W. C-AND D-SPUR (ENCODER IC2048S/R) SHAFT WITH FITTED KEY, TOLERANCE N; WITH HOLDING BRAKE PROTECTION CLASS IP64; | - | 0 | 0
1FK7034-2AF21-1AB1 |  | 1FK7034-2AF21-1AB1 | 1 | UN | 1 | 15 | C | D | N | N | 85015100 | 1 |  | 4 | KG | 1333.06 | 1333.06 | MC05 | MC05 | SIMOTICS S Synchronous motor 1FK7-CT PN=0.47kW; UDC=300V; M0=1.6Nm (100K); NN=3000rpm; Naturally cooled FRAME SIZE IMB 5 (IM V1, IM V3) FLANGE 1, WITH KTY TEMPERATURESENSOR POWER CONNECTOR ROTATABLE INCREMENTAL ENCODER SIN/COS 1VPP;2048 S/R W. C-AND D-SPUR (ENCODER IC2048S/R) SHAFT WITH FITTED KEY, TOLERANCE N; WITH HOLDING BRAKE PROTECTION CLASS IP65, | - | 0 | 0
1FK7034-2AF21-1AB2 |  | 1FK7034-2AF21-1AB2 | 1 | UN | 1 | 15 | C | D | N | N | 85015100 | 1 |  | 4 | KG | 1333.06 | 1333.06 | MC05 | MC05 | SIMOTICS S Synchronous motor 1FK7-CT PN=0.47kW; UDC=300V; M0=1.6Nm (100K); NN=3000rpm; Naturally cooled FRAME SIZE IMB 5 (IM V1, IM V3) FLANGE 1, WITH KTY TEMPERATURESENSOR POWER CONNECTOR ROTATABLE INCREMENTAL ENCODER SIN/COS 1VPP;2048 S/R W. C-AND D-SPUR (ENCODER IC2048S/R) SHAFT WITH FITTED KEY, TOLERANCE N; WITH HOLDING BRAKE PROTECTION CLASS IP65, FLANGE ON DRIVE END IP67; | - | 0 | 0
1FK7034-2AF21-1AG0 |  | 1FK7034-2AF21-1AG0 | 1 | UN | 1 | 15 | C | D | N | N | 85015100 | 1 |  | 3.701 | KG | 1067.28 | 1067.28 | MC05 | MC05 | SIMOTICS S Synchronous motor 1FK7-CT PN=0.47kW; UDC=300V; M0=1.6Nm (100K); NN=3000rpm; Naturally cooled FRAME SIZE IMB 5 (IM V1, IM V3) FLANGE 1, WITH KTY TEMPERATURESENSOR POWER CONNECTOR ROTATABLE INCREMENTAL ENCODER SIN/COS 1VPP;2048 S/R W. C-AND D-SPUR (ENCODER IC2048S/R) PLAIN SHAFT, TOLERANCE N; W/O HOLDING BRAKE PROTECTION CLASS IP64; | - | 0 | 0
1FK7034-2AF21-1AG1 |  | 1FK7034-2AF21-1AG1 | 1 | UN | 1 | 15 | C | D | N | N | 85015100 | 1 |  | 3.701 | KG | 1129.62 | 1129.62 | MC05 | MC05 | SIMOTICS S Synchronous motor 1FK7-CT PN=0.47kW; UDC=300V; M0=1.6Nm (100K); NN=3000rpm; Naturally cooled FRAME SIZE IMB 5 (IM V1, IM V3) FLANGE 1, WITH KTY TEMPERATURESENSOR POWER CONNECTOR ROTATABLE INCREMENTAL ENCODER SIN/COS 1VPP;2048 S/R W. C-AND D-SPUR (ENCODER IC2048S/R) PLAIN SHAFT, TOLERANCE N; W/O HOLDING BRAKE PROTECTION CLASS IP65, | - | 0 | 0
1FK7034-2AF21-1AG2 |  | 1FK7034-2AF21-1AG2 | 1 | UN | 1 | 15 | C | D | N | N | 85015100 | 1 |  | 3.701 | KG | 1129.62 | 1129.62 | MC05 | MC05 | SIMOTICS S Synchronous motor 1FK7-CT PN=0.47kW; UDC=300V; M0=1.6Nm (100K); NN=3000rpm; Naturally cooled FRAME SIZE IMB 5 (IM V1, IM V3) FLANGE 1, WITH KTY TEMPERATURESENSOR POWER CONNECTOR ROTATABLE INCREMENTAL ENCODER SIN/COS 1VPP;2048 S/R W. C-AND D-SPUR (ENCODER IC2048S/R) PLAIN SHAFT, TOLERANCE N; W/O HOLDING BRAKE PROTECTION CLASS IP65, FLANGE ON DRIVE END IP67; | - | 0 | 0
1FK7034-2AF21-1AH0 |  | 1FK7034-2AF21-1AH0 | 1 | UN | 1 | 15 | C | D | N | N | 85015100 | 1 |  | 4 | KG | 1211.61 | 1211.61 | MC05 | MC05 | SIMOTICS S Synchronous motor 1FK7-CT PN=0.47kW; UDC=300V; M0=1.6Nm (100K); NN=3000rpm; Naturally cooled FRAME SIZE IMB 5 (IM V1, IM V3) FLANGE 1, WITH KTY TEMPERATURESENSOR POWER CONNECTOR ROTATABLE INCREMENTAL ENCODER SIN/COS 1VPP;2048 S/R W. C-AND D-SPUR (ENCODER IC2048S/R) PLAIN SHAFT, TOLERANCE N; WITH HOLDING BRAKE PROTECTION CLASS IP64; | - | 0 | 0
1FK7034-2AF21-1AH1 |  | 1FK7034-2AF21-1AH1 | 1 | UN | 1 | 15 | C | D | N | N | 85015100 | 1 |  | 4 | KG | 1273.95 | 1273.95 | MC05 | MC05 | SIMOTICS S Synchronous motor 1FK7-CT PN=0.47kW; UDC=300V; M0=1.6Nm (100K); NN=3000rpm; Naturally cooled FRAME SIZE IMB 5 (IM V1, IM V3) FLANGE 1, WITH KTY TEMPERATURESENSOR POWER CONNECTOR ROTATABLE INCREMENTAL ENCODER SIN/COS 1VPP;2048 S/R W. C-AND D-SPUR (ENCODER IC2048S/R) PLAIN SHAFT, TOLERANCE N; WITH HOLDING BRAKE PROTECTION CLASS IP65, | - | 0 | 0
1FK7034-2AF21-1AH2 |  | 1FK7034-2AF21-1AH2 | 1 | UN | 1 | 15 | C | D | N | N | 85015100 | 1 |  | 4 | KG | 1273.95 | 1273.95 | MC05 | MC05 | SIMOTICS S Synchronous motor 1FK7-CT PN=0.47kW; UDC=300V; M0=1.6Nm (100K); NN=3000rpm; Naturally cooled FRAME SIZE IMB 5 (IM V1, IM V3) FLANGE 1, WITH KTY TEMPERATURESENSOR POWER CONNECTOR ROTATABLE INCREMENTAL ENCODER SIN/COS 1VPP;2048 S/R W. C-AND D-SPUR (ENCODER IC2048S/R) PLAIN SHAFT, TOLERANCE N; WITH HOLDING BRAKE PROTECTION CLASS IP65, FLANGE ON DRIVE END IP67; | - | 0 | 0
1FK7034-2AF21-1BA0 |  | 1FK7034-2AF21-1BA0 | 1 | UN | 1 | 15 | C | D | N | N | 85015100 | 1 |  | 3.701 | KG | 1285.47 | 1285.47 | MC05 | MC05 | SIMOTICS S Synchronous motor 1FK7-CT PN=0.47kW; UDC=300V; M0=1.6Nm (100K); NN=3000rpm; Naturally cooled FRAME SIZE IMB 5 (IM V1, IM V3) FLANGE 1 POWER CONNECTOR ROTATABLE ABSOLUTE ENCODER SINGLETURN 24 BIT WITH DRIVE CLIQ INTERFACE (ENCODER AS24DQI) SHAFT WITH FITTED KEY, TOLERANCE N; W/O HOLDING BRAKE PROTECTION CLASS IP64; | - | 0 | 0
1FK7034-2AF21-1BA1 |  | 1FK7034-2AF21-1BA1 | 1 | UN | 1 | 15 | C | D | N | N | 85015100 | 1 |  | 3.701 | KG | 1347.81 | 1347.81 | MC05 | MC05 | SIMOTICS S Synchronous motor 1FK7-CT PN=0.47kW; UDC=300V; M0=1.6Nm (100K); NN=3000rpm; Naturally cooled FRAME SIZE IMB 5 (IM V1, IM V3) FLANGE 1 POWER CONNECTOR ROTATABLE ABSOLUTE ENCODER SINGLETURN 24 BIT WITH DRIVE CLIQ INTERFACE (ENCODER AS24DQI) SHAFT WITH FITTED KEY, TOLERANCE N; W/O HOLDING BRAKE PROTECTION CLASS IP65, | - | 0 | 0
1FK7034-2AF21-1BA2 |  | 1FK7034-2AF21-1BA2 | 1 | UN | 1 | 15 | C | D | N | N | 85015100 | 1 |  | 3.701 | KG | 1347.81 | 1347.81 | MC05 | MC05 | SIMOTICS S Synchronous motor 1FK7-CT PN=0.47kW; UDC=300V; M0=1.6Nm (100K); NN=3000rpm; Naturally cooled FRAME SIZE IMB 5 (IM V1, IM V3) FLANGE 1 POWER CONNECTOR ROTATABLE ABSOLUTE ENCODER SINGLETURN 24 BIT WITH DRIVE CLIQ INTERFACE (ENCODER AS24DQI) SHAFT WITH FITTED KEY, TOLERANCE N; W/O HOLDING BRAKE PROTECTION CLASS IP65, FLANGE ON DRIVE END IP67; | - | 0 | 0
1FK7034-2AF21-1BB0 |  | 1FK7034-2AF21-1BB0 | 1 | UN | 1 | 15 | C | D | N | N | 85015100 | 1 |  | 4 | KG | 1431.42 | 1431.42 | MC05 | MC05 | SIMOTICS S Synchronous motor 1FK7-CT PN=0.47kW; UDC=300V; M0=1.6Nm (100K); NN=3000rpm; Naturally cooled FRAME SIZE IMB 5 (IM V1, IM V3) FLANGE 1 POWER CONNECTOR ROTATABLE ABSOLUTE ENCODER SINGLETURN 24 BIT WITH DRIVE CLIQ INTERFACE (ENCODER AS24DQI) SHAFT WITH FITTED KEY, TOLERANCE N; WITH HOLDING BRAKE PROTECTION CLASS IP64; | - | 0 | 0
1FK7034-2AF21-1BB1 |  | 1FK7034-2AF21-1BB1 | 1 | UN | 1 | 15 | C | D | N | N | 85015100 | 1 |  | 4 | KG | 1493.76 | 1493.76 | MC05 | MC05 | SIMOTICS S Synchronous motor 1FK7-CT PN=0.47kW; UDC=300V; M0=1.6Nm (100K); NN=3000rpm; Naturally cooled FRAME SIZE IMB 5 (IM V1, IM V3) FLANGE 1 POWER CONNECTOR ROTATABLE ABSOLUTE ENCODER SINGLETURN 24 BIT WITH DRIVE CLIQ INTERFACE (ENCODER AS24DQI) SHAFT WITH FITTED KEY, TOLERANCE N; WITH HOLDING BRAKE PROTECTION CLASS IP65, | - | 0 | 0
1FK7034-2AF21-1BB2 |  | 1FK7034-2AF21-1BB2 | 1 | UN | 1 | 15 | C | D | N | N | 85015100 | 1 |  | 4 | KG | 1493.76 | 1493.76 | MC05 | MC05 | SIMOTICS S Synchronous motor 1FK7-CT PN=0.47kW; UDC=300V; M0=1.6Nm (100K); NN=3000rpm; Naturally cooled FRAME SIZE IMB 5 (IM V1, IM V3) FLANGE 1 POWER CONNECTOR ROTATABLE ABSOLUTE ENCODER SINGLETURN 24 BIT WITH DRIVE CLIQ INTERFACE (ENCODER AS24DQI) SHAFT WITH FITTED KEY, TOLERANCE N; WITH HOLDING BRAKE PROTECTION CLASS IP65, FLANGE ON DRIVE END IP67; | - | 0 | 0
1FK7034-2AF21-1BG0 |  | 1FK7034-2AF21-1BG0 | 1 | UN | 1 | 15 | C | D | N | N | 85015100 | 1 |  | 3.701 | KG | 1227.98 | 1227.98 | MC05 | MC05 | SIMOTICS S Synchronous motor 1FK7-CT PN=0.47kW; UDC=300V; M0=1.6Nm (100K); NN=3000rpm; Naturally cooled FRAME SIZE IMB 5 (IM V1, IM V3) FLANGE 1 POWER CONNECTOR ROTATABLE ABSOLUTE ENCODER SINGLETURN 24 BIT WITH DRIVE CLIQ INTERFACE (ENCODER AS24DQI) PLAIN SHAFT, TOLERANCE N; W/O HOLDING BRAKE PROTECTION CLASS IP64; | - | 0 | 0
1FK7034-2AF21-1BG1 |  | 1FK7034-2AF21-1BG1 | 1 | UN | 1 | 15 | C | D | N | N | 85015100 | 1 |  | 3.701 | KG | 1290.32 | 1290.32 | MC05 | MC05 | SIMOTICS S Synchronous motor 1FK7-CT PN=0.47kW; UDC=300V; M0=1.6Nm (100K); NN=3000rpm; Naturally cooled FRAME SIZE IMB 5 (IM V1, IM V3) FLANGE 1 POWER CONNECTOR ROTATABLE ABSOLUTE ENCODER SINGLETURN 24 BIT WITH DRIVE CLIQ INTERFACE (ENCODER AS24DQI) PLAIN SHAFT, TOLERANCE N; W/O HOLDING BRAKE PROTECTION CLASS IP65, | - | 0 | 0
1FK7034-2AF21-1BG2 |  | 1FK7034-2AF21-1BG2 | 1 | UN | 1 | 15 | C | D | N | N | 85015100 | 1 |  | 3.701 | KG | 1290.32 | 1290.32 | MC05 | MC05 | SIMOTICS S Synchronous motor 1FK7-CT PN=0.47kW; UDC=300V; M0=1.6Nm (100K); NN=3000rpm; Naturally cooled FRAME SIZE IMB 5 (IM V1, IM V3) FLANGE 1 POWER CONNECTOR ROTATABLE ABSOLUTE ENCODER SINGLETURN 24 BIT WITH DRIVE CLIQ INTERFACE (ENCODER AS24DQI) PLAIN SHAFT, TOLERANCE N; W/O HOLDING BRAKE PROTECTION CLASS IP65, FLANGE ON DRIVE END IP67; | - | 0 | 0
1FK7034-2AF21-1BH0 |  | 1FK7034-2AF21-1BH0 | 1 | UN | 1 | 15 | C | D | N | N | 85015100 | 1 |  | 4 | KG | 1372.31 | 1372.31 | MC05 | MC05 | SIMOTICS S Synchronous motor 1FK7-CT PN=0.47kW; UDC=300V; M0=1.6Nm (100K); NN=3000rpm; Naturally cooled FRAME SIZE IMB 5 (IM V1, IM V3) FLANGE 1 POWER CONNECTOR ROTATABLE ABSOLUTE ENCODER SINGLETURN 24 BIT WITH DRIVE CLIQ INTERFACE (ENCODER AS24DQI) PLAIN SHAFT, TOLERANCE N; WITH HOLDING BRAKE PROTECTION CLASS IP64; | - | 0 | 0
1FK7034-2AF21-1BH1 |  | 1FK7034-2AF21-1BH1 | 1 | UN | 1 | 15 | C | D | N | N | 85015100 | 1 |  | 4 | KG | 1434.65 | 1434.65 | MC05 | MC05 | SIMOTICS S Synchronous motor 1FK7-CT PN=0.47kW; UDC=300V; M0=1.6Nm (100K); NN=3000rpm; Naturally cooled FRAME SIZE IMB 5 (IM V1, IM V3) FLANGE 1 POWER CONNECTOR ROTATABLE ABSOLUTE ENCODER SINGLETURN 24 BIT WITH DRIVE CLIQ INTERFACE (ENCODER AS24DQI) PLAIN SHAFT, TOLERANCE N; WITH HOLDING BRAKE PROTECTION CLASS IP65, | - | 0 | 0
1FK7034-2AF21-1BH2 |  | 1FK7034-2AF21-1BH2 | 1 | UN | 1 | 15 | C | D | N | N | 85015100 | 1 |  | 4 | KG | 1434.65 | 1434.65 | MC05 | MC05 | SIMOTICS S Synchronous motor 1FK7-CT PN=0.47kW; UDC=300V; M0=1.6Nm (100K); NN=3000rpm; Naturally cooled FRAME SIZE IMB 5 (IM V1, IM V3) FLANGE 1 POWER CONNECTOR ROTATABLE ABSOLUTE ENCODER SINGLETURN 24 BIT WITH DRIVE CLIQ INTERFACE (ENCODER AS24DQI) PLAIN SHAFT, TOLERANCE N; WITH HOLDING BRAKE PROTECTION CLASS IP65, FLANGE ON DRIVE END IP67; | - | 0 | 0
1FK7034-2AF21-1CA0 |  | 1FK7034-2AF21-1CA0 | 1 | UN | 1 | 15 | C | D | N | N | 85015100 | 1 |  | 3.701 | KG | 1531.63 | 1531.63 | MC05 | MC05 | SIMOTICS S Synchronous motor 1FK7-CT PN=0.47kW; UDC=300V; M0=1.6Nm (100K); NN=3000rpm; Naturally cooled FRAME SIZE IMB 5 (IM V1, IM V3) FLANGE 1 POWER CONNECTOR ROTATABLE ABSOLUTE ENCODER 24 BIT + 12 BIT MULTITURN WITH DRIVE-CLIQ INTERFACE (ENCODER AM24DQI) SHAFT WITH FITTED KEY, TOLERANCE N; W/O HOLDING BRAKE PROTECTION CLASS IP64; | - | 0 | 0
1FK7034-2AF21-1CA1 |  | 1FK7034-2AF21-1CA1 | 1 | UN | 1 | 15 | C | D | N | N | 85015100 | 1 |  | 3.701 | KG | 1593.97 | 1593.97 | MC05 | MC05 | SIMOTICS S Synchronous motor 1FK7-CT PN=0.47kW; UDC=300V; M0=1.6Nm (100K); NN=3000rpm; Naturally cooled FRAME SIZE IMB 5 (IM V1, IM V3) FLANGE 1 POWER CONNECTOR ROTATABLE ABSOLUTE ENCODER 24 BIT + 12 BIT MULTITURN WITH DRIVE-CLIQ INTERFACE (ENCODER AM24DQI) SHAFT WITH FITTED KEY, TOLERANCE N; W/O HOLDING BRAKE PROTECTION CLASS IP65, | - | 0 | 0
1FK7034-2AF21-1CA2 |  | 1FK7034-2AF21-1CA2 | 1 | UN | 1 | 15 | C | D | N | N | 85015100 | 1 |  | 3.701 | KG | 1593.97 | 1593.97 | MC05 | MC05 | SIMOTICS S Synchronous motor 1FK7-CT PN=0.47kW; UDC=300V; M0=1.6Nm (100K); NN=3000rpm; Naturally cooled FRAME SIZE IMB 5 (IM V1, IM V3) FLANGE 1 POWER CONNECTOR ROTATABLE ABSOLUTE ENCODER 24 BIT + 12 BIT MULTITURN WITH DRIVE-CLIQ INTERFACE (ENCODER AM24DQI) SHAFT WITH FITTED KEY, TOLERANCE N; W/O HOLDING BRAKE PROTECTION CLASS IP65, FLANGE ON DRIVE END IP67; | - | 0 | 0
1FK7034-2AF21-1CB0 |  | 1FK7034-2AF21-1CB0 | 1 | UN | 1 | 15 | C | D | N | N | 85015100 | 1 |  | 4 | KG | 1677.58 | 1677.58 | MC05 | MC05 | SIMOTICS S Synchronous motor 1FK7-CT PN=0.47kW; UDC=300V; M0=1.6Nm (100K); NN=3000rpm; Naturally cooled FRAME SIZE IMB 5 (IM V1, IM V3) FLANGE 1 POWER CONNECTOR ROTATABLE ABSOLUTE ENCODER 24 BIT + 12 BIT MULTITURN WITH DRIVE-CLIQ INTERFACE (ENCODER AM24DQI) SHAFT WITH FITTED KEY, TOLERANCE N; WITH HOLDING BRAKE PROTECTION CLASS IP64; | - | 0 | 0
1FK7034-2AF21-1CB1 |  | 1FK7034-2AF21-1CB1 | 1 | UN | 1 | 15 | C | D | N | N | 85015100 | 1 |  | 4 | KG | 1739.92 | 1739.92 | MC05 | MC05 | SIMOTICS S Synchronous motor 1FK7-CT PN=0.47kW; UDC=300V; M0=1.6Nm (100K); NN=3000rpm; Naturally cooled FRAME SIZE IMB 5 (IM V1, IM V3) FLANGE 1 POWER CONNECTOR ROTATABLE ABSOLUTE ENCODER 24 BIT + 12 BIT MULTITURN WITH DRIVE-CLIQ INTERFACE (ENCODER AM24DQI) SHAFT WITH FITTED KEY, TOLERANCE N; WITH HOLDING BRAKE PROTECTION CLASS IP65, | - | 0 | 0
1FK7034-2AF21-1CB2 |  | 1FK7034-2AF21-1CB2 | 1 | UN | 1 | 15 | C | D | N | N | 85015100 | 1 |  | 4 | KG | 1739.92 | 1739.92 | MC05 | MC05 | SIMOTICS S Synchronous motor 1FK7-CT PN=0.47kW; UDC=300V; M0=1.6Nm (100K); NN=3000rpm; Naturally cooled FRAME SIZE IMB 5 (IM V1, IM V3) FLANGE 1 POWER CONNECTOR ROTATABLE ABSOLUTE ENCODER 24 BIT + 12 BIT MULTITURN WITH DRIVE-CLIQ INTERFACE (ENCODER AM24DQI) SHAFT WITH FITTED KEY, TOLERANCE N; WITH HOLDING BRAKE PROTECTION CLASS IP65, FLANGE ON DRIVE END IP67; | - | 0 | 0
1FK7034-2AF21-1CG0 |  | 1FK7034-2AF21-1CG0 | 1 | UN | 1 | 15 | C | D | N | N | 85015100 | 1 |  | 3.701 | KG | 1474.14 | 1474.14 | MC05 | MC05 | SIMOTICS S Synchronous motor 1FK7-CT PN=0.47kW; UDC=300V; M0=1.6Nm (100K); NN=3000rpm; Naturally cooled FRAME SIZE IMB 5 (IM V1, IM V3) FLANGE 1 POWER CONNECTOR ROTATABLE ABSOLUTE ENCODER 24 BIT + 12 BIT MULTITURN WITH DRIVE-CLIQ INTERFACE (ENCODER AM24DQI) PLAIN SHAFT, TOLERANCE N; W/O HOLDING BRAKE PROTECTION CLASS IP64; | - | 0 | 0
1FK7034-2AF21-1CG1 |  | 1FK7034-2AF21-1CG1 | 1 | UN | 1 | 15 | C | D | N | N | 85015100 | 1 |  | 3.701 | KG | 1536.48 | 1536.48 | MC05 | MC05 | SIMOTICS S Synchronous motor 1FK7-CT PN=0.47kW; UDC=300V; M0=1.6Nm (100K); NN=3000rpm; Naturally cooled FRAME SIZE IMB 5 (IM V1, IM V3) FLANGE 1 POWER CONNECTOR ROTATABLE ABSOLUTE ENCODER 24 BIT + 12 BIT MULTITURN WITH DRIVE-CLIQ INTERFACE (ENCODER AM24DQI) PLAIN SHAFT, TOLERANCE N; W/O HOLDING BRAKE PROTECTION CLASS IP65, | - | 0 | 0
1FK7034-2AF21-1CG2 |  | 1FK7034-2AF21-1CG2 | 1 | UN | 1 | 15 | C | D | N | N | 85015100 | 1 |  | 3.701 | KG | 1536.48 | 1536.48 | MC05 | MC05 | SIMOTICS S Synchronous motor 1FK7-CT PN=0.47kW; UDC=300V; M0=1.6Nm (100K); NN=3000rpm; Naturally cooled FRAME SIZE IMB 5 (IM V1, IM V3) FLANGE 1 POWER CONNECTOR ROTATABLE ABSOLUTE ENCODER 24 BIT + 12 BIT MULTITURN WITH DRIVE-CLIQ INTERFACE (ENCODER AM24DQI) PLAIN SHAFT, TOLERANCE N; W/O HOLDING BRAKE PROTECTION CLASS IP65, FLANGE ON DRIVE END IP67; | - | 0 | 0
1FK7034-2AF21-1CH0 |  | 1FK7034-2AF21-1CH0 | 1 | UN | 1 | 15 | C | D | N | N | 85015100 | 1 |  | 4 | KG | 1618.47 | 1618.47 | MC05 | MC05 | SIMOTICS S Synchronous motor 1FK7-CT PN=0.47kW; UDC=300V; M0=1.6Nm (100K); NN=3000rpm; Naturally cooled FRAME SIZE IMB 5 (IM V1, IM V3) FLANGE 1 POWER CONNECTOR ROTATABLE ABSOLUTE ENCODER 24 BIT + 12 BIT MULTITURN WITH DRIVE-CLIQ INTERFACE (ENCODER AM24DQI) PLAIN SHAFT, TOLERANCE N; WITH HOLDING BRAKE PROTECTION CLASS IP64; | - | 0 | 0
1FK7034-2AF21-1CH1 |  | 1FK7034-2AF21-1CH1 | 1 | UN | 1 | 15 | C | D | N | N | 85015100 | 1 |  | 4 | KG | 1680.81 | 1680.81 | MC05 | MC05 | SIMOTICS S Synchronous motor 1FK7-CT PN=0.47kW; UDC=300V; M0=1.6Nm (100K); NN=3000rpm; Naturally cooled FRAME SIZE IMB 5 (IM V1, IM V3) FLANGE 1 POWER CONNECTOR ROTATABLE ABSOLUTE ENCODER 24 BIT + 12 BIT MULTITURN WITH DRIVE-CLIQ INTERFACE (ENCODER AM24DQI) PLAIN SHAFT, TOLERANCE N; WITH HOLDING BRAKE PROTECTION CLASS IP65, | - | 0 | 0
1FK7034-2AF21-1CH2 |  | 1FK7034-2AF21-1CH2 | 1 | UN | 1 | 15 | C | D | N | N | 85015100 | 1 |  | 4 | KG | 1680.81 | 1680.81 | MC05 | MC05 | SIMOTICS S Synchronous motor 1FK7-CT PN=0.47kW; UDC=300V; M0=1.6Nm (100K); NN=3000rpm; Naturally cooled FRAME SIZE IMB 5 (IM V1, IM V3) FLANGE 1 POWER CONNECTOR ROTATABLE ABSOLUTE ENCODER 24 BIT + 12 BIT MULTITURN WITH DRIVE-CLIQ INTERFACE (ENCODER AM24DQI) PLAIN SHAFT, TOLERANCE N; WITH HOLDING BRAKE PROTECTION CLASS IP65, FLANGE ON DRIVE END IP67; | - | 0 | 0
1FK7034-2AF21-1DA1 |  | 1FK7034-2AF21-1DA1 | 1 | UN | 1 | 15 | C | D | N | N | 85015100 | 1 |  | 3.702 | KG | 1401.24 | 1401.24 | MC05 | MC05 | SIMOTICS S Synchronous motor 1FK7-CT PN=0.47kW; UDC=300V; M0=1.6Nm (100K); NN=3000rpm; Naturally cooled FRAME SIZE IMB 5 (IM V1, IM V3) FLANGE 1 POWER CONNECTOR ROTATABLE INCREMENTAL ENCODER 22 BIT WITH DRIVE-CLIQ INTERFACE (ENCODER IC22DQ) SHAFT WITH FITTED KEY, TOLERANCE N; W/O HOLDING BRAKE PROTECTION CLASS IP65, | - | 0 | 0
1FK7034-2AF21-1DA2 |  | 1FK7034-2AF21-1DA2 | 1 | UN | 1 | 15 | C | D | N | N | 85015100 | 1 |  | 3.702 | KG | 1401.24 | 1401.24 | MC05 | MC05 | SIMOTICS S Synchronous motor 1FK7-CT PN=0.47kW; UDC=300V; M0=1.6Nm (100K); NN=3000rpm; Naturally cooled FRAME SIZE IMB 5 (IM V1, IM V3) FLANGE 1 POWER CONNECTOR ROTATABLE INCREMENTAL ENCODER 22 BIT WITH DRIVE-CLIQ INTERFACE (ENCODER IC22DQ) SHAFT WITH FITTED KEY, TOLERANCE N; W/O HOLDING BRAKE PROTECTION CLASS IP65, FLANGE ON DRIVE END IP67; | - | 0 | 0
1FK7034-2AF21-1DB1 |  | 1FK7034-2AF21-1DB1 | 1 | UN | 1 | 15 | C | D | N | N | 85015100 | 1 |  | 4.001 | KG | 1547.19 | 1547.19 | MC05 | MC05 | SIMOTICS S Synchronous motor 1FK7-CT PN=0.47kW; UDC=300V; M0=1.6Nm (100K); NN=3000rpm; Naturally cooled FRAME SIZE IMB 5 (IM V1, IM V3) FLANGE 1 POWER CONNECTOR ROTATABLE INCREMENTAL ENCODER 22 BIT WITH DRIVE-CLIQ INTERFACE (ENCODER IC22DQ) SHAFT WITH FITTED KEY, TOLERANCE N; WITH HOLDING BRAKE PROTECTION CLASS IP65, | - | 0 | 0
1FK7034-2AF21-1DG0 |  | 1FK7034-2AF21-1DG0 | 1 | UN | 1 | 15 | C | D | N | N | 85015100 | 1 |  | 3.702 | KG | 1281.41 | 1281.41 | MC05 | MC05 | SIMOTICS S Synchronous motor 1FK7-CT PN=0.47kW; UDC=300V; M0=1.6Nm (100K); NN=3000rpm; Naturally cooled FRAME SIZE IMB 5 (IM V1, IM V3) FLANGE 1 POWER CONNECTOR ROTATABLE INCREMENTAL ENCODER 22 BIT WITH DRIVE-CLIQ INTERFACE (ENCODER IC22DQ) PLAIN SHAFT, TOLERANCE N; W/O HOLDING BRAKE PROTECTION CLASS IP64; | - | 0 | 0
1FK7034-2AF21-1DG2 |  | 1FK7034-2AF21-1DG2 | 1 | UN | 1 | 15 | C | D | N | N | 85015100 | 1 |  | 3.702 | KG | 1343.75 | 1343.75 | MC05 | MC05 | SIMOTICS S Synchronous motor 1FK7-CT PN=0.47kW; UDC=300V; M0=1.6Nm (100K); NN=3000rpm; Naturally cooled FRAME SIZE IMB 5 (IM V1, IM V3) FLANGE 1 POWER CONNECTOR ROTATABLE INCREMENTAL ENCODER 22 BIT WITH DRIVE-CLIQ INTERFACE (ENCODER IC22DQ) PLAIN SHAFT, TOLERANCE N; W/O HOLDING BRAKE PROTECTION CLASS IP65, FLANGE ON DRIVE END IP67; | - | 0 | 0
1FK7034-2AF21-1DH0 |  | 1FK7034-2AF21-1DH0 | 1 | UN | 1 | 15 | C | D | N | N | 85015100 | 1 |  | 4.001 | KG | 1425.74 | 1425.74 | MC05 | MC05 | SIMOTICS S Synchronous motor 1FK7-CT PN=0.47kW; UDC=300V; M0=1.6Nm (100K); NN=3000rpm; Naturally cooled FRAME SIZE IMB 5 (IM V1, IM V3) FLANGE 1 POWER CONNECTOR ROTATABLE INCREMENTAL ENCODER 22 BIT WITH DRIVE-CLIQ INTERFACE (ENCODER IC22DQ) PLAIN SHAFT, TOLERANCE N; WITH HOLDING BRAKE PROTECTION CLASS IP64; | - | 0 | 0
1FK7034-2AF21-1EA0 |  | 1FK7034-2AF21-1EA0 | 1 | UN | 1 | 15 | C | D | N | N | 85015100 | 1 |  | 3.701 | KG | 1372.45 | 1372.45 | MC05 | MC05 | SIMOTICS S Synchronous motor 1FK7-CT PN=0.47kW; UDC=300V; M0=1.6Nm (100K); NN=3000rpm; Naturally cooled FRAME SIZE IMB 5 (IM V1, IM V3) FLANGE 1, WITH KTY TEMPERATURESENSOR POWER CONNECTOR ROTATABLE ABSOLUTE ENCODERR 2048 S/R + 4096 UMDREHUNGEN MULTITURN, WITH ENDAT-SCHNITTSTELLE (ENCODER AM2048S/R) SHAFT WITH FITTED KEY, TOLERANCE N; W/O HOLDING BRAKE PROTECTION CLASS IP64; | - | 0 | 0
1FK7034-2AF21-1EA1 |  | 1FK7034-2AF21-1EA1 | 1 | UN | 1 | 15 | C | D | N | N | 85015100 | 1 |  | 3.701 | KG | 1434.79 | 1434.79 | MC05 | MC05 | SIMOTICS S Synchronous motor 1FK7-CT PN=0.47kW; UDC=300V; M0=1.6Nm (100K); NN=3000rpm; Naturally cooled FRAME SIZE IMB 5 (IM V1, IM V3) FLANGE 1, WITH KTY TEMPERATURESENSOR POWER CONNECTOR ROTATABLE ABSOLUTE ENCODERR 2048 S/R + 4096 UMDREHUNGEN MULTITURN, WITH ENDAT-SCHNITTSTELLE (ENCODER AM2048S/R) SHAFT WITH FITTED KEY, TOLERANCE N; W/O HOLDING BRAKE PROTECTION CLASS IP65, | - | 0 | 0
1FK7034-2AF21-1EA2 |  | 1FK7034-2AF21-1EA2 | 1 | UN | 1 | 15 | C | D | N | N | 85015100 | 1 |  | 3.701 | KG | 1434.79 | 1434.79 | MC05 | MC05 | SIMOTICS S Synchronous motor 1FK7-CT PN=0.47kW; UDC=300V; M0=1.6Nm (100K); NN=3000rpm; Naturally cooled FRAME SIZE IMB 5 (IM V1, IM V3) FLANGE 1, WITH KTY TEMPERATURESENSOR POWER CONNECTOR ROTATABLE ABSOLUTE ENCODERR 2048 S/R + 4096 UMDREHUNGEN MULTITURN, WITH ENDAT-SCHNITTSTELLE (ENCODER AM2048S/R) SHAFT WITH FITTED KEY, TOLERANCE N; W/O HOLDING BRAKE PROTECTION CLASS IP65, FLANGE ON DRIVE END IP67; | - | 0 | 0
1FK7034-2AF21-1EB0 |  | 1FK7034-2AF21-1EB0 | 1 | UN | 1 | 15 | C | D | N | N | 85015100 | 1 |  | 4 | KG | 1518.4 | 1518.4 | MC05 | MC05 | SIMOTICS S Synchronous motor 1FK7-CT PN=0.47kW; UDC=300V; M0=1.6Nm (100K); NN=3000rpm; Naturally cooled FRAME SIZE IMB 5 (IM V1, IM V3) FLANGE 1, WITH KTY TEMPERATURESENSOR POWER CONNECTOR ROTATABLE ABSOLUTE ENCODERR 2048 S/R + 4096 UMDREHUNGEN MULTITURN, WITH ENDAT-SCHNITTSTELLE (ENCODER AM2048S/R) SHAFT WITH FITTED KEY, TOLERANCE N; WITH HOLDING BRAKE PROTECTION CLASS IP64; | - | 0 | 0
1FK7034-2AF21-1EB1 |  | 1FK7034-2AF21-1EB1 | 1 | UN | 1 | 15 | C | D | N | N | 85015100 | 1 |  | 4 | KG | 1580.74 | 1580.74 | MC05 | MC05 | SIMOTICS S Synchronous motor 1FK7-CT PN=0.47kW; UDC=300V; M0=1.6Nm (100K); NN=3000rpm; Naturally cooled FRAME SIZE IMB 5 (IM V1, IM V3) FLANGE 1, WITH KTY TEMPERATURESENSOR POWER CONNECTOR ROTATABLE ABSOLUTE ENCODERR 2048 S/R + 4096 UMDREHUNGEN MULTITURN, WITH ENDAT-SCHNITTSTELLE (ENCODER AM2048S/R) SHAFT WITH FITTED KEY, TOLERANCE N; WITH HOLDING BRAKE PROTECTION CLASS IP65, | - | 0 | 0
1FK7034-2AF21-1EB2 |  | 1FK7034-2AF21-1EB2 | 1 | UN | 1 | 15 | C | D | N | N | 85015100 | 1 |  | 4 | KG | 1580.74 | 1580.74 | MC05 | MC05 | SIMOTICS S Synchronous motor 1FK7-CT PN=0.47kW; UDC=300V; M0=1.6Nm (100K); NN=3000rpm; Naturally cooled FRAME SIZE IMB 5 (IM V1, IM V3) FLANGE 1, WITH KTY TEMPERATURESENSOR POWER CONNECTOR ROTATABLE ABSOLUTE ENCODERR 2048 S/R + 4096 UMDREHUNGEN MULTITURN, WITH ENDAT-SCHNITTSTELLE (ENCODER AM2048S/R) SHAFT WITH FITTED KEY, TOLERANCE N; WITH HOLDING BRAKE PROTECTION CLASS IP65, FLANGE ON DRIVE END IP67; | - | 0 | 0
1FK7034-2AF21-1EG0 |  | 1FK7034-2AF21-1EG0 | 1 | UN | 1 | 15 | C | D | N | N | 85015100 | 1 |  | 3.701 | KG | 1314.96 | 1314.96 | MC05 | MC05 | SIMOTICS S Synchronous motor 1FK7-CT PN=0.47kW; UDC=300V; M0=1.6Nm (100K); NN=3000rpm; Naturally cooled FRAME SIZE IMB 5 (IM V1, IM V3) FLANGE 1, WITH KTY TEMPERATURESENSOR POWER CONNECTOR ROTATABLE ABSOLUTE ENCODERR 2048 S/R + 4096 UMDREHUNGEN MULTITURN, WITH ENDAT-SCHNITTSTELLE (ENCODER AM2048S/R) PLAIN SHAFT, TOLERANCE N; W/O HOLDING BRAKE PROTECTION CLASS IP64; | - | 0 | 0
1FK7034-2AF21-1EG1 |  | 1FK7034-2AF21-1EG1 | 1 | UN | 1 | 15 | C | D | N | N | 85015100 | 1 |  | 3.701 | KG | 1377.3 | 1377.3 | MC05 | MC05 | SIMOTICS S Synchronous motor 1FK7-CT PN=0.47kW; UDC=300V; M0=1.6Nm (100K); NN=3000rpm; Naturally cooled FRAME SIZE IMB 5 (IM V1, IM V3) FLANGE 1, WITH KTY TEMPERATURESENSOR POWER CONNECTOR ROTATABLE ABSOLUTE ENCODERR 2048 S/R + 4096 UMDREHUNGEN MULTITURN, WITH ENDAT-SCHNITTSTELLE (ENCODER AM2048S/R) PLAIN SHAFT, TOLERANCE N; W/O HOLDING BRAKE PROTECTION CLASS IP65, | - | 0 | 0
1FK7034-2AF21-1EG2 |  | 1FK7034-2AF21-1EG2 | 1 | UN | 1 | 15 | C | D | N | N | 85015100 | 1 |  | 3.701 | KG | 1377.3 | 1377.3 | MC05 | MC05 | SIMOTICS S Synchronous motor 1FK7-CT PN=0.47kW; UDC=300V; M0=1.6Nm (100K); NN=3000rpm; Naturally cooled FRAME SIZE IMB 5 (IM V1, IM V3) FLANGE 1, WITH KTY TEMPERATURESENSOR POWER CONNECTOR ROTATABLE ABSOLUTE ENCODERR 2048 S/R + 4096 UMDREHUNGEN MULTITURN, WITH ENDAT-SCHNITTSTELLE (ENCODER AM2048S/R) PLAIN SHAFT, TOLERANCE N; W/O HOLDING BRAKE PROTECTION CLASS IP65, FLANGE ON DRIVE END IP67; | - | 0 | 0
1FK7034-2AF21-1EH0 |  | 1FK7034-2AF21-1EH0 | 1 | UN | 1 | 15 | C | D | N | N | 85015100 | 1 |  | 4 | KG | 1459.29 | 1459.29 | MC05 | MC05 | SIMOTICS S Synchronous motor 1FK7-CT PN=0.47kW; UDC=300V; M0=1.6Nm (100K); NN=3000rpm; Naturally cooled FRAME SIZE IMB 5 (IM V1, IM V3) FLANGE 1, WITH KTY TEMPERATURESENSOR POWER CONNECTOR ROTATABLE ABSOLUTE ENCODERR 2048 S/R + 4096 UMDREHUNGEN MULTITURN, WITH ENDAT-SCHNITTSTELLE (ENCODER AM2048S/R) PLAIN SHAFT, TOLERANCE N; WITH HOLDING BRAKE PROTECTION CLASS IP64; | - | 0 | 0
1FK7034-2AF21-1EH1 |  | 1FK7034-2AF21-1EH1 | 1 | UN | 1 | 15 | C | D | N | N | 85015100 | 1 |  | 4 | KG | 1521.63 | 1521.63 | MC05 | MC05 | SIMOTICS S Synchronous motor 1FK7-CT PN=0.47kW; UDC=300V; M0=1.6Nm (100K); NN=3000rpm; Naturally cooled FRAME SIZE IMB 5 (IM V1, IM V3) FLANGE 1, WITH KTY TEMPERATURESENSOR POWER CONNECTOR ROTATABLE ABSOLUTE ENCODERR 2048 S/R + 4096 UMDREHUNGEN MULTITURN, WITH ENDAT-SCHNITTSTELLE (ENCODER AM2048S/R) PLAIN SHAFT, TOLERANCE N; WITH HOLDING BRAKE PROTECTION CLASS IP65, | - | 0 | 0
1FK7034-2AF21-1EH2 |  | 1FK7034-2AF21-1EH2 | 1 | UN | 1 | 15 | C | D | N | N | 85015100 | 1 |  | 4 | KG | 1521.63 | 1521.63 | MC05 | MC05 | SIMOTICS S Synchronous motor 1FK7-CT PN=0.47kW; UDC=300V; M0=1.6Nm (100K); NN=3000rpm; Naturally cooled FRAME SIZE IMB 5 (IM V1, IM V3) FLANGE 1, WITH KTY TEMPERATURESENSOR POWER CONNECTOR ROTATABLE ABSOLUTE ENCODERR 2048 S/R + 4096 UMDREHUNGEN MULTITURN, WITH ENDAT-SCHNITTSTELLE (ENCODER AM2048S/R) PLAIN SHAFT, TOLERANCE N; WITH HOLDING BRAKE PROTECTION CLASS IP65, FLANGE ON DRIVE END IP67; | - | 0 | 0
1FK7034-2AF21-1FB0 |  | 1FK7034-2AF21-1FB0 | 1 | UN | 1 | 15 | C | D | N | N | 85015100 | 1 |  | 4 | KG | 1731.02 | 1731.02 | MC05 | MC05 | SIMOTICS S Synchronous motor 1FK7-CT PN=0.47kW; UDC=300V; M0=1.6Nm (100K); NN=3000rpm; Naturally cooled FRAME SIZE IMB 5 (IM V1, IM V3) FLANGE 1 POWER CONNECTOR ROTATABLE ABSOLUTE ENCODER 22BIT + 12 BIT MULTITURN, WITH DRIVE-CLIQ INTERFACE (ENCODER AM22DQ) SHAFT WITH FITTED KEY, TOLERANCE N; WITH HOLDING BRAKE PROTECTION CLASS IP64; | - | 0 | 0
1FK7034-2AF21-1FG0 |  | 1FK7034-2AF21-1FG0 | 1 | UN | 1 | 15 | C | D | N | N | 85015100 | 1 |  | 3.701 | KG | 1527.58 | 1527.58 | MC05 | MC05 | SIMOTICS S Synchronous motor 1FK7-CT PN=0.47kW; UDC=300V; M0=1.6Nm (100K); NN=3000rpm; Naturally cooled FRAME SIZE IMB 5 (IM V1, IM V3) FLANGE 1 POWER CONNECTOR ROTATABLE ABSOLUTE ENCODER 22BIT + 12 BIT MULTITURN, WITH DRIVE-CLIQ INTERFACE (ENCODER AM22DQ) PLAIN SHAFT, TOLERANCE N; W/O HOLDING BRAKE PROTECTION CLASS IP64; | - | 0 | 0
1FK7034-2AF21-1FG2 |  | 1FK7034-2AF21-1FG2 | 1 | UN | 1 | 15 | C | D | N | N | 85015100 | 1 |  | 3.701 | KG | 1589.92 | 1589.92 | MC05 | MC05 | SIMOTICS S Synchronous motor 1FK7-CT PN=0.47kW; UDC=300V; M0=1.6Nm (100K); NN=3000rpm; Naturally cooled FRAME SIZE IMB 5 (IM V1, IM V3) FLANGE 1 POWER CONNECTOR ROTATABLE ABSOLUTE ENCODER 22BIT + 12 BIT MULTITURN, WITH DRIVE-CLIQ INTERFACE (ENCODER AM22DQ) PLAIN SHAFT, TOLERANCE N; W/O HOLDING BRAKE PROTECTION CLASS IP65, FLANGE ON DRIVE END IP67; | - | 0 | 0
1FK7034-2AF21-1FH0 |  | 1FK7034-2AF21-1FH0 | 1 | UN | 1 | 15 | C | D | N | N | 85015100 | 1 |  | 4 | KG | 1671.91 | 1671.91 | MC05 | MC05 | SIMOTICS S Synchronous motor 1FK7-CT PN=0.47kW; UDC=300V; M0=1.6Nm (100K); NN=3000rpm; Naturally cooled FRAME SIZE IMB 5 (IM V1, IM V3) FLANGE 1 POWER CONNECTOR ROTATABLE ABSOLUTE ENCODER 22BIT + 12 BIT MULTITURN, WITH DRIVE-CLIQ INTERFACE (ENCODER AM22DQ) PLAIN SHAFT, TOLERANCE N; WITH HOLDING BRAKE PROTECTION CLASS IP64; | - | 0 | 0
1FK7034-2AF21-1PA0 |  | 1FK7034-2AF21-1PA0 | 1 | UN | 1 | 15 | C | D | N | N | 85015100 | 1 |  | 3.801 | KG | 894.83 | 894.83 | MC05 | MC05 | SIMOTICS S Synchronous motor 1FK7-CT PN=0.47kW; UDC=300V; M0=1.6Nm (100K); NN=3000rpm; Naturally cooled FRAME SIZE IMB 5 (IM V1, IM V3) FLANGE 1 POWER CONNECTOR ROTATABLE RESOLVER 2-POLE, WITH DRIVE CLIQ-INTERFACE SHAFT WITH FITTED KEY, TOLERANCE N; W/O HOLDING BRAKE PROTECTION CLASS IP64; | - | 0 | 0
1FK7034-2AF21-1PA1 |  | 1FK7034-2AF21-1PA1 | 1 | UN | 1 | 15 | C | D | N | N | 85015100 | 1 |  | 3.801 | KG | 957.17 | 957.17 | MC05 | MC05 | SIMOTICS S Synchronous motor 1FK7-CT PN=0.47kW; UDC=300V; M0=1.6Nm (100K); NN=3000rpm; Naturally cooled FRAME SIZE IMB 5 (IM V1, IM V3) FLANGE 1 POWER CONNECTOR ROTATABLE RESOLVER 2-POLE, WITH DRIVE CLIQ-INTERFACE SHAFT WITH FITTED KEY, TOLERANCE N; W/O HOLDING BRAKE PROTECTION CLASS IP65, | - | 0 | 0
1FK7034-2AF21-1PA2 |  | 1FK7034-2AF21-1PA2 | 1 | UN | 1 | 15 | C | D | N | N | 85015100 | 1 |  | 3.801 | KG | 957.17 | 957.17 | MC05 | MC05 | SIMOTICS S Synchronous motor 1FK7-CT PN=0.47kW; UDC=300V; M0=1.6Nm (100K); NN=3000rpm; Naturally cooled FRAME SIZE IMB 5 (IM V1, IM V3) FLANGE 1 POWER CONNECTOR ROTATABLE RESOLVER 2-POLE, WITH DRIVE CLIQ-INTERFACE SHAFT WITH FITTED KEY, TOLERANCE N; W/O HOLDING BRAKE PROTECTION CLASS IP65, FLANGE ON DRIVE END IP67; | - | 0 | 0
1FK7034-2AF21-1PB0 |  | 1FK7034-2AF21-1PB0 | 1 | UN | 1 | 15 | C | D | N | N | 85015100 | 1 |  | 4.1 | KG | 1040.78 | 1040.78 | MC05 | MC05 | SIMOTICS S Synchronous motor 1FK7-CT PN=0.47kW; UDC=300V; M0=1.6Nm (100K); NN=3000rpm; Naturally cooled FRAME SIZE IMB 5 (IM V1, IM V3) FLANGE 1 POWER CONNECTOR ROTATABLE RESOLVER 2-POLE, WITH DRIVE CLIQ-INTERFACE SHAFT WITH FITTED KEY, TOLERANCE N; WITH HOLDING BRAKE PROTECTION CLASS IP64; | - | 0 | 0
1FK7034-2AF21-1PB1 |  | 1FK7034-2AF21-1PB1 | 1 | UN | 1 | 15 | C | D | N | N | 85015100 | 1 |  | 4.1 | KG | 1103.12 | 1103.12 | MC05 | MC05 | SIMOTICS S Synchronous motor 1FK7-CT PN=0.47kW; UDC=300V; M0=1.6Nm (100K); NN=3000rpm; Naturally cooled FRAME SIZE IMB 5 (IM V1, IM V3) FLANGE 1 POWER CONNECTOR ROTATABLE RESOLVER 2-POLE, WITH DRIVE CLIQ-INTERFACE SHAFT WITH FITTED KEY, TOLERANCE N; WITH HOLDING BRAKE PROTECTION CLASS IP65, | - | 0 | 0
1FK7034-2AF21-1PB2 |  | 1FK7034-2AF21-1PB2 | 1 | UN | 1 | 15 | C | D | N | N | 85015100 | 1 |  | 4.1 | KG | 1103.12 | 1103.12 | MC05 | MC05 | SIMOTICS S Synchronous motor 1FK7-CT PN=0.47kW; UDC=300V; M0=1.6Nm (100K); NN=3000rpm; Naturally cooled FRAME SIZE IMB 5 (IM V1, IM V3) FLANGE 1 POWER CONNECTOR ROTATABLE RESOLVER 2-POLE, WITH DRIVE CLIQ-INTERFACE SHAFT WITH FITTED KEY, TOLERANCE N; WITH HOLDING BRAKE PROTECTION CLASS IP65, FLANGE ON DRIVE END IP67; | - | 0 | 0
1FK7034-2AF21-1PG0 |  | 1FK7034-2AF21-1PG0 | 1 | UN | 1 | 15 | C | D | N | N | 85015100 | 1 |  | 3.801 | KG | 837.34 | 837.34 | MC05 | MC05 | SIMOTICS S Synchronous motor 1FK7-CT PN=0.47kW; UDC=300V; M0=1.6Nm (100K); NN=3000rpm; Naturally cooled FRAME SIZE IMB 5 (IM V1, IM V3) FLANGE 1 POWER CONNECTOR ROTATABLE RESOLVER 2-POLE, WITH DRIVE CLIQ-INTERFACE PLAIN SHAFT, TOLERANCE N; W/O HOLDING BRAKE PROTECTION CLASS IP64; | - | 0 | 0
1FK7034-2AF21-1PG1 |  | 1FK7034-2AF21-1PG1 | 1 | UN | 1 | 15 | C | D | N | N | 85015100 | 1 |  | 3.801 | KG | 899.68 | 899.68 | MC05 | MC05 | SIMOTICS S Synchronous motor 1FK7-CT PN=0.47kW; UDC=300V; M0=1.6Nm (100K); NN=3000rpm; Naturally cooled FRAME SIZE IMB 5 (IM V1, IM V3) FLANGE 1 POWER CONNECTOR ROTATABLE RESOLVER 2-POLE, WITH DRIVE CLIQ-INTERFACE PLAIN SHAFT, TOLERANCE N; W/O HOLDING BRAKE PROTECTION CLASS IP65, | - | 0 | 0
1FK7034-2AF21-1PG2 |  | 1FK7034-2AF21-1PG2 | 1 | UN | 1 | 15 | C | D | N | N | 85015100 | 1 |  | 3.801 | KG | 899.68 | 899.68 | MC05 | MC05 | SIMOTICS S Synchronous motor 1FK7-CT PN=0.47kW; UDC=300V; M0=1.6Nm (100K); NN=3000rpm; Naturally cooled FRAME SIZE IMB 5 (IM V1, IM V3) FLANGE 1 POWER CONNECTOR ROTATABLE RESOLVER 2-POLE, WITH DRIVE CLIQ-INTERFACE PLAIN SHAFT, TOLERANCE N; W/O HOLDING BRAKE PROTECTION CLASS IP65, FLANGE ON DRIVE END IP67; | - | 0 | 0
1FK7034-2AF21-1PH0 |  | 1FK7034-2AF21-1PH0 | 1 | UN | 1 | 15 | C | D | N | N | 85015100 | 1 |  | 4.1 | KG | 981.67 | 981.67 | MC05 | MC05 | SIMOTICS S Synchronous motor 1FK7-CT PN=0.47kW; UDC=300V; M0=1.6Nm (100K); NN=3000rpm; Naturally cooled FRAME SIZE IMB 5 (IM V1, IM V3) FLANGE 1 POWER CONNECTOR ROTATABLE RESOLVER 2-POLE, WITH DRIVE CLIQ-INTERFACE PLAIN SHAFT, TOLERANCE N; WITH HOLDING BRAKE PROTECTION CLASS IP64; | - | 0 | 0
1FK7034-2AF21-1PH1 |  | 1FK7034-2AF21-1PH1 | 1 | UN | 1 | 15 | C | D | N | N | 85015100 | 1 |  | 4.1 | KG | 1044.01 | 1044.01 | MC05 | MC05 | SIMOTICS S Synchronous motor 1FK7-CT PN=0.47kW; UDC=300V; M0=1.6Nm (100K); NN=3000rpm; Naturally cooled FRAME SIZE IMB 5 (IM V1, IM V3) FLANGE 1 POWER CONNECTOR ROTATABLE RESOLVER 2-POLE, WITH DRIVE CLIQ-INTERFACE PLAIN SHAFT, TOLERANCE N; WITH HOLDING BRAKE PROTECTION CLASS IP65, | - | 0 | 0
1FK7034-2AF21-1PH2 |  | 1FK7034-2AF21-1PH2 | 1 | UN | 1 | 15 | C | D | N | N | 85015100 | 1 |  | 4.1 | KG | 1044.01 | 1044.01 | MC05 | MC05 | SIMOTICS S Synchronous motor 1FK7-CT PN=0.47kW; UDC=300V; M0=1.6Nm (100K); NN=3000rpm; Naturally cooled FRAME SIZE IMB 5 (IM V1, IM V3) FLANGE 1 POWER CONNECTOR ROTATABLE RESOLVER 2-POLE, WITH DRIVE CLIQ-INTERFACE PLAIN SHAFT, TOLERANCE N; WITH HOLDING BRAKE PROTECTION CLASS IP65, FLANGE ON DRIVE END IP67; | - | 0 | 0
1FK7034-2AF21-1QA0 |  | 1FK7034-2AF21-1QA0 | 1 | UN | 1 | 15 | C | D | N | N | 85015100 | 1 |  | 3.701 | KG | 963.53 | 963.53 | MC05 | MC05 | SIMOTICS S Synchronous motor 1FK7-CT PN=0.47kW; UDC=300V; M0=1.6Nm (100K); NN=3000rpm; Naturally cooled FRAME SIZE IMB 5 (IM V1, IM V3) FLANGE 1 POWER CONNECTOR ROTATABLE ABSOLUTE ENCODER SINGLETURN 20 BIT WITH DRIVE-CLIQ INTERFACE (ENCODER AS20DQI) SHAFT WITH FITTED KEY, TOLERANCE N; W/O HOLDING BRAKE PROTECTION CLASS IP64; | - | 0 | 0
1FK7034-2AF21-1QA1 |  | 1FK7034-2AF21-1QA1 | 1 | UN | 1 | 15 | C | D | N | N | 85015100 | 1 |  | 3.701 | KG | 1025.87 | 1025.87 | MC05 | MC05 | SIMOTICS S Synchronous motor 1FK7-CT PN=0.47kW; UDC=300V; M0=1.6Nm (100K); NN=3000rpm; Naturally cooled FRAME SIZE IMB 5 (IM V1, IM V3) FLANGE 1 POWER CONNECTOR ROTATABLE ABSOLUTE ENCODER SINGLETURN 20 BIT WITH DRIVE-CLIQ INTERFACE (ENCODER AS20DQI) SHAFT WITH FITTED KEY, TOLERANCE N; W/O HOLDING BRAKE PROTECTION CLASS IP65, | - | 0 | 0
1FK7034-2AF21-1QA2 |  | 1FK7034-2AF21-1QA2 | 1 | UN | 1 | 15 | C | D | N | N | 85015100 | 1 |  | 3.701 | KG | 1025.87 | 1025.87 | MC05 | MC05 | SIMOTICS S Synchronous motor 1FK7-CT PN=0.47kW; UDC=300V; M0=1.6Nm (100K); NN=3000rpm; Naturally cooled FRAME SIZE IMB 5 (IM V1, IM V3) FLANGE 1 POWER CONNECTOR ROTATABLE ABSOLUTE ENCODER SINGLETURN 20 BIT WITH DRIVE-CLIQ INTERFACE (ENCODER AS20DQI) SHAFT WITH FITTED KEY, TOLERANCE N; W/O HOLDING BRAKE PROTECTION CLASS IP65, FLANGE ON DRIVE END IP67; | - | 0 | 0
1FK7034-2AF21-1QB0 |  | 1FK7034-2AF21-1QB0 | 1 | UN | 1 | 15 | C | D | N | N | 85015100 | 1 |  | 4 | KG | 1109.48 | 1109.48 | MC05 | MC05 | SIMOTICS S Synchronous motor 1FK7-CT PN=0.47kW; UDC=300V; M0=1.6Nm (100K); NN=3000rpm; Naturally cooled FRAME SIZE IMB 5 (IM V1, IM V3) FLANGE 1 POWER CONNECTOR ROTATABLE ABSOLUTE ENCODER SINGLETURN 20 BIT WITH DRIVE-CLIQ INTERFACE (ENCODER AS20DQI) SHAFT WITH FITTED KEY, TOLERANCE N; WITH HOLDING BRAKE PROTECTION CLASS IP64; | - | 0 | 0
1FK7034-2AF21-1QB1 |  | 1FK7034-2AF21-1QB1 | 1 | UN | 1 | 15 | C | D | N | N | 85015100 | 1 |  | 4 | KG | 1171.82 | 1171.82 | MC05 | MC05 | SIMOTICS S Synchronous motor 1FK7-CT PN=0.47kW; UDC=300V; M0=1.6Nm (100K); NN=3000rpm; Naturally cooled FRAME SIZE IMB 5 (IM V1, IM V3) FLANGE 1 POWER CONNECTOR ROTATABLE ABSOLUTE ENCODER SINGLETURN 20 BIT WITH DRIVE-CLIQ INTERFACE (ENCODER AS20DQI) SHAFT WITH FITTED KEY, TOLERANCE N; WITH HOLDING BRAKE PROTECTION CLASS IP65, | - | 0 | 0
1FK7034-2AF21-1QB2 |  | 1FK7034-2AF21-1QB2 | 1 | UN | 1 | 15 | C | D | N | N | 85015100 | 1 |  | 4 | KG | 1171.82 | 1171.82 | MC05 | MC05 | SIMOTICS S Synchronous motor 1FK7-CT PN=0.47kW; UDC=300V; M0=1.6Nm (100K); NN=3000rpm; Naturally cooled FRAME SIZE IMB 5 (IM V1, IM V3) FLANGE 1 POWER CONNECTOR ROTATABLE ABSOLUTE ENCODER SINGLETURN 20 BIT WITH DRIVE-CLIQ INTERFACE (ENCODER AS20DQI) SHAFT WITH FITTED KEY, TOLERANCE N; WITH HOLDING BRAKE PROTECTION CLASS IP65, FLANGE ON DRIVE END IP67; | - | 0 | 0
1FK7034-2AF21-1QG0 |  | 1FK7034-2AF21-1QG0 | 1 | UN | 1 | 15 | C | D | N | N | 85015100 | 1 |  | 3.701 | KG | 906.04 | 906.04 | MC05 | MC05 | SIMOTICS S Synchronous motor 1FK7-CT PN=0.47kW; UDC=300V; M0=1.6Nm (100K); NN=3000rpm; Naturally cooled FRAME SIZE IMB 5 (IM V1, IM V3) FLANGE 1 POWER CONNECTOR ROTATABLE ABSOLUTE ENCODER SINGLETURN 20 BIT WITH DRIVE-CLIQ INTERFACE (ENCODER AS20DQI) PLAIN SHAFT, TOLERANCE N; W/O HOLDING BRAKE PROTECTION CLASS IP64; | - | 0 | 0
1FK7034-2AF21-1QG1 |  | 1FK7034-2AF21-1QG1 | 1 | UN | 1 | 15 | C | D | N | N | 85015100 | 1 |  | 3.701 | KG | 968.38 | 968.38 | MC05 | MC05 | SIMOTICS S Synchronous motor 1FK7-CT PN=0.47kW; UDC=300V; M0=1.6Nm (100K); NN=3000rpm; Naturally cooled FRAME SIZE IMB 5 (IM V1, IM V3) FLANGE 1 POWER CONNECTOR ROTATABLE ABSOLUTE ENCODER SINGLETURN 20 BIT WITH DRIVE-CLIQ INTERFACE (ENCODER AS20DQI) PLAIN SHAFT, TOLERANCE N; W/O HOLDING BRAKE PROTECTION CLASS IP65, | - | 0 | 0
1FK7034-2AF21-1QG2 |  | 1FK7034-2AF21-1QG2 | 1 | UN | 1 | 15 | C | D | N | N | 85015100 | 1 |  | 3.701 | KG | 968.38 | 968.38 | MC05 | MC05 | SIMOTICS S Synchronous motor 1FK7-CT PN=0.47kW; UDC=300V; M0=1.6Nm (100K); NN=3000rpm; Naturally cooled FRAME SIZE IMB 5 (IM V1, IM V3) FLANGE 1 POWER CONNECTOR ROTATABLE ABSOLUTE ENCODER SINGLETURN 20 BIT WITH DRIVE-CLIQ INTERFACE (ENCODER AS20DQI) PLAIN SHAFT, TOLERANCE N; W/O HOLDING BRAKE PROTECTION CLASS IP65, FLANGE ON DRIVE END IP67; | - | 0 | 0
1FK7034-2AF21-1QH0 |  | 1FK7034-2AF21-1QH0 | 1 | UN | 1 | 15 | C | D | N | N | 85015100 | 1 |  | 4 | KG | 1050.37 | 1050.37 | MC05 | MC05 | SIMOTICS S Synchronous motor 1FK7-CT PN=0.47kW; UDC=300V; M0=1.6Nm (100K); NN=3000rpm; Naturally cooled FRAME SIZE IMB 5 (IM V1, IM V3) FLANGE 1 POWER CONNECTOR ROTATABLE ABSOLUTE ENCODER SINGLETURN 20 BIT WITH DRIVE-CLIQ INTERFACE (ENCODER AS20DQI) PLAIN SHAFT, TOLERANCE N; WITH HOLDING BRAKE PROTECTION CLASS IP64; | - | 0 | 0
1FK7034-2AF21-1QH1 |  | 1FK7034-2AF21-1QH1 | 1 | UN | 1 | 15 | C | D | N | N | 85015100 | 1 |  | 4 | KG | 1112.71 | 1112.71 | MC05 | MC05 | SIMOTICS S Synchronous motor 1FK7-CT PN=0.47kW; UDC=300V; M0=1.6Nm (100K); NN=3000rpm; Naturally cooled FRAME SIZE IMB 5 (IM V1, IM V3) FLANGE 1 POWER CONNECTOR ROTATABLE ABSOLUTE ENCODER SINGLETURN 20 BIT WITH DRIVE-CLIQ INTERFACE (ENCODER AS20DQI) PLAIN SHAFT, TOLERANCE N; WITH HOLDING BRAKE PROTECTION CLASS IP65, | - | 0 | 0
1FK7034-2AF21-1QH2 |  | 1FK7034-2AF21-1QH2 | 1 | UN | 1 | 15 | C | D | N | N | 85015100 | 1 |  | 4 | KG | 1112.71 | 1112.71 | MC05 | MC05 | SIMOTICS S Synchronous motor 1FK7-CT PN=0.47kW; UDC=300V; M0=1.6Nm (100K); NN=3000rpm; Naturally cooled FRAME SIZE IMB 5 (IM V1, IM V3) FLANGE 1 POWER CONNECTOR ROTATABLE ABSOLUTE ENCODER SINGLETURN 20 BIT WITH DRIVE-CLIQ INTERFACE (ENCODER AS20DQI) PLAIN SHAFT, TOLERANCE N; WITH HOLDING BRAKE PROTECTION CLASS IP65, FLANGE ON DRIVE END IP67; | - | 0 | 0
1FK7034-2AF21-1RA0 |  | 1FK7034-2AF21-1RA0 | 1 | UN | 1 | 15 | C | D | N | N | 85015100 | 1 |  | 3.701 | KG | 1212.9 | 1212.9 | MC05 | MC05 | SIMOTICS S Synchronous motor 1FK7-CT PN=0.47kW; UDC=300V; M0=1.6Nm (100K); NN=3000rpm; Naturally cooled FRAME SIZE IMB 5 (IM V1, IM V3) FLANGE 1 POWER CONNECTOR ROTATABLE ABSOLUTE ENCODER 20 BIT + 12 BIT MULTITURN WITH DRIVE-CLIQ INTERFACE (ENCODER AM20DQI) SHAFT WITH FITTED KEY, TOLERANCE N; W/O HOLDING BRAKE PROTECTION CLASS IP64; | - | 0 | 0
1FK7034-2AF21-1RA1 |  | 1FK7034-2AF21-1RA1 | 1 | UN | 1 | 15 | C | D | N | N | 85015100 | 1 |  | 3.701 | KG | 1275.24 | 1275.24 | MC05 | MC05 | SIMOTICS S Synchronous motor 1FK7-CT PN=0.47kW; UDC=300V; M0=1.6Nm (100K); NN=3000rpm; Naturally cooled FRAME SIZE IMB 5 (IM V1, IM V3) FLANGE 1 POWER CONNECTOR ROTATABLE ABSOLUTE ENCODER 20 BIT + 12 BIT MULTITURN WITH DRIVE-CLIQ INTERFACE (ENCODER AM20DQI) SHAFT WITH FITTED KEY, TOLERANCE N; W/O HOLDING BRAKE PROTECTION CLASS IP65, | - | 0 | 0
1FK7034-2AF21-1RA2 |  | 1FK7034-2AF21-1RA2 | 1 | UN | 1 | 15 | C | D | N | N | 85015100 | 1 |  | 3.701 | KG | 1275.24 | 1275.24 | MC05 | MC05 | SIMOTICS S Synchronous motor 1FK7-CT PN=0.47kW; UDC=300V; M0=1.6Nm (100K); NN=3000rpm; Naturally cooled FRAME SIZE IMB 5 (IM V1, IM V3) FLANGE 1 POWER CONNECTOR ROTATABLE ABSOLUTE ENCODER 20 BIT + 12 BIT MULTITURN WITH DRIVE-CLIQ INTERFACE (ENCODER AM20DQI) SHAFT WITH FITTED KEY, TOLERANCE N; W/O HOLDING BRAKE PROTECTION CLASS IP65, FLANGE ON DRIVE END IP67; | - | 0 | 0
1FK7034-2AF21-1RB0 |  | 1FK7034-2AF21-1RB0 | 1 | UN | 1 | 15 | C | D | N | N | 85015100 | 1 |  | 4 | KG | 1358.85 | 1358.85 | MC05 | MC05 | SIMOTICS S Synchronous motor 1FK7-CT PN=0.47kW; UDC=300V; M0=1.6Nm (100K); NN=3000rpm; Naturally cooled FRAME SIZE IMB 5 (IM V1, IM V3) FLANGE 1 POWER CONNECTOR ROTATABLE ABSOLUTE ENCODER 20 BIT + 12 BIT MULTITURN WITH DRIVE-CLIQ INTERFACE (ENCODER AM20DQI) SHAFT WITH FITTED KEY, TOLERANCE N; WITH HOLDING BRAKE PROTECTION CLASS IP64; | - | 0 | 0
1FK7034-2AF21-1RB1 |  | 1FK7034-2AF21-1RB1 | 1 | UN | 1 | 15 | C | D | N | N | 85015100 | 1 |  | 4 | KG | 1421.19 | 1421.19 | MC05 | MC05 | SIMOTICS S Synchronous motor 1FK7-CT PN=0.47kW; UDC=300V; M0=1.6Nm (100K); NN=3000rpm; Naturally cooled FRAME SIZE IMB 5 (IM V1, IM V3) FLANGE 1 POWER CONNECTOR ROTATABLE ABSOLUTE ENCODER 20 BIT + 12 BIT MULTITURN WITH DRIVE-CLIQ INTERFACE (ENCODER AM20DQI) SHAFT WITH FITTED KEY, TOLERANCE N; WITH HOLDING BRAKE PROTECTION CLASS IP65, | - | 0 | 0
1FK7034-2AF21-1RB2 |  | 1FK7034-2AF21-1RB2 | 1 | UN | 1 | 15 | C | D | N | N | 85015100 | 1 |  | 4 | KG | 1421.19 | 1421.19 | MC05 | MC05 | SIMOTICS S Synchronous motor 1FK7-CT PN=0.47kW; UDC=300V; M0=1.6Nm (100K); NN=3000rpm; Naturally cooled FRAME SIZE IMB 5 (IM V1, IM V3) FLANGE 1 POWER CONNECTOR ROTATABLE ABSOLUTE ENCODER 20 BIT + 12 BIT MULTITURN WITH DRIVE-CLIQ INTERFACE (ENCODER AM20DQI) SHAFT WITH FITTED KEY, TOLERANCE N; WITH HOLDING BRAKE PROTECTION CLASS IP65, FLANGE ON DRIVE END IP67; | - | 0 | 0
1FK7034-2AF21-1RG0 |  | 1FK7034-2AF21-1RG0 | 1 | UN | 1 | 15 | C | D | N | N | 85015100 | 1 |  | 3.701 | KG | 1155.41 | 1155.41 | MC05 | MC05 | SIMOTICS S Synchronous motor 1FK7-CT PN=0.47kW; UDC=300V; M0=1.6Nm (100K); NN=3000rpm; Naturally cooled FRAME SIZE IMB 5 (IM V1, IM V3) FLANGE 1 POWER CONNECTOR ROTATABLE ABSOLUTE ENCODER 20 BIT + 12 BIT MULTITURN WITH DRIVE-CLIQ INTERFACE (ENCODER AM20DQI) PLAIN SHAFT, TOLERANCE N; W/O HOLDING BRAKE PROTECTION CLASS IP64; | - | 0 | 0
1FK7034-2AF21-1RG1 |  | 1FK7034-2AF21-1RG1 | 1 | UN | 1 | 15 | C | D | N | N | 85015100 | 1 |  | 3.701 | KG | 1217.75 | 1217.75 | MC05 | MC05 | SIMOTICS S Synchronous motor 1FK7-CT PN=0.47kW; UDC=300V; M0=1.6Nm (100K); NN=3000rpm; Naturally cooled FRAME SIZE IMB 5 (IM V1, IM V3) FLANGE 1 POWER CONNECTOR ROTATABLE ABSOLUTE ENCODER 20 BIT + 12 BIT MULTITURN WITH DRIVE-CLIQ INTERFACE (ENCODER AM20DQI) PLAIN SHAFT, TOLERANCE N; W/O HOLDING BRAKE PROTECTION CLASS IP65, | - | 0 | 0
1FK7034-2AF21-1RG2 |  | 1FK7034-2AF21-1RG2 | 1 | UN | 1 | 15 | C | D | N | N | 85015100 | 1 |  | 3.701 | KG | 1217.75 | 1217.75 | MC05 | MC05 | SIMOTICS S Synchronous motor 1FK7-CT PN=0.47kW; UDC=300V; M0=1.6Nm (100K); NN=3000rpm; Naturally cooled FRAME SIZE IMB 5 (IM V1, IM V3) FLANGE 1 POWER CONNECTOR ROTATABLE ABSOLUTE ENCODER 20 BIT + 12 BIT MULTITURN WITH DRIVE-CLIQ INTERFACE (ENCODER AM20DQI) PLAIN SHAFT, TOLERANCE N; W/O HOLDING BRAKE PROTECTION CLASS IP65, FLANGE ON DRIVE END IP67; | - | 0 | 0
1FK7034-2AF21-1RH0 |  | 1FK7034-2AF21-1RH0 | 1 | UN | 1 | 15 | C | D | N | N | 85015100 | 1 |  | 4 | KG | 1299.74 | 1299.74 | MC05 | MC05 | SIMOTICS S Synchronous motor 1FK7-CT PN=0.47kW; UDC=300V; M0=1.6Nm (100K); NN=3000rpm; Naturally cooled FRAME SIZE IMB 5 (IM V1, IM V3) FLANGE 1 POWER CONNECTOR ROTATABLE ABSOLUTE ENCODER 20 BIT + 12 BIT MULTITURN WITH DRIVE-CLIQ INTERFACE (ENCODER AM20DQI) PLAIN SHAFT, TOLERANCE N; WITH HOLDING BRAKE PROTECTION CLASS IP64; | - | 0 | 0
1FK7034-2AF21-1RH1 |  | 1FK7034-2AF21-1RH1 | 1 | UN | 1 | 15 | C | D | N | N | 85015100 | 1 |  | 4 | KG | 1362.08 | 1362.08 | MC05 | MC05 | SIMOTICS S Synchronous motor 1FK7-CT PN=0.47kW; UDC=300V; M0=1.6Nm (100K); NN=3000rpm; Naturally cooled FRAME SIZE IMB 5 (IM V1, IM V3) FLANGE 1 POWER CONNECTOR ROTATABLE ABSOLUTE ENCODER 20 BIT + 12 BIT MULTITURN WITH DRIVE-CLIQ INTERFACE (ENCODER AM20DQI) PLAIN SHAFT, TOLERANCE N; WITH HOLDING BRAKE PROTECTION CLASS IP65, | - | 0 | 0
1FK7034-2AF21-1RH2 |  | 1FK7034-2AF21-1RH2 | 1 | UN | 1 | 15 | C | D | N | N | 85015100 | 1 |  | 4 | KG | 1362.08 | 1362.08 | MC05 | MC05 | SIMOTICS S Synchronous motor 1FK7-CT PN=0.47kW; UDC=300V; M0=1.6Nm (100K); NN=3000rpm; Naturally cooled FRAME SIZE IMB 5 (IM V1, IM V3) FLANGE 1 POWER CONNECTOR ROTATABLE ABSOLUTE ENCODER 20 BIT + 12 BIT MULTITURN WITH DRIVE-CLIQ INTERFACE (ENCODER AM20DQI) PLAIN SHAFT, TOLERANCE N; WITH HOLDING BRAKE PROTECTION CLASS IP65, FLANGE ON DRIVE END IP67; | - | 0 | 0
1FK7034-2AF21-1SA0 |  | 1FK7034-2AF21-1SA0 | 1 | UN | 1 | 15 | C | D | N | N | 85015100 | 1 |  | 3.702 | KG | 734.13 | 734.13 | MC05 | MC05 | SIMOTICS S Synchronous motor 1FK7-CT PN=0.47kW; UDC=300V; M0=1.6Nm (100K); NN=3000rpm; Naturally cooled FRAME SIZE IMB 5 (IM V1, IM V3) FLANGE 1, WITH KTY TEMPERATURESENSOR POWER CONNECTOR ROTATABLE RESOLVER MULTI-POLE (RESOLVER P=3); SHAFT WITH FITTED KEY, TOLERANCE N; W/O HOLDING BRAKE PROTECTION CLASS IP64; | - | 0 | 0
1FK7034-2AF21-1SA1 |  | 1FK7034-2AF21-1SA1 | 1 | UN | 1 | 15 | C | D | N | N | 85015100 | 1 |  | 3.702 | KG | 796.47 | 796.47 | MC05 | MC05 | SIMOTICS S Synchronous motor 1FK7-CT PN=0.47kW; UDC=300V; M0=1.6Nm (100K); NN=3000rpm; Naturally cooled FRAME SIZE IMB 5 (IM V1, IM V3) FLANGE 1, WITH KTY TEMPERATURESENSOR POWER CONNECTOR ROTATABLE RESOLVER MULTI-POLE (RESOLVER P=3); SHAFT WITH FITTED KEY, TOLERANCE N; W/O HOLDING BRAKE PROTECTION CLASS IP65, | - | 0 | 0
1FK7034-2AF21-1SA2 |  | 1FK7034-2AF21-1SA2 | 1 | UN | 1 | 15 | C | D | N | N | 85015100 | 1 |  | 3.702 | KG | 796.47 | 796.47 | MC05 | MC05 | SIMOTICS S Synchronous motor 1FK7-CT PN=0.47kW; UDC=300V; M0=1.6Nm (100K); NN=3000rpm; Naturally cooled FRAME SIZE IMB 5 (IM V1, IM V3) FLANGE 1, WITH KTY TEMPERATURESENSOR POWER CONNECTOR ROTATABLE RESOLVER MULTI-POLE (RESOLVER P=3); SHAFT WITH FITTED KEY, TOLERANCE N; W/O HOLDING BRAKE PROTECTION CLASS IP65, FLANGE ON DRIVE END IP67; | - | 0 | 0
1FK7034-2AF21-1SB0 |  | 1FK7034-2AF21-1SB0 | 1 | UN | 1 | 15 | C | D | N | N | 85015100 | 1 |  | 4.001 | KG | 880.08 | 880.08 | MC05 | MC05 | SIMOTICS S Synchronous motor 1FK7-CT PN=0.47kW; UDC=300V; M0=1.6Nm (100K); NN=3000rpm; Naturally cooled FRAME SIZE IMB 5 (IM V1, IM V3) FLANGE 1, WITH KTY TEMPERATURESENSOR POWER CONNECTOR ROTATABLE RESOLVER MULTI-POLE (RESOLVER P=3); SHAFT WITH FITTED KEY, TOLERANCE N; WITH HOLDING BRAKE PROTECTION CLASS IP64; | - | 0 | 0
1FK7034-2AF21-1SB1 |  | 1FK7034-2AF21-1SB1 | 1 | UN | 1 | 15 | C | D | N | N | 85015100 | 1 |  | 4.001 | KG | 942.42 | 942.42 | MC05 | MC05 | SIMOTICS S Synchronous motor 1FK7-CT PN=0.47kW; UDC=300V; M0=1.6Nm (100K); NN=3000rpm; Naturally cooled FRAME SIZE IMB 5 (IM V1, IM V3) FLANGE 1, WITH KTY TEMPERATURESENSOR POWER CONNECTOR ROTATABLE RESOLVER MULTI-POLE (RESOLVER P=3); SHAFT WITH FITTED KEY, TOLERANCE N; WITH HOLDING BRAKE PROTECTION CLASS IP65, | - | 0 | 0
1FK7034-2AF21-1SB2 |  | 1FK7034-2AF21-1SB2 | 1 | UN | 1 | 15 | C | D | N | N | 85015100 | 1 |  | 4.001 | KG | 942.42 | 942.42 | MC05 | MC05 | SIMOTICS S Synchronous motor 1FK7-CT PN=0.47kW; UDC=300V; M0=1.6Nm (100K); NN=3000rpm; Naturally cooled FRAME SIZE IMB 5 (IM V1, IM V3) FLANGE 1, WITH KTY TEMPERATURESENSOR POWER CONNECTOR ROTATABLE RESOLVER MULTI-POLE (RESOLVER P=3); SHAFT WITH FITTED KEY, TOLERANCE N; WITH HOLDING BRAKE PROTECTION CLASS IP65, FLANGE ON DRIVE END IP67; | - | 0 | 0
1FK7034-2AF21-1SG0 |  | 1FK7034-2AF21-1SG0 | 1 | UN | 1 | 15 | C | D | N | N | 85015100 | 1 |  | 3.702 | KG | 676.64 | 676.64 | MC05 | MC05 | SIMOTICS S Synchronous motor 1FK7-CT PN=0.47kW; UDC=300V; M0=1.6Nm (100K); NN=3000rpm; Naturally cooled FRAME SIZE IMB 5 (IM V1, IM V3) FLANGE 1, WITH KTY TEMPERATURESENSOR POWER CONNECTOR ROTATABLE RESOLVER MULTI-POLE (RESOLVER P=3); PLAIN SHAFT, TOLERANCE N; W/O HOLDING BRAKE PROTECTION CLASS IP64; | - | 0 | 0
1FK7034-2AF21-1SG1 |  | 1FK7034-2AF21-1SG1 | 1 | UN | 1 | 15 | C | D | N | N | 85015100 | 1 |  | 3.702 | KG | 738.98 | 738.98 | MC05 | MC05 | SIMOTICS S Synchronous motor 1FK7-CT PN=0.47kW; UDC=300V; M0=1.6Nm (100K); NN=3000rpm; Naturally cooled FRAME SIZE IMB 5 (IM V1, IM V3) FLANGE 1, WITH KTY TEMPERATURESENSOR POWER CONNECTOR ROTATABLE RESOLVER MULTI-POLE (RESOLVER P=3); PLAIN SHAFT, TOLERANCE N; W/O HOLDING BRAKE PROTECTION CLASS IP65, | - | 0 | 0
1FK7034-2AF21-1SG2 |  | 1FK7034-2AF21-1SG2 | 1 | UN | 1 | 15 | C | D | N | N | 85015100 | 1 |  | 3.702 | KG | 738.98 | 738.98 | MC05 | MC05 | SIMOTICS S Synchronous motor 1FK7-CT PN=0.47kW; UDC=300V; M0=1.6Nm (100K); NN=3000rpm; Naturally cooled FRAME SIZE IMB 5 (IM V1, IM V3) FLANGE 1, WITH KTY TEMPERATURESENSOR POWER CONNECTOR ROTATABLE RESOLVER MULTI-POLE (RESOLVER P=3); PLAIN SHAFT, TOLERANCE N; W/O HOLDING BRAKE PROTECTION CLASS IP65, FLANGE ON DRIVE END IP67; | - | 0 | 0
1FK7034-2AF21-1SH0 |  | 1FK7034-2AF21-1SH0 | 1 | UN | 1 | 15 | C | D | N | N | 85015100 | 1 |  | 4.001 | KG | 820.97 | 820.97 | MC05 | MC05 | SIMOTICS S Synchronous motor 1FK7-CT PN=0.47kW; UDC=300V; M0=1.6Nm (100K); NN=3000rpm; Naturally cooled FRAME SIZE IMB 5 (IM V1, IM V3) FLANGE 1, WITH KTY TEMPERATURESENSOR POWER CONNECTOR ROTATABLE RESOLVER MULTI-POLE (RESOLVER P=3); PLAIN SHAFT, TOLERANCE N; WITH HOLDING BRAKE PROTECTION CLASS IP64; | - | 0 | 0
1FK7034-2AF21-1SH1 |  | 1FK7034-2AF21-1SH1 | 1 | UN | 1 | 15 | C | D | N | N | 85015100 | 1 |  | 4.001 | KG | 883.31 | 883.31 | MC05 | MC05 | SIMOTICS S Synchronous motor 1FK7-CT PN=0.47kW; UDC=300V; M0=1.6Nm (100K); NN=3000rpm; Naturally cooled FRAME SIZE IMB 5 (IM V1, IM V3) FLANGE 1, WITH KTY TEMPERATURESENSOR POWER CONNECTOR ROTATABLE RESOLVER MULTI-POLE (RESOLVER P=3); PLAIN SHAFT, TOLERANCE N; WITH HOLDING BRAKE PROTECTION CLASS IP65, | - | 0 | 0
1FK7034-2AF21-1SH2 |  | 1FK7034-2AF21-1SH2 | 1 | UN | 1 | 15 | C | D | N | N | 85015100 | 1 |  | 4.001 | KG | 883.31 | 883.31 | MC05 | MC05 | SIMOTICS S Synchronous motor 1FK7-CT PN=0.47kW; UDC=300V; M0=1.6Nm (100K); NN=3000rpm; Naturally cooled FRAME SIZE IMB 5 (IM V1, IM V3) FLANGE 1, WITH KTY TEMPERATURESENSOR POWER CONNECTOR ROTATABLE RESOLVER MULTI-POLE (RESOLVER P=3); PLAIN SHAFT, TOLERANCE N; WITH HOLDING BRAKE PROTECTION CLASS IP65, FLANGE ON DRIVE END IP67; | - | 0 | 0
1FK7034-2AF21-1TA0 |  | 1FK7034-2AF21-1TA0 | 1 | UN | 1 | 15 | C | D | N | N | 85015100 | 1 |  | 3.702 | KG | 734.13 | 734.13 | MC05 | MC05 | SIMOTICS S Synchronous motor 1FK7-CT PN=0.47kW; UDC=300V; M0=1.6Nm (100K); NN=3000rpm; Naturally cooled FRAME SIZE IMB 5 (IM V1, IM V3) FLANGE 1, WITH KTY TEMPERATURESENSOR POWER CONNECTOR ROTATABLE RESOLVER 2-POLE (RESOLVER P=1); SHAFT WITH FITTED KEY, TOLERANCE N; W/O HOLDING BRAKE PROTECTION CLASS IP64; | - | 0 | 0
1FK7034-2AF21-1TA1 |  | 1FK7034-2AF21-1TA1 | 1 | UN | 1 | 15 | C | D | N | N | 85015100 | 1 |  | 3.702 | KG | 796.47 | 796.47 | MC05 | MC05 | SIMOTICS S Synchronous motor 1FK7-CT PN=0.47kW; UDC=300V; M0=1.6Nm (100K); NN=3000rpm; Naturally cooled FRAME SIZE IMB 5 (IM V1, IM V3) FLANGE 1, WITH KTY TEMPERATURESENSOR POWER CONNECTOR ROTATABLE RESOLVER 2-POLE (RESOLVER P=1); SHAFT WITH FITTED KEY, TOLERANCE N; W/O HOLDING BRAKE PROTECTION CLASS IP65, | - | 0 | 0
1FK7034-2AF21-1TA2 |  | 1FK7034-2AF21-1TA2 | 1 | UN | 1 | 15 | C | D | N | N | 85015100 | 1 |  | 3.702 | KG | 796.47 | 796.47 | MC05 | MC05 | SIMOTICS S Synchronous motor 1FK7-CT PN=0.47kW; UDC=300V; M0=1.6Nm (100K); NN=3000rpm; Naturally cooled FRAME SIZE IMB 5 (IM V1, IM V3) FLANGE 1, WITH KTY TEMPERATURESENSOR POWER CONNECTOR ROTATABLE RESOLVER 2-POLE (RESOLVER P=1); SHAFT WITH FITTED KEY, TOLERANCE N; W/O HOLDING BRAKE PROTECTION CLASS IP65, FLANGE ON DRIVE END IP67; | - | 0 | 0
1FK7034-2AF21-1TB0 |  | 1FK7034-2AF21-1TB0 | 1 | UN | 1 | 15 | C | D | N | N | 85015100 | 1 |  | 4.001 | KG | 880.08 | 880.08 | MC05 | MC05 | SIMOTICS S Synchronous motor 1FK7-CT PN=0.47kW; UDC=300V; M0=1.6Nm (100K); NN=3000rpm; Naturally cooled FRAME SIZE IMB 5 (IM V1, IM V3) FLANGE 1, WITH KTY TEMPERATURESENSOR POWER CONNECTOR ROTATABLE RESOLVER 2-POLE (RESOLVER P=1); SHAFT WITH FITTED KEY, TOLERANCE N; WITH HOLDING BRAKE PROTECTION CLASS IP64; | - | 0 | 0
1FK7034-2AF21-1TB1 |  | 1FK7034-2AF21-1TB1 | 1 | UN | 1 | 15 | C | D | N | N | 85015100 | 1 |  | 4.001 | KG | 942.42 | 942.42 | MC05 | MC05 | SIMOTICS S Synchronous motor 1FK7-CT PN=0.47kW; UDC=300V; M0=1.6Nm (100K); NN=3000rpm; Naturally cooled FRAME SIZE IMB 5 (IM V1, IM V3) FLANGE 1, WITH KTY TEMPERATURESENSOR POWER CONNECTOR ROTATABLE RESOLVER 2-POLE (RESOLVER P=1); SHAFT WITH FITTED KEY, TOLERANCE N; WITH HOLDING BRAKE PROTECTION CLASS IP65, | - | 0 | 0
1FK7034-2AF21-1TB2 |  | 1FK7034-2AF21-1TB2 | 1 | UN | 1 | 15 | C | D | N | N | 85015100 | 1 |  | 4.001 | KG | 942.42 | 942.42 | MC05 | MC05 | SIMOTICS S Synchronous motor 1FK7-CT PN=0.47kW; UDC=300V; M0=1.6Nm (100K); NN=3000rpm; Naturally cooled FRAME SIZE IMB 5 (IM V1, IM V3) FLANGE 1, WITH KTY TEMPERATURESENSOR POWER CONNECTOR ROTATABLE RESOLVER 2-POLE (RESOLVER P=1); SHAFT WITH FITTED KEY, TOLERANCE N; WITH HOLDING BRAKE PROTECTION CLASS IP65, FLANGE ON DRIVE END IP67; | - | 0 | 0
1FK7034-2AF21-1TG0 |  | 1FK7034-2AF21-1TG0 | 1 | UN | 1 | 15 | C | D | N | N | 85015100 | 1 |  | 3.702 | KG | 676.64 | 676.64 | MC05 | MC05 | SIMOTICS S Synchronous motor 1FK7-CT PN=0.47kW; UDC=300V; M0=1.6Nm (100K); NN=3000rpm; Naturally cooled FRAME SIZE IMB 5 (IM V1, IM V3) FLANGE 1, WITH KTY TEMPERATURESENSOR POWER CONNECTOR ROTATABLE RESOLVER 2-POLE (RESOLVER P=1); PLAIN SHAFT, TOLERANCE N; W/O HOLDING BRAKE PROTECTION CLASS IP64; | - | 0 | 0
1FK7034-2AF21-1TG1 |  | 1FK7034-2AF21-1TG1 | 1 | UN | 1 | 15 | C | D | N | N | 85015100 | 1 |  | 3.702 | KG | 738.98 | 738.98 | MC05 | MC05 | SIMOTICS S Synchronous motor 1FK7-CT PN=0.47kW; UDC=300V; M0=1.6Nm (100K); NN=3000rpm; Naturally cooled FRAME SIZE IMB 5 (IM V1, IM V3) FLANGE 1, WITH KTY TEMPERATURESENSOR POWER CONNECTOR ROTATABLE RESOLVER 2-POLE (RESOLVER P=1); PLAIN SHAFT, TOLERANCE N; W/O HOLDING BRAKE PROTECTION CLASS IP65, | - | 0 | 0
1FK7034-2AF21-1TG2 |  | 1FK7034-2AF21-1TG2 | 1 | UN | 1 | 15 | C | D | N | N | 85015100 | 1 |  | 3.702 | KG | 738.98 | 738.98 | MC05 | MC05 | SIMOTICS S Synchronous motor 1FK7-CT PN=0.47kW; UDC=300V; M0=1.6Nm (100K); NN=3000rpm; Naturally cooled FRAME SIZE IMB 5 (IM V1, IM V3) FLANGE 1, WITH KTY TEMPERATURESENSOR POWER CONNECTOR ROTATABLE RESOLVER 2-POLE (RESOLVER P=1); PLAIN SHAFT, TOLERANCE N; W/O HOLDING BRAKE PROTECTION CLASS IP65, FLANGE ON DRIVE END IP67; | - | 0 | 0
1FK7034-2AF21-1TH0 |  | 1FK7034-2AF21-1TH0 | 1 | UN | 1 | 15 | C | D | N | N | 85015100 | 1 |  | 4.001 | KG | 820.97 | 820.97 | MC05 | MC05 | SIMOTICS S Synchronous motor 1FK7-CT PN=0.47kW; UDC=300V; M0=1.6Nm (100K); NN=3000rpm; Naturally cooled FRAME SIZE IMB 5 (IM V1, IM V3) FLANGE 1, WITH KTY TEMPERATURESENSOR POWER CONNECTOR ROTATABLE RESOLVER 2-POLE (RESOLVER P=1); PLAIN SHAFT, TOLERANCE N; WITH HOLDING BRAKE PROTECTION CLASS IP64; | - | 0 | 0
1FK7034-2AF21-1TH1 |  | 1FK7034-2AF21-1TH1 | 1 | UN | 1 | 15 | C | D | N | N | 85015100 | 1 |  | 4.001 | KG | 883.31 | 883.31 | MC05 | MC05 | SIMOTICS S Synchronous motor 1FK7-CT PN=0.47kW; UDC=300V; M0=1.6Nm (100K); NN=3000rpm; Naturally cooled FRAME SIZE IMB 5 (IM V1, IM V3) FLANGE 1, WITH KTY TEMPERATURESENSOR POWER CONNECTOR ROTATABLE RESOLVER 2-POLE (RESOLVER P=1); PLAIN SHAFT, TOLERANCE N; WITH HOLDING BRAKE PROTECTION CLASS IP65, | - | 0 | 0
1FK7034-2AF21-1TH2 |  | 1FK7034-2AF21-1TH2 | 1 | UN | 1 | 15 | C | D | N | N | 85015100 | 1 |  | 4.001 | KG | 883.31 | 883.31 | MC05 | MC05 | SIMOTICS S Synchronous motor 1FK7-CT PN=0.47kW; UDC=300V; M0=1.6Nm (100K); NN=3000rpm; Naturally cooled FRAME SIZE IMB 5 (IM V1, IM V3) FLANGE 1, WITH KTY TEMPERATURESENSOR POWER CONNECTOR ROTATABLE RESOLVER 2-POLE (RESOLVER P=1); PLAIN SHAFT, TOLERANCE N; WITH HOLDING BRAKE PROTECTION CLASS IP65, FLANGE ON DRIVE END IP67; | - | 0 | 0
1FK7034-2AF21-1UA0 |  | 1FK7034-2AF21-1UA0 | 1 | UN | 1 | 15 | C | D | N | N | 85015100 | 1 |  | 3.702 | KG | 894.83 | 894.83 | MC05 | MC05 | SIMOTICS S Synchronous motor 1FK7-CT PN=0.47kW; UDC=300V; M0=1.6Nm (100K); NN=3000rpm; Naturally cooled FRAME SIZE IMB 5 (IM V1, IM V3) FLANGE 1 POWER CONNECTOR ROTATABLE RESOLVER MULTI-POLE WITH DRIVE-CLIQ INTERFACE; SHAFT WITH FITTED KEY, TOLERANCE N; W/O HOLDING BRAKE PROTECTION CLASS IP64; | - | 0 | 0
1FK7034-2AF21-1UA1 |  | 1FK7034-2AF21-1UA1 | 1 | UN | 1 | 15 | C | D | N | N | 85015100 | 1 |  | 3.702 | KG | 957.17 | 957.17 | MC05 | MC05 | SIMOTICS S Synchronous motor 1FK7-CT PN=0.47kW; UDC=300V; M0=1.6Nm (100K); NN=3000rpm; Naturally cooled FRAME SIZE IMB 5 (IM V1, IM V3) FLANGE 1 POWER CONNECTOR ROTATABLE RESOLVER MULTI-POLE WITH DRIVE-CLIQ INTERFACE; SHAFT WITH FITTED KEY, TOLERANCE N; W/O HOLDING BRAKE PROTECTION CLASS IP65, | - | 0 | 0
1FK7034-2AF21-1UA2 |  | 1FK7034-2AF21-1UA2 | 1 | UN | 1 | 15 | C | D | N | N | 85015100 | 1 |  | 3.702 | KG | 957.17 | 957.17 | MC05 | MC05 | SIMOTICS S Synchronous motor 1FK7-CT PN=0.47kW; UDC=300V; M0=1.6Nm (100K); NN=3000rpm; Naturally cooled FRAME SIZE IMB 5 (IM V1, IM V3) FLANGE 1 POWER CONNECTOR ROTATABLE RESOLVER MULTI-POLE WITH DRIVE-CLIQ INTERFACE; SHAFT WITH FITTED KEY, TOLERANCE N; W/O HOLDING BRAKE PROTECTION CLASS IP65, FLANGE ON DRIVE END IP67; | - | 0 | 0
1FK7034-2AF21-1UB0 |  | 1FK7034-2AF21-1UB0 | 1 | UN | 1 | 15 | C | D | N | N | 85015100 | 1 |  | 4.001 | KG | 1040.78 | 1040.78 | MC05 | MC05 | SIMOTICS S Synchronous motor 1FK7-CT PN=0.47kW; UDC=300V; M0=1.6Nm (100K); NN=3000rpm; Naturally cooled FRAME SIZE IMB 5 (IM V1, IM V3) FLANGE 1 POWER CONNECTOR ROTATABLE RESOLVER MULTI-POLE WITH DRIVE-CLIQ INTERFACE; SHAFT WITH FITTED KEY, TOLERANCE N; WITH HOLDING BRAKE PROTECTION CLASS IP64; | - | 0 | 0
1FK7034-2AF21-1UB1 |  | 1FK7034-2AF21-1UB1 | 1 | UN | 1 | 15 | C | D | N | N | 85015100 | 1 |  | 4.001 | KG | 1103.12 | 1103.12 | MC05 | MC05 | SIMOTICS S Synchronous motor 1FK7-CT PN=0.47kW; UDC=300V; M0=1.6Nm (100K); NN=3000rpm; Naturally cooled FRAME SIZE IMB 5 (IM V1, IM V3) FLANGE 1 POWER CONNECTOR ROTATABLE RESOLVER MULTI-POLE WITH DRIVE-CLIQ INTERFACE; SHAFT WITH FITTED KEY, TOLERANCE N; WITH HOLDING BRAKE PROTECTION CLASS IP65, | - | 0 | 0
1FK7034-2AF21-1UB2 |  | 1FK7034-2AF21-1UB2 | 1 | UN | 1 | 15 | C | D | N | N | 85015100 | 1 |  | 4.001 | KG | 1103.12 | 1103.12 | MC05 | MC05 | SIMOTICS S Synchronous motor 1FK7-CT PN=0.47kW; UDC=300V; M0=1.6Nm (100K); NN=3000rpm; Naturally cooled FRAME SIZE IMB 5 (IM V1, IM V3) FLANGE 1 POWER CONNECTOR ROTATABLE RESOLVER MULTI-POLE WITH DRIVE-CLIQ INTERFACE; SHAFT WITH FITTED KEY, TOLERANCE N; WITH HOLDING BRAKE PROTECTION CLASS IP65, FLANGE ON DRIVE END IP67; | - | 0 | 0
1FK7034-2AF21-1UG0 |  | 1FK7034-2AF21-1UG0 | 1 | UN | 1 | 15 | C | D | N | N | 85015100 | 1 |  | 3.702 | KG | 837.34 | 837.34 | MC05 | MC05 | SIMOTICS S Synchronous motor 1FK7-CT PN=0.47kW; UDC=300V; M0=1.6Nm (100K); NN=3000rpm; Naturally cooled FRAME SIZE IMB 5 (IM V1, IM V3) FLANGE 1 POWER CONNECTOR ROTATABLE RESOLVER MULTI-POLE WITH DRIVE-CLIQ INTERFACE; PLAIN SHAFT, TOLERANCE N; W/O HOLDING BRAKE PROTECTION CLASS IP64; | - | 0 | 0
1FK7034-2AF21-1UG1 |  | 1FK7034-2AF21-1UG1 | 1 | UN | 1 | 15 | C | D | N | N | 85015100 | 1 |  | 3.702 | KG | 899.68 | 899.68 | MC05 | MC05 | SIMOTICS S Synchronous motor 1FK7-CT PN=0.47kW; UDC=300V; M0=1.6Nm (100K); NN=3000rpm; Naturally cooled FRAME SIZE IMB 5 (IM V1, IM V3) FLANGE 1 POWER CONNECTOR ROTATABLE RESOLVER MULTI-POLE WITH DRIVE-CLIQ INTERFACE; PLAIN SHAFT, TOLERANCE N; W/O HOLDING BRAKE PROTECTION CLASS IP65, | - | 0 | 0
1FK7034-2AF21-1UG2 |  | 1FK7034-2AF21-1UG2 | 1 | UN | 1 | 15 | C | D | N | N | 85015100 | 1 |  | 3.702 | KG | 899.68 | 899.68 | MC05 | MC05 | SIMOTICS S Synchronous motor 1FK7-CT PN=0.47kW; UDC=300V; M0=1.6Nm (100K); NN=3000rpm; Naturally cooled FRAME SIZE IMB 5 (IM V1, IM V3) FLANGE 1 POWER CONNECTOR ROTATABLE RESOLVER MULTI-POLE WITH DRIVE-CLIQ INTERFACE; PLAIN SHAFT, TOLERANCE N; W/O HOLDING BRAKE PROTECTION CLASS IP65, FLANGE ON DRIVE END IP67; | - | 0 | 0
1FK7034-2AF21-1UH0 |  | 1FK7034-2AF21-1UH0 | 1 | UN | 1 | 15 | C | D | N | N | 85015100 | 1 |  | 4.001 | KG | 981.67 | 981.67 | MC05 | MC05 | SIMOTICS S Synchronous motor 1FK7-CT PN=0.47kW; UDC=300V; M0=1.6Nm (100K); NN=3000rpm; Naturally cooled FRAME SIZE IMB 5 (IM V1, IM V3) FLANGE 1 POWER CONNECTOR ROTATABLE RESOLVER MULTI-POLE WITH DRIVE-CLIQ INTERFACE; PLAIN SHAFT, TOLERANCE N; WITH HOLDING BRAKE PROTECTION CLASS IP64; | - | 0 | 0
1FK7034-2AF21-1UH1 |  | 1FK7034-2AF21-1UH1 | 1 | UN | 1 | 15 | C | D | N | N | 85015100 | 1 |  | 4.001 | KG | 1044.01 | 1044.01 | MC05 | MC05 | SIMOTICS S Synchronous motor 1FK7-CT PN=0.47kW; UDC=300V; M0=1.6Nm (100K); NN=3000rpm; Naturally cooled FRAME SIZE IMB 5 (IM V1, IM V3) FLANGE 1 POWER CONNECTOR ROTATABLE RESOLVER MULTI-POLE WITH DRIVE-CLIQ INTERFACE; PLAIN SHAFT, TOLERANCE N; WITH HOLDING BRAKE PROTECTION CLASS IP65, | - | 0 | 0
1FK7034-2AF21-1UH2 |  | 1FK7034-2AF21-1UH2 | 1 | UN | 1 | 15 | C | D | N | N | 85015100 | 1 |  | 4.001 | KG | 1044.01 | 1044.01 | MC05 | MC05 | SIMOTICS S Synchronous motor 1FK7-CT PN=0.47kW; UDC=300V; M0=1.6Nm (100K); NN=3000rpm; Naturally cooled FRAME SIZE IMB 5 (IM V1, IM V3) FLANGE 1 POWER CONNECTOR ROTATABLE RESOLVER MULTI-POLE WITH DRIVE-CLIQ INTERFACE; PLAIN SHAFT, TOLERANCE N; WITH HOLDING BRAKE PROTECTION CLASS IP65, FLANGE ON DRIVE END IP67; | - | 0 | 0
1FK7034-2AK71-1AA0 |  | 1FK7034-2AK71-1AA0 | 1 | UN | 1 | 15 | C | D | N | N | 85015100 | 1 |  | 3.701 | KG | 1124.77 | 1124.77 | MC05 | MC05 | SIMOTICS S Synchronous motor 1FK7-CT PN=0.63kW; UDC=600V M0=1.6Nm (100K); NN=6000rpm; Naturally cooled FRAME SIZE IMB 5 (IM V1, IM V3) FLANGE 1, WITH KTY TEMPERATURESENSOR POWER CONNECTOR ROTATABLE INCREMENTAL ENCODER SIN/COS 1VPP;2048 S/R W. C-AND D-SPUR (ENCODER IC2048S/R) SHAFT WITH FITTED KEY, TOLERANCE N; W/O HOLDING BRAKE PROTECTION CLASS IP64; | - | 0 | 0
1FK7034-2AK71-1AA1 |  | 1FK7034-2AK71-1AA1 | 1 | UN | 1 | 15 | C | D | N | N | 85015100 | 1 |  | 3.701 | KG | 1187.11 | 1187.11 | MC05 | MC05 | SIMOTICS S Synchronous motor 1FK7-CT PN=0.63kW; UDC=600V M0=1.6Nm (100K); NN=6000rpm; Naturally cooled FRAME SIZE IMB 5 (IM V1, IM V3) FLANGE 1, WITH KTY TEMPERATURESENSOR POWER CONNECTOR ROTATABLE INCREMENTAL ENCODER SIN/COS 1VPP;2048 S/R W. C-AND D-SPUR (ENCODER IC2048S/R) SHAFT WITH FITTED KEY, TOLERANCE N; W/O HOLDING BRAKE PROTECTION CLASS IP65, | - | 0 | 0
1FK7034-2AK71-1AA2 |  | 1FK7034-2AK71-1AA2 | 1 | UN | 1 | 15 | C | D | N | N | 85015100 | 1 |  | 3.701 | KG | 1187.11 | 1187.11 | MC05 | MC05 | SIMOTICS S Synchronous motor 1FK7-CT PN=0.63kW; UDC=600V M0=1.6Nm (100K); NN=6000rpm; Naturally cooled FRAME SIZE IMB 5 (IM V1, IM V3) FLANGE 1, WITH KTY TEMPERATURESENSOR POWER CONNECTOR ROTATABLE INCREMENTAL ENCODER SIN/COS 1VPP;2048 S/R W. C-AND D-SPUR (ENCODER IC2048S/R) SHAFT WITH FITTED KEY, TOLERANCE N; W/O HOLDING BRAKE PROTECTION CLASS IP65, FLANGE ON DRIVE END IP67; | - | 0 | 0
1FK7034-2AK71-1AB0 |  | 1FK7034-2AK71-1AB0 | 1 | UN | 1 | 15 | C | D | N | N | 85015100 | 1 |  | 4 | KG | 1270.72 | 1270.72 | MC05 | MC05 | SIMOTICS S Synchronous motor 1FK7-CT PN=0.63kW; UDC=600V M0=1.6Nm (100K); NN=6000rpm; Naturally cooled FRAME SIZE IMB 5 (IM V1, IM V3) FLANGE 1, WITH KTY TEMPERATURESENSOR POWER CONNECTOR ROTATABLE INCREMENTAL ENCODER SIN/COS 1VPP;2048 S/R W. C-AND D-SPUR (ENCODER IC2048S/R) SHAFT WITH FITTED KEY, TOLERANCE N; WITH HOLDING BRAKE PROTECTION CLASS IP64; | - | 0 | 0
1FK7034-2AK71-1AB1 |  | 1FK7034-2AK71-1AB1 | 1 | UN | 1 | 15 | C | D | N | N | 85015100 | 1 |  | 4 | KG | 1333.06 | 1333.06 | MC05 | MC05 | SIMOTICS S Synchronous motor 1FK7-CT PN=0.63kW; UDC=600V M0=1.6Nm (100K); NN=6000rpm; Naturally cooled FRAME SIZE IMB 5 (IM V1, IM V3) FLANGE 1, WITH KTY TEMPERATURESENSOR POWER CONNECTOR ROTATABLE INCREMENTAL ENCODER SIN/COS 1VPP;2048 S/R W. C-AND D-SPUR (ENCODER IC2048S/R) SHAFT WITH FITTED KEY, TOLERANCE N; WITH HOLDING BRAKE PROTECTION CLASS IP65, | - | 0 | 0
1FK7034-2AK71-1AB2 |  | 1FK7034-2AK71-1AB2 | 1 | UN | 1 | 15 | C | D | N | N | 85015100 | 1 |  | 4 | KG | 1333.06 | 1333.06 | MC05 | MC05 | SIMOTICS S Synchronous motor 1FK7-CT PN=0.63kW; UDC=600V M0=1.6Nm (100K); NN=6000rpm; Naturally cooled FRAME SIZE IMB 5 (IM V1, IM V3) FLANGE 1, WITH KTY TEMPERATURESENSOR POWER CONNECTOR ROTATABLE INCREMENTAL ENCODER SIN/COS 1VPP;2048 S/R W. C-AND D-SPUR (ENCODER IC2048S/R) SHAFT WITH FITTED KEY, TOLERANCE N; WITH HOLDING BRAKE PROTECTION CLASS IP65, FLANGE ON DRIVE END IP67; | - | 0 | 0
1FK7034-2AK71-1AG0 |  | 1FK7034-2AK71-1AG0 | 1 | UN | 1 | 15 | C | D | N | N | 85015100 | 1 |  | 3.701 | KG | 1067.28 | 1067.28 | MC05 | MC05 | SIMOTICS S Synchronous motor 1FK7-CT PN=0.63kW; UDC=600V M0=1.6Nm (100K); NN=6000rpm; Naturally cooled FRAME SIZE IMB 5 (IM V1, IM V3) FLANGE 1, WITH KTY TEMPERATURESENSOR POWER CONNECTOR ROTATABLE INCREMENTAL ENCODER SIN/COS 1VPP;2048 S/R W. C-AND D-SPUR (ENCODER IC2048S/R) PLAIN SHAFT, TOLERANCE N; W/O HOLDING BRAKE PROTECTION CLASS IP64; | - | 0 | 0
1FK7034-2AK71-1AG1 |  | 1FK7034-2AK71-1AG1 | 1 | UN | 1 | 15 | C | D | N | N | 85015100 | 1 |  | 3.701 | KG | 1129.62 | 1129.62 | MC05 | MC05 | SIMOTICS S Synchronous motor 1FK7-CT PN=0.63kW; UDC=600V M0=1.6Nm (100K); NN=6000rpm; Naturally cooled FRAME SIZE IMB 5 (IM V1, IM V3) FLANGE 1, WITH KTY TEMPERATURESENSOR POWER CONNECTOR ROTATABLE INCREMENTAL ENCODER SIN/COS 1VPP;2048 S/R W. C-AND D-SPUR (ENCODER IC2048S/R) PLAIN SHAFT, TOLERANCE N; W/O HOLDING BRAKE PROTECTION CLASS IP65, | - | 0 | 0
1FK7034-2AK71-1AG2 |  | 1FK7034-2AK71-1AG2 | 1 | UN | 1 | 15 | C | D | N | N | 85015100 | 1 |  | 3.701 | KG | 1129.62 | 1129.62 | MC05 | MC05 | SIMOTICS S Synchronous motor 1FK7-CT PN=0.63kW; UDC=600V M0=1.6Nm (100K); NN=6000rpm; Naturally cooled FRAME SIZE IMB 5 (IM V1, IM V3) FLANGE 1, WITH KTY TEMPERATURESENSOR POWER CONNECTOR ROTATABLE INCREMENTAL ENCODER SIN/COS 1VPP;2048 S/R W. C-AND D-SPUR (ENCODER IC2048S/R) PLAIN SHAFT, TOLERANCE N; W/O HOLDING BRAKE PROTECTION CLASS IP65, FLANGE ON DRIVE END IP67; | - | 0 | 0
1FK7034-2AK71-1AH0 |  | 1FK7034-2AK71-1AH0 | 1 | UN | 1 | 15 | C | D | N | N | 85015100 | 1 |  | 4 | KG | 1211.61 | 1211.61 | MC05 | MC05 | SIMOTICS S Synchronous motor 1FK7-CT PN=0.63kW; UDC=600V M0=1.6Nm (100K); NN=6000rpm; Naturally cooled FRAME SIZE IMB 5 (IM V1, IM V3) FLANGE 1, WITH KTY TEMPERATURESENSOR POWER CONNECTOR ROTATABLE INCREMENTAL ENCODER SIN/COS 1VPP;2048 S/R W. C-AND D-SPUR (ENCODER IC2048S/R) PLAIN SHAFT, TOLERANCE N; WITH HOLDING BRAKE PROTECTION CLASS IP64; | - | 0 | 0
1FK7034-2AK71-1AH1 |  | 1FK7034-2AK71-1AH1 | 1 | UN | 1 | 15 | C | D | N | N | 85015100 | 1 |  | 4 | KG | 1273.95 | 1273.95 | MC05 | MC05 | SIMOTICS S Synchronous motor 1FK7-CT PN=0.63kW; UDC=600V M0=1.6Nm (100K); NN=6000rpm; Naturally cooled FRAME SIZE IMB 5 (IM V1, IM V3) FLANGE 1, WITH KTY TEMPERATURESENSOR POWER CONNECTOR ROTATABLE INCREMENTAL ENCODER SIN/COS 1VPP;2048 S/R W. C-AND D-SPUR (ENCODER IC2048S/R) PLAIN SHAFT, TOLERANCE N; WITH HOLDING BRAKE PROTECTION CLASS IP65, | - | 0 | 0
1FK7034-2AK71-1AH2 |  | 1FK7034-2AK71-1AH2 | 1 | UN | 1 | 15 | C | D | N | N | 85015100 | 1 |  | 4 | KG | 1273.95 | 1273.95 | MC05 | MC05 | SIMOTICS S Synchronous motor 1FK7-CT PN=0.63kW; UDC=600V M0=1.6Nm (100K); NN=6000rpm; Naturally cooled FRAME SIZE IMB 5 (IM V1, IM V3) FLANGE 1, WITH KTY TEMPERATURESENSOR POWER CONNECTOR ROTATABLE INCREMENTAL ENCODER SIN/COS 1VPP;2048 S/R W. C-AND D-SPUR (ENCODER IC2048S/R) PLAIN SHAFT, TOLERANCE N; WITH HOLDING BRAKE PROTECTION CLASS IP65, FLANGE ON DRIVE END IP67; | - | 0 | 0
1FK7034-2AK71-1BA0 |  | 1FK7034-2AK71-1BA0 | 1 | UN | 1 | 15 | C | D | N | N | 85015100 | 1 |  | 3.701 | KG | 1285.46 | 1285.46 | MC05 | MC05 | SIMOTICS S Synchronous motor 1FK7-CT PN=0.63kW; UDC=600V M0=1.6Nm (100K); NN=6000rpm; Naturally cooled IMB 5 design (IM V1, IM V3) Flange 1 Power connector rotatable Absolute encoder single-turn 24-bit with Drive-CLiQ interface (encoder AS24DQI) shaft with feather key, Tolerance N without holding brake Degree of protection IP64 | - | 0 | 0
1FK7034-2AK71-1BA1 |  | 1FK7034-2AK71-1BA1 | 1 | UN | 1 | 15 | C | D | N | N | 85015100 | 1 |  | 3.701 | KG | 1347.8 | 1347.8 | MC05 | MC05 | SIMOTICS S Synchronous motor 1FK7-CT PN=0.63kW; UDC=600V M0=1.6Nm (100K); NN=6000rpm; Naturally cooled IMB 5 design (IM V1, IM V3) Flange 1 Power connector rotatable Absolute encoder single-turn 24-bit with Drive-CLiQ interface (encoder AS24DQI) shaft with feather key, Tolerance N without holding brake Degree of protection IP65 | - | 0 | 0
1FK7034-2AK71-1BA2 |  | 1FK7034-2AK71-1BA2 | 1 | UN | 1 | 15 | C | D | N | N | 85015100 | 1 |  | 3.701 | KG | 1347.8 | 1347.8 | MC05 | MC05 | SIMOTICS S Synchronous motor 1FK7-CT PN=0.63kW; UDC=600V M0=1.6Nm (100K); NN=6000rpm; Naturally cooled IMB 5 design (IM V1, IM V3) Flange 1 Power connector rotatable Absolute encoder single-turn 24-bit with Drive-CLiQ interface (encoder AS24DQI) shaft with feather key, Tolerance N without holding brake Degree of protection IP65 DE flange IP67 | - | 0 | 0
1FK7034-2AK71-1BB0 |  | 1FK7034-2AK71-1BB0 | 1 | UN | 1 | 15 | C | D | N | N | 85015100 | 1 |  | 4 | KG | 1431.42 | 1431.42 | MC05 | MC05 | SIMOTICS S Synchronous motor 1FK7-CT PN=0.63kW; UDC=600V M0=1.6Nm (100K); NN=6000rpm; Naturally cooled IMB 5 design (IM V1, IM V3) Flange 1 Power connector rotatable Absolute encoder single-turn 24-bit with Drive-CLiQ interface (encoder AS24DQI) shaft with feather key, Tolerance N with holding brake Degree of protection IP64 | - | 0 | 0
1FK7034-2AK71-1BB1 |  | 1FK7034-2AK71-1BB1 | 1 | UN | 1 | 15 | C | D | N | N | 85015100 | 1 |  | 4 | KG | 1493.76 | 1493.76 | MC05 | MC05 | SIMOTICS S Synchronous motor 1FK7-CT PN=0.63kW; UDC=600V M0=1.6Nm (100K); NN=6000rpm; Naturally cooled IMB 5 design (IM V1, IM V3) Flange 1 Power connector rotatable Absolute encoder single-turn 24-bit with Drive-CLiQ interface (encoder AS24DQI) shaft with feather key, Tolerance N with holding brake Degree of protection IP65 | - | 0 | 0
1FK7034-2AK71-1BB2 |  | 1FK7034-2AK71-1BB2 | 1 | UN | 1 | 15 | C | D | N | N | 85015100 | 1 |  | 4 | KG | 1493.76 | 1493.76 | MC05 | MC05 | SIMOTICS S Synchronous motor 1FK7-CT PN=0.63kW; UDC=600V M0=1.6Nm (100K); NN=6000rpm; Naturally cooled IMB 5 design (IM V1, IM V3) Flange 1 Power connector rotatable Absolute encoder single-turn 24-bit with Drive-CLiQ interface (encoder AS24DQI) shaft with feather key, Tolerance N with holding brake Degree of protection IP65 DE flange IP67 | - | 0 | 0
1FK7034-2AK71-1BG0 |  | 1FK7034-2AK71-1BG0 | 1 | UN | 1 | 15 | C | D | N | N | 85015100 | 1 |  | 3.701 | KG | 1227.98 | 1227.98 | MC05 | MC05 | SIMOTICS S Synchronous motor 1FK7-CT PN=0.63kW; UDC=600V M0=1.6Nm (100K); NN=6000rpm; Naturally cooled IMB 5 design (IM V1, IM V3) Flange 1 Power connector rotatable Absolute encoder single-turn 24-bit with Drive-CLiQ interface (encoder AS24DQI) smooth shaft, Tolerance N without holding brake Degree of protection IP64 | - | 0 | 0
1FK7034-2AK71-1BG1 |  | 1FK7034-2AK71-1BG1 | 1 | UN | 1 | 15 | C | D | N | N | 85015100 | 1 |  | 3.701 | KG | 1290.31 | 1290.31 | MC05 | MC05 | SIMOTICS S Synchronous motor 1FK7-CT PN=0.63kW; UDC=600V M0=1.6Nm (100K); NN=6000rpm; Naturally cooled IMB 5 design (IM V1, IM V3) Flange 1 Power connector rotatable Absolute encoder single-turn 24-bit with Drive-CLiQ interface (encoder AS24DQI) smooth shaft, Tolerance N without holding brake Degree of protection IP65 | - | 0 | 0
1FK7034-2AK71-1BG2 |  | 1FK7034-2AK71-1BG2 | 1 | UN | 1 | 15 | C | D | N | N | 85015100 | 1 |  | 3.701 | KG | 1290.31 | 1290.31 | MC05 | MC05 | SIMOTICS S Synchronous motor 1FK7-CT PN=0.63kW; UDC=600V M0=1.6Nm (100K); NN=6000rpm; Naturally cooled IMB 5 design (IM V1, IM V3) Flange 1 Power connector rotatable Absolute encoder single-turn 24-bit with Drive-CLiQ interface (encoder AS24DQI) smooth shaft, Tolerance N without holding brake Degree of protection IP65 DE flange IP67 | - | 0 | 0
1FK7034-2AK71-1BH0 |  | 1FK7034-2AK71-1BH0 | 1 | UN | 1 | 15 | C | D | N | N | 85015100 | 1 |  | 4 | KG | 1372.31 | 1372.31 | MC05 | MC05 | SIMOTICS S Synchronous motor 1FK7-CT PN=0.63kW; UDC=600V M0=1.6Nm (100K); NN=6000rpm; Naturally cooled IMB 5 design (IM V1, IM V3) Flange 1 Power connector rotatable Absolute encoder single-turn 24-bit with Drive-CLiQ interface (encoder AS24DQI) smooth shaft, Tolerance N with holding brake Degree of protection IP64 | - | 0 | 0
1FK7034-2AK71-1BH1 |  | 1FK7034-2AK71-1BH1 | 1 | UN | 1 | 15 | C | D | N | N | 85015100 | 1 |  | 4 | KG | 1434.64 | 1434.64 | MC05 | MC05 | SIMOTICS S Synchronous motor 1FK7-CT PN=0.63kW; UDC=600V M0=1.6Nm (100K); NN=6000rpm; Naturally cooled IMB 5 design (IM V1, IM V3) Flange 1 Power connector rotatable Absolute encoder single-turn 24-bit with Drive-CLiQ interface (encoder AS24DQI) smooth shaft, Tolerance N with holding brake Degree of protection IP65 | - | 0 | 0
1FK7034-2AK71-1BH2 |  | 1FK7034-2AK71-1BH2 | 1 | UN | 1 | 15 | C | D | N | N | 85015100 | 1 |  | 4 | KG | 1434.64 | 1434.64 | MC05 | MC05 | SIMOTICS S Synchronous motor 1FK7-CT PN=0.63kW; UDC=600V M0=1.6Nm (100K); NN=6000rpm; Naturally cooled IMB 5 design (IM V1, IM V3) Flange 1 Power connector rotatable Absolute encoder single-turn 24-bit with Drive-CLiQ interface (encoder AS24DQI) smooth shaft, Tolerance N with holding brake Degree of protection IP65 DE flange IP67 | - | 0 | 0
1FK7034-2AK71-1CA0 |  | 1FK7034-2AK71-1CA0 | 1 | UN | 1 | 15 | C | D | N | N | 85015100 | 1 |  | 3.701 | KG | 1531.62 | 1531.62 | MC05 | MC05 | SIMOTICS S Synchronous motor 1FK7-CT PN=0.63kW; UDC=600V M0=1.6Nm (100K); NN=6000rpm; Naturally cooled IMB 5 design (IM V1, IM V3) Flange 1 Power connector rotatable Absolute encoder 24-bit +12-bit multi-turn with Drive-CLiQ interface (encoder AM24DQI) shaft with feather key, Tolerance N without holding brake Degree of protection IP64 | - | 0 | 0
1FK7034-2AK71-1CA1 |  | 1FK7034-2AK71-1CA1 | 1 | UN | 1 | 15 | C | D | N | N | 85015100 | 1 |  | 3.701 | KG | 1593.96 | 1593.96 | MC05 | MC05 | SIMOTICS S Synchronous motor 1FK7-CT PN=0.63kW; UDC=600V M0=1.6Nm (100K); NN=6000rpm; Naturally cooled IMB 5 design (IM V1, IM V3) Flange 1 Power connector rotatable Absolute encoder 24-bit +12-bit multi-turn with Drive-CLiQ interface (encoder AM24DQI) shaft with feather key, Tolerance N without holding brake Degree of protection IP65 | - | 0 | 0
1FK7034-2AK71-1CA2 |  | 1FK7034-2AK71-1CA2 | 1 | UN | 1 | 15 | C | D | N | N | 85015100 | 1 |  | 3.701 | KG | 1593.96 | 1593.96 | MC05 | MC05 | SIMOTICS S Synchronous motor 1FK7-CT PN=0.63kW; UDC=600V M0=1.6Nm (100K); NN=6000rpm; Naturally cooled IMB 5 design (IM V1, IM V3) Flange 1 Power connector rotatable Absolute encoder 24-bit +12-bit multi-turn with Drive-CLiQ interface (encoder AM24DQI) shaft with feather key, Tolerance N without holding brake Degree of protection IP65 DE flange IP67 | - | 0 | 0
1FK7034-2AK71-1CB0 |  | 1FK7034-2AK71-1CB0 | 1 | UN | 1 | 15 | C | D | N | N | 85015100 | 1 |  | 4 | KG | 1677.58 | 1677.58 | MC05 | MC05 | SIMOTICS S Synchronous motor 1FK7-CT PN=0.63kW; UDC=600V M0=1.6Nm (100K); NN=6000rpm; Naturally cooled IMB 5 design (IM V1, IM V3) Flange 1 Power connector rotatable Absolute encoder 24-bit +12-bit multi-turn with Drive-CLiQ interface (encoder AM24DQI) shaft with feather key, Tolerance N with holding brake Degree of protection IP64 | - | 0 | 0
1FK7034-2AK71-1CB0-Z | N24 | 1FK7034-2AK71-1CB0-ZN24 | 1 | UN | 1 | 15 | C | D | N | N | 85015100 | 1 |  | 4 | KG | 1953.44 | 1953.44 | MC05 | MC05 | SIMOTICS S Synchronous motor 1FK7-CT PN=0.63kW; UDC=600V M0=1.6Nm (100K); NN=6000rpm; Naturally cooled IMB 5 design (IM V1, IM V3) Flange 1 Power connector rotatable Absolute encoder 24-bit +12-bit multi-turn with Drive-CLiQ interface (encoder AM24DQI) shaft with feather key, Tolerance N with holding brake Degree of protection IP64 N24: REINFORCED BRAKE 3NM | - | 0 | 0
1FK7034-2AK71-1CB1 |  | 1FK7034-2AK71-1CB1 | 1 | UN | 1 | 15 | C | D | N | N | 85015100 | 1 |  | 4 | KG | 1739.92 | 1739.92 | MC05 | MC05 | SIMOTICS S Synchronous motor 1FK7-CT PN=0.63kW; UDC=600V M0=1.6Nm (100K); NN=6000rpm; Naturally cooled IMB 5 design (IM V1, IM V3) Flange 1 Power connector rotatable Absolute encoder 24-bit +12-bit multi-turn with Drive-CLiQ interface (encoder AM24DQI) shaft with feather key, Tolerance N with holding brake Degree of protection IP65 | - | 0 | 0
1FK7034-2AK71-1CB1-Z | X02 | 1FK7034-2AK71-1CB1-ZX02 | 1 | UN | 1 | 15 | C | D | N | N | 85015100 | 1 |  | 4.001 | KG | 1802.26 | 1802.26 | MC05 | MC05 | SIMOTICS S Synchronous motor 1FK7-CT PN=0.63kW; UDC=600V M0=1.6Nm (100K); NN=6000rpm; Naturally cooled IMB 5 design (IM V1, IM V3) Flange 1 Power connector rotatable Absolute encoder 24-bit +12-bit multi-turn with Drive-CLiQ interface (encoder AM24DQI) shaft with feather key, Tolerance N with holding brake Degree of protection IP65 X02: PAINT FINISH CREAM WHITE RAL9001 | - | 0 | 0
1FK7034-2AK71-1CB2 |  | 1FK7034-2AK71-1CB2 | 1 | UN | 1 | 15 | C | D | N | N | 85015100 | 1 |  | 4 | KG | 1739.92 | 1739.92 | MC05 | MC05 | SIMOTICS S Synchronous motor 1FK7-CT PN=0.63kW; UDC=600V M0=1.6Nm (100K); NN=6000rpm; Naturally cooled IMB 5 design (IM V1, IM V3) Flange 1 Power connector rotatable Absolute encoder 24-bit +12-bit multi-turn with Drive-CLiQ interface (encoder AM24DQI) shaft with feather key, Tolerance N with holding brake Degree of protection IP65 DE flange IP67 | - | 0 | 0
1FK7034-2AK71-1CG0 |  | 1FK7034-2AK71-1CG0 | 1 | UN | 1 | 15 | C | D | N | N | 85015100 | 1 |  | 3.701 | KG | 1474.14 | 1474.14 | MC05 | MC05 | SIMOTICS S Synchronous motor 1FK7-CT PN=0.63kW; UDC=600V M0=1.6Nm (100K); NN=6000rpm; Naturally cooled IMB 5 design (IM V1, IM V3) Flange 1 Power connector rotatable Absolute encoder 24-bit +12-bit multi-turn with Drive-CLiQ interface (encoder AM24DQI) smooth shaft, Tolerance N without holding brake Degree of protection IP64 | - | 0 | 0
1FK7034-2AK71-1CG0-Z | V40 | 1FK7034-2AK71-1CG0-ZV40 | 1 | UN | 1 | 15 | C | D | N | N | 85015100 | 1 |  | 5.601 | KG | 2291.38 | 2291.38 | MC05 | MC05 | SIMOTICS S Synchronous motor 1FK7-CT PN=0.63kW; UDC=600V M0=1.6Nm (100K); NN=6000rpm; Naturally cooled IMB 5 design (IM V1, IM V3) Flange 1 Power connector rotatable Absolute encoder 24-bit +12-bit multi-turn with Drive-CLiQ interface (encoder AM24DQI) smooth shaft, Tolerance N without holding brake Degree of protection IP64 V40: ALPHA NP, NP 015 Planetary gear unit 1-stage, i=5, with feather key | - | 0 | 0
1FK7034-2AK71-1CG1 |  | 1FK7034-2AK71-1CG1 | 1 | UN | 1 | 15 | C | D | N | N | 85015100 | 1 |  | 3.701 | KG | 1536.47 | 1536.47 | MC05 | MC05 | SIMOTICS S Synchronous motor 1FK7-CT PN=0.63kW; UDC=600V M0=1.6Nm (100K); NN=6000rpm; Naturally cooled IMB 5 design (IM V1, IM V3) Flange 1 Power connector rotatable Absolute encoder 24-bit +12-bit multi-turn with Drive-CLiQ interface (encoder AM24DQI) smooth shaft, Tolerance N without holding brake Degree of protection IP65 | - | 0 | 0
1FK7034-2AK71-1CG2 |  | 1FK7034-2AK71-1CG2 | 1 | UN | 1 | 15 | C | D | N | N | 85015100 | 1 |  | 3.701 | KG | 1536.47 | 1536.47 | MC05 | MC05 | SIMOTICS S Synchronous motor 1FK7-CT PN=0.63kW; UDC=600V M0=1.6Nm (100K); NN=6000rpm; Naturally cooled IMB 5 design (IM V1, IM V3) Flange 1 Power connector rotatable Absolute encoder 24-bit +12-bit multi-turn with Drive-CLiQ interface (encoder AM24DQI) smooth shaft, Tolerance N without holding brake Degree of protection IP65 DE flange IP67 | - | 0 | 0
1FK7034-2AK71-1CH0 |  | 1FK7034-2AK71-1CH0 | 1 | UN | 1 | 15 | C | D | N | N | 85015100 | 1 |  | 4 | KG | 1618.47 | 1618.47 | MC05 | MC05 | SIMOTICS S Synchronous motor 1FK7-CT PN=0.63kW; UDC=600V M0=1.6Nm (100K); NN=6000rpm; Naturally cooled IMB 5 design (IM V1, IM V3) Flange 1 Power connector rotatable Absolute encoder 24-bit +12-bit multi-turn with Drive-CLiQ interface (encoder AM24DQI) smooth shaft, Tolerance N with holding brake Degree of protection IP64 | - | 0 | 0
1FK7034-2AK71-1CH0-Z | K23Q31 | 1FK7034-2AK71-1CH0-ZK23Q31 | 1 | UN | 1 | 15 | C | D | N | N | 85015100 | 1 |  | 4.06 | KG | 1743.31 | 1743.31 | MC05 | MC05 | SIMOTICS S Synchronous motor 1FK7-CT PN=0.63kW; UDC=600V M0=1.6Nm (100K); NN=6000rpm; Naturally cooled IMB 5 design (IM V1, IM V3) Flange 1 Power connector rotatable Absolute encoder 24-bit +12-bit multi-turn with Drive-CLiQ interface (encoder AM24DQI) smooth shaft, Tolerance N with holding brake Degree of protection IP64 K23: PRIMER AND PAINT FINISH ANTHRACITE Q31: METALLIC RATING PLATE ON MOTOR | - | 0 | 0
1FK7034-2AK71-1CH0-Z | V40 | 1FK7034-2AK71-1CH0-ZV40 | 1 | UN | 1 | 15 | C | D | N | N | 85015100 | 1 |  | 5.9 | KG | 2435.71 | 2435.71 | MC05 | MC05 | SIMOTICS S Synchronous motor 1FK7-CT PN=0.63kW; UDC=600V M0=1.6Nm (100K); NN=6000rpm; Naturally cooled IMB 5 design (IM V1, IM V3) Flange 1 Power connector rotatable Absolute encoder 24-bit +12-bit multi-turn with Drive-CLiQ interface (encoder AM24DQI) smooth shaft, Tolerance N with holding brake Degree of protection IP64 V40: ALPHA NP, NP 015 Planetary gear unit 1-stage, i=5, with feather key | - | 0 | 0
1FK7034-2AK71-1CH1 |  | 1FK7034-2AK71-1CH1 | 1 | UN | 1 | 15 | C | D | N | N | 85015100 | 1 |  | 4 | KG | 1680.8 | 1680.8 | MC05 | MC05 | SIMOTICS S Synchronous motor 1FK7-CT PN=0.63kW; UDC=600V M0=1.6Nm (100K); NN=6000rpm; Naturally cooled IMB 5 design (IM V1, IM V3) Flange 1 Power connector rotatable Absolute encoder 24-bit +12-bit multi-turn with Drive-CLiQ interface (encoder AM24DQI) smooth shaft, Tolerance N with holding brake Degree of protection IP65 | - | 0 | 0
1FK7034-2AK71-1CH1-Z | J22 | 1FK7034-2AK71-1CH1-ZJ22 | 1 | UN | 1 | 15 | C | D | N | N | 85015100 | 1 |  | 5.9 | KG | 3003.12 | 3003.12 | MC05 | MC05 | SIMOTICS S Synchronous motor 1FK7-CT PN=0.63kW; UDC=600V M0=1.6Nm (100K); NN=6000rpm; Naturally cooled IMB 5 design (IM V1, IM V3) Flange 1 Power connector rotatable Absolute encoder 24-bit +12-bit multi-turn with Drive-CLiQ interface (encoder AM24DQI) smooth shaft, Tolerance N with holding brake Degree of protection IP65 J22: ALPHA SP+, SP 060S-MF1 PLANETARY GEARING 1 STAGE,I=4, W/O FEATHER KEY | - | 0 | 0
1FK7034-2AK71-1CH2 |  | 1FK7034-2AK71-1CH2 | 1 | UN | 1 | 15 | C | D | N | N | 85015100 | 1 |  | 4 | KG | 1680.8 | 1680.8 | MC05 | MC05 | SIMOTICS S Synchronous motor 1FK7-CT PN=0.63kW; UDC=600V M0=1.6Nm (100K); NN=6000rpm; Naturally cooled IMB 5 design (IM V1, IM V3) Flange 1 Power connector rotatable Absolute encoder 24-bit +12-bit multi-turn with Drive-CLiQ interface (encoder AM24DQI) smooth shaft, Tolerance N with holding brake Degree of protection IP65 DE flange IP67 | - | 0 | 0
1FK7034-2AK71-1DA0 |  | 1FK7034-2AK71-1DA0 | 1 | UN | 1 | 15 | C | D | N | N | 85015100 | 1 |  | 3.702 | KG | 1338.9 | 1338.9 | MC05 | MC05 | SIMOTICS S Synchronous motor 1FK7-CT PN=0.63kW; UDC=600V M0=1.6Nm (100K); NN=6000rpm; Naturally cooled FRAME SIZE IMB 5 (IM V1, IM V3) FLANGE 1 POWER CONNECTOR ROTATABLE INCREMENTAL ENCODER 22 BIT WITH DRIVE-CLIQ INTERFACE (ENCODER IC22DQ) SHAFT WITH FITTED KEY, TOLERANCE N; W/O HOLDING BRAKE PROTECTION CLASS IP64; | - | 0 | 0
1FK7034-2AK71-1DB0 |  | 1FK7034-2AK71-1DB0 | 1 | UN | 1 | 15 | C | D | N | N | 85015100 | 1 |  | 4.001 | KG | 1484.85 | 1484.85 | MC05 | MC05 | SIMOTICS S Synchronous motor 1FK7-CT PN=0.63kW; UDC=600V M0=1.6Nm (100K); NN=6000rpm; Naturally cooled FRAME SIZE IMB 5 (IM V1, IM V3) FLANGE 1 POWER CONNECTOR ROTATABLE INCREMENTAL ENCODER 22 BIT WITH DRIVE-CLIQ INTERFACE (ENCODER IC22DQ) SHAFT WITH FITTED KEY, TOLERANCE N; WITH HOLDING BRAKE PROTECTION CLASS IP64; | - | 0 | 0
1FK7034-2AK71-1DG0 |  | 1FK7034-2AK71-1DG0 | 1 | UN | 1 | 15 | C | D | N | N | 85015100 | 1 |  | 3.702 | KG | 1281.41 | 1281.41 | MC05 | MC05 | SIMOTICS S Synchronous motor 1FK7-CT PN=0.63kW; UDC=600V M0=1.6Nm (100K); NN=6000rpm; Naturally cooled FRAME SIZE IMB 5 (IM V1, IM V3) FLANGE 1 POWER CONNECTOR ROTATABLE INCREMENTAL ENCODER 22 BIT WITH DRIVE-CLIQ INTERFACE (ENCODER IC22DQ) PLAIN SHAFT, TOLERANCE N; W/O HOLDING BRAKE PROTECTION CLASS IP64; | - | 0 | 0
1FK7034-2AK71-1DH0 |  | 1FK7034-2AK71-1DH0 | 1 | UN | 1 | 15 | C | D | N | N | 85015100 | 1 |  | 4.001 | KG | 1425.74 | 1425.74 | MC05 | MC05 | SIMOTICS S Synchronous motor 1FK7-CT PN=0.63kW; UDC=600V M0=1.6Nm (100K); NN=6000rpm; Naturally cooled FRAME SIZE IMB 5 (IM V1, IM V3) FLANGE 1 POWER CONNECTOR ROTATABLE INCREMENTAL ENCODER 22 BIT WITH DRIVE-CLIQ INTERFACE (ENCODER IC22DQ) PLAIN SHAFT, TOLERANCE N; WITH HOLDING BRAKE PROTECTION CLASS IP64; | - | 0 | 0
1FK7034-2AK71-1DH1 |  | 1FK7034-2AK71-1DH1 | 1 | UN | 1 | 15 | C | D | N | N | 85015100 | 1 |  | 4.001 | KG | 1488.08 | 1488.08 | MC05 | MC05 | SIMOTICS S Synchronous motor 1FK7-CT PN=0.63kW; UDC=600V M0=1.6Nm (100K); NN=6000rpm; Naturally cooled FRAME SIZE IMB 5 (IM V1, IM V3) FLANGE 1 POWER CONNECTOR ROTATABLE INCREMENTAL ENCODER 22 BIT WITH DRIVE-CLIQ INTERFACE (ENCODER IC22DQ) PLAIN SHAFT, TOLERANCE N; WITH HOLDING BRAKE PROTECTION CLASS IP65, | - | 0 | 0
1FK7034-2AK71-1EA0 |  | 1FK7034-2AK71-1EA0 | 1 | UN | 1 | 15 | C | D | N | N | 85015100 | 1 |  | 3.701 | KG | 1372.45 | 1372.45 | MC05 | MC05 | SIMOTICS S Synchronous motor 1FK7-CT PN=0.63kW; UDC=600V M0=1.6Nm (100K); NN=6000rpm; Naturally cooled FRAME SIZE IMB 5 (IM V1, IM V3) FLANGE 1, WITH KTY TEMPERATURESENSOR POWER CONNECTOR ROTATABLE ABSOLUTE ENCODERR 2048 S/R + 4096 UMDREHUNGEN MULTITURN, WITH ENDAT-SCHNITTSTELLE (ENCODER AM2048S/R) SHAFT WITH FITTED KEY, TOLERANCE N; W/O HOLDING BRAKE PROTECTION CLASS IP64; | - | 0 | 0
1FK7034-2AK71-1EA1 |  | 1FK7034-2AK71-1EA1 | 1 | UN | 1 | 15 | C | D | N | N | 85015100 | 1 |  | 3.701 | KG | 1434.79 | 1434.79 | MC05 | MC05 | SIMOTICS S Synchronous motor 1FK7-CT PN=0.63kW; UDC=600V M0=1.6Nm (100K); NN=6000rpm; Naturally cooled FRAME SIZE IMB 5 (IM V1, IM V3) FLANGE 1, WITH KTY TEMPERATURESENSOR POWER CONNECTOR ROTATABLE ABSOLUTE ENCODERR 2048 S/R + 4096 UMDREHUNGEN MULTITURN, WITH ENDAT-SCHNITTSTELLE (ENCODER AM2048S/R) SHAFT WITH FITTED KEY, TOLERANCE N; W/O HOLDING BRAKE PROTECTION CLASS IP65, | - | 0 | 0
1FK7034-2AK71-1EA2 |  | 1FK7034-2AK71-1EA2 | 1 | UN | 1 | 15 | C | D | N | N | 85015100 | 1 |  | 3.701 | KG | 1434.79 | 1434.79 | MC05 | MC05 | SIMOTICS S Synchronous motor 1FK7-CT PN=0.63kW; UDC=600V M0=1.6Nm (100K); NN=6000rpm; Naturally cooled FRAME SIZE IMB 5 (IM V1, IM V3) FLANGE 1, WITH KTY TEMPERATURESENSOR POWER CONNECTOR ROTATABLE ABSOLUTE ENCODERR 2048 S/R + 4096 UMDREHUNGEN MULTITURN, WITH ENDAT-SCHNITTSTELLE (ENCODER AM2048S/R) SHAFT WITH FITTED KEY, TOLERANCE N; W/O HOLDING BRAKE PROTECTION CLASS IP65, FLANGE ON DRIVE END IP67; | - | 0 | 0
1FK7034-2AK71-1EB0 |  | 1FK7034-2AK71-1EB0 | 1 | UN | 1 | 15 | C | D | N | N | 85015100 | 1 |  | 4 | KG | 1518.4 | 1518.4 | MC05 | MC05 | SIMOTICS S Synchronous motor 1FK7-CT PN=0.63kW; UDC=600V M0=1.6Nm (100K); NN=6000rpm; Naturally cooled FRAME SIZE IMB 5 (IM V1, IM V3) FLANGE 1, WITH KTY TEMPERATURESENSOR POWER CONNECTOR ROTATABLE ABSOLUTE ENCODERR 2048 S/R + 4096 UMDREHUNGEN MULTITURN, WITH ENDAT-SCHNITTSTELLE (ENCODER AM2048S/R) SHAFT WITH FITTED KEY, TOLERANCE N; WITH HOLDING BRAKE PROTECTION CLASS IP64; | - | 0 | 0
1FK7034-2AK71-1EB1 |  | 1FK7034-2AK71-1EB1 | 1 | UN | 1 | 15 | C | D | N | N | 85015100 | 1 |  | 4 | KG | 1580.74 | 1580.74 | MC05 | MC05 | SIMOTICS S Synchronous motor 1FK7-CT PN=0.63kW; UDC=600V M0=1.6Nm (100K); NN=6000rpm; Naturally cooled FRAME SIZE IMB 5 (IM V1, IM V3) FLANGE 1, WITH KTY TEMPERATURESENSOR POWER CONNECTOR ROTATABLE ABSOLUTE ENCODERR 2048 S/R + 4096 UMDREHUNGEN MULTITURN, WITH ENDAT-SCHNITTSTELLE (ENCODER AM2048S/R) SHAFT WITH FITTED KEY, TOLERANCE N; WITH HOLDING BRAKE PROTECTION CLASS IP65, | - | 0 | 0
1FK7034-2AK71-1EB2 |  | 1FK7034-2AK71-1EB2 | 1 | UN | 1 | 15 | C | D | N | N | 85015100 | 1 |  | 4 | KG | 1580.74 | 1580.74 | MC05 | MC05 | SIMOTICS S Synchronous motor 1FK7-CT PN=0.63kW; UDC=600V M0=1.6Nm (100K); NN=6000rpm; Naturally cooled FRAME SIZE IMB 5 (IM V1, IM V3) FLANGE 1, WITH KTY TEMPERATURESENSOR POWER CONNECTOR ROTATABLE ABSOLUTE ENCODERR 2048 S/R + 4096 UMDREHUNGEN MULTITURN, WITH ENDAT-SCHNITTSTELLE (ENCODER AM2048S/R) SHAFT WITH FITTED KEY, TOLERANCE N; WITH HOLDING BRAKE PROTECTION CLASS IP65, FLANGE ON DRIVE END IP67; | - | 0 | 0
1FK7034-2AK71-1EG0 |  | 1FK7034-2AK71-1EG0 | 1 | UN | 1 | 15 | C | D | N | N | 85015100 | 1 |  | 3.701 | KG | 1314.96 | 1314.96 | MC05 | MC05 | SIMOTICS S Synchronous motor 1FK7-CT PN=0.63kW; UDC=600V M0=1.6Nm (100K); NN=6000rpm; Naturally cooled FRAME SIZE IMB 5 (IM V1, IM V3) FLANGE 1, WITH KTY TEMPERATURESENSOR POWER CONNECTOR ROTATABLE ABSOLUTE ENCODERR 2048 S/R + 4096 UMDREHUNGEN MULTITURN, WITH ENDAT-SCHNITTSTELLE (ENCODER AM2048S/R) PLAIN SHAFT, TOLERANCE N; W/O HOLDING BRAKE PROTECTION CLASS IP64; | - | 0 | 0
1FK7034-2AK71-1EG1 |  | 1FK7034-2AK71-1EG1 | 1 | UN | 1 | 15 | C | D | N | N | 85015100 | 1 |  | 3.701 | KG | 1377.3 | 1377.3 | MC05 | MC05 | SIMOTICS S Synchronous motor 1FK7-CT PN=0.63kW; UDC=600V M0=1.6Nm (100K); NN=6000rpm; Naturally cooled FRAME SIZE IMB 5 (IM V1, IM V3) FLANGE 1, WITH KTY TEMPERATURESENSOR POWER CONNECTOR ROTATABLE ABSOLUTE ENCODERR 2048 S/R + 4096 UMDREHUNGEN MULTITURN, WITH ENDAT-SCHNITTSTELLE (ENCODER AM2048S/R) PLAIN SHAFT, TOLERANCE N; W/O HOLDING BRAKE PROTECTION CLASS IP65, | - | 0 | 0
1FK7034-2AK71-1EG2 |  | 1FK7034-2AK71-1EG2 | 1 | UN | 1 | 15 | C | D | N | N | 85015100 | 1 |  | 3.701 | KG | 1377.3 | 1377.3 | MC05 | MC05 | SIMOTICS S Synchronous motor 1FK7-CT PN=0.63kW; UDC=600V M0=1.6Nm (100K); NN=6000rpm; Naturally cooled FRAME SIZE IMB 5 (IM V1, IM V3) FLANGE 1, WITH KTY TEMPERATURESENSOR POWER CONNECTOR ROTATABLE ABSOLUTE ENCODERR 2048 S/R + 4096 UMDREHUNGEN MULTITURN, WITH ENDAT-SCHNITTSTELLE (ENCODER AM2048S/R) PLAIN SHAFT, TOLERANCE N; W/O HOLDING BRAKE PROTECTION CLASS IP65, FLANGE ON DRIVE END IP67; | - | 0 | 0
1FK7034-2AK71-1EH0 |  | 1FK7034-2AK71-1EH0 | 1 | UN | 1 | 15 | C | D | N | N | 85015100 | 1 |  | 4 | KG | 1459.29 | 1459.29 | MC05 | MC05 | SIMOTICS S Synchronous motor 1FK7-CT PN=0.63kW; UDC=600V M0=1.6Nm (100K); NN=6000rpm; Naturally cooled FRAME SIZE IMB 5 (IM V1, IM V3) FLANGE 1, WITH KTY TEMPERATURESENSOR POWER CONNECTOR ROTATABLE ABSOLUTE ENCODERR 2048 S/R + 4096 UMDREHUNGEN MULTITURN, WITH ENDAT-SCHNITTSTELLE (ENCODER AM2048S/R) PLAIN SHAFT, TOLERANCE N; WITH HOLDING BRAKE PROTECTION CLASS IP64; | - | 0 | 0
1FK7034-2AK71-1EH1 |  | 1FK7034-2AK71-1EH1 | 1 | UN | 1 | 15 | C | D | N | N | 85015100 | 1 |  | 4 | KG | 1521.63 | 1521.63 | MC05 | MC05 | SIMOTICS S Synchronous motor 1FK7-CT PN=0.63kW; UDC=600V M0=1.6Nm (100K); NN=6000rpm; Naturally cooled FRAME SIZE IMB 5 (IM V1, IM V3) FLANGE 1, WITH KTY TEMPERATURESENSOR POWER CONNECTOR ROTATABLE ABSOLUTE ENCODERR 2048 S/R + 4096 UMDREHUNGEN MULTITURN, WITH ENDAT-SCHNITTSTELLE (ENCODER AM2048S/R) PLAIN SHAFT, TOLERANCE N; WITH HOLDING BRAKE PROTECTION CLASS IP65, | - | 0 | 0
1FK7034-2AK71-1EH2 |  | 1FK7034-2AK71-1EH2 | 1 | UN | 1 | 15 | C | D | N | N | 85015100 | 1 |  | 4 | KG | 1521.63 | 1521.63 | MC05 | MC05 | SIMOTICS S Synchronous motor 1FK7-CT PN=0.63kW; UDC=600V M0=1.6Nm (100K); NN=6000rpm; Naturally cooled FRAME SIZE IMB 5 (IM V1, IM V3) FLANGE 1, WITH KTY TEMPERATURESENSOR POWER CONNECTOR ROTATABLE ABSOLUTE ENCODERR 2048 S/R + 4096 UMDREHUNGEN MULTITURN, WITH ENDAT-SCHNITTSTELLE (ENCODER AM2048S/R) PLAIN SHAFT, TOLERANCE N; WITH HOLDING BRAKE PROTECTION CLASS IP65, FLANGE ON DRIVE END IP67; | - | 0 | 0
1FK7034-2AK71-1FA0 |  | 1FK7034-2AK71-1FA0 | 1 | UN | 1 | 15 | C | D | N | N | 85015100 | 1 |  | 3.701 | KG | 1585.07 | 1585.07 | MC05 | MC05 | SIMOTICS S Synchronous motor 1FK7-CT PN=0.63kW; UDC=600V M0=1.6Nm (100K); NN=6000rpm; Naturally cooled FRAME SIZE IMB 5 (IM V1, IM V3) FLANGE 1 POWER CONNECTOR ROTATABLE ABSOLUTE ENCODER 22BIT + 12 BIT MULTITURN, WITH DRIVE-CLIQ INTERFACE (ENCODER AM22DQ) SHAFT WITH FITTED KEY, TOLERANCE N; W/O HOLDING BRAKE PROTECTION CLASS IP64; | - | 0 | 0
1FK7034-2AK71-1FA1 |  | 1FK7034-2AK71-1FA1 | 1 | UN | 1 | 15 | C | D | N | N | 85015100 | 1 |  | 3.701 | KG | 1647.41 | 1647.41 | MC05 | MC05 | SIMOTICS S Synchronous motor 1FK7-CT PN=0.63kW; UDC=600V M0=1.6Nm (100K); NN=6000rpm; Naturally cooled FRAME SIZE IMB 5 (IM V1, IM V3) FLANGE 1 POWER CONNECTOR ROTATABLE ABSOLUTE ENCODER 22BIT + 12 BIT MULTITURN, WITH DRIVE-CLIQ INTERFACE (ENCODER AM22DQ) SHAFT WITH FITTED KEY, TOLERANCE N; W/O HOLDING BRAKE PROTECTION CLASS IP65, | - | 0 | 0
1FK7034-2AK71-1FB0 |  | 1FK7034-2AK71-1FB0 | 1 | UN | 1 | 15 | C | D | N | N | 85015100 | 1 |  | 4 | KG | 1731.02 | 1731.02 | MC05 | MC05 | SIMOTICS S Synchronous motor 1FK7-CT PN=0.63kW; UDC=600V M0=1.6Nm (100K); NN=6000rpm; Naturally cooled FRAME SIZE IMB 5 (IM V1, IM V3) FLANGE 1 POWER CONNECTOR ROTATABLE ABSOLUTE ENCODER 22BIT + 12 BIT MULTITURN, WITH DRIVE-CLIQ INTERFACE (ENCODER AM22DQ) SHAFT WITH FITTED KEY, TOLERANCE N; WITH HOLDING BRAKE PROTECTION CLASS IP64; | - | 0 | 0
1FK7034-2AK71-1FB1 |  | 1FK7034-2AK71-1FB1 | 1 | UN | 1 | 15 | C | D | N | N | 85015100 | 1 |  | 4 | KG | 1793.36 | 1793.36 | MC05 | MC05 | SIMOTICS S Synchronous motor 1FK7-CT PN=0.63kW; UDC=600V M0=1.6Nm (100K); NN=6000rpm; Naturally cooled FRAME SIZE IMB 5 (IM V1, IM V3) FLANGE 1 POWER CONNECTOR ROTATABLE ABSOLUTE ENCODER 22BIT + 12 BIT MULTITURN, WITH DRIVE-CLIQ INTERFACE (ENCODER AM22DQ) SHAFT WITH FITTED KEY, TOLERANCE N; WITH HOLDING BRAKE PROTECTION CLASS IP65, | - | 0 | 0
1FK7034-2AK71-1FG0 |  | 1FK7034-2AK71-1FG0 | 1 | UN | 1 | 15 | C | D | N | N | 85015100 | 1 |  | 3.701 | KG | 1527.58 | 1527.58 | MC05 | MC05 | SIMOTICS S Synchronous motor 1FK7-CT PN=0.63kW; UDC=600V M0=1.6Nm (100K); NN=6000rpm; Naturally cooled FRAME SIZE IMB 5 (IM V1, IM V3) FLANGE 1 POWER CONNECTOR ROTATABLE ABSOLUTE ENCODER 22BIT + 12 BIT MULTITURN, WITH DRIVE-CLIQ INTERFACE (ENCODER AM22DQ) PLAIN SHAFT, TOLERANCE N; W/O HOLDING BRAKE PROTECTION CLASS IP64; | - | 0 | 0
1FK7034-2AK71-1FG1 |  | 1FK7034-2AK71-1FG1 | 1 | UN | 1 | 15 | C | D | N | N | 85015100 | 1 |  | 3.701 | KG | 1589.92 | 1589.92 | MC05 | MC05 | SIMOTICS S Synchronous motor 1FK7-CT PN=0.63kW; UDC=600V M0=1.6Nm (100K); NN=6000rpm; Naturally cooled FRAME SIZE IMB 5 (IM V1, IM V3) FLANGE 1 POWER CONNECTOR ROTATABLE ABSOLUTE ENCODER 22BIT + 12 BIT MULTITURN, WITH DRIVE-CLIQ INTERFACE (ENCODER AM22DQ) PLAIN SHAFT, TOLERANCE N; W/O HOLDING BRAKE PROTECTION CLASS IP65, | - | 0 | 0
1FK7034-2AK71-1FG1-Z | J03 | 1FK7034-2AK71-1FG1-ZJ03 | 1 | UN | 1 | 15 | C | D | N | N | 85015100 | 1 |  | 5.601 | KG | 2912.24 | 2912.24 | MC05 | MC05 | SIMOTICS S Synchronous motor 1FK7-CT PN=0.63kW; UDC=600V M0=1.6Nm (100K); NN=6000rpm; Naturally cooled FRAME SIZE IMB 5 (IM V1, IM V3) FLANGE 1 POWER CONNECTOR ROTATABLE ABSOLUTE ENCODER 22BIT + 12 BIT MULTITURN, WITH DRIVE-CLIQ INTERFACE (ENCODER AM22DQ) PLAIN SHAFT, TOLERANCE N; W/O HOLDING BRAKE PROTECTION CLASS IP65, J03: ALPHA SP+, SP 060S-MF1 PLANETARY GEARING 1 STAGE,I=5, WITH FEATHER KEY | - | 0 | 0
1FK7034-2AK71-1FG2 |  | 1FK7034-2AK71-1FG2 | 1 | UN | 1 | 15 | C | D | N | N | 85015100 | 1 |  | 3.701 | KG | 1589.92 | 1589.92 | MC05 | MC05 | SIMOTICS S Synchronous motor 1FK7-CT PN=0.63kW; UDC=600V M0=1.6Nm (100K); NN=6000rpm; Naturally cooled FRAME SIZE IMB 5 (IM V1, IM V3) FLANGE 1 POWER CONNECTOR ROTATABLE ABSOLUTE ENCODER 22BIT + 12 BIT MULTITURN, WITH DRIVE-CLIQ INTERFACE (ENCODER AM22DQ) PLAIN SHAFT, TOLERANCE N; W/O HOLDING BRAKE PROTECTION CLASS IP65, FLANGE ON DRIVE END IP67; | - | 0 | 0
1FK7034-2AK71-1FH0 |  | 1FK7034-2AK71-1FH0 | 1 | UN | 1 | 15 | C | D | N | N | 85015100 | 1 |  | 4 | KG | 1671.91 | 1671.91 | MC05 | MC05 | SIMOTICS S Synchronous motor 1FK7-CT PN=0.63kW; UDC=600V M0=1.6Nm (100K); NN=6000rpm; Naturally cooled FRAME SIZE IMB 5 (IM V1, IM V3) FLANGE 1 POWER CONNECTOR ROTATABLE ABSOLUTE ENCODER 22BIT + 12 BIT MULTITURN, WITH DRIVE-CLIQ INTERFACE (ENCODER AM22DQ) PLAIN SHAFT, TOLERANCE N; WITH HOLDING BRAKE PROTECTION CLASS IP64; | - | 0 | 0
1FK7034-2AK71-1FH1-Z | J02 | 1FK7034-2AK71-1FH1-ZJ02 | 1 | UN | 1 | 15 | C | D | N | N | 85015100 | 1 |  | 5.9 | KG | 3056.57 | 3056.57 | MC05 | MC05 | SIMOTICS S Synchronous motor 1FK7-CT PN=0.63kW; UDC=600V M0=1.6Nm (100K); NN=6000rpm; Naturally cooled FRAME SIZE IMB 5 (IM V1, IM V3) FLANGE 1 POWER CONNECTOR ROTATABLE ABSOLUTE ENCODER 22BIT + 12 BIT MULTITURN, WITH DRIVE-CLIQ INTERFACE (ENCODER AM22DQ) PLAIN SHAFT, TOLERANCE N; WITH HOLDING BRAKE PROTECTION CLASS IP65, J02: ALPHA SP+, SP 060S-MF1 PLANETARY GEARING 1 STAGE, I=4, WITH FEATHER KEY | - | 0 | 0
1FK7034-2AK71-1FH2 |  | 1FK7034-2AK71-1FH2 | 1 | UN | 1 | 15 | C | D | N | N | 85015100 | 1 |  | 4 | KG | 1734.25 | 1734.25 | MC05 | MC05 | SIMOTICS S Synchronous motor 1FK7-CT PN=0.63kW; UDC=600V M0=1.6Nm (100K); NN=6000rpm; Naturally cooled FRAME SIZE IMB 5 (IM V1, IM V3) FLANGE 1 POWER CONNECTOR ROTATABLE ABSOLUTE ENCODER 22BIT + 12 BIT MULTITURN, WITH DRIVE-CLIQ INTERFACE (ENCODER AM22DQ) PLAIN SHAFT, TOLERANCE N; WITH HOLDING BRAKE PROTECTION CLASS IP65, FLANGE ON DRIVE END IP67; | - | 0 | 0
1FK7034-2AK71-1PA0 |  | 1FK7034-2AK71-1PA0 | 1 | UN | 1 | 15 | C | D | N | N | 85015100 | 1 |  | 3.801 | KG | 894.83 | 894.83 | MC05 | MC05 | SIMOTICS S Synchronous motor 1FK7-CT PN=0.63kW; UDC=600V M0=1.6Nm (100K); NN=6000rpm; Naturally cooled FRAME SIZE IMB 5 (IM V1, IM V3) FLANGE 1 POWER CONNECTOR ROTATABLE RESOLVER 2-POLE, WITH DRIVE CLIQ-INTERFACE SHAFT WITH FITTED KEY, TOLERANCE N; W/O HOLDING BRAKE PROTECTION CLASS IP64; | - | 0 | 0
1FK7034-2AK71-1PA1 |  | 1FK7034-2AK71-1PA1 | 1 | UN | 1 | 15 | C | D | N | N | 85015100 | 1 |  | 3.801 | KG | 957.17 | 957.17 | MC05 | MC05 | SIMOTICS S Synchronous motor 1FK7-CT PN=0.63kW; UDC=600V M0=1.6Nm (100K); NN=6000rpm; Naturally cooled FRAME SIZE IMB 5 (IM V1, IM V3) FLANGE 1 POWER CONNECTOR ROTATABLE RESOLVER 2-POLE, WITH DRIVE CLIQ-INTERFACE SHAFT WITH FITTED KEY, TOLERANCE N; W/O HOLDING BRAKE PROTECTION CLASS IP65, | - | 0 | 0
1FK7034-2AK71-1PA2 |  | 1FK7034-2AK71-1PA2 | 1 | UN | 1 | 15 | C | D | N | N | 85015100 | 1 |  | 3.801 | KG | 957.17 | 957.17 | MC05 | MC05 | SIMOTICS S Synchronous motor 1FK7-CT PN=0.63kW; UDC=600V M0=1.6Nm (100K); NN=6000rpm; Naturally cooled FRAME SIZE IMB 5 (IM V1, IM V3) FLANGE 1 POWER CONNECTOR ROTATABLE RESOLVER 2-POLE, WITH DRIVE CLIQ-INTERFACE SHAFT WITH FITTED KEY, TOLERANCE N; W/O HOLDING BRAKE PROTECTION CLASS IP65, FLANGE ON DRIVE END IP67; | - | 0 | 0
1FK7034-2AK71-1PB0 |  | 1FK7034-2AK71-1PB0 | 1 | UN | 1 | 15 | C | D | N | N | 85015100 | 1 |  | 4.1 | KG | 1040.78 | 1040.78 | MC05 | MC05 | SIMOTICS S Synchronous motor 1FK7-CT PN=0.63kW; UDC=600V M0=1.6Nm (100K); NN=6000rpm; Naturally cooled FRAME SIZE IMB 5 (IM V1, IM V3) FLANGE 1 POWER CONNECTOR ROTATABLE RESOLVER 2-POLE, WITH DRIVE CLIQ-INTERFACE SHAFT WITH FITTED KEY, TOLERANCE N; WITH HOLDING BRAKE PROTECTION CLASS IP64; | - | 0 | 0
1FK7034-2AK71-1PB1 |  | 1FK7034-2AK71-1PB1 | 1 | UN | 1 | 15 | C | D | N | N | 85015100 | 1 |  | 4.1 | KG | 1103.12 | 1103.12 | MC05 | MC05 | SIMOTICS S Synchronous motor 1FK7-CT PN=0.63kW; UDC=600V M0=1.6Nm (100K); NN=6000rpm; Naturally cooled FRAME SIZE IMB 5 (IM V1, IM V3) FLANGE 1 POWER CONNECTOR ROTATABLE RESOLVER 2-POLE, WITH DRIVE CLIQ-INTERFACE SHAFT WITH FITTED KEY, TOLERANCE N; WITH HOLDING BRAKE PROTECTION CLASS IP65, | - | 0 | 0
1FK7034-2AK71-1PB2 |  | 1FK7034-2AK71-1PB2 | 1 | UN | 1 | 15 | C | D | N | N | 85015100 | 1 |  | 4.1 | KG | 1103.12 | 1103.12 | MC05 | MC05 | SIMOTICS S Synchronous motor 1FK7-CT PN=0.63kW; UDC=600V M0=1.6Nm (100K); NN=6000rpm; Naturally cooled FRAME SIZE IMB 5 (IM V1, IM V3) FLANGE 1 POWER CONNECTOR ROTATABLE RESOLVER 2-POLE, WITH DRIVE CLIQ-INTERFACE SHAFT WITH FITTED KEY, TOLERANCE N; WITH HOLDING BRAKE PROTECTION CLASS IP65, FLANGE ON DRIVE END IP67; | - | 0 | 0
1FK7034-2AK71-1PG0 |  | 1FK7034-2AK71-1PG0 | 1 | UN | 1 | 15 | C | D | N | N | 85015100 | 1 |  | 3.801 | KG | 837.34 | 837.34 | MC05 | MC05 | SIMOTICS S Synchronous motor 1FK7-CT PN=0.63kW; UDC=600V M0=1.6Nm (100K); NN=6000rpm; Naturally cooled FRAME SIZE IMB 5 (IM V1, IM V3) FLANGE 1 POWER CONNECTOR ROTATABLE RESOLVER 2-POLE, WITH DRIVE CLIQ-INTERFACE PLAIN SHAFT, TOLERANCE N; W/O HOLDING BRAKE PROTECTION CLASS IP64; | - | 0 | 0
1FK7034-2AK71-1PG1 |  | 1FK7034-2AK71-1PG1 | 1 | UN | 1 | 15 | C | D | N | N | 85015100 | 1 |  | 3.801 | KG | 899.68 | 899.68 | MC05 | MC05 | SIMOTICS S Synchronous motor 1FK7-CT PN=0.63kW; UDC=600V M0=1.6Nm (100K); NN=6000rpm; Naturally cooled FRAME SIZE IMB 5 (IM V1, IM V3) FLANGE 1 POWER CONNECTOR ROTATABLE RESOLVER 2-POLE, WITH DRIVE CLIQ-INTERFACE PLAIN SHAFT, TOLERANCE N; W/O HOLDING BRAKE PROTECTION CLASS IP65, | - | 0 | 0
1FK7034-2AK71-1PG2 |  | 1FK7034-2AK71-1PG2 | 1 | UN | 1 | 15 | C | D | N | N | 85015100 | 1 |  | 3.801 | KG | 899.68 | 899.68 | MC05 | MC05 | SIMOTICS S Synchronous motor 1FK7-CT PN=0.63kW; UDC=600V M0=1.6Nm (100K); NN=6000rpm; Naturally cooled FRAME SIZE IMB 5 (IM V1, IM V3) FLANGE 1 POWER CONNECTOR ROTATABLE RESOLVER 2-POLE, WITH DRIVE CLIQ-INTERFACE PLAIN SHAFT, TOLERANCE N; W/O HOLDING BRAKE PROTECTION CLASS IP65, FLANGE ON DRIVE END IP67; | - | 0 | 0
1FK7034-2AK71-1PH0 |  | 1FK7034-2AK71-1PH0 | 1 | UN | 1 | 15 | C | D | N | N | 85015100 | 1 |  | 4.1 | KG | 981.67 | 981.67 | MC05 | MC05 | SIMOTICS S Synchronous motor 1FK7-CT PN=0.63kW; UDC=600V M0=1.6Nm (100K); NN=6000rpm; Naturally cooled FRAME SIZE IMB 5 (IM V1, IM V3) FLANGE 1 POWER CONNECTOR ROTATABLE RESOLVER 2-POLE, WITH DRIVE CLIQ-INTERFACE PLAIN SHAFT, TOLERANCE N; WITH HOLDING BRAKE PROTECTION CLASS IP64; | - | 0 | 0
1FK7034-2AK71-1PH1 |  | 1FK7034-2AK71-1PH1 | 1 | UN | 1 | 15 | C | D | N | N | 85015100 | 1 |  | 4.1 | KG | 1044.01 | 1044.01 | MC05 | MC05 | SIMOTICS S Synchronous motor 1FK7-CT PN=0.63kW; UDC=600V M0=1.6Nm (100K); NN=6000rpm; Naturally cooled FRAME SIZE IMB 5 (IM V1, IM V3) FLANGE 1 POWER CONNECTOR ROTATABLE RESOLVER 2-POLE, WITH DRIVE CLIQ-INTERFACE PLAIN SHAFT, TOLERANCE N; WITH HOLDING BRAKE PROTECTION CLASS IP65, | - | 0 | 0
1FK7034-2AK71-1PH2 |  | 1FK7034-2AK71-1PH2 | 1 | UN | 1 | 15 | C | D | N | N | 85015100 | 1 |  | 4.1 | KG | 1044.01 | 1044.01 | MC05 | MC05 | SIMOTICS S Synchronous motor 1FK7-CT PN=0.63kW; UDC=600V M0=1.6Nm (100K); NN=6000rpm; Naturally cooled FRAME SIZE IMB 5 (IM V1, IM V3) FLANGE 1 POWER CONNECTOR ROTATABLE RESOLVER 2-POLE, WITH DRIVE CLIQ-INTERFACE PLAIN SHAFT, TOLERANCE N; WITH HOLDING BRAKE PROTECTION CLASS IP65, FLANGE ON DRIVE END IP67; | - | 0 | 0
1FK7034-2AK71-1QA0 |  | 1FK7034-2AK71-1QA0 | 1 | UN | 1 | 15 | C | D | N | N | 85015100 | 1 |  | 3.701 | KG | 963.52 | 963.52 | MC05 | MC05 | SIMOTICS S Synchronous motor 1FK7-CT PN=0.63kW; UDC=600V M0=1.6Nm (100K); NN=6000rpm; Naturally cooled IMB 5 design (IM V1, IM V3) Flange 1 Power connector rotatable Absolute encoder single-turn 20-bit with Drive-CLiQ interface (encoder AS20DQI) shaft with feather key, Tolerance N without holding brake Degree of protection IP64 | - | 0 | 0
1FK7034-2AK71-1QA1 |  | 1FK7034-2AK71-1QA1 | 1 | UN | 1 | 15 | C | D | N | N | 85015100 | 1 |  | 3.701 | KG | 1025.86 | 1025.86 | MC05 | MC05 | SIMOTICS S Synchronous motor 1FK7-CT PN=0.63kW; UDC=600V M0=1.6Nm (100K); NN=6000rpm; Naturally cooled IMB 5 design (IM V1, IM V3) Flange 1 Power connector rotatable Absolute encoder single-turn 20-bit with Drive-CLiQ interface (encoder AS20DQI) shaft with feather key, Tolerance N without holding brake Degree of protection IP65 | - | 0 | 0
1FK7034-2AK71-1QA2 |  | 1FK7034-2AK71-1QA2 | 1 | UN | 1 | 15 | C | D | N | N | 85015100 | 1 |  | 3.701 | KG | 1025.86 | 1025.86 | MC05 | MC05 | SIMOTICS S Synchronous motor 1FK7-CT PN=0.63kW; UDC=600V M0=1.6Nm (100K); NN=6000rpm; Naturally cooled IMB 5 design (IM V1, IM V3) Flange 1 Power connector rotatable Absolute encoder single-turn 20-bit with Drive-CLiQ interface (encoder AS20DQI) shaft with feather key, Tolerance N without holding brake Degree of protection IP65 DE flange IP67 | - | 0 | 0
1FK7034-2AK71-1QB0 |  | 1FK7034-2AK71-1QB0 | 1 | UN | 1 | 15 | C | D | N | N | 85015100 | 1 |  | 4 | KG | 1109.48 | 1109.48 | MC05 | MC05 | SIMOTICS S Synchronous motor 1FK7-CT PN=0.63kW; UDC=600V M0=1.6Nm (100K); NN=6000rpm; Naturally cooled IMB 5 design (IM V1, IM V3) Flange 1 Power connector rotatable Absolute encoder single-turn 20-bit with Drive-CLiQ interface (encoder AS20DQI) shaft with feather key, Tolerance N with holding brake Degree of protection IP64 | - | 0 | 0
1FK7034-2AK71-1QB1 |  | 1FK7034-2AK71-1QB1 | 1 | UN | 1 | 15 | C | D | N | N | 85015100 | 1 |  | 4 | KG | 1171.82 | 1171.82 | MC05 | MC05 | SIMOTICS S Synchronous motor 1FK7-CT PN=0.63kW; UDC=600V M0=1.6Nm (100K); NN=6000rpm; Naturally cooled IMB 5 design (IM V1, IM V3) Flange 1 Power connector rotatable Absolute encoder single-turn 20-bit with Drive-CLiQ interface (encoder AS20DQI) shaft with feather key, Tolerance N with holding brake Degree of protection IP65 | - | 0 | 0
1FK7034-2AK71-1QB2 |  | 1FK7034-2AK71-1QB2 | 1 | UN | 1 | 15 | C | D | N | N | 85015100 | 1 |  | 4 | KG | 1171.82 | 1171.82 | MC05 | MC05 | SIMOTICS S Synchronous motor 1FK7-CT PN=0.63kW; UDC=600V M0=1.6Nm (100K); NN=6000rpm; Naturally cooled IMB 5 design (IM V1, IM V3) Flange 1 Power connector rotatable Absolute encoder single-turn 20-bit with Drive-CLiQ interface (encoder AS20DQI) shaft with feather key, Tolerance N with holding brake Degree of protection IP65 DE flange IP67 | - | 0 | 0
1FK7034-2AK71-1QG0 |  | 1FK7034-2AK71-1QG0 | 1 | UN | 1 | 15 | C | D | N | N | 85015100 | 1 |  | 3.701 | KG | 906.04 | 906.04 | MC05 | MC05 | SIMOTICS S Synchronous motor 1FK7-CT PN=0.63kW; UDC=600V M0=1.6Nm (100K); NN=6000rpm; Naturally cooled IMB 5 design (IM V1, IM V3) Flange 1 Power connector rotatable Absolute encoder single-turn 20-bit with Drive-CLiQ interface (encoder AS20DQI) smooth shaft, Tolerance N without holding brake Degree of protection IP64 | - | 0 | 0
1FK7034-2AK71-1QG1 |  | 1FK7034-2AK71-1QG1 | 1 | UN | 1 | 15 | C | D | N | N | 85015100 | 1 |  | 3.701 | KG | 968.37 | 968.37 | MC05 | MC05 | SIMOTICS S Synchronous motor 1FK7-CT PN=0.63kW; UDC=600V M0=1.6Nm (100K); NN=6000rpm; Naturally cooled IMB 5 design (IM V1, IM V3) Flange 1 Power connector rotatable Absolute encoder single-turn 20-bit with Drive-CLiQ interface (encoder AS20DQI) smooth shaft, Tolerance N without holding brake Degree of protection IP65 | - | 0 | 0
1FK7034-2AK71-1QG2 |  | 1FK7034-2AK71-1QG2 | 1 | UN | 1 | 15 | C | D | N | N | 85015100 | 1 |  | 3.701 | KG | 968.37 | 968.37 | MC05 | MC05 | SIMOTICS S Synchronous motor 1FK7-CT PN=0.63kW; UDC=600V M0=1.6Nm (100K); NN=6000rpm; Naturally cooled IMB 5 design (IM V1, IM V3) Flange 1 Power connector rotatable Absolute encoder single-turn 20-bit with Drive-CLiQ interface (encoder AS20DQI) smooth shaft, Tolerance N without holding brake Degree of protection IP65 DE flange IP67 | - | 0 | 0
1FK7034-2AK71-1QH0 |  | 1FK7034-2AK71-1QH0 | 1 | UN | 1 | 15 | C | D | N | N | 85015100 | 1 |  | 4 | KG | 1050.36 | 1050.36 | MC05 | MC05 | SIMOTICS S Synchronous motor 1FK7-CT PN=0.63kW; UDC=600V M0=1.6Nm (100K); NN=6000rpm; Naturally cooled IMB 5 design (IM V1, IM V3) Flange 1 Power connector rotatable Absolute encoder single-turn 20-bit with Drive-CLiQ interface (encoder AS20DQI) smooth shaft, Tolerance N with holding brake Degree of protection IP64 | - | 0 | 0
1FK7034-2AK71-1QH1 |  | 1FK7034-2AK71-1QH1 | 1 | UN | 1 | 15 | C | D | N | N | 85015100 | 1 |  | 4 | KG | 1112.7 | 1112.7 | MC05 | MC05 | SIMOTICS S Synchronous motor 1FK7-CT PN=0.63kW; UDC=600V M0=1.6Nm (100K); NN=6000rpm; Naturally cooled IMB 5 design (IM V1, IM V3) Flange 1 Power connector rotatable Absolute encoder single-turn 20-bit with Drive-CLiQ interface (encoder AS20DQI) smooth shaft, Tolerance N with holding brake Degree of protection IP65 | - | 0 | 0
1FK7034-2AK71-1QH2 |  | 1FK7034-2AK71-1QH2 | 1 | UN | 1 | 15 | C | D | N | N | 85015100 | 1 |  | 4 | KG | 1112.7 | 1112.7 | MC05 | MC05 | SIMOTICS S Synchronous motor 1FK7-CT PN=0.63kW; UDC=600V M0=1.6Nm (100K); NN=6000rpm; Naturally cooled IMB 5 design (IM V1, IM V3) Flange 1 Power connector rotatable Absolute encoder single-turn 20-bit with Drive-CLiQ interface (encoder AS20DQI) smooth shaft, Tolerance N with holding brake Degree of protection IP65 DE flange IP67 | - | 0 | 0
1FK7034-2AK71-1RA0 |  | 1FK7034-2AK71-1RA0 | 1 | UN | 1 | 15 | C | D | N | N | 85015100 | 1 |  | 3.701 | KG | 1212.89 | 1212.89 | MC05 | MC05 | SIMOTICS S Synchronous motor 1FK7-CT PN=0.63kW; UDC=600V M0=1.6Nm (100K); NN=6000rpm; Naturally cooled IMB 5 design (IM V1, IM V3) Flange 1 Power connector rotatable Absolute encoder 20 bit +12-bit multi-turn with Drive-CLiQ interface (encoder AM20DQI) shaft with feather key, Tolerance N without holding brake Degree of protection IP64 | - | 0 | 0
1FK7034-2AK71-1RA0-Z | M03 | 1FK7034-2AK71-1RA0-ZM03 | 1 | UN | 1 | 15 | C | D | N | N | 85015100 | 1 |  | 3.702 | KG | 1312.12 | 1312.12 | MC05 | MC05 | SIMOTICS S Synchronous motor 1FK7-CT PN=0.63kW; UDC=600V M0=1.6Nm (100K); NN=6000rpm; Naturally cooled IMB 5 design (IM V1, IM V3) Flange 1 Power connector rotatable Absolute encoder 20 bit +12-bit multi-turn with Drive-CLiQ interface (encoder AM20DQI) shaft with feather key, Tolerance N without holding brake Degree of protection IP64 M03: FOR USE IN THE GAS EXPLOSION-PRONE AREA UNIT II, CATEGORY 3G (ZONE 2) TEMPERATURE CLASS T1 TO T3 OBSERVE PLANNING GUIDELINES SEE ENCLOSURE REGARDING THE DECLARATION OF CONFORMITY | - | 0 | 0
1FK7034-2AK71-1RA1 |  | 1FK7034-2AK71-1RA1 | 1 | UN | 1 | 15 | C | D | N | N | 85015100 | 1 |  | 3.701 | KG | 1275.23 | 1275.23 | MC05 | MC05 | SIMOTICS S Synchronous motor 1FK7-CT PN=0.63kW; UDC=600V M0=1.6Nm (100K); NN=6000rpm; Naturally cooled IMB 5 design (IM V1, IM V3) Flange 1 Power connector rotatable Absolute encoder 20 bit +12-bit multi-turn with Drive-CLiQ interface (encoder AM20DQI) shaft with feather key, Tolerance N without holding brake Degree of protection IP65 | - | 0 | 0
1FK7034-2AK71-1RA2 |  | 1FK7034-2AK71-1RA2 | 1 | UN | 1 | 15 | C | D | N | N | 85015100 | 1 |  | 3.701 | KG | 1275.23 | 1275.23 | MC05 | MC05 | SIMOTICS S Synchronous motor 1FK7-CT PN=0.63kW; UDC=600V M0=1.6Nm (100K); NN=6000rpm; Naturally cooled IMB 5 design (IM V1, IM V3) Flange 1 Power connector rotatable Absolute encoder 20 bit +12-bit multi-turn with Drive-CLiQ interface (encoder AM20DQI) shaft with feather key, Tolerance N without holding brake Degree of protection IP65 DE flange IP67 | - | 0 | 0
1FK7034-2AK71-1RB0 |  | 1FK7034-2AK71-1RB0 | 1 | UN | 1 | 15 | C | D | N | N | 85015100 | 1 |  | 4 | KG | 1358.85 | 1358.85 | MC05 | MC05 | SIMOTICS S Synchronous motor 1FK7-CT PN=0.63kW; UDC=600V M0=1.6Nm (100K); NN=6000rpm; Naturally cooled IMB 5 design (IM V1, IM V3) Flange 1 Power connector rotatable Absolute encoder 20 bit +12-bit multi-turn with Drive-CLiQ interface (encoder AM20DQI) shaft with feather key, Tolerance N with holding brake Degree of protection IP64 | - | 0 | 0
1FK7034-2AK71-1RB0-Z | M03 | 1FK7034-2AK71-1RB0-ZM03 | 1 | UN | 1 | 15 | C | D | N | N | 85015100 | 1 |  | 4.001 | KG | 1458.08 | 1458.08 | MC05 | MC05 | SIMOTICS S Synchronous motor 1FK7-CT PN=0.63kW; UDC=600V M0=1.6Nm (100K); NN=6000rpm; Naturally cooled IMB 5 design (IM V1, IM V3) Flange 1 Power connector rotatable Absolute encoder 20 bit +12-bit multi-turn with Drive-CLiQ interface (encoder AM20DQI) shaft with feather key, Tolerance N with holding brake Degree of protection IP64 M03: FOR USE IN THE GAS EXPLOSION-PRONE AREA UNIT II, CATEGORY 3G (ZONE 2) TEMPERATURE CLASS T1 TO T3 OBSERVE PLANNING GUIDELINES SEE ENCLOSURE REGARDING THE DECLARATION OF CONFORMITY | - | 0 | 0
1FK7034-2AK71-1RB1 |  | 1FK7034-2AK71-1RB1 | 1 | UN | 1 | 15 | C | D | N | N | 85015100 | 1 |  | 4 | KG | 1421.19 | 1421.19 | MC05 | MC05 | SIMOTICS S Synchronous motor 1FK7-CT PN=0.63kW; UDC=600V M0=1.6Nm (100K); NN=6000rpm; Naturally cooled IMB 5 design (IM V1, IM V3) Flange 1 Power connector rotatable Absolute encoder 20 bit +12-bit multi-turn with Drive-CLiQ interface (encoder AM20DQI) shaft with feather key, Tolerance N with holding brake Degree of protection IP65 | - | 0 | 0
1FK7034-2AK71-1RB2 |  | 1FK7034-2AK71-1RB2 | 1 | UN | 1 | 15 | C | D | N | N | 85015100 | 1 |  | 4 | KG | 1421.19 | 1421.19 | MC05 | MC05 | SIMOTICS S Synchronous motor 1FK7-CT PN=0.63kW; UDC=600V M0=1.6Nm (100K); NN=6000rpm; Naturally cooled IMB 5 design (IM V1, IM V3) Flange 1 Power connector rotatable Absolute encoder 20 bit +12-bit multi-turn with Drive-CLiQ interface (encoder AM20DQI) shaft with feather key, Tolerance N with holding brake Degree of protection IP65 DE flange IP67 | - | 0 | 0
1FK7034-2AK71-1RG0 |  | 1FK7034-2AK71-1RG0 | 1 | UN | 1 | 15 | C | D | N | N | 85015100 | 1 |  | 3.701 | KG | 1155.41 | 1155.41 | MC05 | MC05 | SIMOTICS S Synchronous motor 1FK7-CT PN=0.63kW; UDC=600V M0=1.6Nm (100K); NN=6000rpm; Naturally cooled IMB 5 design (IM V1, IM V3) Flange 1 Power connector rotatable Absolute encoder 20 bit +12-bit multi-turn with Drive-CLiQ interface (encoder AM20DQI) smooth shaft, Tolerance N without holding brake Degree of protection IP64 | - | 0 | 0
1FK7034-2AK71-1RG1 |  | 1FK7034-2AK71-1RG1 | 1 | UN | 1 | 15 | C | D | N | N | 85015100 | 1 |  | 3.701 | KG | 1217.74 | 1217.74 | MC05 | MC05 | SIMOTICS S Synchronous motor 1FK7-CT PN=0.63kW; UDC=600V M0=1.6Nm (100K); NN=6000rpm; Naturally cooled IMB 5 design (IM V1, IM V3) Flange 1 Power connector rotatable Absolute encoder 20 bit +12-bit multi-turn with Drive-CLiQ interface (encoder AM20DQI) smooth shaft, Tolerance N without holding brake Degree of protection IP65 | - | 0 | 0
1FK7034-2AK71-1RG2 |  | 1FK7034-2AK71-1RG2 | 1 | UN | 1 | 15 | C | D | N | N | 85015100 | 1 |  | 3.701 | KG | 1217.74 | 1217.74 | MC05 | MC05 | SIMOTICS S Synchronous motor 1FK7-CT PN=0.63kW; UDC=600V M0=1.6Nm (100K); NN=6000rpm; Naturally cooled IMB 5 design (IM V1, IM V3) Flange 1 Power connector rotatable Absolute encoder 20 bit +12-bit multi-turn with Drive-CLiQ interface (encoder AM20DQI) smooth shaft, Tolerance N without holding brake Degree of protection IP65 DE flange IP67 | - | 0 | 0
1FK7034-2AK71-1RH0 |  | 1FK7034-2AK71-1RH0 | 1 | UN | 1 | 15 | C | D | N | N | 85015100 | 1 |  | 4 | KG | 1299.73 | 1299.73 | MC05 | MC05 | SIMOTICS S Synchronous motor 1FK7-CT PN=0.63kW; UDC=600V M0=1.6Nm (100K); NN=6000rpm; Naturally cooled IMB 5 design (IM V1, IM V3) Flange 1 Power connector rotatable Absolute encoder 20 bit +12-bit multi-turn with Drive-CLiQ interface (encoder AM20DQI) smooth shaft, Tolerance N with holding brake Degree of protection IP64 | - | 0 | 0
1FK7034-2AK71-1RH0-Z | V42 | 1FK7034-2AK71-1RH0-ZV42 | 1 | UN | 1 | 15 | C | D | N | N | 85015100 | 1 |  | 5.9 | KG | 2116.97 | 2116.97 | MC05 | MC05 | SIMOTICS S Synchronous motor 1FK7-CT PN=0.63kW; UDC=600V M0=1.6Nm (100K); NN=6000rpm; Naturally cooled IMB 5 design (IM V1, IM V3) Flange 1 Power connector rotatable Absolute encoder 20 bit +12-bit multi-turn with Drive-CLiQ interface (encoder AM20DQI) smooth shaft, Tolerance N with holding brake Degree of protection IP64 V42: ALPHA NP, NP 015 Planetary gear unit 1-stage, i=10, with feather key | - | 0 | 0
1FK7034-2AK71-1RH1 |  | 1FK7034-2AK71-1RH1 | 1 | UN | 1 | 15 | C | D | N | N | 85015100 | 1 |  | 4 | KG | 1362.07 | 1362.07 | MC05 | MC05 | SIMOTICS S Synchronous motor 1FK7-CT PN=0.63kW; UDC=600V M0=1.6Nm (100K); NN=6000rpm; Naturally cooled IMB 5 design (IM V1, IM V3) Flange 1 Power connector rotatable Absolute encoder 20 bit +12-bit multi-turn with Drive-CLiQ interface (encoder AM20DQI) smooth shaft, Tolerance N with holding brake Degree of protection IP65 | - | 0 | 0
1FK7034-2AK71-1RH1-Z | J37 | 1FK7034-2AK71-1RH1-ZJ37 | 1 | UN | 1 | 15 | C | D | N | N | 85015100 | 1 |  | 7.9 | KG | 3809.17 | 3809.17 | MC05 | MC05 | SIMOTICS S Synchronous motor 1FK7-CT PN=0.63kW; UDC=600V M0=1.6Nm (100K); NN=6000rpm; Naturally cooled IMB 5 design (IM V1, IM V3) Flange 1 Power connector rotatable Absolute encoder 20 bit +12-bit multi-turn with Drive-CLiQ interface (encoder AM20DQI) smooth shaft, Tolerance N with holding brake Degree of protection IP65 J37: ALPHA SP+, SP 100S-MF2 PLANETARY GEARING 2 STAGES, I=50, WITHOUT FEATHER KEY | - | 0 | 0
1FK7034-2AK71-1RH2 |  | 1FK7034-2AK71-1RH2 | 1 | UN | 1 | 15 | C | D | N | N | 85015100 | 1 |  | 4 | KG | 1362.07 | 1362.07 | MC05 | MC05 | SIMOTICS S Synchronous motor 1FK7-CT PN=0.63kW; UDC=600V M0=1.6Nm (100K); NN=6000rpm; Naturally cooled IMB 5 design (IM V1, IM V3) Flange 1 Power connector rotatable Absolute encoder 20 bit +12-bit multi-turn with Drive-CLiQ interface (encoder AM20DQI) smooth shaft, Tolerance N with holding brake Degree of protection IP65 DE flange IP67 | - | 0 | 0
1FK7034-2AK71-1SA0 |  | 1FK7034-2AK71-1SA0 | 1 | UN | 1 | 15 | C | D | N | N | 85015100 | 1 |  | 3.702 | KG | 734.13 | 734.13 | MC05 | MC05 | SIMOTICS S Synchronous motor 1FK7-CT PN=0.63kW; UDC=600V M0=1.6Nm (100K); NN=6000rpm; Naturally cooled FRAME SIZE IMB 5 (IM V1, IM V3) FLANGE 1, WITH KTY TEMPERATURESENSOR POWER CONNECTOR ROTATABLE RESOLVER MULTI-POLE (RESOLVER P=3); SHAFT WITH FITTED KEY, TOLERANCE N; W/O HOLDING BRAKE PROTECTION CLASS IP64; | - | 0 | 0
1FK7034-2AK71-1SA1 |  | 1FK7034-2AK71-1SA1 | 1 | UN | 1 | 15 | C | D | N | N | 85015100 | 1 |  | 3.702 | KG | 796.47 | 796.47 | MC05 | MC05 | SIMOTICS S Synchronous motor 1FK7-CT PN=0.63kW; UDC=600V M0=1.6Nm (100K); NN=6000rpm; Naturally cooled FRAME SIZE IMB 5 (IM V1, IM V3) FLANGE 1, WITH KTY TEMPERATURESENSOR POWER CONNECTOR ROTATABLE RESOLVER MULTI-POLE (RESOLVER P=3); SHAFT WITH FITTED KEY, TOLERANCE N; W/O HOLDING BRAKE PROTECTION CLASS IP65, | - | 0 | 0
1FK7034-2AK71-1SA2 |  | 1FK7034-2AK71-1SA2 | 1 | UN | 1 | 15 | C | D | N | N | 85015100 | 1 |  | 3.702 | KG | 796.47 | 796.47 | MC05 | MC05 | SIMOTICS S Synchronous motor 1FK7-CT PN=0.63kW; UDC=600V M0=1.6Nm (100K); NN=6000rpm; Naturally cooled FRAME SIZE IMB 5 (IM V1, IM V3) FLANGE 1, WITH KTY TEMPERATURESENSOR POWER CONNECTOR ROTATABLE RESOLVER MULTI-POLE (RESOLVER P=3); SHAFT WITH FITTED KEY, TOLERANCE N; W/O HOLDING BRAKE PROTECTION CLASS IP65, FLANGE ON DRIVE END IP67; | - | 0 | 0
1FK7034-2AK71-1SB0 |  | 1FK7034-2AK71-1SB0 | 1 | UN | 1 | 15 | C | D | N | N | 85015100 | 1 |  | 4.001 | KG | 880.08 | 880.08 | MC05 | MC05 | SIMOTICS S Synchronous motor 1FK7-CT PN=0.63kW; UDC=600V M0=1.6Nm (100K); NN=6000rpm; Naturally cooled FRAME SIZE IMB 5 (IM V1, IM V3) FLANGE 1, WITH KTY TEMPERATURESENSOR POWER CONNECTOR ROTATABLE RESOLVER MULTI-POLE (RESOLVER P=3); SHAFT WITH FITTED KEY, TOLERANCE N; WITH HOLDING BRAKE PROTECTION CLASS IP64; | - | 0 | 0
1FK7034-2AK71-1SB1 |  | 1FK7034-2AK71-1SB1 | 1 | UN | 1 | 15 | C | D | N | N | 85015100 | 1 |  | 4.001 | KG | 942.42 | 942.42 | MC05 | MC05 | SIMOTICS S Synchronous motor 1FK7-CT PN=0.63kW; UDC=600V M0=1.6Nm (100K); NN=6000rpm; Naturally cooled FRAME SIZE IMB 5 (IM V1, IM V3) FLANGE 1, WITH KTY TEMPERATURESENSOR POWER CONNECTOR ROTATABLE RESOLVER MULTI-POLE (RESOLVER P=3); SHAFT WITH FITTED KEY, TOLERANCE N; WITH HOLDING BRAKE PROTECTION CLASS IP65, | - | 0 | 0
1FK7034-2AK71-1SB2 |  | 1FK7034-2AK71-1SB2 | 1 | UN | 1 | 15 | C | D | N | N | 85015100 | 1 |  | 4.001 | KG | 942.42 | 942.42 | MC05 | MC05 | SIMOTICS S Synchronous motor 1FK7-CT PN=0.63kW; UDC=600V M0=1.6Nm (100K); NN=6000rpm; Naturally cooled FRAME SIZE IMB 5 (IM V1, IM V3) FLANGE 1, WITH KTY TEMPERATURESENSOR POWER CONNECTOR ROTATABLE RESOLVER MULTI-POLE (RESOLVER P=3); SHAFT WITH FITTED KEY, TOLERANCE N; WITH HOLDING BRAKE PROTECTION CLASS IP65, FLANGE ON DRIVE END IP67; | - | 0 | 0
1FK7034-2AK71-1SG0 |  | 1FK7034-2AK71-1SG0 | 1 | UN | 1 | 15 | C | D | N | N | 85015100 | 1 |  | 3.702 | KG | 676.64 | 676.64 | MC05 | MC05 | SIMOTICS S Synchronous motor 1FK7-CT PN=0.63kW; UDC=600V M0=1.6Nm (100K); NN=6000rpm; Naturally cooled FRAME SIZE IMB 5 (IM V1, IM V3) FLANGE 1, WITH KTY TEMPERATURESENSOR POWER CONNECTOR ROTATABLE RESOLVER MULTI-POLE (RESOLVER P=3); PLAIN SHAFT, TOLERANCE N; W/O HOLDING BRAKE PROTECTION CLASS IP64; | - | 0 | 0
1FK7034-2AK71-1SG1 |  | 1FK7034-2AK71-1SG1 | 1 | UN | 1 | 15 | C | D | N | N | 85015100 | 1 |  | 3.702 | KG | 738.98 | 738.98 | MC05 | MC05 | SIMOTICS S Synchronous motor 1FK7-CT PN=0.63kW; UDC=600V M0=1.6Nm (100K); NN=6000rpm; Naturally cooled FRAME SIZE IMB 5 (IM V1, IM V3) FLANGE 1, WITH KTY TEMPERATURESENSOR POWER CONNECTOR ROTATABLE RESOLVER MULTI-POLE (RESOLVER P=3); PLAIN SHAFT, TOLERANCE N; W/O HOLDING BRAKE PROTECTION CLASS IP65, | - | 0 | 0
1FK7034-2AK71-1SG2 |  | 1FK7034-2AK71-1SG2 | 1 | UN | 1 | 15 | C | D | N | N | 85015100 | 1 |  | 3.702 | KG | 738.98 | 738.98 | MC05 | MC05 | SIMOTICS S Synchronous motor 1FK7-CT PN=0.63kW; UDC=600V M0=1.6Nm (100K); NN=6000rpm; Naturally cooled FRAME SIZE IMB 5 (IM V1, IM V3) FLANGE 1, WITH KTY TEMPERATURESENSOR POWER CONNECTOR ROTATABLE RESOLVER MULTI-POLE (RESOLVER P=3); PLAIN SHAFT, TOLERANCE N; W/O HOLDING BRAKE PROTECTION CLASS IP65, FLANGE ON DRIVE END IP67; | - | 0 | 0
1FK7034-2AK71-1SH0 |  | 1FK7034-2AK71-1SH0 | 1 | UN | 1 | 15 | C | D | N | N | 85015100 | 1 |  | 4.001 | KG | 820.97 | 820.97 | MC05 | MC05 | SIMOTICS S Synchronous motor 1FK7-CT PN=0.63kW; UDC=600V M0=1.6Nm (100K); NN=6000rpm; Naturally cooled FRAME SIZE IMB 5 (IM V1, IM V3) FLANGE 1, WITH KTY TEMPERATURESENSOR POWER CONNECTOR ROTATABLE RESOLVER MULTI-POLE (RESOLVER P=3); PLAIN SHAFT, TOLERANCE N; WITH HOLDING BRAKE PROTECTION CLASS IP64; | - | 0 | 0
1FK7034-2AK71-1SH1 |  | 1FK7034-2AK71-1SH1 | 1 | UN | 1 | 15 | C | D | N | N | 85015100 | 1 |  | 4.001 | KG | 883.31 | 883.31 | MC05 | MC05 | SIMOTICS S Synchronous motor 1FK7-CT PN=0.63kW; UDC=600V M0=1.6Nm (100K); NN=6000rpm; Naturally cooled FRAME SIZE IMB 5 (IM V1, IM V3) FLANGE 1, WITH KTY TEMPERATURESENSOR POWER CONNECTOR ROTATABLE RESOLVER MULTI-POLE (RESOLVER P=3); PLAIN SHAFT, TOLERANCE N; WITH HOLDING BRAKE PROTECTION CLASS IP65, | - | 0 | 0
1FK7034-2AK71-1SH2 |  | 1FK7034-2AK71-1SH2 | 1 | UN | 1 | 15 | C | D | N | N | 85015100 | 1 |  | 4.001 | KG | 883.31 | 883.31 | MC05 | MC05 | SIMOTICS S Synchronous motor 1FK7-CT PN=0.63kW; UDC=600V M0=1.6Nm (100K); NN=6000rpm; Naturally cooled FRAME SIZE IMB 5 (IM V1, IM V3) FLANGE 1, WITH KTY TEMPERATURESENSOR POWER CONNECTOR ROTATABLE RESOLVER MULTI-POLE (RESOLVER P=3); PLAIN SHAFT, TOLERANCE N; WITH HOLDING BRAKE PROTECTION CLASS IP65, FLANGE ON DRIVE END IP67; | - | 0 | 0
1FK7034-2AK71-1TA0 |  | 1FK7034-2AK71-1TA0 | 1 | UN | 1 | 15 | C | D | N | N | 85015100 | 1 |  | 3.702 | KG | 734.13 | 734.13 | MC05 | MC05 | SIMOTICS S Synchronous motor 1FK7-CT PN=0.63kW; UDC=600V M0=1.6Nm (100K); NN=6000rpm; Naturally cooled FRAME SIZE IMB 5 (IM V1, IM V3) FLANGE 1, WITH KTY TEMPERATURESENSOR POWER CONNECTOR ROTATABLE RESOLVER 2-POLE (RESOLVER P=1); SHAFT WITH FITTED KEY, TOLERANCE N; W/O HOLDING BRAKE PROTECTION CLASS IP64; | - | 0 | 0
1FK7034-2AK71-1TA1 |  | 1FK7034-2AK71-1TA1 | 1 | UN | 1 | 15 | C | D | N | N | 85015100 | 1 |  | 3.702 | KG | 796.47 | 796.47 | MC05 | MC05 | SIMOTICS S Synchronous motor 1FK7-CT PN=0.63kW; UDC=600V M0=1.6Nm (100K); NN=6000rpm; Naturally cooled FRAME SIZE IMB 5 (IM V1, IM V3) FLANGE 1, WITH KTY TEMPERATURESENSOR POWER CONNECTOR ROTATABLE RESOLVER 2-POLE (RESOLVER P=1); SHAFT WITH FITTED KEY, TOLERANCE N; W/O HOLDING BRAKE PROTECTION CLASS IP65, | - | 0 | 0
1FK7034-2AK71-1TA2 |  | 1FK7034-2AK71-1TA2 | 1 | UN | 1 | 15 | C | D | N | N | 85015100 | 1 |  | 3.702 | KG | 796.47 | 796.47 | MC05 | MC05 | SIMOTICS S Synchronous motor 1FK7-CT PN=0.63kW; UDC=600V M0=1.6Nm (100K); NN=6000rpm; Naturally cooled FRAME SIZE IMB 5 (IM V1, IM V3) FLANGE 1, WITH KTY TEMPERATURESENSOR POWER CONNECTOR ROTATABLE RESOLVER 2-POLE (RESOLVER P=1); SHAFT WITH FITTED KEY, TOLERANCE N; W/O HOLDING BRAKE PROTECTION CLASS IP65, FLANGE ON DRIVE END IP67; | - | 0 | 0
1FK7034-2AK71-1TB0 |  | 1FK7034-2AK71-1TB0 | 1 | UN | 1 | 15 | C | D | N | N | 85015100 | 1 |  | 4.001 | KG | 880.08 | 880.08 | MC05 | MC05 | SIMOTICS S Synchronous motor 1FK7-CT PN=0.63kW; UDC=600V M0=1.6Nm (100K); NN=6000rpm; Naturally cooled FRAME SIZE IMB 5 (IM V1, IM V3) FLANGE 1, WITH KTY TEMPERATURESENSOR POWER CONNECTOR ROTATABLE RESOLVER 2-POLE (RESOLVER P=1); SHAFT WITH FITTED KEY, TOLERANCE N; WITH HOLDING BRAKE PROTECTION CLASS IP64; | - | 0 | 0
1FK7034-2AK71-1TB1 |  | 1FK7034-2AK71-1TB1 | 1 | UN | 1 | 15 | C | D | N | N | 85015100 | 1 |  | 4.001 | KG | 942.42 | 942.42 | MC05 | MC05 | SIMOTICS S Synchronous motor 1FK7-CT PN=0.63kW; UDC=600V M0=1.6Nm (100K); NN=6000rpm; Naturally cooled FRAME SIZE IMB 5 (IM V1, IM V3) FLANGE 1, WITH KTY TEMPERATURESENSOR POWER CONNECTOR ROTATABLE RESOLVER 2-POLE (RESOLVER P=1); SHAFT WITH FITTED KEY, TOLERANCE N; WITH HOLDING BRAKE PROTECTION CLASS IP65, | - | 0 | 0
1FK7034-2AK71-1TB2 |  | 1FK7034-2AK71-1TB2 | 1 | UN | 1 | 15 | C | D | N | N | 85015100 | 1 |  | 4.001 | KG | 942.42 | 942.42 | MC05 | MC05 | SIMOTICS S Synchronous motor 1FK7-CT PN=0.63kW; UDC=600V M0=1.6Nm (100K); NN=6000rpm; Naturally cooled FRAME SIZE IMB 5 (IM V1, IM V3) FLANGE 1, WITH KTY TEMPERATURESENSOR POWER CONNECTOR ROTATABLE RESOLVER 2-POLE (RESOLVER P=1); SHAFT WITH FITTED KEY, TOLERANCE N; WITH HOLDING BRAKE PROTECTION CLASS IP65, FLANGE ON DRIVE END IP67; | - | 0 | 0
1FK7034-2AK71-1TB2-Z | N16 | 1FK7034-2AK71-1TB2-ZN16 | 1 | UN | 1 | 15 | C | D | N | N | 85015100 | 1 |  | 4.001 | KG | 1038.72 | 1038.72 | MC05 | MC05 | SIMOTICS S Synchronous motor 1FK7-CT PN=0.63kW; UDC=600V M0=1.6Nm (100K); NN=6000rpm; Naturally cooled FRAME SIZE IMB 5 (IM V1, IM V3) FLANGE 1, WITH KTY TEMPERATURESENSOR POWER CONNECTOR ROTATABLE RESOLVER 2-POLE (RESOLVER P=1); SHAFT WITH FITTED KEY, TOLERANCE N; WITH HOLDING BRAKE PROTECTION CLASS IP65, FLANGE ON DRIVE END IP67; N16: EXECUTION FOR INCREASED CHEMICAL RESISTANCE | - | 0 | 0
1FK7034-2AK71-1TG0 |  | 1FK7034-2AK71-1TG0 | 1 | UN | 1 | 15 | C | D | N | N | 85015100 | 1 |  | 3.702 | KG | 676.64 | 676.64 | MC05 | MC05 | SIMOTICS S Synchronous motor 1FK7-CT PN=0.63kW; UDC=600V M0=1.6Nm (100K); NN=6000rpm; Naturally cooled FRAME SIZE IMB 5 (IM V1, IM V3) FLANGE 1, WITH KTY TEMPERATURESENSOR POWER CONNECTOR ROTATABLE RESOLVER 2-POLE (RESOLVER P=1); PLAIN SHAFT, TOLERANCE N; W/O HOLDING BRAKE PROTECTION CLASS IP64; | - | 0 | 0
1FK7034-2AK71-1TG1 |  | 1FK7034-2AK71-1TG1 | 1 | UN | 1 | 15 | C | D | N | N | 85015100 | 1 |  | 3.702 | KG | 738.98 | 738.98 | MC05 | MC05 | SIMOTICS S Synchronous motor 1FK7-CT PN=0.63kW; UDC=600V M0=1.6Nm (100K); NN=6000rpm; Naturally cooled FRAME SIZE IMB 5 (IM V1, IM V3) FLANGE 1, WITH KTY TEMPERATURESENSOR POWER CONNECTOR ROTATABLE RESOLVER 2-POLE (RESOLVER P=1); PLAIN SHAFT, TOLERANCE N; W/O HOLDING BRAKE PROTECTION CLASS IP65, | - | 0 | 0
1FK7034-2AK71-1TG2 |  | 1FK7034-2AK71-1TG2 | 1 | UN | 1 | 15 | C | D | N | N | 85015100 | 1 |  | 3.702 | KG | 738.98 | 738.98 | MC05 | MC05 | SIMOTICS S Synchronous motor 1FK7-CT PN=0.63kW; UDC=600V M0=1.6Nm (100K); NN=6000rpm; Naturally cooled FRAME SIZE IMB 5 (IM V1, IM V3) FLANGE 1, WITH KTY TEMPERATURESENSOR POWER CONNECTOR ROTATABLE RESOLVER 2-POLE (RESOLVER P=1); PLAIN SHAFT, TOLERANCE N; W/O HOLDING BRAKE PROTECTION CLASS IP65, FLANGE ON DRIVE END IP67; | - | 0 | 0
1FK7034-2AK71-1TH0 |  | 1FK7034-2AK71-1TH0 | 1 | UN | 1 | 15 | C | D | N | N | 85015100 | 1 |  | 4.001 | KG | 820.97 | 820.97 | MC05 | MC05 | SIMOTICS S Synchronous motor 1FK7-CT PN=0.63kW; UDC=600V M0=1.6Nm (100K); NN=6000rpm; Naturally cooled FRAME SIZE IMB 5 (IM V1, IM V3) FLANGE 1, WITH KTY TEMPERATURESENSOR POWER CONNECTOR ROTATABLE RESOLVER 2-POLE (RESOLVER P=1); PLAIN SHAFT, TOLERANCE N; WITH HOLDING BRAKE PROTECTION CLASS IP64; | - | 0 | 0
1FK7034-2AK71-1TH1 |  | 1FK7034-2AK71-1TH1 | 1 | UN | 1 | 15 | C | D | N | N | 85015100 | 1 |  | 4.001 | KG | 883.31 | 883.31 | MC05 | MC05 | SIMOTICS S Synchronous motor 1FK7-CT PN=0.63kW; UDC=600V M0=1.6Nm (100K); NN=6000rpm; Naturally cooled FRAME SIZE IMB 5 (IM V1, IM V3) FLANGE 1, WITH KTY TEMPERATURESENSOR POWER CONNECTOR ROTATABLE RESOLVER 2-POLE (RESOLVER P=1); PLAIN SHAFT, TOLERANCE N; WITH HOLDING BRAKE PROTECTION CLASS IP65, | - | 0 | 0
1FK7034-2AK71-1TH2 |  | 1FK7034-2AK71-1TH2 | 1 | UN | 1 | 15 | C | D | N | N | 85015100 | 1 |  | 4.001 | KG | 883.31 | 883.31 | MC05 | MC05 | SIMOTICS S Synchronous motor 1FK7-CT PN=0.63kW; UDC=600V M0=1.6Nm (100K); NN=6000rpm; Naturally cooled FRAME SIZE IMB 5 (IM V1, IM V3) FLANGE 1, WITH KTY TEMPERATURESENSOR POWER CONNECTOR ROTATABLE RESOLVER 2-POLE (RESOLVER P=1); PLAIN SHAFT, TOLERANCE N; WITH HOLDING BRAKE PROTECTION CLASS IP65, FLANGE ON DRIVE END IP67; | - | 0 | 0
1FK7034-2AK71-1UA0 |  | 1FK7034-2AK71-1UA0 | 1 | UN | 1 | 15 | C | D | N | N | 85015100 | 1 |  | 3.702 | KG | 894.83 | 894.83 | MC05 | MC05 | SIMOTICS S Synchronous motor 1FK7-CT PN=0.63kW; UDC=600V M0=1.6Nm (100K); NN=6000rpm; Naturally cooled FRAME SIZE IMB 5 (IM V1, IM V3) FLANGE 1 POWER CONNECTOR ROTATABLE RESOLVER MULTI-POLE WITH DRIVE-CLIQ INTERFACE; SHAFT WITH FITTED KEY, TOLERANCE N; W/O HOLDING BRAKE PROTECTION CLASS IP64; | - | 0 | 0
1FK7034-2AK71-1UA1 |  | 1FK7034-2AK71-1UA1 | 1 | UN | 1 | 15 | C | D | N | N | 85015100 | 1 |  | 3.702 | KG | 957.17 | 957.17 | MC05 | MC05 | SIMOTICS S Synchronous motor 1FK7-CT PN=0.63kW; UDC=600V M0=1.6Nm (100K); NN=6000rpm; Naturally cooled FRAME SIZE IMB 5 (IM V1, IM V3) FLANGE 1 POWER CONNECTOR ROTATABLE RESOLVER MULTI-POLE WITH DRIVE-CLIQ INTERFACE; SHAFT WITH FITTED KEY, TOLERANCE N; W/O HOLDING BRAKE PROTECTION CLASS IP65, | - | 0 | 0
1FK7034-2AK71-1UA2 |  | 1FK7034-2AK71-1UA2 | 1 | UN | 1 | 15 | C | D | N | N | 85015100 | 1 |  | 3.702 | KG | 957.17 | 957.17 | MC05 | MC05 | SIMOTICS S Synchronous motor 1FK7-CT PN=0.63kW; UDC=600V M0=1.6Nm (100K); NN=6000rpm; Naturally cooled FRAME SIZE IMB 5 (IM V1, IM V3) FLANGE 1 POWER CONNECTOR ROTATABLE RESOLVER MULTI-POLE WITH DRIVE-CLIQ INTERFACE; SHAFT WITH FITTED KEY, TOLERANCE N; W/O HOLDING BRAKE PROTECTION CLASS IP65, FLANGE ON DRIVE END IP67; | - | 0 | 0
1FK7034-2AK71-1UB0 |  | 1FK7034-2AK71-1UB0 | 1 | UN | 1 | 15 | C | D | N | N | 85015100 | 1 |  | 4.001 | KG | 1040.78 | 1040.78 | MC05 | MC05 | SIMOTICS S Synchronous motor 1FK7-CT PN=0.63kW; UDC=600V M0=1.6Nm (100K); NN=6000rpm; Naturally cooled FRAME SIZE IMB 5 (IM V1, IM V3) FLANGE 1 POWER CONNECTOR ROTATABLE RESOLVER MULTI-POLE WITH DRIVE-CLIQ INTERFACE; SHAFT WITH FITTED KEY, TOLERANCE N; WITH HOLDING BRAKE PROTECTION CLASS IP64; | - | 0 | 0
1FK7034-2AK71-1UB1 |  | 1FK7034-2AK71-1UB1 | 1 | UN | 1 | 15 | C | D | N | N | 85015100 | 1 |  | 4.001 | KG | 1103.12 | 1103.12 | MC05 | MC05 | SIMOTICS S Synchronous motor 1FK7-CT PN=0.63kW; UDC=600V M0=1.6Nm (100K); NN=6000rpm; Naturally cooled FRAME SIZE IMB 5 (IM V1, IM V3) FLANGE 1 POWER CONNECTOR ROTATABLE RESOLVER MULTI-POLE WITH DRIVE-CLIQ INTERFACE; SHAFT WITH FITTED KEY, TOLERANCE N; WITH HOLDING BRAKE PROTECTION CLASS IP65, | - | 0 | 0
1FK7034-2AK71-1UB2 |  | 1FK7034-2AK71-1UB2 | 1 | UN | 1 | 15 | C | D | N | N | 85015100 | 1 |  | 4.001 | KG | 1103.12 | 1103.12 | MC05 | MC05 | SIMOTICS S Synchronous motor 1FK7-CT PN=0.63kW; UDC=600V M0=1.6Nm (100K); NN=6000rpm; Naturally cooled FRAME SIZE IMB 5 (IM V1, IM V3) FLANGE 1 POWER CONNECTOR ROTATABLE RESOLVER MULTI-POLE WITH DRIVE-CLIQ INTERFACE; SHAFT WITH FITTED KEY, TOLERANCE N; WITH HOLDING BRAKE PROTECTION CLASS IP65, FLANGE ON DRIVE END IP67; | - | 0 | 0
1FK7034-2AK71-1UG0 |  | 1FK7034-2AK71-1UG0 | 1 | UN | 1 | 15 | C | D | N | N | 85015100 | 1 |  | 3.702 | KG | 837.34 | 837.34 | MC05 | MC05 | SIMOTICS S Synchronous motor 1FK7-CT PN=0.63kW; UDC=600V M0=1.6Nm (100K); NN=6000rpm; Naturally cooled FRAME SIZE IMB 5 (IM V1, IM V3) FLANGE 1 POWER CONNECTOR ROTATABLE RESOLVER MULTI-POLE WITH DRIVE-CLIQ INTERFACE; PLAIN SHAFT, TOLERANCE N; W/O HOLDING BRAKE PROTECTION CLASS IP64; | - | 0 | 0
1FK7034-2AK71-1UG1 |  | 1FK7034-2AK71-1UG1 | 1 | UN | 1 | 15 | C | D | N | N | 85015100 | 1 |  | 3.702 | KG | 899.68 | 899.68 | MC05 | MC05 | SIMOTICS S Synchronous motor 1FK7-CT PN=0.63kW; UDC=600V M0=1.6Nm (100K); NN=6000rpm; Naturally cooled FRAME SIZE IMB 5 (IM V1, IM V3) FLANGE 1 POWER CONNECTOR ROTATABLE RESOLVER MULTI-POLE WITH DRIVE-CLIQ INTERFACE; PLAIN SHAFT, TOLERANCE N; W/O HOLDING BRAKE PROTECTION CLASS IP65, | - | 0 | 0
1FK7034-2AK71-1UG2 |  | 1FK7034-2AK71-1UG2 | 1 | UN | 1 | 15 | C | D | N | N | 85015100 | 1 |  | 3.702 | KG | 899.68 | 899.68 | MC05 | MC05 | SIMOTICS S Synchronous motor 1FK7-CT PN=0.63kW; UDC=600V M0=1.6Nm (100K); NN=6000rpm; Naturally cooled FRAME SIZE IMB 5 (IM V1, IM V3) FLANGE 1 POWER CONNECTOR ROTATABLE RESOLVER MULTI-POLE WITH DRIVE-CLIQ INTERFACE; PLAIN SHAFT, TOLERANCE N; W/O HOLDING BRAKE PROTECTION CLASS IP65, FLANGE ON DRIVE END IP67; | - | 0 | 0
1FK7034-2AK71-1UH0 |  | 1FK7034-2AK71-1UH0 | 1 | UN | 1 | 15 | C | D | N | N | 85015100 | 1 |  | 4.001 | KG | 981.67 | 981.67 | MC05 | MC05 | SIMOTICS S Synchronous motor 1FK7-CT PN=0.63kW; UDC=600V M0=1.6Nm (100K); NN=6000rpm; Naturally cooled FRAME SIZE IMB 5 (IM V1, IM V3) FLANGE 1 POWER CONNECTOR ROTATABLE RESOLVER MULTI-POLE WITH DRIVE-CLIQ INTERFACE; PLAIN SHAFT, TOLERANCE N; WITH HOLDING BRAKE PROTECTION CLASS IP64; | - | 0 | 0
1FK7034-2AK71-1UH1 |  | 1FK7034-2AK71-1UH1 | 1 | UN | 1 | 15 | C | D | N | N | 85015100 | 1 |  | 4.001 | KG | 1044.01 | 1044.01 | MC05 | MC05 | SIMOTICS S Synchronous motor 1FK7-CT PN=0.63kW; UDC=600V M0=1.6Nm (100K); NN=6000rpm; Naturally cooled FRAME SIZE IMB 5 (IM V1, IM V3) FLANGE 1 POWER CONNECTOR ROTATABLE RESOLVER MULTI-POLE WITH DRIVE-CLIQ INTERFACE; PLAIN SHAFT, TOLERANCE N; WITH HOLDING BRAKE PROTECTION CLASS IP65, | - | 0 | 0
1FK7034-2AK71-1UH2 |  | 1FK7034-2AK71-1UH2 | 1 | UN | 1 | 15 | C | D | N | N | 85015100 | 1 |  | 4.001 | KG | 1044.01 | 1044.01 | MC05 | MC05 | SIMOTICS S Synchronous motor 1FK7-CT PN=0.63kW; UDC=600V M0=1.6Nm (100K); NN=6000rpm; Naturally cooled FRAME SIZE IMB 5 (IM V1, IM V3) FLANGE 1 POWER CONNECTOR ROTATABLE RESOLVER MULTI-POLE WITH DRIVE-CLIQ INTERFACE; PLAIN SHAFT, TOLERANCE N; WITH HOLDING BRAKE PROTECTION CLASS IP65, FLANGE ON DRIVE END IP67; | - | 0 | 0
1FK7034-2AK74-1AA0 |  | 1FK7034-2AK74-1AA0 | 1 | UN | 1 | 15 | C | D | N | N | 85015100 | 1 |  | 3.701 | KG | 1124.77 | 1124.77 | MC05 | MC05 | SIMOTICS S Synchronous motor 1FK7-CT PN=0.63kW; UDC=600V M0=1.6Nm (100K); NN=6000rpm; Naturally cooled FRAME SIZE IMB 5 (IM V1, IM V3) FLANGE 1, WITH PT1000 TEMPERATURESENSOR POWER CONNECTOR ROTATABLE INCREMENTAL ENCODER SIN/COS 1VPP;2048 S/R W. C-AND D-SPUR (ENCODER IC2048S/R) SHAFT WITH FITTED KEY, TOLERANCE N; W/O HOLDING BRAKE PROTECTION CLASS IP64; | - | 0 | 0
1FK7034-2AK74-1AA1 |  | 1FK7034-2AK74-1AA1 | 1 | UN | 1 | 15 | C | D | N | N | 85015100 | 1 |  | 3.701 | KG | 1187.11 | 1187.11 | MC05 | MC05 | SIMOTICS S Synchronous motor 1FK7-CT PN=0.63kW; UDC=600V M0=1.6Nm (100K); NN=6000rpm; Naturally cooled FRAME SIZE IMB 5 (IM V1, IM V3) FLANGE 1, WITH PT1000 TEMPERATURESENSOR POWER CONNECTOR ROTATABLE INCREMENTAL ENCODER SIN/COS 1VPP;2048 S/R W. C-AND D-SPUR (ENCODER IC2048S/R) SHAFT WITH FITTED KEY, TOLERANCE N; W/O HOLDING BRAKE PROTECTION CLASS IP65, | - | 0 | 0
1FK7034-2AK74-1AA2 |  | 1FK7034-2AK74-1AA2 | 1 | UN | 1 | 15 | C | D | N | N | 85015100 | 1 |  | 3.701 | KG | 1187.11 | 1187.11 | MC05 | MC05 | SIMOTICS S Synchronous motor 1FK7-CT PN=0.63kW; UDC=600V M0=1.6Nm (100K); NN=6000rpm; Naturally cooled FRAME SIZE IMB 5 (IM V1, IM V3) FLANGE 1, WITH PT1000 TEMPERATURESENSOR POWER CONNECTOR ROTATABLE INCREMENTAL ENCODER SIN/COS 1VPP;2048 S/R W. C-AND D-SPUR (ENCODER IC2048S/R) SHAFT WITH FITTED KEY, TOLERANCE N; W/O HOLDING BRAKE PROTECTION CLASS IP65, FLANGE ON DRIVE END IP67; | - | 0 | 0
1FK7034-2AK74-1AB0 |  | 1FK7034-2AK74-1AB0 | 1 | UN | 1 | 15 | C | D | N | N | 85015100 | 1 |  | 4 | KG | 1270.72 | 1270.72 | MC05 | MC05 | SIMOTICS S Synchronous motor 1FK7-CT PN=0.63kW; UDC=600V M0=1.6Nm (100K); NN=6000rpm; Naturally cooled FRAME SIZE IMB 5 (IM V1, IM V3) FLANGE 1, WITH PT1000 TEMPERATURESENSOR POWER CONNECTOR ROTATABLE INCREMENTAL ENCODER SIN/COS 1VPP;2048 S/R W. C-AND D-SPUR (ENCODER IC2048S/R) SHAFT WITH FITTED KEY, TOLERANCE N; WITH HOLDING BRAKE PROTECTION CLASS IP64; | - | 0 | 0
1FK7034-2AK74-1AB1 |  | 1FK7034-2AK74-1AB1 | 1 | UN | 1 | 15 | C | D | N | N | 85015100 | 1 |  | 4 | KG | 1333.06 | 1333.06 | MC05 | MC05 | SIMOTICS S Synchronous motor 1FK7-CT PN=0.63kW; UDC=600V M0=1.6Nm (100K); NN=6000rpm; Naturally cooled FRAME SIZE IMB 5 (IM V1, IM V3) FLANGE 1, WITH PT1000 TEMPERATURESENSOR POWER CONNECTOR ROTATABLE INCREMENTAL ENCODER SIN/COS 1VPP;2048 S/R W. C-AND D-SPUR (ENCODER IC2048S/R) SHAFT WITH FITTED KEY, TOLERANCE N; WITH HOLDING BRAKE PROTECTION CLASS IP65, | - | 0 | 0
1FK7034-2AK74-1AB2 |  | 1FK7034-2AK74-1AB2 | 1 | UN | 1 | 15 | C | D | N | N | 85015100 | 1 |  | 4 | KG | 1333.06 | 1333.06 | MC05 | MC05 | SIMOTICS S Synchronous motor 1FK7-CT PN=0.63kW; UDC=600V M0=1.6Nm (100K); NN=6000rpm; Naturally cooled FRAME SIZE IMB 5 (IM V1, IM V3) FLANGE 1, WITH PT1000 TEMPERATURESENSOR POWER CONNECTOR ROTATABLE INCREMENTAL ENCODER SIN/COS 1VPP;2048 S/R W. C-AND D-SPUR (ENCODER IC2048S/R) SHAFT WITH FITTED KEY, TOLERANCE N; WITH HOLDING BRAKE PROTECTION CLASS IP65, FLANGE ON DRIVE END IP67; | - | 0 | 0
1FK7034-2AK74-1AG0 |  | 1FK7034-2AK74-1AG0 | 1 | UN | 1 | 15 | C | D | N | N | 85015100 | 1 |  | 3.701 | KG | 1067.28 | 1067.28 | MC05 | MC05 | SIMOTICS S Synchronous motor 1FK7-CT PN=0.63kW; UDC=600V M0=1.6Nm (100K); NN=6000rpm; Naturally cooled FRAME SIZE IMB 5 (IM V1, IM V3) FLANGE 1, WITH PT1000 TEMPERATURESENSOR POWER CONNECTOR ROTATABLE INCREMENTAL ENCODER SIN/COS 1VPP;2048 S/R W. C-AND D-SPUR (ENCODER IC2048S/R) PLAIN SHAFT, TOLERANCE N; W/O HOLDING BRAKE PROTECTION CLASS IP64; | - | 0 | 0
1FK7034-2AK74-1AG1 |  | 1FK7034-2AK74-1AG1 | 1 | UN | 1 | 15 | C | D | N | N | 85015100 | 1 |  | 3.701 | KG | 1129.62 | 1129.62 | MC05 | MC05 | SIMOTICS S Synchronous motor 1FK7-CT PN=0.63kW; UDC=600V M0=1.6Nm (100K); NN=6000rpm; Naturally cooled FRAME SIZE IMB 5 (IM V1, IM V3) FLANGE 1, WITH PT1000 TEMPERATURESENSOR POWER CONNECTOR ROTATABLE INCREMENTAL ENCODER SIN/COS 1VPP;2048 S/R W. C-AND D-SPUR (ENCODER IC2048S/R) PLAIN SHAFT, TOLERANCE N; W/O HOLDING BRAKE PROTECTION CLASS IP65, | - | 0 | 0
1FK7034-2AK74-1AG2 |  | 1FK7034-2AK74-1AG2 | 1 | UN | 1 | 15 | C | D | N | N | 85015100 | 1 |  | 3.701 | KG | 1129.62 | 1129.62 | MC05 | MC05 | SIMOTICS S Synchronous motor 1FK7-CT PN=0.63kW; UDC=600V M0=1.6Nm (100K); NN=6000rpm; Naturally cooled FRAME SIZE IMB 5 (IM V1, IM V3) FLANGE 1, WITH PT1000 TEMPERATURESENSOR POWER CONNECTOR ROTATABLE INCREMENTAL ENCODER SIN/COS 1VPP;2048 S/R W. C-AND D-SPUR (ENCODER IC2048S/R) PLAIN SHAFT, TOLERANCE N; W/O HOLDING BRAKE PROTECTION CLASS IP65, FLANGE ON DRIVE END IP67; | - | 0 | 0
1FK7034-2AK74-1AH0 |  | 1FK7034-2AK74-1AH0 | 1 | UN | 1 | 15 | C | D | N | N | 85015100 | 1 |  | 4 | KG | 1211.61 | 1211.61 | MC05 | MC05 | SIMOTICS S Synchronous motor 1FK7-CT PN=0.63kW; UDC=600V M0=1.6Nm (100K); NN=6000rpm; Naturally cooled FRAME SIZE IMB 5 (IM V1, IM V3) FLANGE 1, WITH PT1000 TEMPERATURESENSOR POWER CONNECTOR ROTATABLE INCREMENTAL ENCODER SIN/COS 1VPP;2048 S/R W. C-AND D-SPUR (ENCODER IC2048S/R) PLAIN SHAFT, TOLERANCE N; WITH HOLDING BRAKE PROTECTION CLASS IP64; | - | 0 | 0
1FK7034-2AK74-1AH1 |  | 1FK7034-2AK74-1AH1 | 1 | UN | 1 | 15 | C | D | N | N | 85015100 | 1 |  | 4 | KG | 1273.95 | 1273.95 | MC05 | MC05 | SIMOTICS S Synchronous motor 1FK7-CT PN=0.63kW; UDC=600V M0=1.6Nm (100K); NN=6000rpm; Naturally cooled FRAME SIZE IMB 5 (IM V1, IM V3) FLANGE 1, WITH PT1000 TEMPERATURESENSOR POWER CONNECTOR ROTATABLE INCREMENTAL ENCODER SIN/COS 1VPP;2048 S/R W. C-AND D-SPUR (ENCODER IC2048S/R) PLAIN SHAFT, TOLERANCE N; WITH HOLDING BRAKE PROTECTION CLASS IP65, | - | 0 | 0
1FK7034-2AK74-1AH2 |  | 1FK7034-2AK74-1AH2 | 1 | UN | 1 | 15 | C | D | N | N | 85015100 | 1 |  | 4 | KG | 1273.95 | 1273.95 | MC05 | MC05 | SIMOTICS S Synchronous motor 1FK7-CT PN=0.63kW; UDC=600V M0=1.6Nm (100K); NN=6000rpm; Naturally cooled FRAME SIZE IMB 5 (IM V1, IM V3) FLANGE 1, WITH PT1000 TEMPERATURESENSOR POWER CONNECTOR ROTATABLE INCREMENTAL ENCODER SIN/COS 1VPP;2048 S/R W. C-AND D-SPUR (ENCODER IC2048S/R) PLAIN SHAFT, TOLERANCE N; WITH HOLDING BRAKE PROTECTION CLASS IP65, FLANGE ON DRIVE END IP67; | - | 0 | 0
1FK7034-2AK74-1EA0 |  | 1FK7034-2AK74-1EA0 | 1 | UN | 1 | 15 | C | D | N | N | 85015100 | 1 |  | 3.701 | KG | 1372.45 | 1372.45 | MC05 | MC05 | SIMOTICS S Synchronous motor 1FK7-CT PN=0.63kW; UDC=600V M0=1.6Nm (100K); NN=6000rpm; Naturally cooled FRAME SIZE IMB 5 (IM V1, IM V3) FLANGE 1, WITH PT1000 TEMPERATURESENSOR POWER CONNECTOR ROTATABLE ABSOLUTE ENCODERR 2048 S/R + 4096 UMDREHUNGEN MULTITURN, WITH ENDAT-SCHNITTSTELLE (ENCODER AM2048S/R) SHAFT WITH FITTED KEY, TOLERANCE N; W/O HOLDING BRAKE PROTECTION CLASS IP64; | - | 0 | 0
1FK7034-2AK74-1EA1 |  | 1FK7034-2AK74-1EA1 | 1 | UN | 1 | 15 | C | D | N | N | 85015100 | 1 |  | 3.701 | KG | 1434.79 | 1434.79 | MC05 | MC05 | SIMOTICS S Synchronous motor 1FK7-CT PN=0.63kW; UDC=600V M0=1.6Nm (100K); NN=6000rpm; Naturally cooled FRAME SIZE IMB 5 (IM V1, IM V3) FLANGE 1, WITH PT1000 TEMPERATURESENSOR POWER CONNECTOR ROTATABLE ABSOLUTE ENCODERR 2048 S/R + 4096 UMDREHUNGEN MULTITURN, WITH ENDAT-SCHNITTSTELLE (ENCODER AM2048S/R) SHAFT WITH FITTED KEY, TOLERANCE N; W/O HOLDING BRAKE PROTECTION CLASS IP65, | - | 0 | 0
1FK7034-2AK74-1EA2 |  | 1FK7034-2AK74-1EA2 | 1 | UN | 1 | 15 | C | D | N | N | 85015100 | 1 |  | 3.701 | KG | 1434.79 | 1434.79 | MC05 | MC05 | SIMOTICS S Synchronous motor 1FK7-CT PN=0.63kW; UDC=600V M0=1.6Nm (100K); NN=6000rpm; Naturally cooled FRAME SIZE IMB 5 (IM V1, IM V3) FLANGE 1, WITH PT1000 TEMPERATURESENSOR POWER CONNECTOR ROTATABLE ABSOLUTE ENCODERR 2048 S/R + 4096 UMDREHUNGEN MULTITURN, WITH ENDAT-SCHNITTSTELLE (ENCODER AM2048S/R) SHAFT WITH FITTED KEY, TOLERANCE N; W/O HOLDING BRAKE PROTECTION CLASS IP65, FLANGE ON DRIVE END IP67; | - | 0 | 0
1FK7034-2AK74-1EB0 |  | 1FK7034-2AK74-1EB0 | 1 | UN | 1 | 15 | C | D | N | N | 85015100 | 1 |  | 4 | KG | 1518.4 | 1518.4 | MC05 | MC05 | SIMOTICS S Synchronous motor 1FK7-CT PN=0.63kW; UDC=600V M0=1.6Nm (100K); NN=6000rpm; Naturally cooled FRAME SIZE IMB 5 (IM V1, IM V3) FLANGE 1, WITH PT1000 TEMPERATURESENSOR POWER CONNECTOR ROTATABLE ABSOLUTE ENCODERR 2048 S/R + 4096 UMDREHUNGEN MULTITURN, WITH ENDAT-SCHNITTSTELLE (ENCODER AM2048S/R) SHAFT WITH FITTED KEY, TOLERANCE N; WITH HOLDING BRAKE PROTECTION CLASS IP64; | - | 0 | 0
1FK7034-2AK74-1EB1 |  | 1FK7034-2AK74-1EB1 | 1 | UN | 1 | 15 | C | D | N | N | 85015100 | 1 |  | 4 | KG | 1580.74 | 1580.74 | MC05 | MC05 | SIMOTICS S Synchronous motor 1FK7-CT PN=0.63kW; UDC=600V M0=1.6Nm (100K); NN=6000rpm; Naturally cooled FRAME SIZE IMB 5 (IM V1, IM V3) FLANGE 1, WITH PT1000 TEMPERATURESENSOR POWER CONNECTOR ROTATABLE ABSOLUTE ENCODERR 2048 S/R + 4096 UMDREHUNGEN MULTITURN, WITH ENDAT-SCHNITTSTELLE (ENCODER AM2048S/R) SHAFT WITH FITTED KEY, TOLERANCE N; WITH HOLDING BRAKE PROTECTION CLASS IP65, | - | 0 | 0
1FK7034-2AK74-1EB2 |  | 1FK7034-2AK74-1EB2 | 1 | UN | 1 | 15 | C | D | N | N | 85015100 | 1 |  | 4 | KG | 1580.74 | 1580.74 | MC05 | MC05 | SIMOTICS S Synchronous motor 1FK7-CT PN=0.63kW; UDC=600V M0=1.6Nm (100K); NN=6000rpm; Naturally cooled FRAME SIZE IMB 5 (IM V1, IM V3) FLANGE 1, WITH PT1000 TEMPERATURESENSOR POWER CONNECTOR ROTATABLE ABSOLUTE ENCODERR 2048 S/R + 4096 UMDREHUNGEN MULTITURN, WITH ENDAT-SCHNITTSTELLE (ENCODER AM2048S/R) SHAFT WITH FITTED KEY, TOLERANCE N; WITH HOLDING BRAKE PROTECTION CLASS IP65, FLANGE ON DRIVE END IP67; | - | 0 | 0
1FK7034-2AK74-1EG0 |  | 1FK7034-2AK74-1EG0 | 1 | UN | 1 | 15 | C | D | N | N | 85015100 | 1 |  | 3.701 | KG | 1314.96 | 1314.96 | MC05 | MC05 | SIMOTICS S Synchronous motor 1FK7-CT PN=0.63kW; UDC=600V M0=1.6Nm (100K); NN=6000rpm; Naturally cooled FRAME SIZE IMB 5 (IM V1, IM V3) FLANGE 1, WITH PT1000 TEMPERATURESENSOR POWER CONNECTOR ROTATABLE ABSOLUTE ENCODERR 2048 S/R + 4096 UMDREHUNGEN MULTITURN, WITH ENDAT-SCHNITTSTELLE (ENCODER AM2048S/R) PLAIN SHAFT, TOLERANCE N; W/O HOLDING BRAKE PROTECTION CLASS IP64; | - | 0 | 0
1FK7034-2AK74-1EG1 |  | 1FK7034-2AK74-1EG1 | 1 | UN | 1 | 15 | C | D | N | N | 85015100 | 1 |  | 3.701 | KG | 1377.3 | 1377.3 | MC05 | MC05 | SIMOTICS S Synchronous motor 1FK7-CT PN=0.63kW; UDC=600V M0=1.6Nm (100K); NN=6000rpm; Naturally cooled FRAME SIZE IMB 5 (IM V1, IM V3) FLANGE 1, WITH PT1000 TEMPERATURESENSOR POWER CONNECTOR ROTATABLE ABSOLUTE ENCODERR 2048 S/R + 4096 UMDREHUNGEN MULTITURN, WITH ENDAT-SCHNITTSTELLE (ENCODER AM2048S/R) PLAIN SHAFT, TOLERANCE N; W/O HOLDING BRAKE PROTECTION CLASS IP65, | - | 0 | 0
1FK7034-2AK74-1EG2 |  | 1FK7034-2AK74-1EG2 | 1 | UN | 1 | 15 | C | D | N | N | 85015100 | 1 |  | 3.701 | KG | 1377.3 | 1377.3 | MC05 | MC05 | SIMOTICS S Synchronous motor 1FK7-CT PN=0.63kW; UDC=600V M0=1.6Nm (100K); NN=6000rpm; Naturally cooled FRAME SIZE IMB 5 (IM V1, IM V3) FLANGE 1, WITH PT1000 TEMPERATURESENSOR POWER CONNECTOR ROTATABLE ABSOLUTE ENCODERR 2048 S/R + 4096 UMDREHUNGEN MULTITURN, WITH ENDAT-SCHNITTSTELLE (ENCODER AM2048S/R) PLAIN SHAFT, TOLERANCE N; W/O HOLDING BRAKE PROTECTION CLASS IP65, FLANGE ON DRIVE END IP67; | - | 0 | 0
1FK7034-2AK74-1EH0 |  | 1FK7034-2AK74-1EH0 | 1 | UN | 1 | 15 | C | D | N | N | 85015100 | 1 |  | 4 | KG | 1459.29 | 1459.29 | MC05 | MC05 | SIMOTICS S Synchronous motor 1FK7-CT PN=0.63kW; UDC=600V M0=1.6Nm (100K); NN=6000rpm; Naturally cooled FRAME SIZE IMB 5 (IM V1, IM V3) FLANGE 1, WITH PT1000 TEMPERATURESENSOR POWER CONNECTOR ROTATABLE ABSOLUTE ENCODERR 2048 S/R + 4096 UMDREHUNGEN MULTITURN, WITH ENDAT-SCHNITTSTELLE (ENCODER AM2048S/R) PLAIN SHAFT, TOLERANCE N; WITH HOLDING BRAKE PROTECTION CLASS IP64; | - | 0 | 0
1FK7034-2AK74-1EH1 |  | 1FK7034-2AK74-1EH1 | 1 | UN | 1 | 15 | C | D | N | N | 85015100 | 1 |  | 4 | KG | 1521.63 | 1521.63 | MC05 | MC05 | SIMOTICS S Synchronous motor 1FK7-CT PN=0.63kW; UDC=600V M0=1.6Nm (100K); NN=6000rpm; Naturally cooled FRAME SIZE IMB 5 (IM V1, IM V3) FLANGE 1, WITH PT1000 TEMPERATURESENSOR POWER CONNECTOR ROTATABLE ABSOLUTE ENCODERR 2048 S/R + 4096 UMDREHUNGEN MULTITURN, WITH ENDAT-SCHNITTSTELLE (ENCODER AM2048S/R) PLAIN SHAFT, TOLERANCE N; WITH HOLDING BRAKE PROTECTION CLASS IP65, | - | 0 | 0
1FK7034-2AK74-1EH2 |  | 1FK7034-2AK74-1EH2 | 1 | UN | 1 | 15 | C | D | N | N | 85015100 | 1 |  | 4 | KG | 1521.63 | 1521.63 | MC05 | MC05 | SIMOTICS S Synchronous motor 1FK7-CT PN=0.63kW; UDC=600V M0=1.6Nm (100K); NN=6000rpm; Naturally cooled FRAME SIZE IMB 5 (IM V1, IM V3) FLANGE 1, WITH PT1000 TEMPERATURESENSOR POWER CONNECTOR ROTATABLE ABSOLUTE ENCODERR 2048 S/R + 4096 UMDREHUNGEN MULTITURN, WITH ENDAT-SCHNITTSTELLE (ENCODER AM2048S/R) PLAIN SHAFT, TOLERANCE N; WITH HOLDING BRAKE PROTECTION CLASS IP65, FLANGE ON DRIVE END IP67; | - | 0 | 0
1FK7034-2AK74-1SA0 |  | 1FK7034-2AK74-1SA0 | 1 | UN | 1 | 15 | C | D | N | N | 85015100 | 1 |  | 3.702 | KG | 734.13 | 734.13 | MC05 | MC05 | SIMOTICS S Synchronous motor 1FK7-CT PN=0.63kW; UDC=600V M0=1.6Nm (100K); NN=6000rpm; Naturally cooled FRAME SIZE IMB 5 (IM V1, IM V3) FLANGE 1, WITH PT1000 TEMPERATURESENSOR POWER CONNECTOR ROTATABLE RESOLVER MULTI-POLE (RESOLVER P=3); SHAFT WITH FITTED KEY, TOLERANCE N; W/O HOLDING BRAKE PROTECTION CLASS IP64; | - | 0 | 0
1FK7034-2AK74-1SA1 |  | 1FK7034-2AK74-1SA1 | 1 | UN | 1 | 15 | C | D | N | N | 85015100 | 1 |  | 3.702 | KG | 796.47 | 796.47 | MC05 | MC05 | SIMOTICS S Synchronous motor 1FK7-CT PN=0.63kW; UDC=600V M0=1.6Nm (100K); NN=6000rpm; Naturally cooled FRAME SIZE IMB 5 (IM V1, IM V3) FLANGE 1, WITH PT1000 TEMPERATURESENSOR POWER CONNECTOR ROTATABLE RESOLVER MULTI-POLE (RESOLVER P=3); SHAFT WITH FITTED KEY, TOLERANCE N; W/O HOLDING BRAKE PROTECTION CLASS IP65, | - | 0 | 0
1FK7034-2AK74-1SA2 |  | 1FK7034-2AK74-1SA2 | 1 | UN | 1 | 15 | C | D | N | N | 85015100 | 1 |  | 3.702 | KG | 796.47 | 796.47 | MC05 | MC05 | SIMOTICS S Synchronous motor 1FK7-CT PN=0.63kW; UDC=600V M0=1.6Nm (100K); NN=6000rpm; Naturally cooled FRAME SIZE IMB 5 (IM V1, IM V3) FLANGE 1, WITH PT1000 TEMPERATURESENSOR POWER CONNECTOR ROTATABLE RESOLVER MULTI-POLE (RESOLVER P=3); SHAFT WITH FITTED KEY, TOLERANCE N; W/O HOLDING BRAKE PROTECTION CLASS IP65, FLANGE ON DRIVE END IP67; | - | 0 | 0
1FK7034-2AK74-1SB0 |  | 1FK7034-2AK74-1SB0 | 1 | UN | 1 | 15 | C | D | N | N | 85015100 | 1 |  | 4.001 | KG | 880.08 | 880.08 | MC05 | MC05 | SIMOTICS S Synchronous motor 1FK7-CT PN=0.63kW; UDC=600V M0=1.6Nm (100K); NN=6000rpm; Naturally cooled FRAME SIZE IMB 5 (IM V1, IM V3) FLANGE 1, WITH PT1000 TEMPERATURESENSOR POWER CONNECTOR ROTATABLE RESOLVER MULTI-POLE (RESOLVER P=3); SHAFT WITH FITTED KEY, TOLERANCE N; WITH HOLDING BRAKE PROTECTION CLASS IP64; | - | 0 | 0
1FK7034-2AK74-1SB1 |  | 1FK7034-2AK74-1SB1 | 1 | UN | 1 | 15 | C | D | N | N | 85015100 | 1 |  | 4.001 | KG | 942.42 | 942.42 | MC05 | MC05 | SIMOTICS S Synchronous motor 1FK7-CT PN=0.63kW; UDC=600V M0=1.6Nm (100K); NN=6000rpm; Naturally cooled FRAME SIZE IMB 5 (IM V1, IM V3) FLANGE 1, WITH PT1000 TEMPERATURESENSOR POWER CONNECTOR ROTATABLE RESOLVER MULTI-POLE (RESOLVER P=3); SHAFT WITH FITTED KEY, TOLERANCE N; WITH HOLDING BRAKE PROTECTION CLASS IP65, | - | 0 | 0
1FK7034-2AK74-1SB2 |  | 1FK7034-2AK74-1SB2 | 1 | UN | 1 | 15 | C | D | N | N | 85015100 | 1 |  | 4.001 | KG | 942.42 | 942.42 | MC05 | MC05 | SIMOTICS S Synchronous motor 1FK7-CT PN=0.63kW; UDC=600V M0=1.6Nm (100K); NN=6000rpm; Naturally cooled FRAME SIZE IMB 5 (IM V1, IM V3) FLANGE 1, WITH PT1000 TEMPERATURESENSOR POWER CONNECTOR ROTATABLE RESOLVER MULTI-POLE (RESOLVER P=3); SHAFT WITH FITTED KEY, TOLERANCE N; WITH HOLDING BRAKE PROTECTION CLASS IP65, FLANGE ON DRIVE END IP67; | - | 0 | 0
1FK7034-2AK74-1SG0 |  | 1FK7034-2AK74-1SG0 | 1 | UN | 1 | 15 | C | D | N | N | 85015100 | 1 |  | 3.702 | KG | 676.64 | 676.64 | MC05 | MC05 | SIMOTICS S Synchronous motor 1FK7-CT PN=0.63kW; UDC=600V M0=1.6Nm (100K); NN=6000rpm; Naturally cooled FRAME SIZE IMB 5 (IM V1, IM V3) FLANGE 1, WITH PT1000 TEMPERATURESENSOR POWER CONNECTOR ROTATABLE RESOLVER MULTI-POLE (RESOLVER P=3); PLAIN SHAFT, TOLERANCE N; W/O HOLDING BRAKE PROTECTION CLASS IP64; | - | 0 | 0
1FK7034-2AK74-1SG1 |  | 1FK7034-2AK74-1SG1 | 1 | UN | 1 | 15 | C | D | N | N | 85015100 | 1 |  | 3.702 | KG | 738.98 | 738.98 | MC05 | MC05 | SIMOTICS S Synchronous motor 1FK7-CT PN=0.63kW; UDC=600V M0=1.6Nm (100K); NN=6000rpm; Naturally cooled FRAME SIZE IMB 5 (IM V1, IM V3) FLANGE 1, WITH PT1000 TEMPERATURESENSOR POWER CONNECTOR ROTATABLE RESOLVER MULTI-POLE (RESOLVER P=3); PLAIN SHAFT, TOLERANCE N; W/O HOLDING BRAKE PROTECTION CLASS IP65, | - | 0 | 0
1FK7034-2AK74-1SG2 |  | 1FK7034-2AK74-1SG2 | 1 | UN | 1 | 15 | C | D | N | N | 85015100 | 1 |  | 3.702 | KG | 738.98 | 738.98 | MC05 | MC05 | SIMOTICS S Synchronous motor 1FK7-CT PN=0.63kW; UDC=600V M0=1.6Nm (100K); NN=6000rpm; Naturally cooled FRAME SIZE IMB 5 (IM V1, IM V3) FLANGE 1, WITH PT1000 TEMPERATURESENSOR POWER CONNECTOR ROTATABLE RESOLVER MULTI-POLE (RESOLVER P=3); PLAIN SHAFT, TOLERANCE N; W/O HOLDING BRAKE PROTECTION CLASS IP65, FLANGE ON DRIVE END IP67; | - | 0 | 0
1FK7034-2AK74-1SH0 |  | 1FK7034-2AK74-1SH0 | 1 | UN | 1 | 15 | C | D | N | N | 85015100 | 1 |  | 4.001 | KG | 820.97 | 820.97 | MC05 | MC05 | SIMOTICS S Synchronous motor 1FK7-CT PN=0.63kW; UDC=600V M0=1.6Nm (100K); NN=6000rpm; Naturally cooled FRAME SIZE IMB 5 (IM V1, IM V3) FLANGE 1, WITH PT1000 TEMPERATURESENSOR POWER CONNECTOR ROTATABLE RESOLVER MULTI-POLE (RESOLVER P=3); PLAIN SHAFT, TOLERANCE N; WITH HOLDING BRAKE PROTECTION CLASS IP64; | - | 0 | 0
1FK7034-2AK74-1SH1 |  | 1FK7034-2AK74-1SH1 | 1 | UN | 1 | 15 | C | D | N | N | 85015100 | 1 |  | 4.001 | KG | 883.31 | 883.31 | MC05 | MC05 | SIMOTICS S Synchronous motor 1FK7-CT PN=0.63kW; UDC=600V M0=1.6Nm (100K); NN=6000rpm; Naturally cooled FRAME SIZE IMB 5 (IM V1, IM V3) FLANGE 1, WITH PT1000 TEMPERATURESENSOR POWER CONNECTOR ROTATABLE RESOLVER MULTI-POLE (RESOLVER P=3); PLAIN SHAFT, TOLERANCE N; WITH HOLDING BRAKE PROTECTION CLASS IP65, | - | 0 | 0
1FK7034-2AK74-1SH2 |  | 1FK7034-2AK74-1SH2 | 1 | UN | 1 | 15 | C | D | N | N | 85015100 | 1 |  | 4.001 | KG | 883.31 | 883.31 | MC05 | MC05 | SIMOTICS S Synchronous motor 1FK7-CT PN=0.63kW; UDC=600V M0=1.6Nm (100K); NN=6000rpm; Naturally cooled FRAME SIZE IMB 5 (IM V1, IM V3) FLANGE 1, WITH PT1000 TEMPERATURESENSOR POWER CONNECTOR ROTATABLE RESOLVER MULTI-POLE (RESOLVER P=3); PLAIN SHAFT, TOLERANCE N; WITH HOLDING BRAKE PROTECTION CLASS IP65, FLANGE ON DRIVE END IP67; | - | 0 | 0
1FK7034-2AK74-1TA0 |  | 1FK7034-2AK74-1TA0 | 1 | UN | 1 | 15 | C | D | N | N | 85015100 | 1 |  | 3.702 | KG | 734.13 | 734.13 | MC05 | MC05 | SIMOTICS S Synchronous motor 1FK7-CT PN=0.63kW; UDC=600V M0=1.6Nm (100K); NN=6000rpm; Naturally cooled FRAME SIZE IMB 5 (IM V1, IM V3) FLANGE 1, WITH PT1000 TEMPERATURESENSOR POWER CONNECTOR ROTATABLE RESOLVER 2-POLE (RESOLVER P=1); SHAFT WITH FITTED KEY, TOLERANCE N; W/O HOLDING BRAKE PROTECTION CLASS IP64; | - | 0 | 0
1FK7034-2AK74-1TA1 |  | 1FK7034-2AK74-1TA1 | 1 | UN | 1 | 15 | C | D | N | N | 85015100 | 1 |  | 3.702 | KG | 796.47 | 796.47 | MC05 | MC05 | SIMOTICS S Synchronous motor 1FK7-CT PN=0.63kW; UDC=600V M0=1.6Nm (100K); NN=6000rpm; Naturally cooled FRAME SIZE IMB 5 (IM V1, IM V3) FLANGE 1, WITH PT1000 TEMPERATURESENSOR POWER CONNECTOR ROTATABLE RESOLVER 2-POLE (RESOLVER P=1); SHAFT WITH FITTED KEY, TOLERANCE N; W/O HOLDING BRAKE PROTECTION CLASS IP65, | - | 0 | 0
1FK7034-2AK74-1TA2 |  | 1FK7034-2AK74-1TA2 | 1 | UN | 1 | 15 | C | D | N | N | 85015100 | 1 |  | 3.702 | KG | 796.47 | 796.47 | MC05 | MC05 | SIMOTICS S Synchronous motor 1FK7-CT PN=0.63kW; UDC=600V M0=1.6Nm (100K); NN=6000rpm; Naturally cooled FRAME SIZE IMB 5 (IM V1, IM V3) FLANGE 1, WITH PT1000 TEMPERATURESENSOR POWER CONNECTOR ROTATABLE RESOLVER 2-POLE (RESOLVER P=1); SHAFT WITH FITTED KEY, TOLERANCE N; W/O HOLDING BRAKE PROTECTION CLASS IP65, FLANGE ON DRIVE END IP67; | - | 0 | 0
1FK7034-2AK74-1TB0 |  | 1FK7034-2AK74-1TB0 | 1 | UN | 1 | 15 | C | D | N | N | 85015100 | 1 |  | 4.001 | KG | 880.08 | 880.08 | MC05 | MC05 | SIMOTICS S Synchronous motor 1FK7-CT PN=0.63kW; UDC=600V M0=1.6Nm (100K); NN=6000rpm; Naturally cooled FRAME SIZE IMB 5 (IM V1, IM V3) FLANGE 1, WITH PT1000 TEMPERATURESENSOR POWER CONNECTOR ROTATABLE RESOLVER 2-POLE (RESOLVER P=1); SHAFT WITH FITTED KEY, TOLERANCE N; WITH HOLDING BRAKE PROTECTION CLASS IP64; | - | 0 | 0
1FK7034-2AK74-1TB1 |  | 1FK7034-2AK74-1TB1 | 1 | UN | 1 | 15 | C | D | N | N | 85015100 | 1 |  | 4.001 | KG | 942.42 | 942.42 | MC05 | MC05 | SIMOTICS S Synchronous motor 1FK7-CT PN=0.63kW; UDC=600V M0=1.6Nm (100K); NN=6000rpm; Naturally cooled FRAME SIZE IMB 5 (IM V1, IM V3) FLANGE 1, WITH PT1000 TEMPERATURESENSOR POWER CONNECTOR ROTATABLE RESOLVER 2-POLE (RESOLVER P=1); SHAFT WITH FITTED KEY, TOLERANCE N; WITH HOLDING BRAKE PROTECTION CLASS IP65, | - | 0 | 0
1FK7034-2AK74-1TB2 |  | 1FK7034-2AK74-1TB2 | 1 | UN | 1 | 15 | C | D | N | N | 85015100 | 1 |  | 4.001 | KG | 942.42 | 942.42 | MC05 | MC05 | SIMOTICS S Synchronous motor 1FK7-CT PN=0.63kW; UDC=600V M0=1.6Nm (100K); NN=6000rpm; Naturally cooled FRAME SIZE IMB 5 (IM V1, IM V3) FLANGE 1, WITH PT1000 TEMPERATURESENSOR POWER CONNECTOR ROTATABLE RESOLVER 2-POLE (RESOLVER P=1); SHAFT WITH FITTED KEY, TOLERANCE N; WITH HOLDING BRAKE PROTECTION CLASS IP65, FLANGE ON DRIVE END IP67; | - | 0 | 0
1FK7034-2AK74-1TG0 |  | 1FK7034-2AK74-1TG0 | 1 | UN | 1 | 15 | C | D | N | N | 85015100 | 1 |  | 3.702 | KG | 676.64 | 676.64 | MC05 | MC05 | SIMOTICS S Synchronous motor 1FK7-CT PN=0.63kW; UDC=600V M0=1.6Nm (100K); NN=6000rpm; Naturally cooled FRAME SIZE IMB 5 (IM V1, IM V3) FLANGE 1, WITH PT1000 TEMPERATURESENSOR POWER CONNECTOR ROTATABLE RESOLVER 2-POLE (RESOLVER P=1); PLAIN SHAFT, TOLERANCE N; W/O HOLDING BRAKE PROTECTION CLASS IP64; | - | 0 | 0
1FK7034-2AK74-1TG1 |  | 1FK7034-2AK74-1TG1 | 1 | UN | 1 | 15 | C | D | N | N | 85015100 | 1 |  | 3.702 | KG | 738.98 | 738.98 | MC05 | MC05 | SIMOTICS S Synchronous motor 1FK7-CT PN=0.63kW; UDC=600V M0=1.6Nm (100K); NN=6000rpm; Naturally cooled FRAME SIZE IMB 5 (IM V1, IM V3) FLANGE 1, WITH PT1000 TEMPERATURESENSOR POWER CONNECTOR ROTATABLE RESOLVER 2-POLE (RESOLVER P=1); PLAIN SHAFT, TOLERANCE N; W/O HOLDING BRAKE PROTECTION CLASS IP65, | - | 0 | 0
1FK7034-2AK74-1TG2 |  | 1FK7034-2AK74-1TG2 | 1 | UN | 1 | 15 | C | D | N | N | 85015100 | 1 |  | 3.702 | KG | 738.98 | 738.98 | MC05 | MC05 | SIMOTICS S Synchronous motor 1FK7-CT PN=0.63kW; UDC=600V M0=1.6Nm (100K); NN=6000rpm; Naturally cooled FRAME SIZE IMB 5 (IM V1, IM V3) FLANGE 1, WITH PT1000 TEMPERATURESENSOR POWER CONNECTOR ROTATABLE RESOLVER 2-POLE (RESOLVER P=1); PLAIN SHAFT, TOLERANCE N; W/O HOLDING BRAKE PROTECTION CLASS IP65, FLANGE ON DRIVE END IP67; | - | 0 | 0
1FK7034-2AK74-1TH0 |  | 1FK7034-2AK74-1TH0 | 1 | UN | 1 | 15 | C | D | N | N | 85015100 | 1 |  | 4.001 | KG | 820.97 | 820.97 | MC05 | MC05 | SIMOTICS S Synchronous motor 1FK7-CT PN=0.63kW; UDC=600V M0=1.6Nm (100K); NN=6000rpm; Naturally cooled FRAME SIZE IMB 5 (IM V1, IM V3) FLANGE 1, WITH PT1000 TEMPERATURESENSOR POWER CONNECTOR ROTATABLE RESOLVER 2-POLE (RESOLVER P=1); PLAIN SHAFT, TOLERANCE N; WITH HOLDING BRAKE PROTECTION CLASS IP64; | - | 0 | 0
1FK7034-2AK74-1TH1 |  | 1FK7034-2AK74-1TH1 | 1 | UN | 1 | 15 | C | D | N | N | 85015100 | 1 |  | 4.001 | KG | 883.31 | 883.31 | MC05 | MC05 | SIMOTICS S Synchronous motor 1FK7-CT PN=0.63kW; UDC=600V M0=1.6Nm (100K); NN=6000rpm; Naturally cooled FRAME SIZE IMB 5 (IM V1, IM V3) FLANGE 1, WITH PT1000 TEMPERATURESENSOR POWER CONNECTOR ROTATABLE RESOLVER 2-POLE (RESOLVER P=1); PLAIN SHAFT, TOLERANCE N; WITH HOLDING BRAKE PROTECTION CLASS IP65, | - | 0 | 0
1FK7034-2AK74-1TH2 |  | 1FK7034-2AK74-1TH2 | 1 | UN | 1 | 15 | C | D | N | N | 85015100 | 1 |  | 4.001 | KG | 883.31 | 883.31 | MC05 | MC05 | SIMOTICS S Synchronous motor 1FK7-CT PN=0.63kW; UDC=600V M0=1.6Nm (100K); NN=6000rpm; Naturally cooled FRAME SIZE IMB 5 (IM V1, IM V3) FLANGE 1, WITH PT1000 TEMPERATURESENSOR POWER CONNECTOR ROTATABLE RESOLVER 2-POLE (RESOLVER P=1); PLAIN SHAFT, TOLERANCE N; WITH HOLDING BRAKE PROTECTION CLASS IP65, FLANGE ON DRIVE END IP67; | - | 0 | 0
1FK7034-5AF21-1AA0 |  | 1FK7034-5AF21-1AA0 | 1 | UN | 1 | 60 | X | D | N | N | 85015100 | 1 |  | 3.703 | KG | 1402.9 | 1402.9 | MC05 | MC05 | SIMOTICS S Synchronous servo motor 1FK7 Compact, DC link 300V 1.6Nm, 100K, 3000 rpm 0.46kW, Naturally cooled power/signal connectors Connector can be rotated by 270Â° INCREMENTAL ENCODER SIN/COS 1VSS 2048 S/R (ENCODER I-2048); SHAFT WITH FITTED KEY, TOLERANCE N; W/O HOLDING BRAKE DEGREE OF PROTECTION IP64 | - | 0 | 0
1FK7034-5AF21-1AA2 |  | 1FK7034-5AF21-1AA2 | 1 | UN | 1 | 60 | X | D | N | N | 85015100 | 1 |  | 3.703 | KG | 1478.87 | 1478.87 | MC05 | MC05 | SIMOTICS S Synchronous servo motor 1FK7 Compact, DC link 300V 1.6Nm, 100K, 3000 rpm 0.46kW, Naturally cooled power/signal connectors Connector can be rotated by 270Â° INCREMENTAL ENCODER SIN/COS 1VSS 2048 S/R (ENCODER I-2048); SHAFT WITH FITTED KEY, TOLERANCE N; W/O HOLDING BRAKE DEGREE OF PROTECTION IP65 FLANGE ON DRIVE END IP67 | - | 0 | 0
1FK7034-5AF21-1AA3 |  | 1FK7034-5AF21-1AA3 | 1 | UN | 1 | 60 | X | D | N | N | 85015100 | 1 |  | 3.703 | KG | 1439.71 | 1439.71 | MC05 | MC05 | SIMOTICS S Synchronous servo motor 1FK7 Compact, DC link 300V 1.6Nm, 100K, 3000 rpm 0.46kW, Naturally cooled power/signal connectors Connector can be rotated by 270Â° INCREMENTAL ENCODER SIN/COS 1VSS 2048 S/R (ENCODER I-2048); SHAFT WITH FITTED KEY, TOLERANCE N; W/O HOLDING BRAKE DEGREE OF PROTECTION IP64; PAINT FINISH RAL7016 | - | 0 | 0
1FK7034-5AF21-1AA5 |  | 1FK7034-5AF21-1AA5 | 1 | UN | 1 | 60 | X | D | N | N | 85015100 | 1 |  | 3.703 | KG | 1515.66 | 1515.66 | MC05 | MC05 | SIMOTICS S Synchronous servo motor 1FK7 Compact, DC link 300V 1.6Nm, 100K, 3000 rpm 0.46kW, Naturally cooled power/signal connectors Connector can be rotated by 270Â° INCREMENTAL ENCODER SIN/COS 1VSS 2048 S/R (ENCODER I-2048); SHAFT WITH FITTED KEY, TOLERANCE N; W/O HOLDING BRAKE DEGREE OF PROTECTION IP65 AS FLANGE IP67; PAINT FINISH RAL7016 | - | 0 | 0
1FK7034-5AF21-1AA8 |  | 1FK7034-5AF21-1AA8 | 1 | UN | 1 | 60 | X | D | N | N | 85015100 | 1 |  | 3.703 | KG | 1596.87 | 1596.87 | MC05 | MC05 | SIMOTICS S Synchronous servo motor 1FK7 Compact, DC link 300V 1.6Nm, 100K, 3000 rpm 0.46kW, Naturally cooled power/signal connectors Connector can be rotated by 270Â° INCREMENTAL ENCODER SIN/COS 1VSS 2048 S/R (ENCODER I-2048); SHAFT WITH FITTED KEY, TOLERANCE N; W/O HOLDING BRAKE DEGREE OF PROTECTION IP65 IP67 D-END FLANGE; RAL7016 COATING; METALLIC RATING PLATE AT MOTOR | - | 0 | 0
1FK7034-5AF21-1AB0 |  | 1FK7034-5AF21-1AB0 | 1 | UN | 1 | 60 | X | D | N | N | 85015100 | 1 |  | 4.002 | KG | 1580.67 | 1580.67 | MC05 | MC05 | SIMOTICS S Synchronous servo motor 1FK7 Compact, DC link 300V 1.6Nm, 100K, 3000 rpm 0.46kW, Naturally cooled power/signal connectors Connector can be rotated by 270Â° INCREMENTAL ENCODER SIN/COS 1VSS 2048 S/R (ENCODER I-2048); SHAFT WITH FITTED KEY, TOLERANCE N; WITH HOLDING BRAKE DEGREE OF PROTECTION IP64 | - | 0 | 0
1FK7034-5AF21-1AB2 |  | 1FK7034-5AF21-1AB2 | 1 | UN | 1 | 60 | X | D | N | N | 85015100 | 1 |  | 4.002 | KG | 1656.64 | 1656.64 | MC05 | MC05 | SIMOTICS S Synchronous servo motor 1FK7 Compact, DC link 300V 1.6Nm, 100K, 3000 rpm 0.46kW, Naturally cooled power/signal connectors Connector can be rotated by 270Â° INCREMENTAL ENCODER SIN/COS 1VSS 2048 S/R (ENCODER I-2048); SHAFT WITH FITTED KEY, TOLERANCE N; WITH HOLDING BRAKE DEGREE OF PROTECTION IP65 FLANGE ON DRIVE END IP67 | - | 0 | 0
1FK7034-5AF21-1AB3 |  | 1FK7034-5AF21-1AB3 | 1 | UN | 1 | 60 | X | D | N | N | 85015100 | 1 |  | 4.002 | KG | 1617.48 | 1617.48 | MC05 | MC05 | SIMOTICS S Synchronous servo motor 1FK7 Compact, DC link 300V 1.6Nm, 100K, 3000 rpm 0.46kW, Naturally cooled power/signal connectors Connector can be rotated by 270Â° INCREMENTAL ENCODER SIN/COS 1VSS 2048 S/R (ENCODER I-2048); SHAFT WITH FITTED KEY, TOLERANCE N; WITH HOLDING BRAKE DEGREE OF PROTECTION IP64; PAINT FINISH RAL7016 | - | 0 | 0
1FK7034-5AF21-1AB5 |  | 1FK7034-5AF21-1AB5 | 1 | UN | 1 | 60 | X | D | N | N | 85015100 | 1 |  | 4.002 | KG | 1693.43 | 1693.43 | MC05 | MC05 | SIMOTICS S Synchronous servo motor 1FK7 Compact, DC link 300V 1.6Nm, 100K, 3000 rpm 0.46kW, Naturally cooled power/signal connectors Connector can be rotated by 270Â° INCREMENTAL ENCODER SIN/COS 1VSS 2048 S/R (ENCODER I-2048); SHAFT WITH FITTED KEY, TOLERANCE N; WITH HOLDING BRAKE DEGREE OF PROTECTION IP65 AS FLANGE IP67; PAINT FINISH RAL7016 | - | 0 | 0
1FK7034-5AF21-1AB8 |  | 1FK7034-5AF21-1AB8 | 1 | UN | 1 | 60 | X | D | N | N | 85015100 | 1 |  | 4.002 | KG | 1774.64 | 1774.64 | MC05 | MC05 | SIMOTICS S Synchronous servo motor 1FK7 Compact, DC link 300V 1.6Nm, 100K, 3000 rpm 0.46kW, Naturally cooled power/signal connectors Connector can be rotated by 270Â° INCREMENTAL ENCODER SIN/COS 1VSS 2048 S/R (ENCODER I-2048); SHAFT WITH FITTED KEY, TOLERANCE N; WITH HOLDING BRAKE DEGREE OF PROTECTION IP65 IP67 D-END FLANGE; RAL7016 COATING; METALLIC RATING PLATE AT MOTOR | - | 0 | 0
1FK7034-5AF21-1AG0 |  | 1FK7034-5AF21-1AG0 | 1 | UN | 1 | 60 | X | D | N | N | 85015100 | 1 |  | 3.703 | KG | 1332.85 | 1332.85 | MC05 | MC05 | SIMOTICS S Synchronous servo motor 1FK7 Compact, DC link 300V 1.6Nm, 100K, 3000 rpm 0.46kW, Naturally cooled power/signal connectors Connector can be rotated by 270Â° INCREMENTAL ENCODER SIN/COS 1VSS 2048 S/R (ENCODER I-2048); PLAIN SHAFT, TOLERANCE N; W/O HOLDING BRAKE DEGREE OF PROTECTION IP64 | - | 0 | 0
1FK7034-5AF21-1AG2 |  | 1FK7034-5AF21-1AG2 | 1 | UN | 1 | 60 | X | D | N | N | 85015100 | 1 |  | 3.703 | KG | 1408.82 | 1408.82 | MC05 | MC05 | SIMOTICS S Synchronous servo motor 1FK7 Compact, DC link 300V 1.6Nm, 100K, 3000 rpm 0.46kW, Naturally cooled power/signal connectors Connector can be rotated by 270Â° INCREMENTAL ENCODER SIN/COS 1VSS 2048 S/R (ENCODER I-2048); PLAIN SHAFT, TOLERANCE N; W/O HOLDING BRAKE DEGREE OF PROTECTION IP65 FLANGE ON DRIVE END IP67 | - | 0 | 0
1FK7034-5AF21-1AG3 |  | 1FK7034-5AF21-1AG3 | 1 | UN | 1 | 60 | X | D | N | N | 85015100 | 1 |  | 3.703 | KG | 1369.66 | 1369.66 | MC05 | MC05 | SIMOTICS S Synchronous servo motor 1FK7 Compact, DC link 300V 1.6Nm, 100K, 3000 rpm 0.46kW, Naturally cooled power/signal connectors Connector can be rotated by 270Â° INCREMENTAL ENCODER SIN/COS 1VSS 2048 S/R (ENCODER I-2048); PLAIN SHAFT, TOLERANCE N; W/O HOLDING BRAKE DEGREE OF PROTECTION IP64; PAINT FINISH RAL7016 | - | 0 | 0
1FK7034-5AF21-1AG5 |  | 1FK7034-5AF21-1AG5 | 1 | UN | 1 | 60 | X | D | N | N | 85015100 | 1 |  | 3.703 | KG | 1445.61 | 1445.61 | MC05 | MC05 | SIMOTICS S Synchronous servo motor 1FK7 Compact, DC link 300V 1.6Nm, 100K, 3000 rpm 0.46kW, Naturally cooled power/signal connectors Connector can be rotated by 270Â° INCREMENTAL ENCODER SIN/COS 1VSS 2048 S/R (ENCODER I-2048); PLAIN SHAFT, TOLERANCE N; W/O HOLDING BRAKE DEGREE OF PROTECTION IP65 AS FLANGE IP67; PAINT FINISH RAL7016 | - | 0 | 0
1FK7034-5AF21-1AG8 |  | 1FK7034-5AF21-1AG8 | 1 | UN | 1 | 60 | X | D | N | N | 85015100 | 1 |  | 3.703 | KG | 1526.82 | 1526.82 | MC05 | MC05 | SIMOTICS S Synchronous servo motor 1FK7 Compact, DC link 300V 1.6Nm, 100K, 3000 rpm 0.46kW, Naturally cooled power/signal connectors Connector can be rotated by 270Â° INCREMENTAL ENCODER SIN/COS 1VSS 2048 S/R (ENCODER I-2048); PLAIN SHAFT, TOLERANCE N; W/O HOLDING BRAKE DEGREE OF PROTECTION IP65 IP67 D-END FLANGE; RAL7016 COATING; METALLIC RATING PLATE AT MOTOR | - | 0 | 0
1FK7034-5AF21-1AH0 |  | 1FK7034-5AF21-1AH0 | 1 | UN | 1 | 60 | X | D | N | N | 85015100 | 1 |  | 4.002 | KG | 1508.68 | 1508.68 | MC05 | MC05 | SIMOTICS S Synchronous servo motor 1FK7 Compact, DC link 300V 1.6Nm, 100K, 3000 rpm 0.46kW, Naturally cooled power/signal connectors Connector can be rotated by 270Â° INCREMENTAL ENCODER SIN/COS 1VSS 2048 S/R (ENCODER I-2048); PLAIN SHAFT, TOLERANCE N; WITH HOLDING BRAKE DEGREE OF PROTECTION IP64 | - | 0 | 0
1FK7034-5AF21-1AH2 |  | 1FK7034-5AF21-1AH2 | 1 | UN | 1 | 60 | X | D | N | N | 85015100 | 1 |  | 4.002 | KG | 1584.65 | 1584.65 | MC05 | MC05 | SIMOTICS S Synchronous servo motor 1FK7 Compact, DC link 300V 1.6Nm, 100K, 3000 rpm 0.46kW, Naturally cooled power/signal connectors Connector can be rotated by 270Â° INCREMENTAL ENCODER SIN/COS 1VSS 2048 S/R (ENCODER I-2048); PLAIN SHAFT, TOLERANCE N; WITH HOLDING BRAKE DEGREE OF PROTECTION IP65 FLANGE ON DRIVE END IP67 | - | 0 | 0
1FK7034-5AF21-1AH3 |  | 1FK7034-5AF21-1AH3 | 1 | UN | 1 | 60 | X | D | N | N | 85015100 | 1 |  | 4.002 | KG | 1545.49 | 1545.49 | MC05 | MC05 | SIMOTICS S Synchronous servo motor 1FK7 Compact, DC link 300V 1.6Nm, 100K, 3000 rpm 0.46kW, Naturally cooled power/signal connectors Connector can be rotated by 270Â° INCREMENTAL ENCODER SIN/COS 1VSS 2048 S/R (ENCODER I-2048); PLAIN SHAFT, TOLERANCE N; WITH HOLDING BRAKE DEGREE OF PROTECTION IP64; PAINT FINISH RAL7016 | - | 0 | 0
1FK7034-5AF21-1AH5 |  | 1FK7034-5AF21-1AH5 | 1 | UN | 1 | 60 | X | D | N | N | 85015100 | 1 |  | 4.002 | KG | 1621.44 | 1621.44 | MC05 | MC05 | SIMOTICS S Synchronous servo motor 1FK7 Compact, DC link 300V 1.6Nm, 100K, 3000 rpm 0.46kW, Naturally cooled power/signal connectors Connector can be rotated by 270Â° INCREMENTAL ENCODER SIN/COS 1VSS 2048 S/R (ENCODER I-2048); PLAIN SHAFT, TOLERANCE N; WITH HOLDING BRAKE DEGREE OF PROTECTION IP65 AS FLANGE IP67; PAINT FINISH RAL7016 | - | 0 | 0
1FK7034-5AF21-1AH8 |  | 1FK7034-5AF21-1AH8 | 1 | UN | 1 | 60 | X | D | N | N | 85015100 | 1 |  | 4.002 | KG | 1702.65 | 1702.65 | MC05 | MC05 | SIMOTICS S Synchronous servo motor 1FK7 Compact, DC link 300V 1.6Nm, 100K, 3000 rpm 0.46kW, Naturally cooled power/signal connectors Connector can be rotated by 270Â° INCREMENTAL ENCODER SIN/COS 1VSS 2048 S/R (ENCODER I-2048); PLAIN SHAFT, TOLERANCE N; WITH HOLDING BRAKE DEGREE OF PROTECTION IP65 IP67 D-END FLANGE; RAL7016 COATING; METALLIC RATING PLATE AT MOTOR | - | 0 | 0
1FK7034-5AF21-1DA0 |  | 1FK7034-5AF21-1DA0 | 1 | UN | 1 | 60 | X | D | N | N | 85015100 | 1 |  | 3.703 | KG | 1598.69 | 1598.69 | MC05 | MC05 | SIMOTICS S Synchronous servo motor 1FK7 Compact, DC link 300V 1.6Nm, 100K, 3000 rpm 0.46kW, Naturally cooled power/signal connectors Connector can be rotated by 270Â° INCREMENTAL ENCODER 2048 P/REV (ENCODER I-2048) WITH DRIVE-CLIQ INTERFACE; SHAFT WITH FITTED KEY, TOLERANCE N; W/O HOLDING BRAKE DEGREE OF PROTECTION IP64 | - | 0 | 0
1FK7034-5AF21-1DA2 |  | 1FK7034-5AF21-1DA2 | 1 | UN | 1 | 60 | X | D | N | N | 85015100 | 1 |  | 3.703 | KG | 1674.66 | 1674.66 | MC05 | MC05 | SIMOTICS S Synchronous servo motor 1FK7 Compact, DC link 300V 1.6Nm, 100K, 3000 rpm 0.46kW, Naturally cooled power/signal connectors Connector can be rotated by 270Â° INCREMENTAL ENCODER 2048 P/REV (ENCODER I-2048) WITH DRIVE-CLIQ INTERFACE; SHAFT WITH FITTED KEY, TOLERANCE N; W/O HOLDING BRAKE DEGREE OF PROTECTION IP65 FLANGE ON DRIVE END IP67 | - | 0 | 0
1FK7034-5AF21-1DA3 |  | 1FK7034-5AF21-1DA3 | 1 | UN | 1 | 60 | X | D | N | N | 85015100 | 1 |  | 3.703 | KG | 1635.5 | 1635.5 | MC05 | MC05 | SIMOTICS S Synchronous servo motor 1FK7 Compact, DC link 300V 1.6Nm, 100K, 3000 rpm 0.46kW, Naturally cooled power/signal connectors Connector can be rotated by 270Â° INCREMENTAL ENCODER 2048 P/REV (ENCODER I-2048) WITH DRIVE-CLIQ INTERFACE; SHAFT WITH FITTED KEY, TOLERANCE N; W/O HOLDING BRAKE DEGREE OF PROTECTION IP64; PAINT FINISH RAL7016 | - | 0 | 0
1FK7034-5AF21-1DA5 |  | 1FK7034-5AF21-1DA5 | 1 | UN | 1 | 60 | X | D | N | N | 85015100 | 1 |  | 3.703 | KG | 1711.45 | 1711.45 | MC05 | MC05 | SIMOTICS S Synchronous servo motor 1FK7 Compact, DC link 300V 1.6Nm, 100K, 3000 rpm 0.46kW, Naturally cooled power/signal connectors Connector can be rotated by 270Â° INCREMENTAL ENCODER 2048 P/REV (ENCODER I-2048) WITH DRIVE-CLIQ INTERFACE; SHAFT WITH FITTED KEY, TOLERANCE N; W/O HOLDING BRAKE DEGREE OF PROTECTION IP65 AS FLANGE IP67; PAINT FINISH RAL7016 | - | 0 | 0
1FK7034-5AF21-1DA8 |  | 1FK7034-5AF21-1DA8 | 1 | UN | 1 | 60 | X | D | N | N | 85015100 | 1 |  | 3.703 | KG | 1792.66 | 1792.66 | MC05 | MC05 | SIMOTICS S Synchronous servo motor 1FK7 Compact, DC link 300V 1.6Nm, 100K, 3000 rpm 0.46kW, Naturally cooled power/signal connectors Connector can be rotated by 270Â° INCREMENTAL ENCODER 2048 P/REV (ENCODER I-2048) WITH DRIVE-CLIQ INTERFACE; SHAFT WITH FITTED KEY, TOLERANCE N; W/O HOLDING BRAKE DEGREE OF PROTECTION IP65 IP67 D-END FLANGE; RAL7016 COATING; METALLIC RATING PLATE AT MOTOR | - | 0 | 0
1FK7034-5AF21-1DB0 |  | 1FK7034-5AF21-1DB0 | 1 | UN | 1 | 60 | X | D | N | N | 85015100 | 1 |  | 4.002 | KG | 1776.46 | 1776.46 | MC05 | MC05 | SIMOTICS S Synchronous servo motor 1FK7 Compact, DC link 300V 1.6Nm, 100K, 3000 rpm 0.46kW, Naturally cooled power/signal connectors Connector can be rotated by 270Â° INCREMENTAL ENCODER 2048 P/REV (ENCODER I-2048) WITH DRIVE-CLIQ INTERFACE; SHAFT WITH FITTED KEY, TOLERANCE N; WITH HOLDING BRAKE DEGREE OF PROTECTION IP64 | - | 0 | 0
1FK7034-5AF21-1DB2 |  | 1FK7034-5AF21-1DB2 | 1 | UN | 1 | 60 | X | D | N | N | 85015100 | 1 |  | 4.002 | KG | 1852.43 | 1852.43 | MC05 | MC05 | SIMOTICS S Synchronous servo motor 1FK7 Compact, DC link 300V 1.6Nm, 100K, 3000 rpm 0.46kW, Naturally cooled power/signal connectors Connector can be rotated by 270Â° INCREMENTAL ENCODER 2048 P/REV (ENCODER I-2048) WITH DRIVE-CLIQ INTERFACE; SHAFT WITH FITTED KEY, TOLERANCE N; WITH HOLDING BRAKE DEGREE OF PROTECTION IP65 FLANGE ON DRIVE END IP67 | - | 0 | 0
1FK7034-5AF21-1DB3 |  | 1FK7034-5AF21-1DB3 | 1 | UN | 1 | 60 | X | D | N | N | 85015100 | 1 |  | 4.002 | KG | 1813.27 | 1813.27 | MC05 | MC05 | SIMOTICS S Synchronous servo motor 1FK7 Compact, DC link 300V 1.6Nm, 100K, 3000 rpm 0.46kW, Naturally cooled power/signal connectors Connector can be rotated by 270Â° INCREMENTAL ENCODER 2048 P/REV (ENCODER I-2048) WITH DRIVE-CLIQ INTERFACE; SHAFT WITH FITTED KEY, TOLERANCE N; WITH HOLDING BRAKE DEGREE OF PROTECTION IP64; PAINT FINISH RAL7016 | - | 0 | 0
1FK7034-5AF21-1DB5 |  | 1FK7034-5AF21-1DB5 | 1 | UN | 1 | 60 | X | D | N | N | 85015100 | 1 |  | 4.002 | KG | 1889.22 | 1889.22 | MC05 | MC05 | SIMOTICS S Synchronous servo motor 1FK7 Compact, DC link 300V 1.6Nm, 100K, 3000 rpm 0.46kW, Naturally cooled power/signal connectors Connector can be rotated by 270Â° INCREMENTAL ENCODER 2048 P/REV (ENCODER I-2048) WITH DRIVE-CLIQ INTERFACE; SHAFT WITH FITTED KEY, TOLERANCE N; WITH HOLDING BRAKE DEGREE OF PROTECTION IP65 AS FLANGE IP67; PAINT FINISH RAL7016 | - | 0 | 0
1FK7034-5AF21-1DB8 |  | 1FK7034-5AF21-1DB8 | 1 | UN | 1 | 60 | X | D | N | N | 85015100 | 1 |  | 4.002 | KG | 1970.43 | 1970.43 | MC05 | MC05 | SIMOTICS S Synchronous servo motor 1FK7 Compact, DC link 300V 1.6Nm, 100K, 3000 rpm 0.46kW, Naturally cooled power/signal connectors Connector can be rotated by 270Â° INCREMENTAL ENCODER 2048 P/REV (ENCODER I-2048) WITH DRIVE-CLIQ INTERFACE; SHAFT WITH FITTED KEY, TOLERANCE N; WITH HOLDING BRAKE DEGREE OF PROTECTION IP65 IP67 D-END FLANGE; RAL7016 COATING; METALLIC RATING PLATE AT MOTOR | - | 0 | 0
1FK7034-5AF21-1DG0 |  | 1FK7034-5AF21-1DG0 | 1 | UN | 1 | 60 | X | D | N | N | 85015100 | 1 |  | 3.703 | KG | 1528.64 | 1528.64 | MC05 | MC05 | SIMOTICS S Synchronous servo motor 1FK7 Compact, DC link 300V 1.6Nm, 100K, 3000 rpm 0.46kW, Naturally cooled power/signal connectors Connector can be rotated by 270Â° INCREMENTAL ENCODER 2048 P/REV (ENCODER I-2048) WITH DRIVE-CLIQ INTERFACE; PLAIN SHAFT, TOLERANCE N; W/O HOLDING BRAKE DEGREE OF PROTECTION IP64 | - | 0 | 0
1FK7034-5AF21-1DG2 |  | 1FK7034-5AF21-1DG2 | 1 | UN | 1 | 60 | X | D | N | N | 85015100 | 1 |  | 3.703 | KG | 1604.61 | 1604.61 | MC05 | MC05 | SIMOTICS S Synchronous servo motor 1FK7 Compact, DC link 300V 1.6Nm, 100K, 3000 rpm 0.46kW, Naturally cooled power/signal connectors Connector can be rotated by 270Â° INCREMENTAL ENCODER 2048 P/REV (ENCODER I-2048) WITH DRIVE-CLIQ INTERFACE; PLAIN SHAFT, TOLERANCE N; W/O HOLDING BRAKE DEGREE OF PROTECTION IP65 FLANGE ON DRIVE END IP67 | - | 0 | 0
1FK7034-5AF21-1DG3 |  | 1FK7034-5AF21-1DG3 | 1 | UN | 1 | 60 | X | D | N | N | 85015100 | 1 |  | 3.703 | KG | 1565.45 | 1565.45 | MC05 | MC05 | SIMOTICS S Synchronous servo motor 1FK7 Compact, DC link 300V 1.6Nm, 100K, 3000 rpm 0.46kW, Naturally cooled power/signal connectors Connector can be rotated by 270Â° INCREMENTAL ENCODER 2048 P/REV (ENCODER I-2048) WITH DRIVE-CLIQ INTERFACE; PLAIN SHAFT, TOLERANCE N; W/O HOLDING BRAKE DEGREE OF PROTECTION IP64; PAINT FINISH RAL7016 | - | 0 | 0
1FK7034-5AF21-1DG5 |  | 1FK7034-5AF21-1DG5 | 1 | UN | 1 | 60 | X | D | N | N | 85015100 | 1 |  | 3.703 | KG | 1641.4 | 1641.4 | MC05 | MC05 | SIMOTICS S Synchronous servo motor 1FK7 Compact, DC link 300V 1.6Nm, 100K, 3000 rpm 0.46kW, Naturally cooled power/signal connectors Connector can be rotated by 270Â° INCREMENTAL ENCODER 2048 P/REV (ENCODER I-2048) WITH DRIVE-CLIQ INTERFACE; PLAIN SHAFT, TOLERANCE N; W/O HOLDING BRAKE DEGREE OF PROTECTION IP65 AS FLANGE IP67; PAINT FINISH RAL7016 | - | 0 | 0
1FK7034-5AF21-1DG8 |  | 1FK7034-5AF21-1DG8 | 1 | UN | 1 | 60 | X | D | N | N | 85015100 | 1 |  | 3.703 | KG | 1722.61 | 1722.61 | MC05 | MC05 | SIMOTICS S Synchronous servo motor 1FK7 Compact, DC link 300V 1.6Nm, 100K, 3000 rpm 0.46kW, Naturally cooled power/signal connectors Connector can be rotated by 270Â° INCREMENTAL ENCODER 2048 P/REV (ENCODER I-2048) WITH DRIVE-CLIQ INTERFACE; PLAIN SHAFT, TOLERANCE N; W/O HOLDING BRAKE DEGREE OF PROTECTION IP65 IP67 D-END FLANGE; RAL7016 COATING; METALLIC RATING PLATE AT MOTOR | - | 0 | 0
1FK7034-5AF21-1DH0 |  | 1FK7034-5AF21-1DH0 | 1 | UN | 1 | 60 | X | D | N | N | 85015100 | 1 |  | 4.002 | KG | 1704.47 | 1704.47 | MC05 | MC05 | SIMOTICS S Synchronous servo motor 1FK7 Compact, DC link 300V 1.6Nm, 100K, 3000 rpm 0.46kW, Naturally cooled power/signal connectors Connector can be rotated by 270Â° INCREMENTAL ENCODER 2048 P/REV (ENCODER I-2048) WITH DRIVE-CLIQ INTERFACE; PLAIN SHAFT, TOLERANCE N; WITH HOLDING BRAKE DEGREE OF PROTECTION IP64 | - | 0 | 0
1FK7034-5AF21-1DH2 |  | 1FK7034-5AF21-1DH2 | 1 | UN | 1 | 60 | X | D | N | N | 85015100 | 1 |  | 4.002 | KG | 1780.44 | 1780.44 | MC05 | MC05 | SIMOTICS S Synchronous servo motor 1FK7 Compact, DC link 300V 1.6Nm, 100K, 3000 rpm 0.46kW, Naturally cooled power/signal connectors Connector can be rotated by 270Â° INCREMENTAL ENCODER 2048 P/REV (ENCODER I-2048) WITH DRIVE-CLIQ INTERFACE; PLAIN SHAFT, TOLERANCE N; WITH HOLDING BRAKE DEGREE OF PROTECTION IP65 FLANGE ON DRIVE END IP67 | - | 0 | 0
1FK7034-5AF21-1DH3 |  | 1FK7034-5AF21-1DH3 | 1 | UN | 1 | 60 | X | D | N | N | 85015100 | 1 |  | 4.002 | KG | 1741.28 | 1741.28 | MC05 | MC05 | SIMOTICS S Synchronous servo motor 1FK7 Compact, DC link 300V 1.6Nm, 100K, 3000 rpm 0.46kW, Naturally cooled power/signal connectors Connector can be rotated by 270Â° INCREMENTAL ENCODER 2048 P/REV (ENCODER I-2048) WITH DRIVE-CLIQ INTERFACE; PLAIN SHAFT, TOLERANCE N; WITH HOLDING BRAKE DEGREE OF PROTECTION IP64; PAINT FINISH RAL7016 | - | 0 | 0
1FK7034-5AF21-1DH5 |  | 1FK7034-5AF21-1DH5 | 1 | UN | 1 | 60 | X | D | N | N | 85015100 | 1 |  | 4.002 | KG | 1817.23 | 1817.23 | MC05 | MC05 | SIMOTICS S Synchronous servo motor 1FK7 Compact, DC link 300V 1.6Nm, 100K, 3000 rpm 0.46kW, Naturally cooled power/signal connectors Connector can be rotated by 270Â° INCREMENTAL ENCODER 2048 P/REV (ENCODER I-2048) WITH DRIVE-CLIQ INTERFACE; PLAIN SHAFT, TOLERANCE N; WITH HOLDING BRAKE DEGREE OF PROTECTION IP65 AS FLANGE IP67; PAINT FINISH RAL7016 | - | 0 | 0
1FK7034-5AF21-1DH8 |  | 1FK7034-5AF21-1DH8 | 1 | UN | 1 | 60 | X | D | N | N | 85015100 | 1 |  | 4.002 | KG | 1898.44 | 1898.44 | MC05 | MC05 | SIMOTICS S Synchronous servo motor 1FK7 Compact, DC link 300V 1.6Nm, 100K, 3000 rpm 0.46kW, Naturally cooled power/signal connectors Connector can be rotated by 270Â° INCREMENTAL ENCODER 2048 P/REV (ENCODER I-2048) WITH DRIVE-CLIQ INTERFACE; PLAIN SHAFT, TOLERANCE N; WITH HOLDING BRAKE DEGREE OF PROTECTION IP65 IP67 D-END FLANGE; RAL7016 COATING; METALLIC RATING PLATE AT MOTOR | - | 0 | 0
1FK7034-5AF21-1HA0 |  | 1FK7034-5AF21-1HA0 | 1 | UN | 1 | 60 | X | D | N | N | 85015100 | 1 |  | 3.703 | KG | 1704.66 | 1704.66 | MC05 | MC05 | SIMOTICS S Synchronous servo motor 1FK7 Compact, DC link 300V 1.6Nm, 100K, 3000 rpm 0.46kW, Naturally cooled power/signal connectors Connector can be rotated by 270Â° ABSOLUTE ENCODER 512 S/R (ENCODER A-512); PERFORMANCE REDUCTION BY 10% DUE TO ABSOLUTE ENCODER; SHAFT WITH FITTED KEY, TOLERANCE N; W/O HOLDING BRAKE DEGREE OF PROTECTION IP64 | - | 0 | 0
1FK7034-5AF21-1HA2 |  | 1FK7034-5AF21-1HA2 | 1 | UN | 1 | 60 | X | D | N | N | 85015100 | 1 |  | 3.703 | KG | 1780.63 | 1780.63 | MC05 | MC05 | SIMOTICS S Synchronous servo motor 1FK7 Compact, DC link 300V 1.6Nm, 100K, 3000 rpm 0.46kW, Naturally cooled power/signal connectors Connector can be rotated by 270Â° ABSOLUTE ENCODER 512 S/R (ENCODER A-512); PERFORMANCE REDUCTION BY 10% DUE TO ABSOLUTE ENCODER; SHAFT WITH FITTED KEY, TOLERANCE N; W/O HOLDING BRAKE DEGREE OF PROTECTION IP65 FLANGE ON DRIVE END IP67 | - | 0 | 0
1FK7034-5AF21-1HA3 |  | 1FK7034-5AF21-1HA3 | 1 | UN | 1 | 60 | X | D | N | N | 85015100 | 1 |  | 3.703 | KG | 1741.47 | 1741.47 | MC05 | MC05 | SIMOTICS S Synchronous servo motor 1FK7 Compact, DC link 300V 1.6Nm, 100K, 3000 rpm 0.46kW, Naturally cooled power/signal connectors Connector can be rotated by 270Â° ABSOLUTE ENCODER 512 S/R (ENCODER A-512); PERFORMANCE REDUCTION BY 10% DUE TO ABSOLUTE ENCODER; SHAFT WITH FITTED KEY, TOLERANCE N; W/O HOLDING BRAKE DEGREE OF PROTECTION IP64; PAINT FINISH RAL7016 | - | 0 | 0
1FK7034-5AF21-1HA5 |  | 1FK7034-5AF21-1HA5 | 1 | UN | 1 | 60 | X | D | N | N | 85015100 | 1 |  | 3.703 | KG | 1817.42 | 1817.42 | MC05 | MC05 | SIMOTICS S Synchronous servo motor 1FK7 Compact, DC link 300V 1.6Nm, 100K, 3000 rpm 0.46kW, Naturally cooled power/signal connectors Connector can be rotated by 270Â° ABSOLUTE ENCODER 512 S/R (ENCODER A-512); PERFORMANCE REDUCTION BY 10% DUE TO ABSOLUTE ENCODER; SHAFT WITH FITTED KEY, TOLERANCE N; W/O HOLDING BRAKE DEGREE OF PROTECTION IP65 AS FLANGE IP67; PAINT FINISH RAL7016 | - | 0 | 0
1FK7034-5AF21-1HA8 |  | 1FK7034-5AF21-1HA8 | 1 | UN | 1 | 60 | X | D | N | N | 85015100 | 1 |  | 3.703 | KG | 1898.63 | 1898.63 | MC05 | MC05 | SIMOTICS S Synchronous servo motor 1FK7 Compact, DC link 300V 1.6Nm, 100K, 3000 rpm 0.46kW, Naturally cooled power/signal connectors Connector can be rotated by 270Â° ABSOLUTE ENCODER 512 S/R (ENCODER A-512); PERFORMANCE REDUCTION BY 10% DUE TO ABSOLUTE ENCODER; SHAFT WITH FITTED KEY, TOLERANCE N; W/O HOLDING BRAKE DEGREE OF PROTECTION IP65 IP67 D-END FLANGE; RAL7016 COATING; METALLIC RATING PLATE AT MOTOR | - | 0 | 0
1FK7034-5AF21-1HB0 |  | 1FK7034-5AF21-1HB0 | 1 | UN | 1 | 60 | X | D | N | N | 85015100 | 1 |  | 4.002 | KG | 1882.43 | 1882.43 | MC05 | MC05 | SIMOTICS S Synchronous servo motor 1FK7 Compact, DC link 300V 1.6Nm, 100K, 3000 rpm 0.46kW, Naturally cooled power/signal connectors Connector can be rotated by 270Â° ABSOLUTE ENCODER 512 S/R (ENCODER A-512); PERFORMANCE REDUCTION BY 10% DUE TO ABSOLUTE ENCODER; SHAFT WITH FITTED KEY, TOLERANCE N; WITH HOLDING BRAKE DEGREE OF PROTECTION IP64 | - | 0 | 0
1FK7034-5AF21-1HB2 |  | 1FK7034-5AF21-1HB2 | 1 | UN | 1 | 60 | X | D | N | N | 85015100 | 1 |  | 4.002 | KG | 1958.4 | 1958.4 | MC05 | MC05 | SIMOTICS S Synchronous servo motor 1FK7 Compact, DC link 300V 1.6Nm, 100K, 3000 rpm 0.46kW, Naturally cooled power/signal connectors Connector can be rotated by 270Â° ABSOLUTE ENCODER 512 S/R (ENCODER A-512); PERFORMANCE REDUCTION BY 10% DUE TO ABSOLUTE ENCODER; SHAFT WITH FITTED KEY, TOLERANCE N; WITH HOLDING BRAKE DEGREE OF PROTECTION IP65 FLANGE ON DRIVE END IP67 | - | 0 | 0
1FK7034-5AF21-1HB3 |  | 1FK7034-5AF21-1HB3 | 1 | UN | 1 | 60 | X | D | N | N | 85015100 | 1 |  | 4.002 | KG | 1919.24 | 1919.24 | MC05 | MC05 | SIMOTICS S Synchronous servo motor 1FK7 Compact, DC link 300V 1.6Nm, 100K, 3000 rpm 0.46kW, Naturally cooled power/signal connectors Connector can be rotated by 270Â° ABSOLUTE ENCODER 512 S/R (ENCODER A-512); PERFORMANCE REDUCTION BY 10% DUE TO ABSOLUTE ENCODER; SHAFT WITH FITTED KEY, TOLERANCE N; WITH HOLDING BRAKE DEGREE OF PROTECTION IP64; PAINT FINISH RAL7016 | - | 0 | 0
1FK7034-5AF21-1HB5 |  | 1FK7034-5AF21-1HB5 | 1 | UN | 1 | 60 | X | D | N | N | 85015100 | 1 |  | 4.002 | KG | 1995.19 | 1995.19 | MC05 | MC05 | SIMOTICS S Synchronous servo motor 1FK7 Compact, DC link 300V 1.6Nm, 100K, 3000 rpm 0.46kW, Naturally cooled power/signal connectors Connector can be rotated by 270Â° ABSOLUTE ENCODER 512 S/R (ENCODER A-512); PERFORMANCE REDUCTION BY 10% DUE TO ABSOLUTE ENCODER; SHAFT WITH FITTED KEY, TOLERANCE N; WITH HOLDING BRAKE DEGREE OF PROTECTION IP65 AS FLANGE IP67; PAINT FINISH RAL7016 | - | 0 | 0
1FK7034-5AF21-1HB8 |  | 1FK7034-5AF21-1HB8 | 1 | UN | 1 | 60 | X | D | N | N | 85015100 | 1 |  | 4.002 | KG | 2076.4 | 2076.4 | MC05 | MC05 | SIMOTICS S Synchronous servo motor 1FK7 Compact, DC link 300V 1.6Nm, 100K, 3000 rpm 0.46kW, Naturally cooled power/signal connectors Connector can be rotated by 270Â° ABSOLUTE ENCODER 512 S/R (ENCODER A-512); PERFORMANCE REDUCTION BY 10% DUE TO ABSOLUTE ENCODER; SHAFT WITH FITTED KEY, TOLERANCE N; WITH HOLDING BRAKE DEGREE OF PROTECTION IP65 IP67 D-END FLANGE; RAL7016 COATING; METALLIC RATING PLATE AT MOTOR | - | 0 | 0
1FK7034-5AF21-1HG0 |  | 1FK7034-5AF21-1HG0 | 1 | UN | 1 | 60 | X | D | N | N | 85015100 | 1 |  | 3.703 | KG | 1634.61 | 1634.61 | MC05 | MC05 | SIMOTICS S Synchronous servo motor 1FK7 Compact, DC link 300V 1.6Nm, 100K, 3000 rpm 0.46kW, Naturally cooled power/signal connectors Connector can be rotated by 270Â° ABSOLUTE ENCODER 512 S/R (ENCODER A-512); PERFORMANCE REDUCTION BY 10% DUE TO ABSOLUTE ENCODER; PLAIN SHAFT, TOLERANCE N; W/O HOLDING BRAKE DEGREE OF PROTECTION IP64 | - | 0 | 0
1FK7034-5AF21-1HG2 |  | 1FK7034-5AF21-1HG2 | 1 | UN | 1 | 60 | X | D | N | N | 85015100 | 1 |  | 3.703 | KG | 1710.58 | 1710.58 | MC05 | MC05 | SIMOTICS S Synchronous servo motor 1FK7 Compact, DC link 300V 1.6Nm, 100K, 3000 rpm 0.46kW, Naturally cooled power/signal connectors Connector can be rotated by 270Â° ABSOLUTE ENCODER 512 S/R (ENCODER A-512); PERFORMANCE REDUCTION BY 10% DUE TO ABSOLUTE ENCODER; PLAIN SHAFT, TOLERANCE N; W/O HOLDING BRAKE DEGREE OF PROTECTION IP65 FLANGE ON DRIVE END IP67 | - | 0 | 0
1FK7034-5AF21-1HG3 |  | 1FK7034-5AF21-1HG3 | 1 | UN | 1 | 60 | X | D | N | N | 85015100 | 1 |  | 3.703 | KG | 1671.42 | 1671.42 | MC05 | MC05 | SIMOTICS S Synchronous servo motor 1FK7 Compact, DC link 300V 1.6Nm, 100K, 3000 rpm 0.46kW, Naturally cooled power/signal connectors Connector can be rotated by 270Â° ABSOLUTE ENCODER 512 S/R (ENCODER A-512); PERFORMANCE REDUCTION BY 10% DUE TO ABSOLUTE ENCODER; PLAIN SHAFT, TOLERANCE N; W/O HOLDING BRAKE DEGREE OF PROTECTION IP64; PAINT FINISH RAL7016 | - | 0 | 0
1FK7034-5AF21-1HG5 |  | 1FK7034-5AF21-1HG5 | 1 | UN | 1 | 60 | X | D | N | N | 85015100 | 1 |  | 3.703 | KG | 1747.37 | 1747.37 | MC05 | MC05 | SIMOTICS S Synchronous servo motor 1FK7 Compact, DC link 300V 1.6Nm, 100K, 3000 rpm 0.46kW, Naturally cooled power/signal connectors Connector can be rotated by 270Â° ABSOLUTE ENCODER 512 S/R (ENCODER A-512); PERFORMANCE REDUCTION BY 10% DUE TO ABSOLUTE ENCODER; PLAIN SHAFT, TOLERANCE N; W/O HOLDING BRAKE DEGREE OF PROTECTION IP65 AS FLANGE IP67; PAINT FINISH RAL7016 | - | 0 | 0
1FK7034-5AF21-1HG8 |  | 1FK7034-5AF21-1HG8 | 1 | UN | 1 | 60 | X | D | N | N | 85015100 | 1 |  | 3.703 | KG | 1828.58 | 1828.58 | MC05 | MC05 | SIMOTICS S Synchronous servo motor 1FK7 Compact, DC link 300V 1.6Nm, 100K, 3000 rpm 0.46kW, Naturally cooled power/signal connectors Connector can be rotated by 270Â° ABSOLUTE ENCODER 512 S/R (ENCODER A-512); PERFORMANCE REDUCTION BY 10% DUE TO ABSOLUTE ENCODER; PLAIN SHAFT, TOLERANCE N; W/O HOLDING BRAKE DEGREE OF PROTECTION IP65 IP67 D-END FLANGE; RAL7016 COATING; METALLIC RATING PLATE AT MOTOR | - | 0 | 0
1FK7034-5AF21-1HH0 |  | 1FK7034-5AF21-1HH0 | 1 | UN | 1 | 60 | X | D | N | N | 85015100 | 1 |  | 4.002 | KG | 1810.44 | 1810.44 | MC05 | MC05 | SIMOTICS S Synchronous servo motor 1FK7 Compact, DC link 300V 1.6Nm, 100K, 3000 rpm 0.46kW, Naturally cooled power/signal connectors Connector can be rotated by 270Â° ABSOLUTE ENCODER 512 S/R (ENCODER A-512); PERFORMANCE REDUCTION BY 10% DUE TO ABSOLUTE ENCODER; PLAIN SHAFT, TOLERANCE N; WITH HOLDING BRAKE DEGREE OF PROTECTION IP64 | - | 0 | 0
1FK7034-5AF21-1HH2 |  | 1FK7034-5AF21-1HH2 | 1 | UN | 1 | 60 | X | D | N | N | 85015100 | 1 |  | 4.002 | KG | 1886.41 | 1886.41 | MC05 | MC05 | SIMOTICS S Synchronous servo motor 1FK7 Compact, DC link 300V 1.6Nm, 100K, 3000 rpm 0.46kW, Naturally cooled power/signal connectors Connector can be rotated by 270Â° ABSOLUTE ENCODER 512 S/R (ENCODER A-512); PERFORMANCE REDUCTION BY 10% DUE TO ABSOLUTE ENCODER; PLAIN SHAFT, TOLERANCE N; WITH HOLDING BRAKE DEGREE OF PROTECTION IP65 FLANGE ON DRIVE END IP67 | - | 0 | 0
1FK7034-5AF21-1HH3 |  | 1FK7034-5AF21-1HH3 | 1 | UN | 1 | 60 | X | D | N | N | 85015100 | 1 |  | 4.002 | KG | 1847.25 | 1847.25 | MC05 | MC05 | SIMOTICS S Synchronous servo motor 1FK7 Compact, DC link 300V 1.6Nm, 100K, 3000 rpm 0.46kW, Naturally cooled power/signal connectors Connector can be rotated by 270Â° ABSOLUTE ENCODER 512 S/R (ENCODER A-512); PERFORMANCE REDUCTION BY 10% DUE TO ABSOLUTE ENCODER; PLAIN SHAFT, TOLERANCE N; WITH HOLDING BRAKE DEGREE OF PROTECTION IP64; PAINT FINISH RAL7016 | - | 0 | 0
1FK7034-5AF21-1HH5 |  | 1FK7034-5AF21-1HH5 | 1 | UN | 1 | 60 | X | D | N | N | 85015100 | 1 |  | 4.002 | KG | 1923.2 | 1923.2 | MC05 | MC05 | SIMOTICS S Synchronous servo motor 1FK7 Compact, DC link 300V 1.6Nm, 100K, 3000 rpm 0.46kW, Naturally cooled power/signal connectors Connector can be rotated by 270Â° ABSOLUTE ENCODER 512 S/R (ENCODER A-512); PERFORMANCE REDUCTION BY 10% DUE TO ABSOLUTE ENCODER; PLAIN SHAFT, TOLERANCE N; WITH HOLDING BRAKE DEGREE OF PROTECTION IP65 AS FLANGE IP67; PAINT FINISH RAL7016 | - | 0 | 0
1FK7034-5AF21-1HH8 |  | 1FK7034-5AF21-1HH8 | 1 | UN | 1 | 60 | X | D | N | N | 85015100 | 1 |  | 4.002 | KG | 2004.41 | 2004.41 | MC05 | MC05 | SIMOTICS S Synchronous servo motor 1FK7 Compact, DC link 300V 1.6Nm, 100K, 3000 rpm 0.46kW, Naturally cooled power/signal connectors Connector can be rotated by 270Â° ABSOLUTE ENCODER 512 S/R (ENCODER A-512); PERFORMANCE REDUCTION BY 10% DUE TO ABSOLUTE ENCODER; PLAIN SHAFT, TOLERANCE N; WITH HOLDING BRAKE DEGREE OF PROTECTION IP65 IP67 D-END FLANGE; RAL7016 COATING; METALLIC RATING PLATE AT MOTOR | - | 0 | 0
1FK7034-5AF21-1JA0 |  | 1FK7034-5AF21-1JA0 | 1 | UN | 1 | 60 | X | D | N | N | 85015100 | 1 |  | 3.703 | KG | 1283.78 | 1283.78 | MC05 | MC05 | SIMOTICS S Synchronous servo motor 1FK7 Compact, DC link 300V 1.6Nm, 100K, 3000 rpm 0.46kW, Naturally cooled power/signal connectors Connector can be rotated by 270Â° ABSOLUTE ENCODER 16 S/R (ENCODER A-16); PERFORMANCE REDUCTION BY 10% DUE TO ABSOLUTE ENCODER; SHAFT WITH FITTED KEY, TOLERANCE N; W/O HOLDING BRAKE DEGREE OF PROTECTION IP64 | - | 0 | 0
1FK7034-5AF21-1JA2 |  | 1FK7034-5AF21-1JA2 | 1 | UN | 1 | 60 | X | D | N | N | 85015100 | 1 |  | 3.703 | KG | 1359.75 | 1359.75 | MC05 | MC05 | SIMOTICS S Synchronous servo motor 1FK7 Compact, DC link 300V 1.6Nm, 100K, 3000 rpm 0.46kW, Naturally cooled power/signal connectors Connector can be rotated by 270Â° ABSOLUTE ENCODER 16 S/R (ENCODER A-16); PERFORMANCE REDUCTION BY 10% DUE TO ABSOLUTE ENCODER; SHAFT WITH FITTED KEY, TOLERANCE N; W/O HOLDING BRAKE DEGREE OF PROTECTION IP65 FLANGE ON DRIVE END IP67 | - | 0 | 0
1FK7034-5AF21-1JA3 |  | 1FK7034-5AF21-1JA3 | 1 | UN | 1 | 60 | X | D | N | N | 85015100 | 1 |  | 3.703 | KG | 1320.59 | 1320.59 | MC05 | MC05 | SIMOTICS S Synchronous servo motor 1FK7 Compact, DC link 300V 1.6Nm, 100K, 3000 rpm 0.46kW, Naturally cooled power/signal connectors Connector can be rotated by 270Â° ABSOLUTE ENCODER 16 S/R (ENCODER A-16); PERFORMANCE REDUCTION BY 10% DUE TO ABSOLUTE ENCODER; SHAFT WITH FITTED KEY, TOLERANCE N; W/O HOLDING BRAKE DEGREE OF PROTECTION IP64; PAINT FINISH RAL7016 | - | 0 | 0
1FK7034-5AF21-1JA5 |  | 1FK7034-5AF21-1JA5 | 1 | UN | 1 | 60 | X | D | N | N | 85015100 | 1 |  | 3.703 | KG | 1396.54 | 1396.54 | MC05 | MC05 | SIMOTICS S Synchronous servo motor 1FK7 Compact, DC link 300V 1.6Nm, 100K, 3000 rpm 0.46kW, Naturally cooled power/signal connectors Connector can be rotated by 270Â° ABSOLUTE ENCODER 16 S/R (ENCODER A-16); PERFORMANCE REDUCTION BY 10% DUE TO ABSOLUTE ENCODER; SHAFT WITH FITTED KEY, TOLERANCE N; W/O HOLDING BRAKE DEGREE OF PROTECTION IP65 AS FLANGE IP67; PAINT FINISH RAL7016 | - | 0 | 0
1FK7034-5AF21-1JA8 |  | 1FK7034-5AF21-1JA8 | 1 | UN | 1 | 60 | X | D | N | N | 85015100 | 1 |  | 3.703 | KG | 1477.75 | 1477.75 | MC05 | MC05 | SIMOTICS S Synchronous servo motor 1FK7 Compact, DC link 300V 1.6Nm, 100K, 3000 rpm 0.46kW, Naturally cooled power/signal connectors Connector can be rotated by 270Â° ABSOLUTE ENCODER 16 S/R (ENCODER A-16); PERFORMANCE REDUCTION BY 10% DUE TO ABSOLUTE ENCODER; SHAFT WITH FITTED KEY, TOLERANCE N; W/O HOLDING BRAKE DEGREE OF PROTECTION IP65 IP67 D-END FLANGE; RAL7016 COATING; METALLIC RATING PLATE AT MOTOR | - | 0 | 0
1FK7034-5AF21-1JB0 |  | 1FK7034-5AF21-1JB0 | 1 | UN | 1 | 60 | X | D | N | N | 85015100 | 1 |  | 4.002 | KG | 1461.55 | 1461.55 | MC05 | MC05 | SIMOTICS S Synchronous servo motor 1FK7 Compact, DC link 300V 1.6Nm, 100K, 3000 rpm 0.46kW, Naturally cooled power/signal connectors Connector can be rotated by 270Â° ABSOLUTE ENCODER 16 S/R (ENCODER A-16); PERFORMANCE REDUCTION BY 10% DUE TO ABSOLUTE ENCODER; SHAFT WITH FITTED KEY, TOLERANCE N; WITH HOLDING BRAKE DEGREE OF PROTECTION IP64 | - | 0 | 0
1FK7034-5AF21-1JB2 |  | 1FK7034-5AF21-1JB2 | 1 | UN | 1 | 60 | X | D | N | N | 85015100 | 1 |  | 4.002 | KG | 1537.52 | 1537.52 | MC05 | MC05 | SIMOTICS S Synchronous servo motor 1FK7 Compact, DC link 300V 1.6Nm, 100K, 3000 rpm 0.46kW, Naturally cooled power/signal connectors Connector can be rotated by 270Â° ABSOLUTE ENCODER 16 S/R (ENCODER A-16); PERFORMANCE REDUCTION BY 10% DUE TO ABSOLUTE ENCODER; SHAFT WITH FITTED KEY, TOLERANCE N; WITH HOLDING BRAKE DEGREE OF PROTECTION IP65 FLANGE ON DRIVE END IP67 | - | 0 | 0
1FK7034-5AF21-1JB3 |  | 1FK7034-5AF21-1JB3 | 1 | UN | 1 | 60 | X | D | N | N | 85015100 | 1 |  | 4.002 | KG | 1498.36 | 1498.36 | MC05 | MC05 | SIMOTICS S Synchronous servo motor 1FK7 Compact, DC link 300V 1.6Nm, 100K, 3000 rpm 0.46kW, Naturally cooled power/signal connectors Connector can be rotated by 270Â° ABSOLUTE ENCODER 16 S/R (ENCODER A-16); PERFORMANCE REDUCTION BY 10% DUE TO ABSOLUTE ENCODER; SHAFT WITH FITTED KEY, TOLERANCE N; WITH HOLDING BRAKE DEGREE OF PROTECTION IP64; PAINT FINISH RAL7016 | - | 0 | 0
1FK7034-5AF21-1JB5 |  | 1FK7034-5AF21-1JB5 | 1 | UN | 1 | 60 | X | D | N | N | 85015100 | 1 |  | 4.002 | KG | 1574.31 | 1574.31 | MC05 | MC05 | SIMOTICS S Synchronous servo motor 1FK7 Compact, DC link 300V 1.6Nm, 100K, 3000 rpm 0.46kW, Naturally cooled power/signal connectors Connector can be rotated by 270Â° ABSOLUTE ENCODER 16 S/R (ENCODER A-16); PERFORMANCE REDUCTION BY 10% DUE TO ABSOLUTE ENCODER; SHAFT WITH FITTED KEY, TOLERANCE N; WITH HOLDING BRAKE DEGREE OF PROTECTION IP65 AS FLANGE IP67; PAINT FINISH RAL7016 | - | 0 | 0
1FK7034-5AF21-1JB8 |  | 1FK7034-5AF21-1JB8 | 1 | UN | 1 | 60 | X | D | N | N | 85015100 | 1 |  | 4.002 | KG | 1655.52 | 1655.52 | MC05 | MC05 | SIMOTICS S Synchronous servo motor 1FK7 Compact, DC link 300V 1.6Nm, 100K, 3000 rpm 0.46kW, Naturally cooled power/signal connectors Connector can be rotated by 270Â° ABSOLUTE ENCODER 16 S/R (ENCODER A-16); PERFORMANCE REDUCTION BY 10% DUE TO ABSOLUTE ENCODER; SHAFT WITH FITTED KEY, TOLERANCE N; WITH HOLDING BRAKE DEGREE OF PROTECTION IP65 IP67 D-END FLANGE; RAL7016 COATING; METALLIC RATING PLATE AT MOTOR | - | 0 | 0
1FK7034-5AF21-1JG0 |  | 1FK7034-5AF21-1JG0 | 1 | UN | 1 | 60 | X | D | N | N | 85015100 | 1 |  | 3.703 | KG | 1213.73 | 1213.73 | MC05 | MC05 | SIMOTICS S Synchronous servo motor 1FK7 Compact, DC link 300V 1.6Nm, 100K, 3000 rpm 0.46kW, Naturally cooled power/signal connectors Connector can be rotated by 270Â° ABSOLUTE ENCODER 16 S/R (ENCODER A-16); PERFORMANCE REDUCTION BY 10% DUE TO ABSOLUTE ENCODER; PLAIN SHAFT, TOLERANCE N; W/O HOLDING BRAKE DEGREE OF PROTECTION IP64 | - | 0 | 0
1FK7034-5AF21-1JG2 |  | 1FK7034-5AF21-1JG2 | 1 | UN | 1 | 60 | X | D | N | N | 85015100 | 1 |  | 3.703 | KG | 1289.7 | 1289.7 | MC05 | MC05 | SIMOTICS S Synchronous servo motor 1FK7 Compact, DC link 300V 1.6Nm, 100K, 3000 rpm 0.46kW, Naturally cooled power/signal connectors Connector can be rotated by 270Â° ABSOLUTE ENCODER 16 S/R (ENCODER A-16); PERFORMANCE REDUCTION BY 10% DUE TO ABSOLUTE ENCODER; PLAIN SHAFT, TOLERANCE N; W/O HOLDING BRAKE DEGREE OF PROTECTION IP65 FLANGE ON DRIVE END IP67 | - | 0 | 0
1FK7034-5AF21-1JG3 |  | 1FK7034-5AF21-1JG3 | 1 | UN | 1 | 60 | X | D | N | N | 85015100 | 1 |  | 3.703 | KG | 1250.54 | 1250.54 | MC05 | MC05 | SIMOTICS S Synchronous servo motor 1FK7 Compact, DC link 300V 1.6Nm, 100K, 3000 rpm 0.46kW, Naturally cooled power/signal connectors Connector can be rotated by 270Â° ABSOLUTE ENCODER 16 S/R (ENCODER A-16); PERFORMANCE REDUCTION BY 10% DUE TO ABSOLUTE ENCODER; PLAIN SHAFT, TOLERANCE N; W/O HOLDING BRAKE DEGREE OF PROTECTION IP64; PAINT FINISH RAL7016 | - | 0 | 0
1FK7034-5AF21-1JG5 |  | 1FK7034-5AF21-1JG5 | 1 | UN | 1 | 60 | X | D | N | N | 85015100 | 1 |  | 3.703 | KG | 1326.49 | 1326.49 | MC05 | MC05 | SIMOTICS S Synchronous servo motor 1FK7 Compact, DC link 300V 1.6Nm, 100K, 3000 rpm 0.46kW, Naturally cooled power/signal connectors Connector can be rotated by 270Â° ABSOLUTE ENCODER 16 S/R (ENCODER A-16); PERFORMANCE REDUCTION BY 10% DUE TO ABSOLUTE ENCODER; PLAIN SHAFT, TOLERANCE N; W/O HOLDING BRAKE DEGREE OF PROTECTION IP65 AS FLANGE IP67; PAINT FINISH RAL7016 | - | 0 | 0
1FK7034-5AF21-1JG8 |  | 1FK7034-5AF21-1JG8 | 1 | UN | 1 | 60 | X | D | N | N | 85015100 | 1 |  | 3.703 | KG | 1407.7 | 1407.7 | MC05 | MC05 | SIMOTICS S Synchronous servo motor 1FK7 Compact, DC link 300V 1.6Nm, 100K, 3000 rpm 0.46kW, Naturally cooled power/signal connectors Connector can be rotated by 270Â° ABSOLUTE ENCODER 16 S/R (ENCODER A-16); PERFORMANCE REDUCTION BY 10% DUE TO ABSOLUTE ENCODER; PLAIN SHAFT, TOLERANCE N; W/O HOLDING BRAKE DEGREE OF PROTECTION IP65 IP67 D-END FLANGE; RAL7016 COATING; METALLIC RATING PLATE AT MOTOR | - | 0 | 0
1FK7034-5AF21-1JH0 |  | 1FK7034-5AF21-1JH0 | 1 | UN | 1 | 60 | X | D | N | N | 85015100 | 1 |  | 4.002 | KG | 1389.56 | 1389.56 | MC05 | MC05 | SIMOTICS S Synchronous servo motor 1FK7 Compact, DC link 300V 1.6Nm, 100K, 3000 rpm 0.46kW, Naturally cooled power/signal connectors Connector can be rotated by 270Â° ABSOLUTE ENCODER 16 S/R (ENCODER A-16); PERFORMANCE REDUCTION BY 10% DUE TO ABSOLUTE ENCODER; PLAIN SHAFT, TOLERANCE N; WITH HOLDING BRAKE DEGREE OF PROTECTION IP64 | - | 0 | 0
1FK7034-5AF21-1JH2 |  | 1FK7034-5AF21-1JH2 | 1 | UN | 1 | 60 | X | D | N | N | 85015100 | 1 |  | 4.002 | KG | 1465.53 | 1465.53 | MC05 | MC05 | SIMOTICS S Synchronous servo motor 1FK7 Compact, DC link 300V 1.6Nm, 100K, 3000 rpm 0.46kW, Naturally cooled power/signal connectors Connector can be rotated by 270Â° ABSOLUTE ENCODER 16 S/R (ENCODER A-16); PERFORMANCE REDUCTION BY 10% DUE TO ABSOLUTE ENCODER; PLAIN SHAFT, TOLERANCE N; WITH HOLDING BRAKE DEGREE OF PROTECTION IP65 FLANGE ON DRIVE END IP67 | - | 0 | 0
1FK7034-5AF21-1JH3 |  | 1FK7034-5AF21-1JH3 | 1 | UN | 1 | 60 | X | D | N | N | 85015100 | 1 |  | 4.002 | KG | 1426.37 | 1426.37 | MC05 | MC05 | SIMOTICS S Synchronous servo motor 1FK7 Compact, DC link 300V 1.6Nm, 100K, 3000 rpm 0.46kW, Naturally cooled power/signal connectors Connector can be rotated by 270Â° ABSOLUTE ENCODER 16 S/R (ENCODER A-16); PERFORMANCE REDUCTION BY 10% DUE TO ABSOLUTE ENCODER; PLAIN SHAFT, TOLERANCE N; WITH HOLDING BRAKE DEGREE OF PROTECTION IP64; PAINT FINISH RAL7016 | - | 0 | 0
1FK7034-5AF21-1JH5 |  | 1FK7034-5AF21-1JH5 | 1 | UN | 1 | 60 | X | D | N | N | 85015100 | 1 |  | 4.002 | KG | 1502.32 | 1502.32 | MC05 | MC05 | SIMOTICS S Synchronous servo motor 1FK7 Compact, DC link 300V 1.6Nm, 100K, 3000 rpm 0.46kW, Naturally cooled power/signal connectors Connector can be rotated by 270Â° ABSOLUTE ENCODER 16 S/R (ENCODER A-16); PERFORMANCE REDUCTION BY 10% DUE TO ABSOLUTE ENCODER; PLAIN SHAFT, TOLERANCE N; WITH HOLDING BRAKE DEGREE OF PROTECTION IP65 AS FLANGE IP67; PAINT FINISH RAL7016 | - | 0 | 0
1FK7034-5AF21-1JH8 |  | 1FK7034-5AF21-1JH8 | 1 | UN | 1 | 60 | X | D | N | N | 85015100 | 1 |  | 4.002 | KG | 1583.53 | 1583.53 | MC05 | MC05 | SIMOTICS S Synchronous servo motor 1FK7 Compact, DC link 300V 1.6Nm, 100K, 3000 rpm 0.46kW, Naturally cooled power/signal connectors Connector can be rotated by 270Â° ABSOLUTE ENCODER 16 S/R (ENCODER A-16); PERFORMANCE REDUCTION BY 10% DUE TO ABSOLUTE ENCODER; PLAIN SHAFT, TOLERANCE N; WITH HOLDING BRAKE DEGREE OF PROTECTION IP65 IP67 D-END FLANGE; RAL7016 COATING; METALLIC RATING PLATE AT MOTOR | - | 0 | 0
1FK7034-5AF21-1LA0 |  | 1FK7034-5AF21-1LA0 | 1 | UN | 1 | 60 | X | D | N | N | 85015100 | 1 |  | 3.703 | KG | 1898.61 | 1898.61 | MC05 | MC05 | SIMOTICS S Synchronous servo motor 1FK7 Compact, DC link 300V 1.6Nm, 100K, 3000 rpm 0.46kW, Naturally cooled power/signal connectors Connector can be rotated by 270Â° ABSOLUTE ENCODER 512 S/R (ENCODER A-512) WITH DRIVE-CLIQ INTERFACE; PERFORMANCE REDUCTION BY 10% DUE TO ABSOLUTE ENCODER; SHAFT WITH FITTED KEY, TOLERANCE N; W/O HOLDING BRAKE DEGREE OF PROTECTION IP64 | - | 0 | 0
1FK7034-5AF21-1LA2 |  | 1FK7034-5AF21-1LA2 | 1 | UN | 1 | 60 | X | D | N | N | 85015100 | 1 |  | 3.703 | KG | 1974.58 | 1974.58 | MC05 | MC05 | SIMOTICS S Synchronous servo motor 1FK7 Compact, DC link 300V 1.6Nm, 100K, 3000 rpm 0.46kW, Naturally cooled power/signal connectors Connector can be rotated by 270Â° ABSOLUTE ENCODER 512 S/R (ENCODER A-512) WITH DRIVE-CLIQ INTERFACE; PERFORMANCE REDUCTION BY 10% DUE TO ABSOLUTE ENCODER; SHAFT WITH FITTED KEY, TOLERANCE N; W/O HOLDING BRAKE DEGREE OF PROTECTION IP65 FLANGE ON DRIVE END IP67 | - | 0 | 0
1FK7034-5AF21-1LA3 |  | 1FK7034-5AF21-1LA3 | 1 | UN | 1 | 60 | X | D | N | N | 85015100 | 1 |  | 3.703 | KG | 1935.42 | 1935.42 | MC05 | MC05 | SIMOTICS S Synchronous servo motor 1FK7 Compact, DC link 300V 1.6Nm, 100K, 3000 rpm 0.46kW, Naturally cooled power/signal connectors Connector can be rotated by 270Â° ABSOLUTE ENCODER 512 S/R (ENCODER A-512) WITH DRIVE-CLIQ INTERFACE; PERFORMANCE REDUCTION BY 10% DUE TO ABSOLUTE ENCODER; SHAFT WITH FITTED KEY, TOLERANCE N; W/O HOLDING BRAKE DEGREE OF PROTECTION IP64; PAINT FINISH RAL7016 | - | 0 | 0
1FK7034-5AF21-1LA5 |  | 1FK7034-5AF21-1LA5 | 1 | UN | 1 | 60 | X | D | N | N | 85015100 | 1 |  | 3.703 | KG | 2011.37 | 2011.37 | MC05 | MC05 | SIMOTICS S Synchronous servo motor 1FK7 Compact, DC link 300V 1.6Nm, 100K, 3000 rpm 0.46kW, Naturally cooled power/signal connectors Connector can be rotated by 270Â° ABSOLUTE ENCODER 512 S/R (ENCODER A-512) WITH DRIVE-CLIQ INTERFACE; PERFORMANCE REDUCTION BY 10% DUE TO ABSOLUTE ENCODER; SHAFT WITH FITTED KEY, TOLERANCE N; W/O HOLDING BRAKE DEGREE OF PROTECTION IP65 AS FLANGE IP67; PAINT FINISH RAL7016 | - | 0 | 0
1FK7034-5AF21-1LA8 |  | 1FK7034-5AF21-1LA8 | 1 | UN | 1 | 60 | X | D | N | N | 85015100 | 1 |  | 3.703 | KG | 2092.58 | 2092.58 | MC05 | MC05 | SIMOTICS S Synchronous servo motor 1FK7 Compact, DC link 300V 1.6Nm, 100K, 3000 rpm 0.46kW, Naturally cooled power/signal connectors Connector can be rotated by 270Â° ABSOLUTE ENCODER 512 S/R (ENCODER A-512) WITH DRIVE-CLIQ INTERFACE; PERFORMANCE REDUCTION BY 10% DUE TO ABSOLUTE ENCODER; SHAFT WITH FITTED KEY, TOLERANCE N; W/O HOLDING BRAKE DEGREE OF PROTECTION IP65 IP67 D-END FLANGE; RAL7016 COATING; METALLIC RATING PLATE AT MOTOR | - | 0 | 0
1FK7034-5AF21-1LB0 |  | 1FK7034-5AF21-1LB0 | 1 | UN | 1 | 60 | X | D | N | N | 85015100 | 1 |  | 4.002 | KG | 2076.38 | 2076.38 | MC05 | MC05 | SIMOTICS S Synchronous servo motor 1FK7 Compact, DC link 300V 1.6Nm, 100K, 3000 rpm 0.46kW, Naturally cooled power/signal connectors Connector can be rotated by 270Â° ABSOLUTE ENCODER 512 S/R (ENCODER A-512) WITH DRIVE-CLIQ INTERFACE; PERFORMANCE REDUCTION BY 10% DUE TO ABSOLUTE ENCODER; SHAFT WITH FITTED KEY, TOLERANCE N; WITH HOLDING BRAKE DEGREE OF PROTECTION IP64 | - | 0 | 0
1FK7034-5AF21-1LB2 |  | 1FK7034-5AF21-1LB2 | 1 | UN | 1 | 60 | X | D | N | N | 85015100 | 1 |  | 4.002 | KG | 2152.35 | 2152.35 | MC05 | MC05 | SIMOTICS S Synchronous servo motor 1FK7 Compact, DC link 300V 1.6Nm, 100K, 3000 rpm 0.46kW, Naturally cooled power/signal connectors Connector can be rotated by 270Â° ABSOLUTE ENCODER 512 S/R (ENCODER A-512) WITH DRIVE-CLIQ INTERFACE; PERFORMANCE REDUCTION BY 10% DUE TO ABSOLUTE ENCODER; SHAFT WITH FITTED KEY, TOLERANCE N; WITH HOLDING BRAKE DEGREE OF PROTECTION IP65 FLANGE ON DRIVE END IP67 | - | 0 | 0
1FK7034-5AF21-1LB3 |  | 1FK7034-5AF21-1LB3 | 1 | UN | 1 | 60 | X | D | N | N | 85015100 | 1 |  | 4.002 | KG | 2113.19 | 2113.19 | MC05 | MC05 | SIMOTICS S Synchronous servo motor 1FK7 Compact, DC link 300V 1.6Nm, 100K, 3000 rpm 0.46kW, Naturally cooled power/signal connectors Connector can be rotated by 270Â° ABSOLUTE ENCODER 512 S/R (ENCODER A-512) WITH DRIVE-CLIQ INTERFACE; PERFORMANCE REDUCTION BY 10% DUE TO ABSOLUTE ENCODER; SHAFT WITH FITTED KEY, TOLERANCE N; WITH HOLDING BRAKE DEGREE OF PROTECTION IP64; PAINT FINISH RAL7016 | - | 0 | 0
1FK7034-5AF21-1LB5 |  | 1FK7034-5AF21-1LB5 | 1 | UN | 1 | 60 | X | D | N | N | 85015100 | 1 |  | 4.002 | KG | 2189.14 | 2189.14 | MC05 | MC05 | SIMOTICS S Synchronous servo motor 1FK7 Compact, DC link 300V 1.6Nm, 100K, 3000 rpm 0.46kW, Naturally cooled power/signal connectors Connector can be rotated by 270Â° ABSOLUTE ENCODER 512 S/R (ENCODER A-512) WITH DRIVE-CLIQ INTERFACE; PERFORMANCE REDUCTION BY 10% DUE TO ABSOLUTE ENCODER; SHAFT WITH FITTED KEY, TOLERANCE N; WITH HOLDING BRAKE DEGREE OF PROTECTION IP65 AS FLANGE IP67; PAINT FINISH RAL7016 | - | 0 | 0
1FK7034-5AF21-1LB8 |  | 1FK7034-5AF21-1LB8 | 1 | UN | 1 | 60 | X | D | N | N | 85015100 | 1 |  | 4.002 | KG | 2270.35 | 2270.35 | MC05 | MC05 | SIMOTICS S Synchronous servo motor 1FK7 Compact, DC link 300V 1.6Nm, 100K, 3000 rpm 0.46kW, Naturally cooled power/signal connectors Connector can be rotated by 270Â° ABSOLUTE ENCODER 512 S/R (ENCODER A-512) WITH DRIVE-CLIQ INTERFACE; PERFORMANCE REDUCTION BY 10% DUE TO ABSOLUTE ENCODER; SHAFT WITH FITTED KEY, TOLERANCE N; WITH HOLDING BRAKE DEGREE OF PROTECTION IP65 IP67 D-END FLANGE; RAL7016 COATING; METALLIC RATING PLATE AT MOTOR | - | 0 | 0
1FK7034-5AF21-1LG0 |  | 1FK7034-5AF21-1LG0 | 1 | UN | 1 | 60 | X | D | N | N | 85015100 | 1 |  | 3.703 | KG | 1828.56 | 1828.56 | MC05 | MC05 | SIMOTICS S Synchronous servo motor 1FK7 Compact, DC link 300V 1.6Nm, 100K, 3000 rpm 0.46kW, Naturally cooled power/signal connectors Connector can be rotated by 270Â° ABSOLUTE ENCODER 512 S/R (ENCODER A-512) WITH DRIVE-CLIQ INTERFACE; PERFORMANCE REDUCTION BY 10% DUE TO ABSOLUTE ENCODER; PLAIN SHAFT, TOLERANCE N; W/O HOLDING BRAKE DEGREE OF PROTECTION IP64 | - | 0 | 0
1FK7034-5AF21-1LG2 |  | 1FK7034-5AF21-1LG2 | 1 | UN | 1 | 60 | X | D | N | N | 85015100 | 1 |  | 3.703 | KG | 1904.53 | 1904.53 | MC05 | MC05 | SIMOTICS S Synchronous servo motor 1FK7 Compact, DC link 300V 1.6Nm, 100K, 3000 rpm 0.46kW, Naturally cooled power/signal connectors Connector can be rotated by 270Â° ABSOLUTE ENCODER 512 S/R (ENCODER A-512) WITH DRIVE-CLIQ INTERFACE; PERFORMANCE REDUCTION BY 10% DUE TO ABSOLUTE ENCODER; PLAIN SHAFT, TOLERANCE N; W/O HOLDING BRAKE DEGREE OF PROTECTION IP65 FLANGE ON DRIVE END IP67 | - | 0 | 0
1FK7034-5AF21-1LG3 |  | 1FK7034-5AF21-1LG3 | 1 | UN | 1 | 60 | X | D | N | N | 85015100 | 1 |  | 3.703 | KG | 1865.37 | 1865.37 | MC05 | MC05 | SIMOTICS S Synchronous servo motor 1FK7 Compact, DC link 300V 1.6Nm, 100K, 3000 rpm 0.46kW, Naturally cooled power/signal connectors Connector can be rotated by 270Â° ABSOLUTE ENCODER 512 S/R (ENCODER A-512) WITH DRIVE-CLIQ INTERFACE; PERFORMANCE REDUCTION BY 10% DUE TO ABSOLUTE ENCODER; PLAIN SHAFT, TOLERANCE N; W/O HOLDING BRAKE DEGREE OF PROTECTION IP64; PAINT FINISH RAL7016 | - | 0 | 0
1FK7034-5AF21-1LG5 |  | 1FK7034-5AF21-1LG5 | 1 | UN | 1 | 60 | X | D | N | N | 85015100 | 1 |  | 3.703 | KG | 1941.32 | 1941.32 | MC05 | MC05 | SIMOTICS S Synchronous servo motor 1FK7 Compact, DC link 300V 1.6Nm, 100K, 3000 rpm 0.46kW, Naturally cooled power/signal connectors Connector can be rotated by 270Â° ABSOLUTE ENCODER 512 S/R (ENCODER A-512) WITH DRIVE-CLIQ INTERFACE; PERFORMANCE REDUCTION BY 10% DUE TO ABSOLUTE ENCODER; PLAIN SHAFT, TOLERANCE N; W/O HOLDING BRAKE DEGREE OF PROTECTION IP65 AS FLANGE IP67; PAINT FINISH RAL7016 | - | 0 | 0
1FK7034-5AF21-1LG8 |  | 1FK7034-5AF21-1LG8 | 1 | UN | 1 | 60 | X | D | N | N | 85015100 | 1 |  | 3.703 | KG | 2022.53 | 2022.53 | MC05 | MC05 | SIMOTICS S Synchronous servo motor 1FK7 Compact, DC link 300V 1.6Nm, 100K, 3000 rpm 0.46kW, Naturally cooled power/signal connectors Connector can be rotated by 270Â° ABSOLUTE ENCODER 512 S/R (ENCODER A-512) WITH DRIVE-CLIQ INTERFACE; PERFORMANCE REDUCTION BY 10% DUE TO ABSOLUTE ENCODER; PLAIN SHAFT, TOLERANCE N; W/O HOLDING BRAKE DEGREE OF PROTECTION IP65 IP67 D-END FLANGE; RAL7016 COATING; METALLIC RATING PLATE AT MOTOR | - | 0 | 0
1FK7034-5AF21-1LH0 |  | 1FK7034-5AF21-1LH0 | 1 | UN | 1 | 60 | X | D | N | N | 85015100 | 1 |  | 4.002 | KG | 2004.39 | 2004.39 | MC05 | MC05 | SIMOTICS S Synchronous servo motor 1FK7 Compact, DC link 300V 1.6Nm, 100K, 3000 rpm 0.46kW, Naturally cooled power/signal connectors Connector can be rotated by 270Â° ABSOLUTE ENCODER 512 S/R (ENCODER A-512) WITH DRIVE-CLIQ INTERFACE; PERFORMANCE REDUCTION BY 10% DUE TO ABSOLUTE ENCODER; PLAIN SHAFT, TOLERANCE N; WITH HOLDING BRAKE DEGREE OF PROTECTION IP64 | - | 0 | 0
1FK7034-5AF21-1LH2 |  | 1FK7034-5AF21-1LH2 | 1 | UN | 1 | 60 | X | D | N | N | 85015100 | 1 |  | 4.002 | KG | 2080.36 | 2080.36 | MC05 | MC05 | SIMOTICS S Synchronous servo motor 1FK7 Compact, DC link 300V 1.6Nm, 100K, 3000 rpm 0.46kW, Naturally cooled power/signal connectors Connector can be rotated by 270Â° ABSOLUTE ENCODER 512 S/R (ENCODER A-512) WITH DRIVE-CLIQ INTERFACE; PERFORMANCE REDUCTION BY 10% DUE TO ABSOLUTE ENCODER; PLAIN SHAFT, TOLERANCE N; WITH HOLDING BRAKE DEGREE OF PROTECTION IP65 FLANGE ON DRIVE END IP67 | - | 0 | 0
1FK7034-5AF21-1LH3 |  | 1FK7034-5AF21-1LH3 | 1 | UN | 1 | 60 | X | D | N | N | 85015100 | 1 |  | 4.002 | KG | 2041.2 | 2041.2 | MC05 | MC05 | SIMOTICS S Synchronous servo motor 1FK7 Compact, DC link 300V 1.6Nm, 100K, 3000 rpm 0.46kW, Naturally cooled power/signal connectors Connector can be rotated by 270Â° ABSOLUTE ENCODER 512 S/R (ENCODER A-512) WITH DRIVE-CLIQ INTERFACE; PERFORMANCE REDUCTION BY 10% DUE TO ABSOLUTE ENCODER; PLAIN SHAFT, TOLERANCE N; WITH HOLDING BRAKE DEGREE OF PROTECTION IP64; PAINT FINISH RAL7016 | - | 0 | 0
1FK7034-5AF21-1LH5 |  | 1FK7034-5AF21-1LH5 | 1 | UN | 1 | 60 | X | D | N | N | 85015100 | 1 |  | 4.002 | KG | 2117.15 | 2117.15 | MC05 | MC05 | SIMOTICS S Synchronous servo motor 1FK7 Compact, DC link 300V 1.6Nm, 100K, 3000 rpm 0.46kW, Naturally cooled power/signal connectors Connector can be rotated by 270Â° ABSOLUTE ENCODER 512 S/R (ENCODER A-512) WITH DRIVE-CLIQ INTERFACE; PERFORMANCE REDUCTION BY 10% DUE TO ABSOLUTE ENCODER; PLAIN SHAFT, TOLERANCE N; WITH HOLDING BRAKE DEGREE OF PROTECTION IP65 AS FLANGE IP67; PAINT FINISH RAL7016 | - | 0 | 0
1FK7034-5AF21-1LH8 |  | 1FK7034-5AF21-1LH8 | 1 | UN | 1 | 60 | X | D | N | N | 85015100 | 1 |  | 4.002 | KG | 2198.36 | 2198.36 | MC05 | MC05 | SIMOTICS S Synchronous servo motor 1FK7 Compact, DC link 300V 1.6Nm, 100K, 3000 rpm 0.46kW, Naturally cooled power/signal connectors Connector can be rotated by 270Â° ABSOLUTE ENCODER 512 S/R (ENCODER A-512) WITH DRIVE-CLIQ INTERFACE; PERFORMANCE REDUCTION BY 10% DUE TO ABSOLUTE ENCODER; PLAIN SHAFT, TOLERANCE N; WITH HOLDING BRAKE DEGREE OF PROTECTION IP65 IP67 D-END FLANGE; RAL7016 COATING; METALLIC RATING PLATE AT MOTOR | - | 0 | 0
1FK7034-5AF21-1PA0 |  | 1FK7034-5AF21-1PA0 | 1 | UN | 1 | 60 | X | D | N | N | 85015100 | 1 |  | 3.703 | KG | 1122.76 | 1122.76 | MC05 | MC05 | SIMOTICS S Synchronous servo motor 1FK7 Compact, DC link 300V 1.6Nm, 100K, 3000 rpm 0.46kW, Naturally cooled power/signal connectors Connector can be rotated by 270Â° RESOLVER 2-POLE (RESOLVER P=1) WITH DRIVE-CLIQ INTERFACE; SHAFT WITH FITTED KEY, TOLERANCE N; W/O HOLDING BRAKE DEGREE OF PROTECTION IP64 | - | 0 | 0
1FK7034-5AF21-1PA2 |  | 1FK7034-5AF21-1PA2 | 1 | UN | 1 | 60 | X | D | N | N | 85015100 | 1 |  | 3.703 | KG | 1198.73 | 1198.73 | MC05 | MC05 | SIMOTICS S Synchronous servo motor 1FK7 Compact, DC link 300V 1.6Nm, 100K, 3000 rpm 0.46kW, Naturally cooled power/signal connectors Connector can be rotated by 270Â° RESOLVER 2-POLE (RESOLVER P=1) WITH DRIVE-CLIQ INTERFACE; SHAFT WITH FITTED KEY, TOLERANCE N; W/O HOLDING BRAKE DEGREE OF PROTECTION IP65 FLANGE ON DRIVE END IP67 | - | 0 | 0
1FK7034-5AF21-1PA3 |  | 1FK7034-5AF21-1PA3 | 1 | UN | 1 | 60 | X | D | N | N | 85015100 | 1 |  | 3.703 | KG | 1159.57 | 1159.57 | MC05 | MC05 | SIMOTICS S Synchronous servo motor 1FK7 Compact, DC link 300V 1.6Nm, 100K, 3000 rpm 0.46kW, Naturally cooled power/signal connectors Connector can be rotated by 270Â° RESOLVER 2-POLE (RESOLVER P=1) WITH DRIVE-CLIQ INTERFACE; SHAFT WITH FITTED KEY, TOLERANCE N; W/O HOLDING BRAKE DEGREE OF PROTECTION IP64; PAINT FINISH RAL7016 | - | 0 | 0
1FK7034-5AF21-1PA5 |  | 1FK7034-5AF21-1PA5 | 1 | UN | 1 | 60 | X | D | N | N | 85015100 | 1 |  | 3.703 | KG | 1235.52 | 1235.52 | MC05 | MC05 | SIMOTICS S Synchronous servo motor 1FK7 Compact, DC link 300V 1.6Nm, 100K, 3000 rpm 0.46kW, Naturally cooled power/signal connectors Connector can be rotated by 270Â° RESOLVER 2-POLE (RESOLVER P=1) WITH DRIVE-CLIQ INTERFACE; SHAFT WITH FITTED KEY, TOLERANCE N; W/O HOLDING BRAKE DEGREE OF PROTECTION IP65 AS FLANGE IP67; PAINT FINISH RAL7016 | - | 0 | 0
1FK7034-5AF21-1PA8 |  | 1FK7034-5AF21-1PA8 | 1 | UN | 1 | 60 | X | D | N | N | 85015100 | 1 |  | 3.703 | KG | 1316.73 | 1316.73 | MC05 | MC05 | SIMOTICS S Synchronous servo motor 1FK7 Compact, DC link 300V 1.6Nm, 100K, 3000 rpm 0.46kW, Naturally cooled power/signal connectors Connector can be rotated by 270Â° RESOLVER 2-POLE (RESOLVER P=1) WITH DRIVE-CLIQ INTERFACE; SHAFT WITH FITTED KEY, TOLERANCE N; W/O HOLDING BRAKE DEGREE OF PROTECTION IP65 IP67 D-END FLANGE; RAL7016 COATING; METALLIC RATING PLATE AT MOTOR | - | 0 | 0
1FK7034-5AF21-1PB0 |  | 1FK7034-5AF21-1PB0 | 1 | UN | 1 | 60 | X | D | N | N | 85015100 | 1 |  | 4.002 | KG | 1300.53 | 1300.53 | MC05 | MC05 | SIMOTICS S Synchronous servo motor 1FK7 Compact, DC link 300V 1.6Nm, 100K, 3000 rpm 0.46kW, Naturally cooled power/signal connectors Connector can be rotated by 270Â° RESOLVER 2-POLE (RESOLVER P=1) WITH DRIVE-CLIQ INTERFACE; SHAFT WITH FITTED KEY, TOLERANCE N; WITH HOLDING BRAKE DEGREE OF PROTECTION IP64 | - | 0 | 0
1FK7034-5AF21-1PB2 |  | 1FK7034-5AF21-1PB2 | 1 | UN | 1 | 60 | X | D | N | N | 85015100 | 1 |  | 4.002 | KG | 1376.5 | 1376.5 | MC05 | MC05 | SIMOTICS S Synchronous servo motor 1FK7 Compact, DC link 300V 1.6Nm, 100K, 3000 rpm 0.46kW, Naturally cooled power/signal connectors Connector can be rotated by 270Â° RESOLVER 2-POLE (RESOLVER P=1) WITH DRIVE-CLIQ INTERFACE; SHAFT WITH FITTED KEY, TOLERANCE N; WITH HOLDING BRAKE DEGREE OF PROTECTION IP65 FLANGE ON DRIVE END IP67 | - | 0 | 0
1FK7034-5AF21-1PB3 |  | 1FK7034-5AF21-1PB3 | 1 | UN | 1 | 60 | X | D | N | N | 85015100 | 1 |  | 4.002 | KG | 1337.34 | 1337.34 | MC05 | MC05 | SIMOTICS S Synchronous servo motor 1FK7 Compact, DC link 300V 1.6Nm, 100K, 3000 rpm 0.46kW, Naturally cooled power/signal connectors Connector can be rotated by 270Â° RESOLVER 2-POLE (RESOLVER P=1) WITH DRIVE-CLIQ INTERFACE; SHAFT WITH FITTED KEY, TOLERANCE N; WITH HOLDING BRAKE DEGREE OF PROTECTION IP64; PAINT FINISH RAL7016 | - | 0 | 0
1FK7034-5AF21-1PB5 |  | 1FK7034-5AF21-1PB5 | 1 | UN | 1 | 60 | X | D | N | N | 85015100 | 1 |  | 4.002 | KG | 1413.29 | 1413.29 | MC05 | MC05 | SIMOTICS S Synchronous servo motor 1FK7 Compact, DC link 300V 1.6Nm, 100K, 3000 rpm 0.46kW, Naturally cooled power/signal connectors Connector can be rotated by 270Â° RESOLVER 2-POLE (RESOLVER P=1) WITH DRIVE-CLIQ INTERFACE; SHAFT WITH FITTED KEY, TOLERANCE N; WITH HOLDING BRAKE DEGREE OF PROTECTION IP65 AS FLANGE IP67; PAINT FINISH RAL7016 | - | 0 | 0
1FK7034-5AF21-1PB8 |  | 1FK7034-5AF21-1PB8 | 1 | UN | 1 | 60 | X | D | N | N | 85015100 | 1 |  | 4.002 | KG | 1494.5 | 1494.5 | MC05 | MC05 | SIMOTICS S Synchronous servo motor 1FK7 Compact, DC link 300V 1.6Nm, 100K, 3000 rpm 0.46kW, Naturally cooled power/signal connectors Connector can be rotated by 270Â° RESOLVER 2-POLE (RESOLVER P=1) WITH DRIVE-CLIQ INTERFACE; SHAFT WITH FITTED KEY, TOLERANCE N; WITH HOLDING BRAKE DEGREE OF PROTECTION IP65 IP67 D-END FLANGE; RAL7016 COATING; METALLIC RATING PLATE AT MOTOR | - | 0 | 0
1FK7034-5AF21-1PG0 |  | 1FK7034-5AF21-1PG0 | 1 | UN | 1 | 60 | X | D | N | N | 85015100 | 1 |  | 3.703 | KG | 1052.71 | 1052.71 | MC05 | MC05 | SIMOTICS S Synchronous servo motor 1FK7 Compact, DC link 300V 1.6Nm, 100K, 3000 rpm 0.46kW, Naturally cooled power/signal connectors Connector can be rotated by 270Â° RESOLVER 2-POLE (RESOLVER P=1) WITH DRIVE-CLIQ INTERFACE; PLAIN SHAFT, TOLERANCE N; W/O HOLDING BRAKE DEGREE OF PROTECTION IP64 | - | 0 | 0
1FK7034-5AF21-1PG2 |  | 1FK7034-5AF21-1PG2 | 1 | UN | 1 | 60 | X | D | N | N | 85015100 | 1 |  | 3.703 | KG | 1128.68 | 1128.68 | MC05 | MC05 | SIMOTICS S Synchronous servo motor 1FK7 Compact, DC link 300V 1.6Nm, 100K, 3000 rpm 0.46kW, Naturally cooled power/signal connectors Connector can be rotated by 270Â° RESOLVER 2-POLE (RESOLVER P=1) WITH DRIVE-CLIQ INTERFACE; PLAIN SHAFT, TOLERANCE N; W/O HOLDING BRAKE DEGREE OF PROTECTION IP65 FLANGE ON DRIVE END IP67 | - | 0 | 0
1FK7034-5AF21-1PG3 |  | 1FK7034-5AF21-1PG3 | 1 | UN | 1 | 60 | X | D | N | N | 85015100 | 1 |  | 3.703 | KG | 1089.52 | 1089.52 | MC05 | MC05 | SIMOTICS S Synchronous servo motor 1FK7 Compact, DC link 300V 1.6Nm, 100K, 3000 rpm 0.46kW, Naturally cooled power/signal connectors Connector can be rotated by 270Â° RESOLVER 2-POLE (RESOLVER P=1) WITH DRIVE-CLIQ INTERFACE; PLAIN SHAFT, TOLERANCE N; W/O HOLDING BRAKE DEGREE OF PROTECTION IP64; PAINT FINISH RAL7016 | - | 0 | 0
1FK7034-5AF21-1PG5 |  | 1FK7034-5AF21-1PG5 | 1 | UN | 1 | 60 | X | D | N | N | 85015100 | 1 |  | 3.703 | KG | 1165.47 | 1165.47 | MC05 | MC05 | SIMOTICS S Synchronous servo motor 1FK7 Compact, DC link 300V 1.6Nm, 100K, 3000 rpm 0.46kW, Naturally cooled power/signal connectors Connector can be rotated by 270Â° RESOLVER 2-POLE (RESOLVER P=1) WITH DRIVE-CLIQ INTERFACE; PLAIN SHAFT, TOLERANCE N; W/O HOLDING BRAKE DEGREE OF PROTECTION IP65 AS FLANGE IP67; PAINT FINISH RAL7016 | - | 0 | 0
1FK7034-5AF21-1PG8 |  | 1FK7034-5AF21-1PG8 | 1 | UN | 1 | 60 | X | D | N | N | 85015100 | 1 |  | 3.703 | KG | 1246.68 | 1246.68 | MC05 | MC05 | SIMOTICS S Synchronous servo motor 1FK7 Compact, DC link 300V 1.6Nm, 100K, 3000 rpm 0.46kW, Naturally cooled power/signal connectors Connector can be rotated by 270Â° RESOLVER 2-POLE (RESOLVER P=1) WITH DRIVE-CLIQ INTERFACE; PLAIN SHAFT, TOLERANCE N; W/O HOLDING BRAKE DEGREE OF PROTECTION IP65 IP67 D-END FLANGE; RAL7016 COATING; METALLIC RATING PLATE AT MOTOR | - | 0 | 0
1FK7034-5AF21-1PH0 |  | 1FK7034-5AF21-1PH0 | 1 | UN | 1 | 60 | X | D | N | N | 85015100 | 1 |  | 4.002 | KG | 1228.54 | 1228.54 | MC05 | MC05 | SIMOTICS S Synchronous servo motor 1FK7 Compact, DC link 300V 1.6Nm, 100K, 3000 rpm 0.46kW, Naturally cooled power/signal connectors Connector can be rotated by 270Â° RESOLVER 2-POLE (RESOLVER P=1) WITH DRIVE-CLIQ INTERFACE; PLAIN SHAFT, TOLERANCE N; WITH HOLDING BRAKE DEGREE OF PROTECTION IP64 | - | 0 | 0
1FK7034-5AF21-1PH2 |  | 1FK7034-5AF21-1PH2 | 1 | UN | 1 | 60 | X | D | N | N | 85015100 | 1 |  | 4.002 | KG | 1304.51 | 1304.51 | MC05 | MC05 | SIMOTICS S Synchronous servo motor 1FK7 Compact, DC link 300V 1.6Nm, 100K, 3000 rpm 0.46kW, Naturally cooled power/signal connectors Connector can be rotated by 270Â° RESOLVER 2-POLE (RESOLVER P=1) WITH DRIVE-CLIQ INTERFACE; PLAIN SHAFT, TOLERANCE N; WITH HOLDING BRAKE DEGREE OF PROTECTION IP65 FLANGE ON DRIVE END IP67 | - | 0 | 0
1FK7034-5AF21-1PH3 |  | 1FK7034-5AF21-1PH3 | 1 | UN | 1 | 60 | X | D | N | N | 85015100 | 1 |  | 4.002 | KG | 1265.35 | 1265.35 | MC05 | MC05 | SIMOTICS S Synchronous servo motor 1FK7 Compact, DC link 300V 1.6Nm, 100K, 3000 rpm 0.46kW, Naturally cooled power/signal connectors Connector can be rotated by 270Â° RESOLVER 2-POLE (RESOLVER P=1) WITH DRIVE-CLIQ INTERFACE; PLAIN SHAFT, TOLERANCE N; WITH HOLDING BRAKE DEGREE OF PROTECTION IP64; PAINT FINISH RAL7016 | - | 0 | 0
1FK7034-5AF21-1PH5 |  | 1FK7034-5AF21-1PH5 | 1 | UN | 1 | 60 | X | D | N | N | 85015100 | 1 |  | 4.002 | KG | 1341.3 | 1341.3 | MC05 | MC05 | SIMOTICS S Synchronous servo motor 1FK7 Compact, DC link 300V 1.6Nm, 100K, 3000 rpm 0.46kW, Naturally cooled power/signal connectors Connector can be rotated by 270Â° RESOLVER 2-POLE (RESOLVER P=1) WITH DRIVE-CLIQ INTERFACE; PLAIN SHAFT, TOLERANCE N; WITH HOLDING BRAKE DEGREE OF PROTECTION IP65 AS FLANGE IP67; PAINT FINISH RAL7016 | - | 0 | 0
1FK7034-5AF21-1PH8 |  | 1FK7034-5AF21-1PH8 | 1 | UN | 1 | 60 | X | D | N | N | 85015100 | 1 |  | 4.002 | KG | 1422.51 | 1422.51 | MC05 | MC05 | SIMOTICS S Synchronous servo motor 1FK7 Compact, DC link 300V 1.6Nm, 100K, 3000 rpm 0.46kW, Naturally cooled power/signal connectors Connector can be rotated by 270Â° RESOLVER 2-POLE (RESOLVER P=1) WITH DRIVE-CLIQ INTERFACE; PLAIN SHAFT, TOLERANCE N; WITH HOLDING BRAKE DEGREE OF PROTECTION IP65 IP67 D-END FLANGE; RAL7016 COATING; METALLIC RATING PLATE AT MOTOR | - | 0 | 0
1FK7034-5AF21-1SA0 |  | 1FK7034-5AF21-1SA0 | 1 | UN | 1 | 60 | X | D | N | N | 85015100 | 1 |  | 3.703 | KG | 927.02 | 927.02 | MC05 | MC05 | SIMOTICS S Synchronous servo motor 1FK7 Compact, DC link 300V 1.6Nm, 100K, 3000 rpm 0.46kW, Naturally cooled power/signal connectors Connector can be rotated by 270Â° RESOLVER MULTI-POLE (RESOLVER P=3); SHAFT WITH FITTED KEY, TOLERANCE N; W/O HOLDING BRAKE DEGREE OF PROTECTION IP64 | - | 0 | 0
1FK7034-5AF21-1SA2 |  | 1FK7034-5AF21-1SA2 | 1 | UN | 1 | 60 | X | D | N | N | 85015100 | 1 |  | 3.703 | KG | 1002.99 | 1002.99 | MC05 | MC05 | SIMOTICS S Synchronous servo motor 1FK7 Compact, DC link 300V 1.6Nm, 100K, 3000 rpm 0.46kW, Naturally cooled power/signal connectors Connector can be rotated by 270Â° RESOLVER MULTI-POLE (RESOLVER P=3); SHAFT WITH FITTED KEY, TOLERANCE N; W/O HOLDING BRAKE DEGREE OF PROTECTION IP65 FLANGE ON DRIVE END IP67 | - | 0 | 0
1FK7034-5AF21-1SA3 |  | 1FK7034-5AF21-1SA3 | 1 | UN | 1 | 60 | X | D | N | N | 85015100 | 1 |  | 3.703 | KG | 963.83 | 963.83 | MC05 | MC05 | SIMOTICS S Synchronous servo motor 1FK7 Compact, DC link 300V 1.6Nm, 100K, 3000 rpm 0.46kW, Naturally cooled power/signal connectors Connector can be rotated by 270Â° RESOLVER MULTI-POLE (RESOLVER P=3); SHAFT WITH FITTED KEY, TOLERANCE N; W/O HOLDING BRAKE DEGREE OF PROTECTION IP64; PAINT FINISH RAL7016 | - | 0 | 0
1FK7034-5AF21-1SA5 |  | 1FK7034-5AF21-1SA5 | 1 | UN | 1 | 60 | X | D | N | N | 85015100 | 1 |  | 3.703 | KG | 1039.78 | 1039.78 | MC05 | MC05 | SIMOTICS S Synchronous servo motor 1FK7 Compact, DC link 300V 1.6Nm, 100K, 3000 rpm 0.46kW, Naturally cooled power/signal connectors Connector can be rotated by 270Â° RESOLVER MULTI-POLE (RESOLVER P=3); SHAFT WITH FITTED KEY, TOLERANCE N; W/O HOLDING BRAKE DEGREE OF PROTECTION IP65 AS FLANGE IP67; PAINT FINISH RAL7016 | - | 0 | 0
1FK7034-5AF21-1SA8 |  | 1FK7034-5AF21-1SA8 | 1 | UN | 1 | 60 | X | D | N | N | 85015100 | 1 |  | 3.703 | KG | 1120.99 | 1120.99 | MC05 | MC05 | SIMOTICS S Synchronous servo motor 1FK7 Compact, DC link 300V 1.6Nm, 100K, 3000 rpm 0.46kW, Naturally cooled power/signal connectors Connector can be rotated by 270Â° RESOLVER MULTI-POLE (RESOLVER P=3); SHAFT WITH FITTED KEY, TOLERANCE N; W/O HOLDING BRAKE DEGREE OF PROTECTION IP65 IP67 D-END FLANGE; RAL7016 COATING; METALLIC RATING PLATE AT MOTOR | - | 0 | 0
1FK7034-5AF21-1SB0 |  | 1FK7034-5AF21-1SB0 | 1 | UN | 1 | 60 | X | D | N | N | 85015100 | 1 |  | 4.002 | KG | 1104.79 | 1104.79 | MC05 | MC05 | SIMOTICS S Synchronous servo motor 1FK7 Compact, DC link 300V 1.6Nm, 100K, 3000 rpm 0.46kW, Naturally cooled power/signal connectors Connector can be rotated by 270Â° RESOLVER MULTI-POLE (RESOLVER P=3); SHAFT WITH FITTED KEY, TOLERANCE N; WITH HOLDING BRAKE DEGREE OF PROTECTION IP64 | - | 0 | 0
1FK7034-5AF21-1SB2 |  | 1FK7034-5AF21-1SB2 | 1 | UN | 1 | 60 | X | D | N | N | 85015100 | 1 |  | 4.002 | KG | 1180.76 | 1180.76 | MC05 | MC05 | SIMOTICS S Synchronous servo motor 1FK7 Compact, DC link 300V 1.6Nm, 100K, 3000 rpm 0.46kW, Naturally cooled power/signal connectors Connector can be rotated by 270Â° RESOLVER MULTI-POLE (RESOLVER P=3); SHAFT WITH FITTED KEY, TOLERANCE N; WITH HOLDING BRAKE DEGREE OF PROTECTION IP65 FLANGE ON DRIVE END IP67 | - | 0 | 0
1FK7034-5AF21-1SB3 |  | 1FK7034-5AF21-1SB3 | 1 | UN | 1 | 60 | X | D | N | N | 85015100 | 1 |  | 4.002 | KG | 1141.6 | 1141.6 | MC05 | MC05 | SIMOTICS S Synchronous servo motor 1FK7 Compact, DC link 300V 1.6Nm, 100K, 3000 rpm 0.46kW, Naturally cooled power/signal connectors Connector can be rotated by 270Â° RESOLVER MULTI-POLE (RESOLVER P=3); SHAFT WITH FITTED KEY, TOLERANCE N; WITH HOLDING BRAKE DEGREE OF PROTECTION IP64; PAINT FINISH RAL7016 | - | 0 | 0
1FK7034-5AF21-1SB5 |  | 1FK7034-5AF21-1SB5 | 1 | UN | 1 | 60 | X | D | N | N | 85015100 | 1 |  | 4.002 | KG | 1217.55 | 1217.55 | MC05 | MC05 | SIMOTICS S Synchronous servo motor 1FK7 Compact, DC link 300V 1.6Nm, 100K, 3000 rpm 0.46kW, Naturally cooled power/signal connectors Connector can be rotated by 270Â° RESOLVER MULTI-POLE (RESOLVER P=3); SHAFT WITH FITTED KEY, TOLERANCE N; WITH HOLDING BRAKE DEGREE OF PROTECTION IP65 AS FLANGE IP67; PAINT FINISH RAL7016 | - | 0 | 0
1FK7034-5AF21-1SB8 |  | 1FK7034-5AF21-1SB8 | 1 | UN | 1 | 60 | X | D | N | N | 85015100 | 1 |  | 4.002 | KG | 1298.76 | 1298.76 | MC05 | MC05 | SIMOTICS S Synchronous servo motor 1FK7 Compact, DC link 300V 1.6Nm, 100K, 3000 rpm 0.46kW, Naturally cooled power/signal connectors Connector can be rotated by 270Â° RESOLVER MULTI-POLE (RESOLVER P=3); SHAFT WITH FITTED KEY, TOLERANCE N; WITH HOLDING BRAKE DEGREE OF PROTECTION IP65 IP67 D-END FLANGE; RAL7016 COATING; METALLIC RATING PLATE AT MOTOR | - | 0 | 0
1FK7034-5AF21-1SG0 |  | 1FK7034-5AF21-1SG0 | 1 | UN | 1 | 60 | X | D | N | N | 85015100 | 1 |  | 3.703 | KG | 856.97 | 856.97 | MC05 | MC05 | SIMOTICS S Synchronous servo motor 1FK7 Compact, DC link 300V 1.6Nm, 100K, 3000 rpm 0.46kW, Naturally cooled power/signal connectors Connector can be rotated by 270Â° RESOLVER MULTI-POLE (RESOLVER P=3); PLAIN SHAFT, TOLERANCE N; W/O HOLDING BRAKE DEGREE OF PROTECTION IP64 | - | 0 | 0
1FK7034-5AF21-1SG2 |  | 1FK7034-5AF21-1SG2 | 1 | UN | 1 | 60 | X | D | N | N | 85015100 | 1 |  | 3.703 | KG | 932.94 | 932.94 | MC05 | MC05 | SIMOTICS S Synchronous servo motor 1FK7 Compact, DC link 300V 1.6Nm, 100K, 3000 rpm 0.46kW, Naturally cooled power/signal connectors Connector can be rotated by 270Â° RESOLVER MULTI-POLE (RESOLVER P=3); PLAIN SHAFT, TOLERANCE N; W/O HOLDING BRAKE DEGREE OF PROTECTION IP65 FLANGE ON DRIVE END IP67 | - | 0 | 0
1FK7034-5AF21-1SG3 |  | 1FK7034-5AF21-1SG3 | 1 | UN | 1 | 60 | X | D | N | N | 85015100 | 1 |  | 3.703 | KG | 893.78 | 893.78 | MC05 | MC05 | SIMOTICS S Synchronous servo motor 1FK7 Compact, DC link 300V 1.6Nm, 100K, 3000 rpm 0.46kW, Naturally cooled power/signal connectors Connector can be rotated by 270Â° RESOLVER MULTI-POLE (RESOLVER P=3); PLAIN SHAFT, TOLERANCE N; W/O HOLDING BRAKE DEGREE OF PROTECTION IP64; PAINT FINISH RAL7016 | - | 0 | 0
1FK7034-5AF21-1SG5 |  | 1FK7034-5AF21-1SG5 | 1 | UN | 1 | 60 | X | D | N | N | 85015100 | 1 |  | 3.703 | KG | 969.73 | 969.73 | MC05 | MC05 | SIMOTICS S Synchronous servo motor 1FK7 Compact, DC link 300V 1.6Nm, 100K, 3000 rpm 0.46kW, Naturally cooled power/signal connectors Connector can be rotated by 270Â° RESOLVER MULTI-POLE (RESOLVER P=3); PLAIN SHAFT, TOLERANCE N; W/O HOLDING BRAKE DEGREE OF PROTECTION IP65 AS FLANGE IP67; PAINT FINISH RAL7016 | - | 0 | 0
1FK7034-5AF21-1SG8 |  | 1FK7034-5AF21-1SG8 | 1 | UN | 1 | 60 | X | D | N | N | 85015100 | 1 |  | 3.703 | KG | 1050.94 | 1050.94 | MC05 | MC05 | SIMOTICS S Synchronous servo motor 1FK7 Compact, DC link 300V 1.6Nm, 100K, 3000 rpm 0.46kW, Naturally cooled power/signal connectors Connector can be rotated by 270Â° RESOLVER MULTI-POLE (RESOLVER P=3); PLAIN SHAFT, TOLERANCE N; W/O HOLDING BRAKE DEGREE OF PROTECTION IP65 IP67 D-END FLANGE; RAL7016 COATING; METALLIC RATING PLATE AT MOTOR | - | 0 | 0
1FK7034-5AF21-1SH0 |  | 1FK7034-5AF21-1SH0 | 1 | UN | 1 | 60 | X | D | N | N | 85015100 | 1 |  | 4.002 | KG | 1032.8 | 1032.8 | MC05 | MC05 | SIMOTICS S Synchronous servo motor 1FK7 Compact, DC link 300V 1.6Nm, 100K, 3000 rpm 0.46kW, Naturally cooled power/signal connectors Connector can be rotated by 270Â° RESOLVER MULTI-POLE (RESOLVER P=3); PLAIN SHAFT, TOLERANCE N; WITH HOLDING BRAKE DEGREE OF PROTECTION IP64 | - | 0 | 0
1FK7034-5AF21-1SH2 |  | 1FK7034-5AF21-1SH2 | 1 | UN | 1 | 60 | X | D | N | N | 85015100 | 1 |  | 4.002 | KG | 1108.77 | 1108.77 | MC05 | MC05 | SIMOTICS S Synchronous servo motor 1FK7 Compact, DC link 300V 1.6Nm, 100K, 3000 rpm 0.46kW, Naturally cooled power/signal connectors Connector can be rotated by 270Â° RESOLVER MULTI-POLE (RESOLVER P=3); PLAIN SHAFT, TOLERANCE N; WITH HOLDING BRAKE DEGREE OF PROTECTION IP65 FLANGE ON DRIVE END IP67 | - | 0 | 0
1FK7034-5AF21-1SH3 |  | 1FK7034-5AF21-1SH3 | 1 | UN | 1 | 60 | X | D | N | N | 85015100 | 1 |  | 4.002 | KG | 1069.61 | 1069.61 | MC05 | MC05 | SIMOTICS S Synchronous servo motor 1FK7 Compact, DC link 300V 1.6Nm, 100K, 3000 rpm 0.46kW, Naturally cooled power/signal connectors Connector can be rotated by 270Â° RESOLVER MULTI-POLE (RESOLVER P=3); PLAIN SHAFT, TOLERANCE N; WITH HOLDING BRAKE DEGREE OF PROTECTION IP64; PAINT FINISH RAL7016 | - | 0 | 0
1FK7034-5AF21-1SH5 |  | 1FK7034-5AF21-1SH5 | 1 | UN | 1 | 60 | X | D | N | N | 85015100 | 1 |  | 4.002 | KG | 1145.56 | 1145.56 | MC05 | MC05 | SIMOTICS S Synchronous servo motor 1FK7 Compact, DC link 300V 1.6Nm, 100K, 3000 rpm 0.46kW, Naturally cooled power/signal connectors Connector can be rotated by 270Â° RESOLVER MULTI-POLE (RESOLVER P=3); PLAIN SHAFT, TOLERANCE N; WITH HOLDING BRAKE DEGREE OF PROTECTION IP65 AS FLANGE IP67; PAINT FINISH RAL7016 | - | 0 | 0
1FK7034-5AF21-1SH8 |  | 1FK7034-5AF21-1SH8 | 1 | UN | 1 | 60 | X | D | N | N | 85015100 | 1 |  | 4.002 | KG | 1226.77 | 1226.77 | MC05 | MC05 | SIMOTICS S Synchronous servo motor 1FK7 Compact, DC link 300V 1.6Nm, 100K, 3000 rpm 0.46kW, Naturally cooled power/signal connectors Connector can be rotated by 270Â° RESOLVER MULTI-POLE (RESOLVER P=3); PLAIN SHAFT, TOLERANCE N; WITH HOLDING BRAKE DEGREE OF PROTECTION IP65 IP67 D-END FLANGE; RAL7016 COATING; METALLIC RATING PLATE AT MOTOR | - | 0 | 0
1FK7034-5AF21-1TA0 |  | 1FK7034-5AF21-1TA0 | 1 | UN | 1 | 60 | X | D | N | N | 85015100 | 1 |  | 3.703 | KG | 927.02 | 927.02 | MC05 | MC05 | SIMOTICS S Synchronous servo motor 1FK7 Compact, DC link 300V 1.6Nm, 100K, 3000 rpm 0.46kW, Naturally cooled power/signal connectors Connector can be rotated by 270Â° RESOLVER 2-POLE (RESOLVER P=1); SHAFT WITH FITTED KEY, TOLERANCE N; W/O HOLDING BRAKE DEGREE OF PROTECTION IP64 | - | 0 | 0
1FK7034-5AF21-1TA2 |  | 1FK7034-5AF21-1TA2 | 1 | UN | 1 | 60 | X | D | N | N | 85015100 | 1 |  | 3.703 | KG | 1002.99 | 1002.99 | MC05 | MC05 | SIMOTICS S Synchronous servo motor 1FK7 Compact, DC link 300V 1.6Nm, 100K, 3000 rpm 0.46kW, Naturally cooled power/signal connectors Connector can be rotated by 270Â° RESOLVER 2-POLE (RESOLVER P=1); SHAFT WITH FITTED KEY, TOLERANCE N; W/O HOLDING BRAKE DEGREE OF PROTECTION IP65 FLANGE ON DRIVE END IP67 | - | 0 | 0
1FK7034-5AF21-1TA3 |  | 1FK7034-5AF21-1TA3 | 1 | UN | 1 | 60 | X | D | N | N | 85015100 | 1 |  | 3.703 | KG | 963.83 | 963.83 | MC05 | MC05 | SIMOTICS S Synchronous servo motor 1FK7 Compact, DC link 300V 1.6Nm, 100K, 3000 rpm 0.46kW, Naturally cooled power/signal connectors Connector can be rotated by 270Â° RESOLVER 2-POLE (RESOLVER P=1); SHAFT WITH FITTED KEY, TOLERANCE N; W/O HOLDING BRAKE DEGREE OF PROTECTION IP64; PAINT FINISH RAL7016 | - | 0 | 0
1FK7034-5AF21-1TA5 |  | 1FK7034-5AF21-1TA5 | 1 | UN | 1 | 60 | X | D | N | N | 85015100 | 1 |  | 3.703 | KG | 1039.78 | 1039.78 | MC05 | MC05 | SIMOTICS S Synchronous servo motor 1FK7 Compact, DC link 300V 1.6Nm, 100K, 3000 rpm 0.46kW, Naturally cooled power/signal connectors Connector can be rotated by 270Â° RESOLVER 2-POLE (RESOLVER P=1); SHAFT WITH FITTED KEY, TOLERANCE N; W/O HOLDING BRAKE DEGREE OF PROTECTION IP65 AS FLANGE IP67; PAINT FINISH RAL7016 | - | 0 | 0
1FK7034-5AF21-1TA8 |  | 1FK7034-5AF21-1TA8 | 1 | UN | 1 | 60 | X | D | N | N | 85015100 | 1 |  | 3.703 | KG | 1120.99 | 1120.99 | MC05 | MC05 | SIMOTICS S Synchronous servo motor 1FK7 Compact, DC link 300V 1.6Nm, 100K, 3000 rpm 0.46kW, Naturally cooled power/signal connectors Connector can be rotated by 270Â° RESOLVER 2-POLE (RESOLVER P=1); SHAFT WITH FITTED KEY, TOLERANCE N; W/O HOLDING BRAKE DEGREE OF PROTECTION IP65 IP67 D-END FLANGE; RAL7016 COATING; METALLIC RATING PLATE AT MOTOR | - | 0 | 0
1FK7034-5AF21-1TB0 |  | 1FK7034-5AF21-1TB0 | 1 | UN | 1 | 60 | X | D | N | N | 85015100 | 1 |  | 4.002 | KG | 1104.79 | 1104.79 | MC05 | MC05 | SIMOTICS S Synchronous servo motor 1FK7 Compact, DC link 300V 1.6Nm, 100K, 3000 rpm 0.46kW, Naturally cooled power/signal connectors Connector can be rotated by 270Â° RESOLVER 2-POLE (RESOLVER P=1); SHAFT WITH FITTED KEY, TOLERANCE N; WITH HOLDING BRAKE DEGREE OF PROTECTION IP64 | - | 0 | 0
1FK7034-5AF21-1TB2 |  | 1FK7034-5AF21-1TB2 | 1 | UN | 1 | 60 | X | D | N | N | 85015100 | 1 |  | 4.002 | KG | 1180.76 | 1180.76 | MC05 | MC05 | SIMOTICS S Synchronous servo motor 1FK7 Compact, DC link 300V 1.6Nm, 100K, 3000 rpm 0.46kW, Naturally cooled power/signal connectors Connector can be rotated by 270Â° RESOLVER 2-POLE (RESOLVER P=1); SHAFT WITH FITTED KEY, TOLERANCE N; WITH HOLDING BRAKE DEGREE OF PROTECTION IP65 FLANGE ON DRIVE END IP67 | - | 0 | 0
1FK7034-5AF21-1TB3 |  | 1FK7034-5AF21-1TB3 | 1 | UN | 1 | 60 | X | D | N | N | 85015100 | 1 |  | 4.002 | KG | 1141.6 | 1141.6 | MC05 | MC05 | SIMOTICS S Synchronous servo motor 1FK7 Compact, DC link 300V 1.6Nm, 100K, 3000 rpm 0.46kW, Naturally cooled power/signal connectors Connector can be rotated by 270Â° RESOLVER 2-POLE (RESOLVER P=1); SHAFT WITH FITTED KEY, TOLERANCE N; WITH HOLDING BRAKE DEGREE OF PROTECTION IP64; PAINT FINISH RAL7016 | - | 0 | 0
1FK7034-5AF21-1TB5 |  | 1FK7034-5AF21-1TB5 | 1 | UN | 1 | 60 | X | D | N | N | 85015100 | 1 |  | 4.002 | KG | 1217.55 | 1217.55 | MC05 | MC05 | SIMOTICS S Synchronous servo motor 1FK7 Compact, DC link 300V 1.6Nm, 100K, 3000 rpm 0.46kW, Naturally cooled power/signal connectors Connector can be rotated by 270Â° RESOLVER 2-POLE (RESOLVER P=1); SHAFT WITH FITTED KEY, TOLERANCE N; WITH HOLDING BRAKE DEGREE OF PROTECTION IP65 AS FLANGE IP67; PAINT FINISH RAL7016 | - | 0 | 0
1FK7034-5AF21-1TB8 |  | 1FK7034-5AF21-1TB8 | 1 | UN | 1 | 60 | X | D | N | N | 85015100 | 1 |  | 4.002 | KG | 1298.76 | 1298.76 | MC05 | MC05 | SIMOTICS S Synchronous servo motor 1FK7 Compact, DC link 300V 1.6Nm, 100K, 3000 rpm 0.46kW, Naturally cooled power/signal connectors Connector can be rotated by 270Â° RESOLVER 2-POLE (RESOLVER P=1); SHAFT WITH FITTED KEY, TOLERANCE N; WITH HOLDING BRAKE DEGREE OF PROTECTION IP65 IP67 D-END FLANGE; RAL7016 COATING; METALLIC RATING PLATE AT MOTOR | - | 0 | 0
1FK7034-5AF21-1TG0 |  | 1FK7034-5AF21-1TG0 | 1 | UN | 1 | 60 | X | D | N | N | 85015100 | 1 |  | 3.703 | KG | 856.97 | 856.97 | MC05 | MC05 | SIMOTICS S Synchronous servo motor 1FK7 Compact, DC link 300V 1.6Nm, 100K, 3000 rpm 0.46kW, Naturally cooled power/signal connectors Connector can be rotated by 270Â° RESOLVER 2-POLE (RESOLVER P=1); PLAIN SHAFT, TOLERANCE N; W/O HOLDING BRAKE DEGREE OF PROTECTION IP64 | - | 0 | 0
1FK7034-5AF21-1TG2 |  | 1FK7034-5AF21-1TG2 | 1 | UN | 1 | 60 | X | D | N | N | 85015100 | 1 |  | 3.703 | KG | 932.94 | 932.94 | MC05 | MC05 | SIMOTICS S Synchronous servo motor 1FK7 Compact, DC link 300V 1.6Nm, 100K, 3000 rpm 0.46kW, Naturally cooled power/signal connectors Connector can be rotated by 270Â° RESOLVER 2-POLE (RESOLVER P=1); PLAIN SHAFT, TOLERANCE N; W/O HOLDING BRAKE DEGREE OF PROTECTION IP65 FLANGE ON DRIVE END IP67 | - | 0 | 0
1FK7034-5AF21-1TG3 |  | 1FK7034-5AF21-1TG3 | 1 | UN | 1 | 60 | X | D | N | N | 85015100 | 1 |  | 3.703 | KG | 893.78 | 893.78 | MC05 | MC05 | SIMOTICS S Synchronous servo motor 1FK7 Compact, DC link 300V 1.6Nm, 100K, 3000 rpm 0.46kW, Naturally cooled power/signal connectors Connector can be rotated by 270Â° RESOLVER 2-POLE (RESOLVER P=1); PLAIN SHAFT, TOLERANCE N; W/O HOLDING BRAKE DEGREE OF PROTECTION IP64; PAINT FINISH RAL7016 | - | 0 | 0
1FK7034-5AF21-1TG5 |  | 1FK7034-5AF21-1TG5 | 1 | UN | 1 | 60 | X | D | N | N | 85015100 | 1 |  | 3.703 | KG | 969.73 | 969.73 | MC05 | MC05 | SIMOTICS S Synchronous servo motor 1FK7 Compact, DC link 300V 1.6Nm, 100K, 3000 rpm 0.46kW, Naturally cooled power/signal connectors Connector can be rotated by 270Â° RESOLVER 2-POLE (RESOLVER P=1); PLAIN SHAFT, TOLERANCE N; W/O HOLDING BRAKE DEGREE OF PROTECTION IP65 AS FLANGE IP67; PAINT FINISH RAL7016 | - | 0 | 0
1FK7034-5AF21-1TG8 |  | 1FK7034-5AF21-1TG8 | 1 | UN | 1 | 60 | X | D | N | N | 85015100 | 1 |  | 3.703 | KG | 1050.94 | 1050.94 | MC05 | MC05 | SIMOTICS S Synchronous servo motor 1FK7 Compact, DC link 300V 1.6Nm, 100K, 3000 rpm 0.46kW, Naturally cooled power/signal connectors Connector can be rotated by 270Â° RESOLVER 2-POLE (RESOLVER P=1); PLAIN SHAFT, TOLERANCE N; W/O HOLDING BRAKE DEGREE OF PROTECTION IP65 IP67 D-END FLANGE; RAL7016 COATING; METALLIC RATING PLATE AT MOTOR | - | 0 | 0
1FK7034-5AF21-1TH0 |  | 1FK7034-5AF21-1TH0 | 1 | UN | 1 | 60 | X | D | N | N | 85015100 | 1 |  | 4.002 | KG | 1032.8 | 1032.8 | MC05 | MC05 | SIMOTICS S Synchronous servo motor 1FK7 Compact, DC link 300V 1.6Nm, 100K, 3000 rpm 0.46kW, Naturally cooled power/signal connectors Connector can be rotated by 270Â° RESOLVER 2-POLE (RESOLVER P=1); PLAIN SHAFT, TOLERANCE N; WITH HOLDING BRAKE DEGREE OF PROTECTION IP64 | - | 0 | 0
1FK7034-5AF21-1TH2 |  | 1FK7034-5AF21-1TH2 | 1 | UN | 1 | 60 | X | D | N | N | 85015100 | 1 |  | 4.002 | KG | 1108.77 | 1108.77 | MC05 | MC05 | SIMOTICS S Synchronous servo motor 1FK7 Compact, DC link 300V 1.6Nm, 100K, 3000 rpm 0.46kW, Naturally cooled power/signal connectors Connector can be rotated by 270Â° RESOLVER 2-POLE (RESOLVER P=1); PLAIN SHAFT, TOLERANCE N; WITH HOLDING BRAKE DEGREE OF PROTECTION IP65 FLANGE ON DRIVE END IP67 | - | 0 | 0
1FK7034-5AF21-1TH3 |  | 1FK7034-5AF21-1TH3 | 1 | UN | 1 | 60 | X | D | N | N | 85015100 | 1 |  | 4.002 | KG | 1069.61 | 1069.61 | MC05 | MC05 | SIMOTICS S Synchronous servo motor 1FK7 Compact, DC link 300V 1.6Nm, 100K, 3000 rpm 0.46kW, Naturally cooled power/signal connectors Connector can be rotated by 270Â° RESOLVER 2-POLE (RESOLVER P=1); PLAIN SHAFT, TOLERANCE N; WITH HOLDING BRAKE DEGREE OF PROTECTION IP64; PAINT FINISH RAL7016 | - | 0 | 0
1FK7034-5AF21-1TH5 |  | 1FK7034-5AF21-1TH5 | 1 | UN | 1 | 60 | X | D | N | N | 85015100 | 1 |  | 4.002 | KG | 1145.56 | 1145.56 | MC05 | MC05 | SIMOTICS S Synchronous servo motor 1FK7 Compact, DC link 300V 1.6Nm, 100K, 3000 rpm 0.46kW, Naturally cooled power/signal connectors Connector can be rotated by 270Â° RESOLVER 2-POLE (RESOLVER P=1); PLAIN SHAFT, TOLERANCE N; WITH HOLDING BRAKE DEGREE OF PROTECTION IP65 AS FLANGE IP67; PAINT FINISH RAL7016 | - | 0 | 0
1FK7034-5AF21-1TH8 |  | 1FK7034-5AF21-1TH8 | 1 | UN | 1 | 60 | X | D | N | N | 85015100 | 1 |  | 4.002 | KG | 1226.77 | 1226.77 | MC05 | MC05 | SIMOTICS S Synchronous servo motor 1FK7 Compact, DC link 300V 1.6Nm, 100K, 3000 rpm 0.46kW, Naturally cooled power/signal connectors Connector can be rotated by 270Â° RESOLVER 2-POLE (RESOLVER P=1); PLAIN SHAFT, TOLERANCE N; WITH HOLDING BRAKE DEGREE OF PROTECTION IP65 IP67 D-END FLANGE; RAL7016 COATING; METALLIC RATING PLATE AT MOTOR | - | 0 | 0
1FK7034-5AF21-1UA0 |  | 1FK7034-5AF21-1UA0 | 1 | UN | 1 | 60 | X | D | N | N | 85015100 | 1 |  | 3.703 | KG | 1099.43 | 1099.43 | MC05 | MC05 | SIMOTICS S Synchronous servo motor 1FK7 Compact, DC link 300V 1.6Nm, 100K, 3000 rpm 0.46kW, Naturally cooled power/signal connectors Connector can be rotated by 270Â° RESOLVER MULTI-POLE (RESOLVER P=3); WITH DRIVE-CLIQ INTERFACE; SHAFT WITH FITTED KEY, TOLERANCE N; W/O HOLDING BRAKE DEGREE OF PROTECTION IP64 | - | 0 | 0
1FK7034-5AF21-1UA2 |  | 1FK7034-5AF21-1UA2 | 1 | UN | 1 | 60 | X | D | N | N | 85015100 | 1 |  | 3.703 | KG | 1175.4 | 1175.4 | MC05 | MC05 | SIMOTICS S Synchronous servo motor 1FK7 Compact, DC link 300V 1.6Nm, 100K, 3000 rpm 0.46kW, Naturally cooled power/signal connectors Connector can be rotated by 270Â° RESOLVER MULTI-POLE (RESOLVER P=3); WITH DRIVE-CLIQ INTERFACE; SHAFT WITH FITTED KEY, TOLERANCE N; W/O HOLDING BRAKE DEGREE OF PROTECTION IP65 FLANGE ON DRIVE END IP67 | - | 0 | 0
1FK7034-5AF21-1UA3 |  | 1FK7034-5AF21-1UA3 | 1 | UN | 1 | 60 | X | D | N | N | 85015100 | 1 |  | 3.703 | KG | 1136.24 | 1136.24 | MC05 | MC05 | SIMOTICS S Synchronous servo motor 1FK7 Compact, DC link 300V 1.6Nm, 100K, 3000 rpm 0.46kW, Naturally cooled power/signal connectors Connector can be rotated by 270Â° RESOLVER MULTI-POLE (RESOLVER P=3); WITH DRIVE-CLIQ INTERFACE; SHAFT WITH FITTED KEY, TOLERANCE N; W/O HOLDING BRAKE DEGREE OF PROTECTION IP64; PAINT FINISH RAL7016 | - | 0 | 0
1FK7034-5AF21-1UA5 |  | 1FK7034-5AF21-1UA5 | 1 | UN | 1 | 60 | X | D | N | N | 85015100 | 1 |  | 3.703 | KG | 1212.19 | 1212.19 | MC05 | MC05 | SIMOTICS S Synchronous servo motor 1FK7 Compact, DC link 300V 1.6Nm, 100K, 3000 rpm 0.46kW, Naturally cooled power/signal connectors Connector can be rotated by 270Â° RESOLVER MULTI-POLE (RESOLVER P=3); WITH DRIVE-CLIQ INTERFACE; SHAFT WITH FITTED KEY, TOLERANCE N; W/O HOLDING BRAKE DEGREE OF PROTECTION IP65 AS FLANGE IP67; PAINT FINISH RAL7016 | - | 0 | 0
1FK7034-5AF21-1UA8 |  | 1FK7034-5AF21-1UA8 | 1 | UN | 1 | 60 | X | D | N | N | 85015100 | 1 |  | 3.703 | KG | 1293.4 | 1293.4 | MC05 | MC05 | SIMOTICS S Synchronous servo motor 1FK7 Compact, DC link 300V 1.6Nm, 100K, 3000 rpm 0.46kW, Naturally cooled power/signal connectors Connector can be rotated by 270Â° RESOLVER MULTI-POLE (RESOLVER P=3); WITH DRIVE-CLIQ INTERFACE; SHAFT WITH FITTED KEY, TOLERANCE N; W/O HOLDING BRAKE DEGREE OF PROTECTION IP65 IP67 D-END FLANGE; RAL7016 COATING; METALLIC RATING PLATE AT MOTOR | - | 0 | 0
1FK7034-5AF21-1UB0 |  | 1FK7034-5AF21-1UB0 | 1 | UN | 1 | 60 | X | D | N | N | 85015100 | 1 |  | 4.002 | KG | 1277.2 | 1277.2 | MC05 | MC05 | SIMOTICS S Synchronous servo motor 1FK7 Compact, DC link 300V 1.6Nm, 100K, 3000 rpm 0.46kW, Naturally cooled power/signal connectors Connector can be rotated by 270Â° RESOLVER MULTI-POLE (RESOLVER P=3); WITH DRIVE-CLIQ INTERFACE; SHAFT WITH FITTED KEY, TOLERANCE N; WITH HOLDING BRAKE DEGREE OF PROTECTION IP64 | - | 0 | 0
1FK7034-5AF21-1UB2 |  | 1FK7034-5AF21-1UB2 | 1 | UN | 1 | 60 | X | D | N | N | 85015100 | 1 |  | 4.002 | KG | 1353.17 | 1353.17 | MC05 | MC05 | SIMOTICS S Synchronous servo motor 1FK7 Compact, DC link 300V 1.6Nm, 100K, 3000 rpm 0.46kW, Naturally cooled power/signal connectors Connector can be rotated by 270Â° RESOLVER MULTI-POLE (RESOLVER P=3); WITH DRIVE-CLIQ INTERFACE; SHAFT WITH FITTED KEY, TOLERANCE N; WITH HOLDING BRAKE DEGREE OF PROTECTION IP65 FLANGE ON DRIVE END IP67 | - | 0 | 0
1FK7034-5AF21-1UB3 |  | 1FK7034-5AF21-1UB3 | 1 | UN | 1 | 60 | X | D | N | N | 85015100 | 1 |  | 4.002 | KG | 1314.01 | 1314.01 | MC05 | MC05 | SIMOTICS S Synchronous servo motor 1FK7 Compact, DC link 300V 1.6Nm, 100K, 3000 rpm 0.46kW, Naturally cooled power/signal connectors Connector can be rotated by 270Â° RESOLVER MULTI-POLE (RESOLVER P=3); WITH DRIVE-CLIQ INTERFACE; SHAFT WITH FITTED KEY, TOLERANCE N; WITH HOLDING BRAKE DEGREE OF PROTECTION IP64; PAINT FINISH RAL7016 | - | 0 | 0
1FK7034-5AF21-1UB5 |  | 1FK7034-5AF21-1UB5 | 1 | UN | 1 | 60 | X | D | N | N | 85015100 | 1 |  | 4.002 | KG | 1389.96 | 1389.96 | MC05 | MC05 | SIMOTICS S Synchronous servo motor 1FK7 Compact, DC link 300V 1.6Nm, 100K, 3000 rpm 0.46kW, Naturally cooled power/signal connectors Connector can be rotated by 270Â° RESOLVER MULTI-POLE (RESOLVER P=3); WITH DRIVE-CLIQ INTERFACE; SHAFT WITH FITTED KEY, TOLERANCE N; WITH HOLDING BRAKE DEGREE OF PROTECTION IP65 AS FLANGE IP67; PAINT FINISH RAL7016 | - | 0 | 0
1FK7034-5AF21-1UB8 |  | 1FK7034-5AF21-1UB8 | 1 | UN | 1 | 60 | X | D | N | N | 85015100 | 1 |  | 4.002 | KG | 1471.17 | 1471.17 | MC05 | MC05 | SIMOTICS S Synchronous servo motor 1FK7 Compact, DC link 300V 1.6Nm, 100K, 3000 rpm 0.46kW, Naturally cooled power/signal connectors Connector can be rotated by 270Â° RESOLVER MULTI-POLE (RESOLVER P=3); WITH DRIVE-CLIQ INTERFACE; SHAFT WITH FITTED KEY, TOLERANCE N; WITH HOLDING BRAKE DEGREE OF PROTECTION IP65 IP67 D-END FLANGE; RAL7016 COATING; METALLIC RATING PLATE AT MOTOR | - | 0 | 0
1FK7034-5AF21-1UG0 |  | 1FK7034-5AF21-1UG0 | 1 | UN | 1 | 60 | X | D | N | N | 85015100 | 1 |  | 3.703 | KG | 1029.38 | 1029.38 | MC05 | MC05 | SIMOTICS S Synchronous servo motor 1FK7 Compact, DC link 300V 1.6Nm, 100K, 3000 rpm 0.46kW, Naturally cooled power/signal connectors Connector can be rotated by 270Â° RESOLVER MULTI-POLE (RESOLVER P=3); WITH DRIVE-CLIQ INTERFACE; PLAIN SHAFT, TOLERANCE N; W/O HOLDING BRAKE DEGREE OF PROTECTION IP64 | - | 0 | 0
1FK7034-5AF21-1UG2 |  | 1FK7034-5AF21-1UG2 | 1 | UN | 1 | 60 | X | D | N | N | 85015100 | 1 |  | 3.703 | KG | 1105.35 | 1105.35 | MC05 | MC05 | SIMOTICS S Synchronous servo motor 1FK7 Compact, DC link 300V 1.6Nm, 100K, 3000 rpm 0.46kW, Naturally cooled power/signal connectors Connector can be rotated by 270Â° RESOLVER MULTI-POLE (RESOLVER P=3); WITH DRIVE-CLIQ INTERFACE; PLAIN SHAFT, TOLERANCE N; W/O HOLDING BRAKE DEGREE OF PROTECTION IP65 FLANGE ON DRIVE END IP67 | - | 0 | 0
1FK7034-5AF21-1UG3 |  | 1FK7034-5AF21-1UG3 | 1 | UN | 1 | 60 | X | D | N | N | 85015100 | 1 |  | 3.703 | KG | 1066.19 | 1066.19 | MC05 | MC05 | SIMOTICS S Synchronous servo motor 1FK7 Compact, DC link 300V 1.6Nm, 100K, 3000 rpm 0.46kW, Naturally cooled power/signal connectors Connector can be rotated by 270Â° RESOLVER MULTI-POLE (RESOLVER P=3); WITH DRIVE-CLIQ INTERFACE; PLAIN SHAFT, TOLERANCE N; W/O HOLDING BRAKE DEGREE OF PROTECTION IP64; PAINT FINISH RAL7016 | - | 0 | 0
1FK7034-5AF21-1UG5 |  | 1FK7034-5AF21-1UG5 | 1 | UN | 1 | 60 | X | D | N | N | 85015100 | 1 |  | 3.703 | KG | 1142.14 | 1142.14 | MC05 | MC05 | SIMOTICS S Synchronous servo motor 1FK7 Compact, DC link 300V 1.6Nm, 100K, 3000 rpm 0.46kW, Naturally cooled power/signal connectors Connector can be rotated by 270Â° RESOLVER MULTI-POLE (RESOLVER P=3); WITH DRIVE-CLIQ INTERFACE; PLAIN SHAFT, TOLERANCE N; W/O HOLDING BRAKE DEGREE OF PROTECTION IP65 AS FLANGE IP67; PAINT FINISH RAL7016 | - | 0 | 0
1FK7034-5AF21-1UG8 |  | 1FK7034-5AF21-1UG8 | 1 | UN | 1 | 60 | X | D | N | N | 85015100 | 1 |  | 3.703 | KG | 1223.35 | 1223.35 | MC05 | MC05 | SIMOTICS S Synchronous servo motor 1FK7 Compact, DC link 300V 1.6Nm, 100K, 3000 rpm 0.46kW, Naturally cooled power/signal connectors Connector can be rotated by 270Â° RESOLVER MULTI-POLE (RESOLVER P=3); WITH DRIVE-CLIQ INTERFACE; PLAIN SHAFT, TOLERANCE N; W/O HOLDING BRAKE DEGREE OF PROTECTION IP65 IP67 D-END FLANGE; RAL7016 COATING; METALLIC RATING PLATE AT MOTOR | - | 0 | 0
1FK7034-5AF21-1UH0 |  | 1FK7034-5AF21-1UH0 | 1 | UN | 1 | 60 | X | D | N | N | 85015100 | 1 |  | 4.002 | KG | 1205.21 | 1205.21 | MC05 | MC05 | SIMOTICS S Synchronous servo motor 1FK7 Compact, DC link 300V 1.6Nm, 100K, 3000 rpm 0.46kW, Naturally cooled power/signal connectors Connector can be rotated by 270Â° RESOLVER MULTI-POLE (RESOLVER P=3); WITH DRIVE-CLIQ INTERFACE; PLAIN SHAFT, TOLERANCE N; WITH HOLDING BRAKE DEGREE OF PROTECTION IP64 | - | 0 | 0
1FK7034-5AF21-1UH2 |  | 1FK7034-5AF21-1UH2 | 1 | UN | 1 | 60 | X | D | N | N | 85015100 | 1 |  | 4.002 | KG | 1281.18 | 1281.18 | MC05 | MC05 | SIMOTICS S Synchronous servo motor 1FK7 Compact, DC link 300V 1.6Nm, 100K, 3000 rpm 0.46kW, Naturally cooled power/signal connectors Connector can be rotated by 270Â° RESOLVER MULTI-POLE (RESOLVER P=3); WITH DRIVE-CLIQ INTERFACE; PLAIN SHAFT, TOLERANCE N; WITH HOLDING BRAKE DEGREE OF PROTECTION IP65 FLANGE ON DRIVE END IP67 | - | 0 | 0
1FK7034-5AF21-1UH3 |  | 1FK7034-5AF21-1UH3 | 1 | UN | 1 | 60 | X | D | N | N | 85015100 | 1 |  | 4.002 | KG | 1242.02 | 1242.02 | MC05 | MC05 | SIMOTICS S Synchronous servo motor 1FK7 Compact, DC link 300V 1.6Nm, 100K, 3000 rpm 0.46kW, Naturally cooled power/signal connectors Connector can be rotated by 270Â° RESOLVER MULTI-POLE (RESOLVER P=3); WITH DRIVE-CLIQ INTERFACE; PLAIN SHAFT, TOLERANCE N; WITH HOLDING BRAKE DEGREE OF PROTECTION IP64; PAINT FINISH RAL7016 | - | 0 | 0
1FK7034-5AF21-1UH5 |  | 1FK7034-5AF21-1UH5 | 1 | UN | 1 | 60 | X | D | N | N | 85015100 | 1 |  | 4.002 | KG | 1317.97 | 1317.97 | MC05 | MC05 | SIMOTICS S Synchronous servo motor 1FK7 Compact, DC link 300V 1.6Nm, 100K, 3000 rpm 0.46kW, Naturally cooled power/signal connectors Connector can be rotated by 270Â° RESOLVER MULTI-POLE (RESOLVER P=3); WITH DRIVE-CLIQ INTERFACE; PLAIN SHAFT, TOLERANCE N; WITH HOLDING BRAKE DEGREE OF PROTECTION IP65 AS FLANGE IP67; PAINT FINISH RAL7016 | - | 0 | 0
1FK7034-5AF21-1UH8 |  | 1FK7034-5AF21-1UH8 | 1 | UN | 1 | 60 | X | D | N | N | 85015100 | 1 |  | 4.002 | KG | 1399.18 | 1399.18 | MC05 | MC05 | SIMOTICS S Synchronous servo motor 1FK7 Compact, DC link 300V 1.6Nm, 100K, 3000 rpm 0.46kW, Naturally cooled power/signal connectors Connector can be rotated by 270Â° RESOLVER MULTI-POLE (RESOLVER P=3); WITH DRIVE-CLIQ INTERFACE; PLAIN SHAFT, TOLERANCE N; WITH HOLDING BRAKE DEGREE OF PROTECTION IP65 IP67 D-END FLANGE; RAL7016 COATING; METALLIC RATING PLATE AT MOTOR | - | 0 | 0
1FK7034-5AF21-1VA0 |  | 1FK7034-5AF21-1VA0 | 1 | UN | 1 | 60 | X | D | N | N | 85015100 | 1 |  | 3.703 | KG | 1478.36 | 1478.36 | MC05 | MC05 | SIMOTICS S Synchronous servo motor 1FK7 Compact, DC link 300V 1.6Nm, 100K, 3000 rpm 0.46kW, Naturally cooled power/signal connectors Connector can be rotated by 270Â° BASIC ABSOLUTE ENCODER 16 P/REV (ENCODER A-16) WITH DRIVE-CLIQ INTERFACE; PERFORMANCE REDUCTION BY 10% DUE TO ABSOLUTE ENCODER; SHAFT WITH FITTED KEY, TOLERANCE N; W/O HOLDING BRAKE DEGREE OF PROTECTION IP64 | - | 0 | 0
1FK7034-5AF21-1VA2 |  | 1FK7034-5AF21-1VA2 | 1 | UN | 1 | 60 | X | D | N | N | 85015100 | 1 |  | 3.703 | KG | 1554.33 | 1554.33 | MC05 | MC05 | SIMOTICS S Synchronous servo motor 1FK7 Compact, DC link 300V 1.6Nm, 100K, 3000 rpm 0.46kW, Naturally cooled power/signal connectors Connector can be rotated by 270Â° BASIC ABSOLUTE ENCODER 16 P/REV (ENCODER A-16) WITH DRIVE-CLIQ INTERFACE; PERFORMANCE REDUCTION BY 10% DUE TO ABSOLUTE ENCODER; SHAFT WITH FITTED KEY, TOLERANCE N; W/O HOLDING BRAKE DEGREE OF PROTECTION IP65 FLANGE ON DRIVE END IP67 | - | 0 | 0
1FK7034-5AF21-1VA3 |  | 1FK7034-5AF21-1VA3 | 1 | UN | 1 | 60 | X | D | N | N | 85015100 | 1 |  | 3.703 | KG | 1515.17 | 1515.17 | MC05 | MC05 | SIMOTICS S Synchronous servo motor 1FK7 Compact, DC link 300V 1.6Nm, 100K, 3000 rpm 0.46kW, Naturally cooled power/signal connectors Connector can be rotated by 270Â° BASIC ABSOLUTE ENCODER 16 P/REV (ENCODER A-16) WITH DRIVE-CLIQ INTERFACE; PERFORMANCE REDUCTION BY 10% DUE TO ABSOLUTE ENCODER; SHAFT WITH FITTED KEY, TOLERANCE N; W/O HOLDING BRAKE DEGREE OF PROTECTION IP64; PAINT FINISH RAL7016 | - | 0 | 0
1FK7034-5AF21-1VA5 |  | 1FK7034-5AF21-1VA5 | 1 | UN | 1 | 60 | X | D | N | N | 85015100 | 1 |  | 3.703 | KG | 1591.12 | 1591.12 | MC05 | MC05 | SIMOTICS S Synchronous servo motor 1FK7 Compact, DC link 300V 1.6Nm, 100K, 3000 rpm 0.46kW, Naturally cooled power/signal connectors Connector can be rotated by 270Â° BASIC ABSOLUTE ENCODER 16 P/REV (ENCODER A-16) WITH DRIVE-CLIQ INTERFACE; PERFORMANCE REDUCTION BY 10% DUE TO ABSOLUTE ENCODER; SHAFT WITH FITTED KEY, TOLERANCE N; W/O HOLDING BRAKE DEGREE OF PROTECTION IP65 AS FLANGE IP67; PAINT FINISH RAL7016 | - | 0 | 0
1FK7034-5AF21-1VA8 |  | 1FK7034-5AF21-1VA8 | 1 | UN | 1 | 60 | X | D | N | N | 85015100 | 1 |  | 3.703 | KG | 1672.33 | 1672.33 | MC05 | MC05 | SIMOTICS S Synchronous servo motor 1FK7 Compact, DC link 300V 1.6Nm, 100K, 3000 rpm 0.46kW, Naturally cooled power/signal connectors Connector can be rotated by 270Â° BASIC ABSOLUTE ENCODER 16 P/REV (ENCODER A-16) WITH DRIVE-CLIQ INTERFACE; PERFORMANCE REDUCTION BY 10% DUE TO ABSOLUTE ENCODER; SHAFT WITH FITTED KEY, TOLERANCE N; W/O HOLDING BRAKE DEGREE OF PROTECTION IP65 IP67 D-END FLANGE; RAL7016 COATING; METALLIC RATING PLATE AT MOTOR | - | 0 | 0
1FK7034-5AF21-1VB0 |  | 1FK7034-5AF21-1VB0 | 1 | UN | 1 | 60 | X | D | N | N | 85015100 | 1 |  | 4.002 | KG | 1656.13 | 1656.13 | MC05 | MC05 | SIMOTICS S Synchronous servo motor 1FK7 Compact, DC link 300V 1.6Nm, 100K, 3000 rpm 0.46kW, Naturally cooled power/signal connectors Connector can be rotated by 270Â° BASIC ABSOLUTE ENCODER 16 P/REV (ENCODER A-16) WITH DRIVE-CLIQ INTERFACE; PERFORMANCE REDUCTION BY 10% DUE TO ABSOLUTE ENCODER; SHAFT WITH FITTED KEY, TOLERANCE N; WITH HOLDING BRAKE DEGREE OF PROTECTION IP64 | - | 0 | 0
1FK7034-5AF21-1VB2 |  | 1FK7034-5AF21-1VB2 | 1 | UN | 1 | 60 | X | D | N | N | 85015100 | 1 |  | 4.002 | KG | 1732.1 | 1732.1 | MC05 | MC05 | SIMOTICS S Synchronous servo motor 1FK7 Compact, DC link 300V 1.6Nm, 100K, 3000 rpm 0.46kW, Naturally cooled power/signal connectors Connector can be rotated by 270Â° BASIC ABSOLUTE ENCODER 16 P/REV (ENCODER A-16) WITH DRIVE-CLIQ INTERFACE; PERFORMANCE REDUCTION BY 10% DUE TO ABSOLUTE ENCODER; SHAFT WITH FITTED KEY, TOLERANCE N; WITH HOLDING BRAKE DEGREE OF PROTECTION IP65 FLANGE ON DRIVE END IP67 | - | 0 | 0
1FK7034-5AF21-1VB3 |  | 1FK7034-5AF21-1VB3 | 1 | UN | 1 | 60 | X | D | N | N | 85015100 | 1 |  | 4.002 | KG | 1692.94 | 1692.94 | MC05 | MC05 | SIMOTICS S Synchronous servo motor 1FK7 Compact, DC link 300V 1.6Nm, 100K, 3000 rpm 0.46kW, Naturally cooled power/signal connectors Connector can be rotated by 270Â° BASIC ABSOLUTE ENCODER 16 P/REV (ENCODER A-16) WITH DRIVE-CLIQ INTERFACE; PERFORMANCE REDUCTION BY 10% DUE TO ABSOLUTE ENCODER; SHAFT WITH FITTED KEY, TOLERANCE N; WITH HOLDING BRAKE DEGREE OF PROTECTION IP64; PAINT FINISH RAL7016 | - | 0 | 0
1FK7034-5AF21-1VB5 |  | 1FK7034-5AF21-1VB5 | 1 | UN | 1 | 60 | X | D | N | N | 85015100 | 1 |  | 4.002 | KG | 1768.89 | 1768.89 | MC05 | MC05 | SIMOTICS S Synchronous servo motor 1FK7 Compact, DC link 300V 1.6Nm, 100K, 3000 rpm 0.46kW, Naturally cooled power/signal connectors Connector can be rotated by 270Â° BASIC ABSOLUTE ENCODER 16 P/REV (ENCODER A-16) WITH DRIVE-CLIQ INTERFACE; PERFORMANCE REDUCTION BY 10% DUE TO ABSOLUTE ENCODER; SHAFT WITH FITTED KEY, TOLERANCE N; WITH HOLDING BRAKE DEGREE OF PROTECTION IP65 AS FLANGE IP67; PAINT FINISH RAL7016 | - | 0 | 0
1FK7034-5AF21-1VB8 |  | 1FK7034-5AF21-1VB8 | 1 | UN | 1 | 60 | X | D | N | N | 85015100 | 1 |  | 4.002 | KG | 1850.1 | 1850.1 | MC05 | MC05 | SIMOTICS S Synchronous servo motor 1FK7 Compact, DC link 300V 1.6Nm, 100K, 3000 rpm 0.46kW, Naturally cooled power/signal connectors Connector can be rotated by 270Â° BASIC ABSOLUTE ENCODER 16 P/REV (ENCODER A-16) WITH DRIVE-CLIQ INTERFACE; PERFORMANCE REDUCTION BY 10% DUE TO ABSOLUTE ENCODER; SHAFT WITH FITTED KEY, TOLERANCE N; WITH HOLDING BRAKE DEGREE OF PROTECTION IP65 IP67 D-END FLANGE; RAL7016 COATING; METALLIC RATING PLATE AT MOTOR | - | 0 | 0
1FK7034-5AF21-1VG0 |  | 1FK7034-5AF21-1VG0 | 1 | UN | 1 | 60 | X | D | N | N | 85015100 | 1 |  | 3.703 | KG | 1408.31 | 1408.31 | MC05 | MC05 | SIMOTICS S Synchronous servo motor 1FK7 Compact, DC link 300V 1.6Nm, 100K, 3000 rpm 0.46kW, Naturally cooled power/signal connectors Connector can be rotated by 270Â° BASIC ABSOLUTE ENCODER 16 P/REV (ENCODER A-16) WITH DRIVE-CLIQ INTERFACE; PERFORMANCE REDUCTION BY 10% DUE TO ABSOLUTE ENCODER; PLAIN SHAFT, TOLERANCE N; W/O HOLDING BRAKE DEGREE OF PROTECTION IP64 | - | 0 | 0
1FK7034-5AF21-1VG2 |  | 1FK7034-5AF21-1VG2 | 1 | UN | 1 | 60 | X | D | N | N | 85015100 | 1 |  | 3.703 | KG | 1484.28 | 1484.28 | MC05 | MC05 | SIMOTICS S Synchronous servo motor 1FK7 Compact, DC link 300V 1.6Nm, 100K, 3000 rpm 0.46kW, Naturally cooled power/signal connectors Connector can be rotated by 270Â° BASIC ABSOLUTE ENCODER 16 P/REV (ENCODER A-16) WITH DRIVE-CLIQ INTERFACE; PERFORMANCE REDUCTION BY 10% DUE TO ABSOLUTE ENCODER; PLAIN SHAFT, TOLERANCE N; W/O HOLDING BRAKE DEGREE OF PROTECTION IP65 FLANGE ON DRIVE END IP67 | - | 0 | 0
1FK7034-5AF21-1VG3 |  | 1FK7034-5AF21-1VG3 | 1 | UN | 1 | 60 | X | D | N | N | 85015100 | 1 |  | 3.703 | KG | 1445.12 | 1445.12 | MC05 | MC05 | SIMOTICS S Synchronous servo motor 1FK7 Compact, DC link 300V 1.6Nm, 100K, 3000 rpm 0.46kW, Naturally cooled power/signal connectors Connector can be rotated by 270Â° BASIC ABSOLUTE ENCODER 16 P/REV (ENCODER A-16) WITH DRIVE-CLIQ INTERFACE; PERFORMANCE REDUCTION BY 10% DUE TO ABSOLUTE ENCODER; PLAIN SHAFT, TOLERANCE N; W/O HOLDING BRAKE DEGREE OF PROTECTION IP64; PAINT FINISH RAL7016 | - | 0 | 0
1FK7034-5AF21-1VG5 |  | 1FK7034-5AF21-1VG5 | 1 | UN | 1 | 60 | X | D | N | N | 85015100 | 1 |  | 3.703 | KG | 1521.07 | 1521.07 | MC05 | MC05 | SIMOTICS S Synchronous servo motor 1FK7 Compact, DC link 300V 1.6Nm, 100K, 3000 rpm 0.46kW, Naturally cooled power/signal connectors Connector can be rotated by 270Â° BASIC ABSOLUTE ENCODER 16 P/REV (ENCODER A-16) WITH DRIVE-CLIQ INTERFACE; PERFORMANCE REDUCTION BY 10% DUE TO ABSOLUTE ENCODER; PLAIN SHAFT, TOLERANCE N; W/O HOLDING BRAKE DEGREE OF PROTECTION IP65 AS FLANGE IP67; PAINT FINISH RAL7016 | - | 0 | 0
1FK7034-5AF21-1VG8 |  | 1FK7034-5AF21-1VG8 | 1 | UN | 1 | 60 | X | D | N | N | 85015100 | 1 |  | 3.703 | KG | 1602.28 | 1602.28 | MC05 | MC05 | SIMOTICS S Synchronous servo motor 1FK7 Compact, DC link 300V 1.6Nm, 100K, 3000 rpm 0.46kW, Naturally cooled power/signal connectors Connector can be rotated by 270Â° BASIC ABSOLUTE ENCODER 16 P/REV (ENCODER A-16) WITH DRIVE-CLIQ INTERFACE; PERFORMANCE REDUCTION BY 10% DUE TO ABSOLUTE ENCODER; PLAIN SHAFT, TOLERANCE N; W/O HOLDING BRAKE DEGREE OF PROTECTION IP65 IP67 D-END FLANGE; RAL7016 COATING; METALLIC RATING PLATE AT MOTOR | - | 0 | 0
1FK7034-5AF21-1VH0 |  | 1FK7034-5AF21-1VH0 | 1 | UN | 1 | 60 | X | D | N | N | 85015100 | 1 |  | 4.002 | KG | 1584.14 | 1584.14 | MC05 | MC05 | SIMOTICS S Synchronous servo motor 1FK7 Compact, DC link 300V 1.6Nm, 100K, 3000 rpm 0.46kW, Naturally cooled power/signal connectors Connector can be rotated by 270Â° BASIC ABSOLUTE ENCODER 16 P/REV (ENCODER A-16) WITH DRIVE-CLIQ INTERFACE; PERFORMANCE REDUCTION BY 10% DUE TO ABSOLUTE ENCODER; PLAIN SHAFT, TOLERANCE N; WITH HOLDING BRAKE DEGREE OF PROTECTION IP64 | - | 0 | 0
1FK7034-5AF21-1VH2 |  | 1FK7034-5AF21-1VH2 | 1 | UN | 1 | 60 | X | D | N | N | 85015100 | 1 |  | 4.002 | KG | 1660.11 | 1660.11 | MC05 | MC05 | SIMOTICS S Synchronous servo motor 1FK7 Compact, DC link 300V 1.6Nm, 100K, 3000 rpm 0.46kW, Naturally cooled power/signal connectors Connector can be rotated by 270Â° BASIC ABSOLUTE ENCODER 16 P/REV (ENCODER A-16) WITH DRIVE-CLIQ INTERFACE; PERFORMANCE REDUCTION BY 10% DUE TO ABSOLUTE ENCODER; PLAIN SHAFT, TOLERANCE N; WITH HOLDING BRAKE DEGREE OF PROTECTION IP65 FLANGE ON DRIVE END IP67 | - | 0 | 0
1FK7034-5AF21-1VH3 |  | 1FK7034-5AF21-1VH3 | 1 | UN | 1 | 60 | X | D | N | N | 85015100 | 1 |  | 4.002 | KG | 1620.95 | 1620.95 | MC05 | MC05 | SIMOTICS S Synchronous servo motor 1FK7 Compact, DC link 300V 1.6Nm, 100K, 3000 rpm 0.46kW, Naturally cooled power/signal connectors Connector can be rotated by 270Â° BASIC ABSOLUTE ENCODER 16 P/REV (ENCODER A-16) WITH DRIVE-CLIQ INTERFACE; PERFORMANCE REDUCTION BY 10% DUE TO ABSOLUTE ENCODER; PLAIN SHAFT, TOLERANCE N; WITH HOLDING BRAKE DEGREE OF PROTECTION IP64; PAINT FINISH RAL7016 | - | 0 | 0
1FK7034-5AF21-1VH5 |  | 1FK7034-5AF21-1VH5 | 1 | UN | 1 | 60 | X | D | N | N | 85015100 | 1 |  | 4.002 | KG | 1696.9 | 1696.9 | MC05 | MC05 | SIMOTICS S Synchronous servo motor 1FK7 Compact, DC link 300V 1.6Nm, 100K, 3000 rpm 0.46kW, Naturally cooled power/signal connectors Connector can be rotated by 270Â° BASIC ABSOLUTE ENCODER 16 P/REV (ENCODER A-16) WITH DRIVE-CLIQ INTERFACE; PERFORMANCE REDUCTION BY 10% DUE TO ABSOLUTE ENCODER; PLAIN SHAFT, TOLERANCE N; WITH HOLDING BRAKE DEGREE OF PROTECTION IP65 AS FLANGE IP67; PAINT FINISH RAL7016 | - | 0 | 0
1FK7034-5AF21-1VH8 |  | 1FK7034-5AF21-1VH8 | 1 | UN | 1 | 60 | X | D | N | N | 85015100 | 1 |  | 4.002 | KG | 1778.11 | 1778.11 | MC05 | MC05 | SIMOTICS S Synchronous servo motor 1FK7 Compact, DC link 300V 1.6Nm, 100K, 3000 rpm 0.46kW, Naturally cooled power/signal connectors Connector can be rotated by 270Â° BASIC ABSOLUTE ENCODER 16 P/REV (ENCODER A-16) WITH DRIVE-CLIQ INTERFACE; PERFORMANCE REDUCTION BY 10% DUE TO ABSOLUTE ENCODER; PLAIN SHAFT, TOLERANCE N; WITH HOLDING BRAKE DEGREE OF PROTECTION IP65 IP67 D-END FLANGE; RAL7016 COATING; METALLIC RATING PLATE AT MOTOR | - | 0 | 0
1FK7034-5AK71-1AA0 |  | 1FK7034-5AK71-1AA0 | 1 | UN | 1 | 60 | X | D | N | N | 85015100 | 1 |  | 3.703 | KG | 1402.9 | 1402.9 | MC05 | MC05 | SIMOTICS S Synchronous servo motor 1FK7 Compact, 1.6Nm 100K, 6000rpm, 0.63kW Naturally cooled power/signal connectors Connector can be rotated by 270Â° INCREMENTAL ENCODER SIN/COS 1VSS 2048 S/R (ENCODER I-2048); SHAFT WITH FITTED KEY, TOLERANCE N; W/O HOLDING BRAKE DEGREE OF PROTECTION IP64 | - | 0 | 0
1FK7034-5AK71-1AA2 |  | 1FK7034-5AK71-1AA2 | 1 | UN | 1 | 60 | X | D | N | N | 85015100 | 1 |  | 3.703 | KG | 1478.87 | 1478.87 | MC05 | MC05 | SIMOTICS S Synchronous servo motor 1FK7 Compact, 1.6Nm 100K, 6000rpm, 0.63kW Naturally cooled power/signal connectors Connector can be rotated by 270Â° INCREMENTAL ENCODER SIN/COS 1VSS 2048 S/R (ENCODER I-2048); SHAFT WITH FITTED KEY, TOLERANCE N; W/O HOLDING BRAKE DEGREE OF PROTECTION IP65 FLANGE ON DRIVE END IP67 | - | 0 | 0
1FK7034-5AK71-1AA3 |  | 1FK7034-5AK71-1AA3 | 1 | UN | 1 | 60 | X | D | N | N | 85015100 | 1 |  | 3.703 | KG | 1439.71 | 1439.71 | MC05 | MC05 | SIMOTICS S Synchronous servo motor 1FK7 Compact, 1.6Nm 100K, 6000rpm, 0.63kW Naturally cooled power/signal connectors Connector can be rotated by 270Â° INCREMENTAL ENCODER SIN/COS 1VSS 2048 S/R (ENCODER I-2048); SHAFT WITH FITTED KEY, TOLERANCE N; W/O HOLDING BRAKE DEGREE OF PROTECTION IP64; PAINT FINISH RAL7016 | - | 0 | 0
1FK7034-5AK71-1AA5 |  | 1FK7034-5AK71-1AA5 | 1 | UN | 1 | 60 | X | D | N | N | 85015100 | 1 |  | 3.703 | KG | 1515.66 | 1515.66 | MC05 | MC05 | SIMOTICS S Synchronous servo motor 1FK7 Compact, 1.6Nm 100K, 6000rpm, 0.63kW Naturally cooled power/signal connectors Connector can be rotated by 270Â° INCREMENTAL ENCODER SIN/COS 1VSS 2048 S/R (ENCODER I-2048); SHAFT WITH FITTED KEY, TOLERANCE N; W/O HOLDING BRAKE DEGREE OF PROTECTION IP65 AS FLANGE IP67; PAINT FINISH RAL7016 | - | 0 | 0
1FK7034-5AK71-1AA8 |  | 1FK7034-5AK71-1AA8 | 1 | UN | 1 | 60 | X | D | N | N | 85015100 | 1 |  | 3.703 | KG | 1596.87 | 1596.87 | MC05 | MC05 | SIMOTICS S Synchronous servo motor 1FK7 Compact, 1.6Nm 100K, 6000rpm, 0.63kW Naturally cooled power/signal connectors Connector can be rotated by 270Â° INCREMENTAL ENCODER SIN/COS 1VSS 2048 S/R (ENCODER I-2048); SHAFT WITH FITTED KEY, TOLERANCE N; W/O HOLDING BRAKE DEGREE OF PROTECTION IP65 IP67 D-END FLANGE; RAL7016 COATING; METALLIC RATING PLATE AT MOTOR | - | 0 | 0
1FK7034-5AK71-1AB0 |  | 1FK7034-5AK71-1AB0 | 1 | UN | 1 | 60 | X | D | N | N | 85015100 | 1 |  | 4.002 | KG | 1580.67 | 1580.67 | MC05 | MC05 | SIMOTICS S Synchronous servo motor 1FK7 Compact, 1.6Nm 100K, 6000rpm, 0.63kW Naturally cooled power/signal connectors Connector can be rotated by 270Â° INCREMENTAL ENCODER SIN/COS 1VSS 2048 S/R (ENCODER I-2048); SHAFT WITH FITTED KEY, TOLERANCE N; WITH HOLDING BRAKE DEGREE OF PROTECTION IP64 | - | 0 | 0
1FK7034-5AK71-1AB2 |  | 1FK7034-5AK71-1AB2 | 1 | UN | 1 | 60 | X | D | N | N | 85015100 | 1 |  | 4.002 | KG | 1656.64 | 1656.64 | MC05 | MC05 | SIMOTICS S Synchronous servo motor 1FK7 Compact, 1.6Nm 100K, 6000rpm, 0.63kW Naturally cooled power/signal connectors Connector can be rotated by 270Â° INCREMENTAL ENCODER SIN/COS 1VSS 2048 S/R (ENCODER I-2048); SHAFT WITH FITTED KEY, TOLERANCE N; WITH HOLDING BRAKE DEGREE OF PROTECTION IP65 FLANGE ON DRIVE END IP67 | - | 0 | 0
1FK7034-5AK71-1AB3 |  | 1FK7034-5AK71-1AB3 | 1 | UN | 1 | 60 | X | D | N | N | 85015100 | 1 |  | 4.002 | KG | 1617.48 | 1617.48 | MC05 | MC05 | SIMOTICS S Synchronous servo motor 1FK7 Compact, 1.6Nm 100K, 6000rpm, 0.63kW Naturally cooled power/signal connectors Connector can be rotated by 270Â° INCREMENTAL ENCODER SIN/COS 1VSS 2048 S/R (ENCODER I-2048); SHAFT WITH FITTED KEY, TOLERANCE N; WITH HOLDING BRAKE DEGREE OF PROTECTION IP64; PAINT FINISH RAL7016 | - | 0 | 0
1FK7034-5AK71-1AB5 |  | 1FK7034-5AK71-1AB5 | 1 | UN | 1 | 60 | X | D | N | N | 85015100 | 1 |  | 4.002 | KG | 1693.43 | 1693.43 | MC05 | MC05 | SIMOTICS S Synchronous servo motor 1FK7 Compact, 1.6Nm 100K, 6000rpm, 0.63kW Naturally cooled power/signal connectors Connector can be rotated by 270Â° INCREMENTAL ENCODER SIN/COS 1VSS 2048 S/R (ENCODER I-2048); SHAFT WITH FITTED KEY, TOLERANCE N; WITH HOLDING BRAKE DEGREE OF PROTECTION IP65 AS FLANGE IP67; PAINT FINISH RAL7016 | - | 0 | 0
1FK7034-5AK71-1AB8 |  | 1FK7034-5AK71-1AB8 | 1 | UN | 1 | 60 | X | D | N | N | 85015100 | 1 |  | 4.002 | KG | 1774.64 | 1774.64 | MC05 | MC05 | SIMOTICS S Synchronous servo motor 1FK7 Compact, 1.6Nm 100K, 6000rpm, 0.63kW Naturally cooled power/signal connectors Connector can be rotated by 270Â° INCREMENTAL ENCODER SIN/COS 1VSS 2048 S/R (ENCODER I-2048); SHAFT WITH FITTED KEY, TOLERANCE N; WITH HOLDING BRAKE DEGREE OF PROTECTION IP65 IP67 D-END FLANGE; RAL7016 COATING; METALLIC RATING PLATE AT MOTOR | - | 0 | 0
1FK7034-5AK71-1AG0 |  | 1FK7034-5AK71-1AG0 | 1 | UN | 1 | 60 | X | D | N | N | 85015100 | 1 |  | 3.703 | KG | 1332.85 | 1332.85 | MC05 | MC05 | SIMOTICS S Synchronous servo motor 1FK7 Compact, 1.6Nm 100K, 6000rpm, 0.63kW Naturally cooled power/signal connectors Connector can be rotated by 270Â° INCREMENTAL ENCODER SIN/COS 1VSS 2048 S/R (ENCODER I-2048); PLAIN SHAFT, TOLERANCE N; W/O HOLDING BRAKE DEGREE OF PROTECTION IP64 | - | 0 | 0
1FK7034-5AK71-1AG2 |  | 1FK7034-5AK71-1AG2 | 1 | UN | 1 | 60 | X | D | N | N | 85015100 | 1 |  | 3.703 | KG | 1408.82 | 1408.82 | MC05 | MC05 | SIMOTICS S Synchronous servo motor 1FK7 Compact, 1.6Nm 100K, 6000rpm, 0.63kW Naturally cooled power/signal connectors Connector can be rotated by 270Â° INCREMENTAL ENCODER SIN/COS 1VSS 2048 S/R (ENCODER I-2048); PLAIN SHAFT, TOLERANCE N; W/O HOLDING BRAKE DEGREE OF PROTECTION IP65 FLANGE ON DRIVE END IP67 | - | 0 | 0
1FK7034-5AK71-1AG3 |  | 1FK7034-5AK71-1AG3 | 1 | UN | 1 | 60 | X | D | N | N | 85015100 | 1 |  | 3.703 | KG | 1369.66 | 1369.66 | MC05 | MC05 | SIMOTICS S Synchronous servo motor 1FK7 Compact, 1.6Nm 100K, 6000rpm, 0.63kW Naturally cooled power/signal connectors Connector can be rotated by 270Â° INCREMENTAL ENCODER SIN/COS 1VSS 2048 S/R (ENCODER I-2048); PLAIN SHAFT, TOLERANCE N; W/O HOLDING BRAKE DEGREE OF PROTECTION IP64; PAINT FINISH RAL7016 | - | 0 | 0
1FK7034-5AK71-1AG5 |  | 1FK7034-5AK71-1AG5 | 1 | UN | 1 | 60 | X | D | N | N | 85015100 | 1 |  | 3.703 | KG | 1445.61 | 1445.61 | MC05 | MC05 | SIMOTICS S Synchronous servo motor 1FK7 Compact, 1.6Nm 100K, 6000rpm, 0.63kW Naturally cooled power/signal connectors Connector can be rotated by 270Â° INCREMENTAL ENCODER SIN/COS 1VSS 2048 S/R (ENCODER I-2048); PLAIN SHAFT, TOLERANCE N; W/O HOLDING BRAKE DEGREE OF PROTECTION IP65 AS FLANGE IP67; PAINT FINISH RAL7016 | - | 0 | 0
1FK7034-5AK71-1AG8 |  | 1FK7034-5AK71-1AG8 | 1 | UN | 1 | 60 | X | D | N | N | 85015100 | 1 |  | 3.703 | KG | 1526.82 | 1526.82 | MC05 | MC05 | SIMOTICS S Synchronous servo motor 1FK7 Compact, 1.6Nm 100K, 6000rpm, 0.63kW Naturally cooled power/signal connectors Connector can be rotated by 270Â° INCREMENTAL ENCODER SIN/COS 1VSS 2048 S/R (ENCODER I-2048); PLAIN SHAFT, TOLERANCE N; W/O HOLDING BRAKE DEGREE OF PROTECTION IP65 IP67 D-END FLANGE; RAL7016 COATING; METALLIC RATING PLATE AT MOTOR | - | 0 | 0
1FK7034-5AK71-1AH0 |  | 1FK7034-5AK71-1AH0 | 1 | UN | 1 | 60 | X | D | N | N | 85015100 | 1 |  | 4.002 | KG | 1508.68 | 1508.68 | MC05 | MC05 | SIMOTICS S Synchronous servo motor 1FK7 Compact, 1.6Nm 100K, 6000rpm, 0.63kW Naturally cooled power/signal connectors Connector can be rotated by 270Â° INCREMENTAL ENCODER SIN/COS 1VSS 2048 S/R (ENCODER I-2048); PLAIN SHAFT, TOLERANCE N; WITH HOLDING BRAKE DEGREE OF PROTECTION IP64 | - | 0 | 0
1FK7034-5AK71-1AH2 |  | 1FK7034-5AK71-1AH2 | 1 | UN | 1 | 60 | X | D | N | N | 85015100 | 1 |  | 4.002 | KG | 1584.65 | 1584.65 | MC05 | MC05 | SIMOTICS S Synchronous servo motor 1FK7 Compact, 1.6Nm 100K, 6000rpm, 0.63kW Naturally cooled power/signal connectors Connector can be rotated by 270Â° INCREMENTAL ENCODER SIN/COS 1VSS 2048 S/R (ENCODER I-2048); PLAIN SHAFT, TOLERANCE N; WITH HOLDING BRAKE DEGREE OF PROTECTION IP65 FLANGE ON DRIVE END IP67 | - | 0 | 0
1FK7034-5AK71-1AH3 |  | 1FK7034-5AK71-1AH3 | 1 | UN | 1 | 60 | X | D | N | N | 85015100 | 1 |  | 4.002 | KG | 1545.49 | 1545.49 | MC05 | MC05 | SIMOTICS S Synchronous servo motor 1FK7 Compact, 1.6Nm 100K, 6000rpm, 0.63kW Naturally cooled power/signal connectors Connector can be rotated by 270Â° INCREMENTAL ENCODER SIN/COS 1VSS 2048 S/R (ENCODER I-2048); PLAIN SHAFT, TOLERANCE N; WITH HOLDING BRAKE DEGREE OF PROTECTION IP64; PAINT FINISH RAL7016 | - | 0 | 0
1FK7034-5AK71-1AH5 |  | 1FK7034-5AK71-1AH5 | 1 | UN | 1 | 60 | X | D | N | N | 85015100 | 1 |  | 4.002 | KG | 1621.44 | 1621.44 | MC05 | MC05 | SIMOTICS S Synchronous servo motor 1FK7 Compact, 1.6Nm 100K, 6000rpm, 0.63kW Naturally cooled power/signal connectors Connector can be rotated by 270Â° INCREMENTAL ENCODER SIN/COS 1VSS 2048 S/R (ENCODER I-2048); PLAIN SHAFT, TOLERANCE N; WITH HOLDING BRAKE DEGREE OF PROTECTION IP65 AS FLANGE IP67; PAINT FINISH RAL7016 | - | 0 | 0
1FK7034-5AK71-1AH8 |  | 1FK7034-5AK71-1AH8 | 1 | UN | 1 | 60 | X | D | N | N | 85015100 | 1 |  | 4.002 | KG | 1702.65 | 1702.65 | MC05 | MC05 | SIMOTICS S Synchronous servo motor 1FK7 Compact, 1.6Nm 100K, 6000rpm, 0.63kW Naturally cooled power/signal connectors Connector can be rotated by 270Â° INCREMENTAL ENCODER SIN/COS 1VSS 2048 S/R (ENCODER I-2048); PLAIN SHAFT, TOLERANCE N; WITH HOLDING BRAKE DEGREE OF PROTECTION IP65 IP67 D-END FLANGE; RAL7016 COATING; METALLIC RATING PLATE AT MOTOR | - | 0 | 0
1FK7034-5AK71-1DA0 |  | 1FK7034-5AK71-1DA0 | 1 | UN | 1 | 60 | X | D | N | N | 85015100 | 1 |  | 3.703 | KG | 1598.69 | 1598.69 | MC05 | MC05 | SIMOTICS S Synchronous servo motor 1FK7 Compact, 1.6Nm 100K, 6000rpm, 0.63kW Naturally cooled power/signal connectors Connector can be rotated by 270Â° INCREMENTAL ENCODER 2048 P/REV (ENCODER I-2048) WITH DRIVE-CLIQ INTERFACE; SHAFT WITH FITTED KEY, TOLERANCE N; W/O HOLDING BRAKE DEGREE OF PROTECTION IP64 | - | 0 | 0
1FK7034-5AK71-1DA2 |  | 1FK7034-5AK71-1DA2 | 1 | UN | 1 | 60 | X | D | N | N | 85015100 | 1 |  | 3.703 | KG | 1674.66 | 1674.66 | MC05 | MC05 | SIMOTICS S Synchronous servo motor 1FK7 Compact, 1.6Nm 100K, 6000rpm, 0.63kW Naturally cooled power/signal connectors Connector can be rotated by 270Â° INCREMENTAL ENCODER 2048 P/REV (ENCODER I-2048) WITH DRIVE-CLIQ INTERFACE; SHAFT WITH FITTED KEY, TOLERANCE N; W/O HOLDING BRAKE DEGREE OF PROTECTION IP65 FLANGE ON DRIVE END IP67 | - | 0 | 0
1FK7034-5AK71-1DA3 |  | 1FK7034-5AK71-1DA3 | 1 | UN | 1 | 60 | X | D | N | N | 85015100 | 1 |  | 3.703 | KG | 1635.5 | 1635.5 | MC05 | MC05 | SIMOTICS S Synchronous servo motor 1FK7 Compact, 1.6Nm 100K, 6000rpm, 0.63kW Naturally cooled power/signal connectors Connector can be rotated by 270Â° INCREMENTAL ENCODER 2048 P/REV (ENCODER I-2048) WITH DRIVE-CLIQ INTERFACE; SHAFT WITH FITTED KEY, TOLERANCE N; W/O HOLDING BRAKE DEGREE OF PROTECTION IP64; PAINT FINISH RAL7016 | - | 0 | 0
1FK7034-5AK71-1DA5 |  | 1FK7034-5AK71-1DA5 | 1 | UN | 1 | 60 | X | D | N | N | 85015100 | 1 |  | 3.703 | KG | 1711.45 | 1711.45 | MC05 | MC05 | SIMOTICS S Synchronous servo motor 1FK7 Compact, 1.6Nm 100K, 6000rpm, 0.63kW Naturally cooled power/signal connectors Connector can be rotated by 270Â° INCREMENTAL ENCODER 2048 P/REV (ENCODER I-2048) WITH DRIVE-CLIQ INTERFACE; SHAFT WITH FITTED KEY, TOLERANCE N; W/O HOLDING BRAKE DEGREE OF PROTECTION IP65 AS FLANGE IP67; PAINT FINISH RAL7016 | - | 0 | 0
1FK7034-5AK71-1DA8 |  | 1FK7034-5AK71-1DA8 | 1 | UN | 1 | 60 | X | D | N | N | 85015100 | 1 |  | 3.703 | KG | 1792.66 | 1792.66 | MC05 | MC05 | SIMOTICS S Synchronous servo motor 1FK7 Compact, 1.6Nm 100K, 6000rpm, 0.63kW Naturally cooled power/signal connectors Connector can be rotated by 270Â° INCREMENTAL ENCODER 2048 P/REV (ENCODER I-2048) WITH DRIVE-CLIQ INTERFACE; SHAFT WITH FITTED KEY, TOLERANCE N; W/O HOLDING BRAKE DEGREE OF PROTECTION IP65 IP67 D-END FLANGE; RAL7016 COATING; METALLIC RATING PLATE AT MOTOR | - | 0 | 0
1FK7034-5AK71-1DB0 |  | 1FK7034-5AK71-1DB0 | 1 | UN | 1 | 60 | X | D | N | N | 85015100 | 1 |  | 4.002 | KG | 1776.46 | 1776.46 | MC05 | MC05 | SIMOTICS S Synchronous servo motor 1FK7 Compact, 1.6Nm 100K, 6000rpm, 0.63kW Naturally cooled power/signal connectors Connector can be rotated by 270Â° INCREMENTAL ENCODER 2048 P/REV (ENCODER I-2048) WITH DRIVE-CLIQ INTERFACE; SHAFT WITH FITTED KEY, TOLERANCE N; WITH HOLDING BRAKE DEGREE OF PROTECTION IP64 | - | 0 | 0
1FK7034-5AK71-1DB2 |  | 1FK7034-5AK71-1DB2 | 1 | UN | 1 | 60 | X | D | N | N | 85015100 | 1 |  | 4.002 | KG | 1852.43 | 1852.43 | MC05 | MC05 | SIMOTICS S Synchronous servo motor 1FK7 Compact, 1.6Nm 100K, 6000rpm, 0.63kW Naturally cooled power/signal connectors Connector can be rotated by 270Â° INCREMENTAL ENCODER 2048 P/REV (ENCODER I-2048) WITH DRIVE-CLIQ INTERFACE; SHAFT WITH FITTED KEY, TOLERANCE N; WITH HOLDING BRAKE DEGREE OF PROTECTION IP65 FLANGE ON DRIVE END IP67 | - | 0 | 0
1FK7034-5AK71-1DB3 |  | 1FK7034-5AK71-1DB3 | 1 | UN | 1 | 60 | X | D | N | N | 85015100 | 1 |  | 4.002 | KG | 1813.27 | 1813.27 | MC05 | MC05 | SIMOTICS S Synchronous servo motor 1FK7 Compact, 1.6Nm 100K, 6000rpm, 0.63kW Naturally cooled power/signal connectors Connector can be rotated by 270Â° INCREMENTAL ENCODER 2048 P/REV (ENCODER I-2048) WITH DRIVE-CLIQ INTERFACE; SHAFT WITH FITTED KEY, TOLERANCE N; WITH HOLDING BRAKE DEGREE OF PROTECTION IP64; PAINT FINISH RAL7016 | - | 0 | 0
1FK7034-5AK71-1DB5 |  | 1FK7034-5AK71-1DB5 | 1 | UN | 1 | 60 | X | D | N | N | 85015100 | 1 |  | 4.002 | KG | 1889.22 | 1889.22 | MC05 | MC05 | SIMOTICS S Synchronous servo motor 1FK7 Compact, 1.6Nm 100K, 6000rpm, 0.63kW Naturally cooled power/signal connectors Connector can be rotated by 270Â° INCREMENTAL ENCODER 2048 P/REV (ENCODER I-2048) WITH DRIVE-CLIQ INTERFACE; SHAFT WITH FITTED KEY, TOLERANCE N; WITH HOLDING BRAKE DEGREE OF PROTECTION IP65 AS FLANGE IP67; PAINT FINISH RAL7016 | - | 0 | 0
1FK7034-5AK71-1DB8 |  | 1FK7034-5AK71-1DB8 | 1 | UN | 1 | 60 | X | D | N | N | 85015100 | 1 |  | 4.002 | KG | 1970.43 | 1970.43 | MC05 | MC05 | SIMOTICS S Synchronous servo motor 1FK7 Compact, 1.6Nm 100K, 6000rpm, 0.63kW Naturally cooled power/signal connectors Connector can be rotated by 270Â° INCREMENTAL ENCODER 2048 P/REV (ENCODER I-2048) WITH DRIVE-CLIQ INTERFACE; SHAFT WITH FITTED KEY, TOLERANCE N; WITH HOLDING BRAKE DEGREE OF PROTECTION IP65 IP67 D-END FLANGE; RAL7016 COATING; METALLIC RATING PLATE AT MOTOR | - | 0 | 0
1FK7034-5AK71-1DG0 |  | 1FK7034-5AK71-1DG0 | 1 | UN | 1 | 60 | X | D | N | N | 85015100 | 1 |  | 3.703 | KG | 1528.64 | 1528.64 | MC05 | MC05 | SIMOTICS S Synchronous servo motor 1FK7 Compact, 1.6Nm 100K, 6000rpm, 0.63kW Naturally cooled power/signal connectors Connector can be rotated by 270Â° INCREMENTAL ENCODER 2048 P/REV (ENCODER I-2048) WITH DRIVE-CLIQ INTERFACE; PLAIN SHAFT, TOLERANCE N; W/O HOLDING BRAKE DEGREE OF PROTECTION IP64 | - | 0 | 0
1FK7034-5AK71-1DG2 |  | 1FK7034-5AK71-1DG2 | 1 | UN | 1 | 60 | X | D | N | N | 85015100 | 1 |  | 3.703 | KG | 1604.61 | 1604.61 | MC05 | MC05 | SIMOTICS S Synchronous servo motor 1FK7 Compact, 1.6Nm 100K, 6000rpm, 0.63kW Naturally cooled power/signal connectors Connector can be rotated by 270Â° INCREMENTAL ENCODER 2048 P/REV (ENCODER I-2048) WITH DRIVE-CLIQ INTERFACE; PLAIN SHAFT, TOLERANCE N; W/O HOLDING BRAKE DEGREE OF PROTECTION IP65 FLANGE ON DRIVE END IP67 | - | 0 | 0
1FK7034-5AK71-1DG3 |  | 1FK7034-5AK71-1DG3 | 1 | UN | 1 | 60 | X | D | N | N | 85015100 | 1 |  | 3.703 | KG | 1565.45 | 1565.45 | MC05 | MC05 | SIMOTICS S Synchronous servo motor 1FK7 Compact, 1.6Nm 100K, 6000rpm, 0.63kW Naturally cooled power/signal connectors Connector can be rotated by 270Â° INCREMENTAL ENCODER 2048 P/REV (ENCODER I-2048) WITH DRIVE-CLIQ INTERFACE; PLAIN SHAFT, TOLERANCE N; W/O HOLDING BRAKE DEGREE OF PROTECTION IP64; PAINT FINISH RAL7016 | - | 0 | 0
1FK7034-5AK71-1DG5 |  | 1FK7034-5AK71-1DG5 | 1 | UN | 1 | 60 | X | D | N | N | 85015100 | 1 |  | 3.703 | KG | 1641.4 | 1641.4 | MC05 | MC05 | SIMOTICS S Synchronous servo motor 1FK7 Compact, 1.6Nm 100K, 6000rpm, 0.63kW Naturally cooled power/signal connectors Connector can be rotated by 270Â° INCREMENTAL ENCODER 2048 P/REV (ENCODER I-2048) WITH DRIVE-CLIQ INTERFACE; PLAIN SHAFT, TOLERANCE N; W/O HOLDING BRAKE DEGREE OF PROTECTION IP65 AS FLANGE IP67; PAINT FINISH RAL7016 | - | 0 | 0
1FK7034-5AK71-1DG8 |  | 1FK7034-5AK71-1DG8 | 1 | UN | 1 | 60 | X | D | N | N | 85015100 | 1 |  | 3.703 | KG | 1722.61 | 1722.61 | MC05 | MC05 | SIMOTICS S Synchronous servo motor 1FK7 Compact, 1.6Nm 100K, 6000rpm, 0.63kW Naturally cooled power/signal connectors Connector can be rotated by 270Â° INCREMENTAL ENCODER 2048 P/REV (ENCODER I-2048) WITH DRIVE-CLIQ INTERFACE; PLAIN SHAFT, TOLERANCE N; W/O HOLDING BRAKE DEGREE OF PROTECTION IP65 IP67 D-END FLANGE; RAL7016 COATING; METALLIC RATING PLATE AT MOTOR | - | 0 | 0
1FK7034-5AK71-1DH0 |  | 1FK7034-5AK71-1DH0 | 1 | UN | 1 | 60 | X | D | N | N | 85015100 | 1 |  | 4.002 | KG | 1704.47 | 1704.47 | MC05 | MC05 | SIMOTICS S Synchronous servo motor 1FK7 Compact, 1.6Nm 100K, 6000rpm, 0.63kW Naturally cooled power/signal connectors Connector can be rotated by 270Â° INCREMENTAL ENCODER 2048 P/REV (ENCODER I-2048) WITH DRIVE-CLIQ INTERFACE; PLAIN SHAFT, TOLERANCE N; WITH HOLDING BRAKE DEGREE OF PROTECTION IP64 | - | 0 | 0
1FK7034-5AK71-1DH2 |  | 1FK7034-5AK71-1DH2 | 1 | UN | 1 | 60 | X | D | N | N | 85015100 | 1 |  | 4.002 | KG | 1780.44 | 1780.44 | MC05 | MC05 | SIMOTICS S Synchronous servo motor 1FK7 Compact, 1.6Nm 100K, 6000rpm, 0.63kW Naturally cooled power/signal connectors Connector can be rotated by 270Â° INCREMENTAL ENCODER 2048 P/REV (ENCODER I-2048) WITH DRIVE-CLIQ INTERFACE; PLAIN SHAFT, TOLERANCE N; WITH HOLDING BRAKE DEGREE OF PROTECTION IP65 FLANGE ON DRIVE END IP67 | - | 0 | 0
1FK7034-5AK71-1DH3 |  | 1FK7034-5AK71-1DH3 | 1 | UN | 1 | 60 | X | D | N | N | 85015100 | 1 |  | 4.002 | KG | 1741.28 | 1741.28 | MC05 | MC05 | SIMOTICS S Synchronous servo motor 1FK7 Compact, 1.6Nm 100K, 6000rpm, 0.63kW Naturally cooled power/signal connectors Connector can be rotated by 270Â° INCREMENTAL ENCODER 2048 P/REV (ENCODER I-2048) WITH DRIVE-CLIQ INTERFACE; PLAIN SHAFT, TOLERANCE N; WITH HOLDING BRAKE DEGREE OF PROTECTION IP64; PAINT FINISH RAL7016 | - | 0 | 0
1FK7034-5AK71-1DH5 |  | 1FK7034-5AK71-1DH5 | 1 | UN | 1 | 60 | X | D | N | N | 85015100 | 1 |  | 4.002 | KG | 1817.23 | 1817.23 | MC05 | MC05 | SIMOTICS S Synchronous servo motor 1FK7 Compact, 1.6Nm 100K, 6000rpm, 0.63kW Naturally cooled power/signal connectors Connector can be rotated by 270Â° INCREMENTAL ENCODER 2048 P/REV (ENCODER I-2048) WITH DRIVE-CLIQ INTERFACE; PLAIN SHAFT, TOLERANCE N; WITH HOLDING BRAKE DEGREE OF PROTECTION IP65 AS FLANGE IP67; PAINT FINISH RAL7016 | - | 0 | 0
1FK7034-5AK71-1DH8 |  | 1FK7034-5AK71-1DH8 | 1 | UN | 1 | 60 | X | D | N | N | 85015100 | 1 |  | 4.002 | KG | 1898.44 | 1898.44 | MC05 | MC05 | SIMOTICS S Synchronous servo motor 1FK7 Compact, 1.6Nm 100K, 6000rpm, 0.63kW Naturally cooled power/signal connectors Connector can be rotated by 270Â° INCREMENTAL ENCODER 2048 P/REV (ENCODER I-2048) WITH DRIVE-CLIQ INTERFACE; PLAIN SHAFT, TOLERANCE N; WITH HOLDING BRAKE DEGREE OF PROTECTION IP65 IP67 D-END FLANGE; RAL7016 COATING; METALLIC RATING PLATE AT MOTOR | - | 0 | 0
1FK7034-5AK71-1HA0 |  | 1FK7034-5AK71-1HA0 | 1 | UN | 1 | 60 | X | D | N | N | 85015100 | 1 |  | 3.703 | KG | 1704.66 | 1704.66 | MC05 | MC05 | SIMOTICS S Synchronous servo motor 1FK7 Compact, 1.6Nm 100K, 6000rpm, 0.63kW Naturally cooled power/signal connectors Connector can be rotated by 270Â° ABSOLUTE ENCODER 512 S/R (ENCODER A-512); PERFORMANCE REDUCTION BY 10% DUE TO ABSOLUTE ENCODER; SHAFT WITH FITTED KEY, TOLERANCE N; W/O HOLDING BRAKE DEGREE OF PROTECTION IP64 | - | 0 | 0
1FK7034-5AK71-1HA2 |  | 1FK7034-5AK71-1HA2 | 1 | UN | 1 | 60 | X | D | N | N | 85015100 | 1 |  | 3.703 | KG | 1780.63 | 1780.63 | MC05 | MC05 | SIMOTICS S Synchronous servo motor 1FK7 Compact, 1.6Nm 100K, 6000rpm, 0.63kW Naturally cooled power/signal connectors Connector can be rotated by 270Â° ABSOLUTE ENCODER 512 S/R (ENCODER A-512); PERFORMANCE REDUCTION BY 10% DUE TO ABSOLUTE ENCODER; SHAFT WITH FITTED KEY, TOLERANCE N; W/O HOLDING BRAKE DEGREE OF PROTECTION IP65 FLANGE ON DRIVE END IP67 | - | 0 | 0
1FK7034-5AK71-1HA3 |  | 1FK7034-5AK71-1HA3 | 1 | UN | 1 | 60 | X | D | N | N | 85015100 | 1 |  | 3.703 | KG | 1741.47 | 1741.47 | MC05 | MC05 | SIMOTICS S Synchronous servo motor 1FK7 Compact, 1.6Nm 100K, 6000rpm, 0.63kW Naturally cooled power/signal connectors Connector can be rotated by 270Â° ABSOLUTE ENCODER 512 S/R (ENCODER A-512); PERFORMANCE REDUCTION BY 10% DUE TO ABSOLUTE ENCODER; SHAFT WITH FITTED KEY, TOLERANCE N; W/O HOLDING BRAKE DEGREE OF PROTECTION IP64; PAINT FINISH RAL7016 | - | 0 | 0
1FK7034-5AK71-1HA5 |  | 1FK7034-5AK71-1HA5 | 1 | UN | 1 | 60 | X | D | N | N | 85015100 | 1 |  | 3.703 | KG | 1817.42 | 1817.42 | MC05 | MC05 | SIMOTICS S Synchronous servo motor 1FK7 Compact, 1.6Nm 100K, 6000rpm, 0.63kW Naturally cooled power/signal connectors Connector can be rotated by 270Â° ABSOLUTE ENCODER 512 S/R (ENCODER A-512); PERFORMANCE REDUCTION BY 10% DUE TO ABSOLUTE ENCODER; SHAFT WITH FITTED KEY, TOLERANCE N; W/O HOLDING BRAKE DEGREE OF PROTECTION IP65 AS FLANGE IP67; PAINT FINISH RAL7016 | - | 0 | 0
1FK7034-5AK71-1HA8 |  | 1FK7034-5AK71-1HA8 | 1 | UN | 1 | 60 | X | D | N | N | 85015100 | 1 |  | 3.703 | KG | 1898.63 | 1898.63 | MC05 | MC05 | SIMOTICS S Synchronous servo motor 1FK7 Compact, 1.6Nm 100K, 6000rpm, 0.63kW Naturally cooled power/signal connectors Connector can be rotated by 270Â° ABSOLUTE ENCODER 512 S/R (ENCODER A-512); PERFORMANCE REDUCTION BY 10% DUE TO ABSOLUTE ENCODER; SHAFT WITH FITTED KEY, TOLERANCE N; W/O HOLDING BRAKE DEGREE OF PROTECTION IP65 IP67 D-END FLANGE; RAL7016 COATING; METALLIC RATING PLATE AT MOTOR | - | 0 | 0
1FK7034-5AK71-1HB0 |  | 1FK7034-5AK71-1HB0 | 1 | UN | 1 | 60 | X | D | N | N | 85015100 | 1 |  | 4.002 | KG | 1882.43 | 1882.43 | MC05 | MC05 | SIMOTICS S Synchronous servo motor 1FK7 Compact, 1.6Nm 100K, 6000rpm, 0.63kW Naturally cooled power/signal connectors Connector can be rotated by 270Â° ABSOLUTE ENCODER 512 S/R (ENCODER A-512); PERFORMANCE REDUCTION BY 10% DUE TO ABSOLUTE ENCODER; SHAFT WITH FITTED KEY, TOLERANCE N; WITH HOLDING BRAKE DEGREE OF PROTECTION IP64 | - | 0 | 0
1FK7034-5AK71-1HB2 |  | 1FK7034-5AK71-1HB2 | 1 | UN | 1 | 60 | X | D | N | N | 85015100 | 1 |  | 4.002 | KG | 1958.4 | 1958.4 | MC05 | MC05 | SIMOTICS S Synchronous servo motor 1FK7 Compact, 1.6Nm 100K, 6000rpm, 0.63kW Naturally cooled power/signal connectors Connector can be rotated by 270Â° ABSOLUTE ENCODER 512 S/R (ENCODER A-512); PERFORMANCE REDUCTION BY 10% DUE TO ABSOLUTE ENCODER; SHAFT WITH FITTED KEY, TOLERANCE N; WITH HOLDING BRAKE DEGREE OF PROTECTION IP65 FLANGE ON DRIVE END IP67 | - | 0 | 0
1FK7034-5AK71-1HB3 |  | 1FK7034-5AK71-1HB3 | 1 | UN | 1 | 60 | X | D | N | N | 85015100 | 1 |  | 4.002 | KG | 1919.24 | 1919.24 | MC05 | MC05 | SIMOTICS S Synchronous servo motor 1FK7 Compact, 1.6Nm 100K, 6000rpm, 0.63kW Naturally cooled power/signal connectors Connector can be rotated by 270Â° ABSOLUTE ENCODER 512 S/R (ENCODER A-512); PERFORMANCE REDUCTION BY 10% DUE TO ABSOLUTE ENCODER; SHAFT WITH FITTED KEY, TOLERANCE N; WITH HOLDING BRAKE DEGREE OF PROTECTION IP64; PAINT FINISH RAL7016 | - | 0 | 0
1FK7034-5AK71-1HB5 |  | 1FK7034-5AK71-1HB5 | 1 | UN | 1 | 60 | X | D | N | N | 85015100 | 1 |  | 4.002 | KG | 1995.19 | 1995.19 | MC05 | MC05 | SIMOTICS S Synchronous servo motor 1FK7 Compact, 1.6Nm 100K, 6000rpm, 0.63kW Naturally cooled power/signal connectors Connector can be rotated by 270Â° ABSOLUTE ENCODER 512 S/R (ENCODER A-512); PERFORMANCE REDUCTION BY 10% DUE TO ABSOLUTE ENCODER; SHAFT WITH FITTED KEY, TOLERANCE N; WITH HOLDING BRAKE DEGREE OF PROTECTION IP65 AS FLANGE IP67; PAINT FINISH RAL7016 | - | 0 | 0
1FK7034-5AK71-1HB8 |  | 1FK7034-5AK71-1HB8 | 1 | UN | 1 | 60 | X | D | N | N | 85015100 | 1 |  | 4.002 | KG | 2076.4 | 2076.4 | MC05 | MC05 | SIMOTICS S Synchronous servo motor 1FK7 Compact, 1.6Nm 100K, 6000rpm, 0.63kW Naturally cooled power/signal connectors Connector can be rotated by 270Â° ABSOLUTE ENCODER 512 S/R (ENCODER A-512); PERFORMANCE REDUCTION BY 10% DUE TO ABSOLUTE ENCODER; SHAFT WITH FITTED KEY, TOLERANCE N; WITH HOLDING BRAKE DEGREE OF PROTECTION IP65 IP67 D-END FLANGE; RAL7016 COATING; METALLIC RATING PLATE AT MOTOR | - | 0 | 0
1FK7034-5AK71-1HG0 |  | 1FK7034-5AK71-1HG0 | 1 | UN | 1 | 60 | X | D | N | N | 85015100 | 1 |  | 3.703 | KG | 1634.61 | 1634.61 | MC05 | MC05 | SIMOTICS S Synchronous servo motor 1FK7 Compact, 1.6Nm 100K, 6000rpm, 0.63kW Naturally cooled power/signal connectors Connector can be rotated by 270Â° ABSOLUTE ENCODER 512 S/R (ENCODER A-512); PERFORMANCE REDUCTION BY 10% DUE TO ABSOLUTE ENCODER; PLAIN SHAFT, TOLERANCE N; W/O HOLDING BRAKE DEGREE OF PROTECTION IP64 | - | 0 | 0
1FK7034-5AK71-1HG2 |  | 1FK7034-5AK71-1HG2 | 1 | UN | 1 | 60 | X | D | N | N | 85015100 | 1 |  | 3.703 | KG | 1710.58 | 1710.58 | MC05 | MC05 | SIMOTICS S Synchronous servo motor 1FK7 Compact, 1.6Nm 100K, 6000rpm, 0.63kW Naturally cooled power/signal connectors Connector can be rotated by 270Â° ABSOLUTE ENCODER 512 S/R (ENCODER A-512); PERFORMANCE REDUCTION BY 10% DUE TO ABSOLUTE ENCODER; PLAIN SHAFT, TOLERANCE N; W/O HOLDING BRAKE DEGREE OF PROTECTION IP65 FLANGE ON DRIVE END IP67 | - | 0 | 0
1FK7034-5AK71-1HG3 |  | 1FK7034-5AK71-1HG3 | 1 | UN | 1 | 60 | X | D | N | N | 85015100 | 1 | 4025515015970 | 3.703 | KG | 1671.42 | 1671.42 | MC05 | MC05 | SIMOTICS S Synchronous servo motor 1FK7 Compact, 1.6Nm 100K, 6000rpm, 0.63kW Naturally cooled power/signal connectors Connector can be rotated by 270Â° ABSOLUTE ENCODER 512 S/R (ENCODER A-512); PERFORMANCE REDUCTION BY 10% DUE TO ABSOLUTE ENCODER; PLAIN SHAFT, TOLERANCE N; W/O HOLDING BRAKE DEGREE OF PROTECTION IP64; PAINT FINISH RAL7016 | - | 0 | 7
1FK7034-5AK71-1HG5 |  | 1FK7034-5AK71-1HG5 | 1 | UN | 1 | 60 | X | D | N | N | 85015100 | 1 | 4025515015987 | 3.703 | KG | 1747.37 | 1747.37 | MC05 | MC05 | SIMOTICS S Synchronous servo motor 1FK7 Compact, 1.6Nm 100K, 6000rpm, 0.63kW Naturally cooled power/signal connectors Connector can be rotated by 270Â° ABSOLUTE ENCODER 512 S/R (ENCODER A-512); PERFORMANCE REDUCTION BY 10% DUE TO ABSOLUTE ENCODER; PLAIN SHAFT, TOLERANCE N; W/O HOLDING BRAKE DEGREE OF PROTECTION IP65 AS FLANGE IP67; PAINT FINISH RAL7016 | - | 0 | 7
1FK7034-5AK71-1HG8 |  | 1FK7034-5AK71-1HG8 | 1 | UN | 1 | 60 | X | D | N | N | 85015100 | 1 |  | 3.703 | KG | 1828.58 | 1828.58 | MC05 | MC05 | SIMOTICS S Synchronous servo motor 1FK7 Compact, 1.6Nm 100K, 6000rpm, 0.63kW Naturally cooled power/signal connectors Connector can be rotated by 270Â° ABSOLUTE ENCODER 512 S/R (ENCODER A-512); PERFORMANCE REDUCTION BY 10% DUE TO ABSOLUTE ENCODER; PLAIN SHAFT, TOLERANCE N; W/O HOLDING BRAKE DEGREE OF PROTECTION IP65 IP67 D-END FLANGE; RAL7016 COATING; METALLIC RATING PLATE AT MOTOR | - | 0 | 0
1FK7034-5AK71-1HH0 |  | 1FK7034-5AK71-1HH0 | 1 | UN | 1 | 60 | X | D | N | N | 85015100 | 1 |  | 4.002 | KG | 1810.44 | 1810.44 | MC05 | MC05 | SIMOTICS S Synchronous servo motor 1FK7 Compact, 1.6Nm 100K, 6000rpm, 0.63kW Naturally cooled power/signal connectors Connector can be rotated by 270Â° ABSOLUTE ENCODER 512 S/R (ENCODER A-512); PERFORMANCE REDUCTION BY 10% DUE TO ABSOLUTE ENCODER; PLAIN SHAFT, TOLERANCE N; WITH HOLDING BRAKE DEGREE OF PROTECTION IP64 | - | 0 | 0
1FK7034-5AK71-1HH2 |  | 1FK7034-5AK71-1HH2 | 1 | UN | 1 | 60 | X | D | N | N | 85015100 | 1 |  | 4.002 | KG | 1886.41 | 1886.41 | MC05 | MC05 | SIMOTICS S Synchronous servo motor 1FK7 Compact, 1.6Nm 100K, 6000rpm, 0.63kW Naturally cooled power/signal connectors Connector can be rotated by 270Â° ABSOLUTE ENCODER 512 S/R (ENCODER A-512); PERFORMANCE REDUCTION BY 10% DUE TO ABSOLUTE ENCODER; PLAIN SHAFT, TOLERANCE N; WITH HOLDING BRAKE DEGREE OF PROTECTION IP65 FLANGE ON DRIVE END IP67 | - | 0 | 0
1FK7034-5AK71-1HH3 |  | 1FK7034-5AK71-1HH3 | 1 | UN | 1 | 60 | X | D | N | N | 85015100 | 1 |  | 4.002 | KG | 1847.25 | 1847.25 | MC05 | MC05 | SIMOTICS S Synchronous servo motor 1FK7 Compact, 1.6Nm 100K, 6000rpm, 0.63kW Naturally cooled power/signal connectors Connector can be rotated by 270Â° ABSOLUTE ENCODER 512 S/R (ENCODER A-512); PERFORMANCE REDUCTION BY 10% DUE TO ABSOLUTE ENCODER; PLAIN SHAFT, TOLERANCE N; WITH HOLDING BRAKE DEGREE OF PROTECTION IP64; PAINT FINISH RAL7016 | - | 0 | 0
1FK7034-5AK71-1HH5 |  | 1FK7034-5AK71-1HH5 | 1 | UN | 1 | 60 | X | D | N | N | 85015100 | 1 |  | 4.002 | KG | 1923.2 | 1923.2 | MC05 | MC05 | SIMOTICS S Synchronous servo motor 1FK7 Compact, 1.6Nm 100K, 6000rpm, 0.63kW Naturally cooled power/signal connectors Connector can be rotated by 270Â° ABSOLUTE ENCODER 512 S/R (ENCODER A-512); PERFORMANCE REDUCTION BY 10% DUE TO ABSOLUTE ENCODER; PLAIN SHAFT, TOLERANCE N; WITH HOLDING BRAKE DEGREE OF PROTECTION IP65 AS FLANGE IP67; PAINT FINISH RAL7016 | - | 0 | 0
1FK7034-5AK71-1HH8 |  | 1FK7034-5AK71-1HH8 | 1 | UN | 1 | 60 | X | D | N | N | 85015100 | 1 |  | 4.002 | KG | 2004.41 | 2004.41 | MC05 | MC05 | SIMOTICS S Synchronous servo motor 1FK7 Compact, 1.6Nm 100K, 6000rpm, 0.63kW Naturally cooled power/signal connectors Connector can be rotated by 270Â° ABSOLUTE ENCODER 512 S/R (ENCODER A-512); PERFORMANCE REDUCTION BY 10% DUE TO ABSOLUTE ENCODER; PLAIN SHAFT, TOLERANCE N; WITH HOLDING BRAKE DEGREE OF PROTECTION IP65 IP67 D-END FLANGE; RAL7016 COATING; METALLIC RATING PLATE AT MOTOR | - | 0 | 0
1FK7034-5AK71-1JA0 |  | 1FK7034-5AK71-1JA0 | 1 | UN | 1 | 60 | X | D | N | N | 85015100 | 1 |  | 3.703 | KG | 1283.78 | 1283.78 | MC05 | MC05 | SIMOTICS S Synchronous servo motor 1FK7 Compact, 1.6Nm 100K, 6000rpm, 0.63kW Naturally cooled power/signal connectors Connector can be rotated by 270Â° ABSOLUTE ENCODER 16 S/R (ENCODER A-16); PERFORMANCE REDUCTION BY 10% DUE TO ABSOLUTE ENCODER; SHAFT WITH FITTED KEY, TOLERANCE N; W/O HOLDING BRAKE DEGREE OF PROTECTION IP64 | - | 0 | 0
1FK7034-5AK71-1JA2 |  | 1FK7034-5AK71-1JA2 | 1 | UN | 1 | 60 | X | D | N | N | 85015100 | 1 |  | 3.703 | KG | 1359.75 | 1359.75 | MC05 | MC05 | SIMOTICS S Synchronous servo motor 1FK7 Compact, 1.6Nm 100K, 6000rpm, 0.63kW Naturally cooled power/signal connectors Connector can be rotated by 270Â° ABSOLUTE ENCODER 16 S/R (ENCODER A-16); PERFORMANCE REDUCTION BY 10% DUE TO ABSOLUTE ENCODER; SHAFT WITH FITTED KEY, TOLERANCE N; W/O HOLDING BRAKE DEGREE OF PROTECTION IP65 FLANGE ON DRIVE END IP67 | - | 0 | 0
1FK7034-5AK71-1JA3 |  | 1FK7034-5AK71-1JA3 | 1 | UN | 1 | 60 | X | D | N | N | 85015100 | 1 |  | 3.703 | KG | 1320.59 | 1320.59 | MC05 | MC05 | SIMOTICS S Synchronous servo motor 1FK7 Compact, 1.6Nm 100K, 6000rpm, 0.63kW Naturally cooled power/signal connectors Connector can be rotated by 270Â° ABSOLUTE ENCODER 16 S/R (ENCODER A-16); PERFORMANCE REDUCTION BY 10% DUE TO ABSOLUTE ENCODER; SHAFT WITH FITTED KEY, TOLERANCE N; W/O HOLDING BRAKE DEGREE OF PROTECTION IP64; PAINT FINISH RAL7016 | - | 0 | 0
1FK7034-5AK71-1JA5 |  | 1FK7034-5AK71-1JA5 | 1 | UN | 1 | 60 | X | D | N | N | 85015100 | 1 |  | 3.703 | KG | 1396.54 | 1396.54 | MC05 | MC05 | SIMOTICS S Synchronous servo motor 1FK7 Compact, 1.6Nm 100K, 6000rpm, 0.63kW Naturally cooled power/signal connectors Connector can be rotated by 270Â° ABSOLUTE ENCODER 16 S/R (ENCODER A-16); PERFORMANCE REDUCTION BY 10% DUE TO ABSOLUTE ENCODER; SHAFT WITH FITTED KEY, TOLERANCE N; W/O HOLDING BRAKE DEGREE OF PROTECTION IP65 AS FLANGE IP67; PAINT FINISH RAL7016 | - | 0 | 0
1FK7034-5AK71-1JA8 |  | 1FK7034-5AK71-1JA8 | 1 | UN | 1 | 60 | X | D | N | N | 85015100 | 1 |  | 3.703 | KG | 1477.75 | 1477.75 | MC05 | MC05 | SIMOTICS S Synchronous servo motor 1FK7 Compact, 1.6Nm 100K, 6000rpm, 0.63kW Naturally cooled power/signal connectors Connector can be rotated by 270Â° ABSOLUTE ENCODER 16 S/R (ENCODER A-16); PERFORMANCE REDUCTION BY 10% DUE TO ABSOLUTE ENCODER; SHAFT WITH FITTED KEY, TOLERANCE N; W/O HOLDING BRAKE DEGREE OF PROTECTION IP65 IP67 D-END FLANGE; RAL7016 COATING; METALLIC RATING PLATE AT MOTOR | - | 0 | 0
1FK7034-5AK71-1JB0 |  | 1FK7034-5AK71-1JB0 | 1 | UN | 1 | 60 | X | D | N | N | 85015100 | 1 |  | 4.002 | KG | 1461.55 | 1461.55 | MC05 | MC05 | SIMOTICS S Synchronous servo motor 1FK7 Compact, 1.6Nm 100K, 6000rpm, 0.63kW Naturally cooled power/signal connectors Connector can be rotated by 270Â° ABSOLUTE ENCODER 16 S/R (ENCODER A-16); PERFORMANCE REDUCTION BY 10% DUE TO ABSOLUTE ENCODER; SHAFT WITH FITTED KEY, TOLERANCE N; WITH HOLDING BRAKE DEGREE OF PROTECTION IP64 | - | 0 | 0
1FK7034-5AK71-1JB2 |  | 1FK7034-5AK71-1JB2 | 1 | UN | 1 | 60 | X | D | N | N | 85015100 | 1 |  | 4.002 | KG | 1537.52 | 1537.52 | MC05 | MC05 | SIMOTICS S Synchronous servo motor 1FK7 Compact, 1.6Nm 100K, 6000rpm, 0.63kW Naturally cooled power/signal connectors Connector can be rotated by 270Â° ABSOLUTE ENCODER 16 S/R (ENCODER A-16); PERFORMANCE REDUCTION BY 10% DUE TO ABSOLUTE ENCODER; SHAFT WITH FITTED KEY, TOLERANCE N; WITH HOLDING BRAKE DEGREE OF PROTECTION IP65 FLANGE ON DRIVE END IP67 | - | 0 | 0
1FK7034-5AK71-1JB3 |  | 1FK7034-5AK71-1JB3 | 1 | UN | 1 | 60 | X | D | N | N | 85015100 | 1 |  | 4.002 | KG | 1498.36 | 1498.36 | MC05 | MC05 | SIMOTICS S Synchronous servo motor 1FK7 Compact, 1.6Nm 100K, 6000rpm, 0.63kW Naturally cooled power/signal connectors Connector can be rotated by 270Â° ABSOLUTE ENCODER 16 S/R (ENCODER A-16); PERFORMANCE REDUCTION BY 10% DUE TO ABSOLUTE ENCODER; SHAFT WITH FITTED KEY, TOLERANCE N; WITH HOLDING BRAKE DEGREE OF PROTECTION IP64; PAINT FINISH RAL7016 | - | 0 | 0
1FK7034-5AK71-1JB5 |  | 1FK7034-5AK71-1JB5 | 1 | UN | 1 | 60 | X | D | N | N | 85015100 | 1 |  | 4.002 | KG | 1574.31 | 1574.31 | MC05 | MC05 | SIMOTICS S Synchronous servo motor 1FK7 Compact, 1.6Nm 100K, 6000rpm, 0.63kW Naturally cooled power/signal connectors Connector can be rotated by 270Â° ABSOLUTE ENCODER 16 S/R (ENCODER A-16); PERFORMANCE REDUCTION BY 10% DUE TO ABSOLUTE ENCODER; SHAFT WITH FITTED KEY, TOLERANCE N; WITH HOLDING BRAKE DEGREE OF PROTECTION IP65 AS FLANGE IP67; PAINT FINISH RAL7016 | - | 0 | 0
1FK7034-5AK71-1JB8 |  | 1FK7034-5AK71-1JB8 | 1 | UN | 1 | 60 | X | D | N | N | 85015100 | 1 |  | 4.002 | KG | 1655.52 | 1655.52 | MC05 | MC05 | SIMOTICS S Synchronous servo motor 1FK7 Compact, 1.6Nm 100K, 6000rpm, 0.63kW Naturally cooled power/signal connectors Connector can be rotated by 270Â° ABSOLUTE ENCODER 16 S/R (ENCODER A-16); PERFORMANCE REDUCTION BY 10% DUE TO ABSOLUTE ENCODER; SHAFT WITH FITTED KEY, TOLERANCE N; WITH HOLDING BRAKE DEGREE OF PROTECTION IP65 IP67 D-END FLANGE; RAL7016 COATING; METALLIC RATING PLATE AT MOTOR | - | 0 | 0
1FK7034-5AK71-1JG0 |  | 1FK7034-5AK71-1JG0 | 1 | UN | 1 | 60 | X | D | N | N | 85015100 | 1 |  | 3.703 | KG | 1213.73 | 1213.73 | MC05 | MC05 | SIMOTICS S Synchronous servo motor 1FK7 Compact, 1.6Nm 100K, 6000rpm, 0.63kW Naturally cooled power/signal connectors Connector can be rotated by 270Â° ABSOLUTE ENCODER 16 S/R (ENCODER A-16); PERFORMANCE REDUCTION BY 10% DUE TO ABSOLUTE ENCODER; PLAIN SHAFT, TOLERANCE N; W/O HOLDING BRAKE DEGREE OF PROTECTION IP64 | - | 0 | 0
1FK7034-5AK71-1JG2 |  | 1FK7034-5AK71-1JG2 | 1 | UN | 1 | 60 | X | D | N | N | 85015100 | 1 |  | 3.703 | KG | 1289.7 | 1289.7 | MC05 | MC05 | SIMOTICS S Synchronous servo motor 1FK7 Compact, 1.6Nm 100K, 6000rpm, 0.63kW Naturally cooled power/signal connectors Connector can be rotated by 270Â° ABSOLUTE ENCODER 16 S/R (ENCODER A-16); PERFORMANCE REDUCTION BY 10% DUE TO ABSOLUTE ENCODER; PLAIN SHAFT, TOLERANCE N; W/O HOLDING BRAKE DEGREE OF PROTECTION IP65 FLANGE ON DRIVE END IP67 | - | 0 | 0
1FK7034-5AK71-1JG3 |  | 1FK7034-5AK71-1JG3 | 1 | UN | 1 | 60 | X | D | N | N | 85015100 | 1 |  | 3.703 | KG | 1250.54 | 1250.54 | MC05 | MC05 | SIMOTICS S Synchronous servo motor 1FK7 Compact, 1.6Nm 100K, 6000rpm, 0.63kW Naturally cooled power/signal connectors Connector can be rotated by 270Â° ABSOLUTE ENCODER 16 S/R (ENCODER A-16); PERFORMANCE REDUCTION BY 10% DUE TO ABSOLUTE ENCODER; PLAIN SHAFT, TOLERANCE N; W/O HOLDING BRAKE DEGREE OF PROTECTION IP64; PAINT FINISH RAL7016 | - | 0 | 0
1FK7034-5AK71-1JG5 |  | 1FK7034-5AK71-1JG5 | 1 | UN | 1 | 60 | X | D | N | N | 85015100 | 1 |  | 3.703 | KG | 1326.49 | 1326.49 | MC05 | MC05 | SIMOTICS S Synchronous servo motor 1FK7 Compact, 1.6Nm 100K, 6000rpm, 0.63kW Naturally cooled power/signal connectors Connector can be rotated by 270Â° ABSOLUTE ENCODER 16 S/R (ENCODER A-16); PERFORMANCE REDUCTION BY 10% DUE TO ABSOLUTE ENCODER; PLAIN SHAFT, TOLERANCE N; W/O HOLDING BRAKE DEGREE OF PROTECTION IP65 AS FLANGE IP67; PAINT FINISH RAL7016 | - | 0 | 0
1FK7034-5AK71-1JG8 |  | 1FK7034-5AK71-1JG8 | 1 | UN | 1 | 60 | X | D | N | N | 85015100 | 1 |  | 3.703 | KG | 1407.7 | 1407.7 | MC05 | MC05 | SIMOTICS S Synchronous servo motor 1FK7 Compact, 1.6Nm 100K, 6000rpm, 0.63kW Naturally cooled power/signal connectors Connector can be rotated by 270Â° ABSOLUTE ENCODER 16 S/R (ENCODER A-16); PERFORMANCE REDUCTION BY 10% DUE TO ABSOLUTE ENCODER; PLAIN SHAFT, TOLERANCE N; W/O HOLDING BRAKE DEGREE OF PROTECTION IP65 IP67 D-END FLANGE; RAL7016 COATING; METALLIC RATING PLATE AT MOTOR | - | 0 | 0
1FK7034-5AK71-1JH0 |  | 1FK7034-5AK71-1JH0 | 1 | UN | 1 | 60 | X | D | N | N | 85015100 | 1 |  | 4.002 | KG | 1389.56 | 1389.56 | MC05 | MC05 | SIMOTICS S Synchronous servo motor 1FK7 Compact, 1.6Nm 100K, 6000rpm, 0.63kW Naturally cooled power/signal connectors Connector can be rotated by 270Â° ABSOLUTE ENCODER 16 S/R (ENCODER A-16); PERFORMANCE REDUCTION BY 10% DUE TO ABSOLUTE ENCODER; PLAIN SHAFT, TOLERANCE N; WITH HOLDING BRAKE DEGREE OF PROTECTION IP64 | - | 0 | 0
1FK7034-5AK71-1JH2 |  | 1FK7034-5AK71-1JH2 | 1 | UN | 1 | 60 | X | D | N | N | 85015100 | 1 |  | 4.002 | KG | 1465.53 | 1465.53 | MC05 | MC05 | SIMOTICS S Synchronous servo motor 1FK7 Compact, 1.6Nm 100K, 6000rpm, 0.63kW Naturally cooled power/signal connectors Connector can be rotated by 270Â° ABSOLUTE ENCODER 16 S/R (ENCODER A-16); PERFORMANCE REDUCTION BY 10% DUE TO ABSOLUTE ENCODER; PLAIN SHAFT, TOLERANCE N; WITH HOLDING BRAKE DEGREE OF PROTECTION IP65 FLANGE ON DRIVE END IP67 | - | 0 | 0
1FK7034-5AK71-1JH3 |  | 1FK7034-5AK71-1JH3 | 1 | UN | 1 | 60 | X | D | N | N | 85015100 | 1 |  | 4.002 | KG | 1426.37 | 1426.37 | MC05 | MC05 | SIMOTICS S Synchronous servo motor 1FK7 Compact, 1.6Nm 100K, 6000rpm, 0.63kW Naturally cooled power/signal connectors Connector can be rotated by 270Â° ABSOLUTE ENCODER 16 S/R (ENCODER A-16); PERFORMANCE REDUCTION BY 10% DUE TO ABSOLUTE ENCODER; PLAIN SHAFT, TOLERANCE N; WITH HOLDING BRAKE DEGREE OF PROTECTION IP64; PAINT FINISH RAL7016 | - | 0 | 0
1FK7034-5AK71-1JH5 |  | 1FK7034-5AK71-1JH5 | 1 | UN | 1 | 60 | X | D | N | N | 85015100 | 1 |  | 4.002 | KG | 1502.32 | 1502.32 | MC05 | MC05 | SIMOTICS S Synchronous servo motor 1FK7 Compact, 1.6Nm 100K, 6000rpm, 0.63kW Naturally cooled power/signal connectors Connector can be rotated by 270Â° ABSOLUTE ENCODER 16 S/R (ENCODER A-16); PERFORMANCE REDUCTION BY 10% DUE TO ABSOLUTE ENCODER; PLAIN SHAFT, TOLERANCE N; WITH HOLDING BRAKE DEGREE OF PROTECTION IP65 AS FLANGE IP67; PAINT FINISH RAL7016 | - | 0 | 0
1FK7034-5AK71-1JH8 |  | 1FK7034-5AK71-1JH8 | 1 | UN | 1 | 60 | X | D | N | N | 85015100 | 1 |  | 4.002 | KG | 1583.53 | 1583.53 | MC05 | MC05 | SIMOTICS S Synchronous servo motor 1FK7 Compact, 1.6Nm 100K, 6000rpm, 0.63kW Naturally cooled power/signal connectors Connector can be rotated by 270Â° ABSOLUTE ENCODER 16 S/R (ENCODER A-16); PERFORMANCE REDUCTION BY 10% DUE TO ABSOLUTE ENCODER; PLAIN SHAFT, TOLERANCE N; WITH HOLDING BRAKE DEGREE OF PROTECTION IP65 IP67 D-END FLANGE; RAL7016 COATING; METALLIC RATING PLATE AT MOTOR | - | 0 | 0
1FK7034-5AK71-1LA0 |  | 1FK7034-5AK71-1LA0 | 1 | UN | 1 | 60 | X | D | N | N | 85015100 | 1 |  | 3.703 | KG | 1898.61 | 1898.61 | MC05 | MC05 | SIMOTICS S Synchronous servo motor 1FK7 Compact, 1.6Nm 100K, 6000rpm, 0.63kW Naturally cooled power/signal connectors Connector can be rotated by 270Â° ABSOLUTE ENCODER 512 S/R (ENCODER A-512) WITH DRIVE-CLIQ INTERFACE; PERFORMANCE REDUCTION BY 10% DUE TO ABSOLUTE ENCODER; SHAFT WITH FITTED KEY, TOLERANCE N; W/O HOLDING BRAKE DEGREE OF PROTECTION IP64 | - | 0 | 0
1FK7034-5AK71-1LA2 |  | 1FK7034-5AK71-1LA2 | 1 | UN | 1 | 60 | X | D | N | N | 85015100 | 1 |  | 3.703 | KG | 1974.58 | 1974.58 | MC05 | MC05 | SIMOTICS S Synchronous servo motor 1FK7 Compact, 1.6Nm 100K, 6000rpm, 0.63kW Naturally cooled power/signal connectors Connector can be rotated by 270Â° ABSOLUTE ENCODER 512 S/R (ENCODER A-512) WITH DRIVE-CLIQ INTERFACE; PERFORMANCE REDUCTION BY 10% DUE TO ABSOLUTE ENCODER; SHAFT WITH FITTED KEY, TOLERANCE N; W/O HOLDING BRAKE DEGREE OF PROTECTION IP65 FLANGE ON DRIVE END IP67 | - | 0 | 0
1FK7034-5AK71-1LA3 |  | 1FK7034-5AK71-1LA3 | 1 | UN | 1 | 60 | X | D | N | N | 85015100 | 1 |  | 3.703 | KG | 1935.42 | 1935.42 | MC05 | MC05 | SIMOTICS S Synchronous servo motor 1FK7 Compact, 1.6Nm 100K, 6000rpm, 0.63kW Naturally cooled power/signal connectors Connector can be rotated by 270Â° ABSOLUTE ENCODER 512 S/R (ENCODER A-512) WITH DRIVE-CLIQ INTERFACE; PERFORMANCE REDUCTION BY 10% DUE TO ABSOLUTE ENCODER; SHAFT WITH FITTED KEY, TOLERANCE N; W/O HOLDING BRAKE DEGREE OF PROTECTION IP64; PAINT FINISH RAL7016 | - | 0 | 0
1FK7034-5AK71-1LA5 |  | 1FK7034-5AK71-1LA5 | 1 | UN | 1 | 60 | X | D | N | N | 85015100 | 1 |  | 3.703 | KG | 2011.37 | 2011.37 | MC05 | MC05 | SIMOTICS S Synchronous servo motor 1FK7 Compact, 1.6Nm 100K, 6000rpm, 0.63kW Naturally cooled power/signal connectors Connector can be rotated by 270Â° ABSOLUTE ENCODER 512 S/R (ENCODER A-512) WITH DRIVE-CLIQ INTERFACE; PERFORMANCE REDUCTION BY 10% DUE TO ABSOLUTE ENCODER; SHAFT WITH FITTED KEY, TOLERANCE N; W/O HOLDING BRAKE DEGREE OF PROTECTION IP65 AS FLANGE IP67; PAINT FINISH RAL7016 | - | 0 | 0
1FK7034-5AK71-1LA8 |  | 1FK7034-5AK71-1LA8 | 1 | UN | 1 | 60 | X | D | N | N | 85015100 | 1 |  | 3.703 | KG | 2092.58 | 2092.58 | MC05 | MC05 | SIMOTICS S Synchronous servo motor 1FK7 Compact, 1.6Nm 100K, 6000rpm, 0.63kW Naturally cooled power/signal connectors Connector can be rotated by 270Â° ABSOLUTE ENCODER 512 S/R (ENCODER A-512) WITH DRIVE-CLIQ INTERFACE; PERFORMANCE REDUCTION BY 10% DUE TO ABSOLUTE ENCODER; SHAFT WITH FITTED KEY, TOLERANCE N; W/O HOLDING BRAKE DEGREE OF PROTECTION IP65 IP67 D-END FLANGE; RAL7016 COATING; METALLIC RATING PLATE AT MOTOR | - | 0 | 0
1FK7034-5AK71-1LB0 |  | 1FK7034-5AK71-1LB0 | 1 | UN | 1 | 60 | X | D | N | N | 85015100 | 1 |  | 4.002 | KG | 2076.38 | 2076.38 | MC05 | MC05 | SIMOTICS S Synchronous servo motor 1FK7 Compact, 1.6Nm 100K, 6000rpm, 0.63kW Naturally cooled power/signal connectors Connector can be rotated by 270Â° ABSOLUTE ENCODER 512 S/R (ENCODER A-512) WITH DRIVE-CLIQ INTERFACE; PERFORMANCE REDUCTION BY 10% DUE TO ABSOLUTE ENCODER; SHAFT WITH FITTED KEY, TOLERANCE N; WITH HOLDING BRAKE DEGREE OF PROTECTION IP64 | - | 0 | 0
1FK7034-5AK71-1LB2 |  | 1FK7034-5AK71-1LB2 | 1 | UN | 1 | 60 | X | D | N | N | 85015100 | 1 |  | 4.002 | KG | 2152.35 | 2152.35 | MC05 | MC05 | SIMOTICS S Synchronous servo motor 1FK7 Compact, 1.6Nm 100K, 6000rpm, 0.63kW Naturally cooled power/signal connectors Connector can be rotated by 270Â° ABSOLUTE ENCODER 512 S/R (ENCODER A-512) WITH DRIVE-CLIQ INTERFACE; PERFORMANCE REDUCTION BY 10% DUE TO ABSOLUTE ENCODER; SHAFT WITH FITTED KEY, TOLERANCE N; WITH HOLDING BRAKE DEGREE OF PROTECTION IP65 FLANGE ON DRIVE END IP67 | - | 0 | 0
1FK7034-5AK71-1LB3 |  | 1FK7034-5AK71-1LB3 | 1 | UN | 1 | 60 | X | D | N | N | 85015100 | 1 |  | 4.002 | KG | 2113.19 | 2113.19 | MC05 | MC05 | SIMOTICS S Synchronous servo motor 1FK7 Compact, 1.6Nm 100K, 6000rpm, 0.63kW Naturally cooled power/signal connectors Connector can be rotated by 270Â° ABSOLUTE ENCODER 512 S/R (ENCODER A-512) WITH DRIVE-CLIQ INTERFACE; PERFORMANCE REDUCTION BY 10% DUE TO ABSOLUTE ENCODER; SHAFT WITH FITTED KEY, TOLERANCE N; WITH HOLDING BRAKE DEGREE OF PROTECTION IP64; PAINT FINISH RAL7016 | - | 0 | 0
1FK7034-5AK71-1LB5 |  | 1FK7034-5AK71-1LB5 | 1 | UN | 1 | 60 | X | D | N | N | 85015100 | 1 |  | 4.002 | KG | 2189.14 | 2189.14 | MC05 | MC05 | SIMOTICS S Synchronous servo motor 1FK7 Compact, 1.6Nm 100K, 6000rpm, 0.63kW Naturally cooled power/signal connectors Connector can be rotated by 270Â° ABSOLUTE ENCODER 512 S/R (ENCODER A-512) WITH DRIVE-CLIQ INTERFACE; PERFORMANCE REDUCTION BY 10% DUE TO ABSOLUTE ENCODER; SHAFT WITH FITTED KEY, TOLERANCE N; WITH HOLDING BRAKE DEGREE OF PROTECTION IP65 AS FLANGE IP67; PAINT FINISH RAL7016 | - | 0 | 0
1FK7034-5AK71-1LB8 |  | 1FK7034-5AK71-1LB8 | 1 | UN | 1 | 60 | X | D | N | N | 85015100 | 1 |  | 4.002 | KG | 2270.35 | 2270.35 | MC05 | MC05 | SIMOTICS S Synchronous servo motor 1FK7 Compact, 1.6Nm 100K, 6000rpm, 0.63kW Naturally cooled power/signal connectors Connector can be rotated by 270Â° ABSOLUTE ENCODER 512 S/R (ENCODER A-512) WITH DRIVE-CLIQ INTERFACE; PERFORMANCE REDUCTION BY 10% DUE TO ABSOLUTE ENCODER; SHAFT WITH FITTED KEY, TOLERANCE N; WITH HOLDING BRAKE DEGREE OF PROTECTION IP65 IP67 D-END FLANGE; RAL7016 COATING; METALLIC RATING PLATE AT MOTOR | - | 0 | 0
1FK7034-5AK71-1LG0 |  | 1FK7034-5AK71-1LG0 | 1 | UN | 1 | 60 | X | D | N | N | 85015100 | 1 |  | 3.703 | KG | 1828.56 | 1828.56 | MC05 | MC05 | SIMOTICS S Synchronous servo motor 1FK7 Compact, 1.6Nm 100K, 6000rpm, 0.63kW Naturally cooled power/signal connectors Connector can be rotated by 270Â° ABSOLUTE ENCODER 512 S/R (ENCODER A-512) WITH DRIVE-CLIQ INTERFACE; PERFORMANCE REDUCTION BY 10% DUE TO ABSOLUTE ENCODER; PLAIN SHAFT, TOLERANCE N; W/O HOLDING BRAKE DEGREE OF PROTECTION IP64 | - | 0 | 0
1FK7034-5AK71-1LG2 |  | 1FK7034-5AK71-1LG2 | 1 | UN | 1 | 60 | X | D | N | N | 85015100 | 1 |  | 3.703 | KG | 1904.53 | 1904.53 | MC05 | MC05 | SIMOTICS S Synchronous servo motor 1FK7 Compact, 1.6Nm 100K, 6000rpm, 0.63kW Naturally cooled power/signal connectors Connector can be rotated by 270Â° ABSOLUTE ENCODER 512 S/R (ENCODER A-512) WITH DRIVE-CLIQ INTERFACE; PERFORMANCE REDUCTION BY 10% DUE TO ABSOLUTE ENCODER; PLAIN SHAFT, TOLERANCE N; W/O HOLDING BRAKE DEGREE OF PROTECTION IP65 FLANGE ON DRIVE END IP67 | - | 0 | 0
1FK7034-5AK71-1LG3 |  | 1FK7034-5AK71-1LG3 | 1 | UN | 1 | 60 | X | D | N | N | 85015100 | 1 | 4025515001331 | 3.703 | KG | 1865.37 | 1865.37 | MC05 | MC05 | SIMOTICS S Synchronous servo motor 1FK7 Compact, 1.6Nm 100K, 6000rpm, 0.63kW Naturally cooled power/signal connectors Connector can be rotated by 270Â° ABSOLUTE ENCODER 512 S/R (ENCODER A-512) WITH DRIVE-CLIQ INTERFACE; PERFORMANCE REDUCTION BY 10% DUE TO ABSOLUTE ENCODER; PLAIN SHAFT, TOLERANCE N; W/O HOLDING BRAKE DEGREE OF PROTECTION IP64; PAINT FINISH RAL7016 | - | 0 | 7
1FK7034-5AK71-1LG5 |  | 1FK7034-5AK71-1LG5 | 1 | UN | 1 | 60 | X | D | N | N | 85015100 | 1 |  | 3.703 | KG | 1941.32 | 1941.32 | MC05 | MC05 | SIMOTICS S Synchronous servo motor 1FK7 Compact, 1.6Nm 100K, 6000rpm, 0.63kW Naturally cooled power/signal connectors Connector can be rotated by 270Â° ABSOLUTE ENCODER 512 S/R (ENCODER A-512) WITH DRIVE-CLIQ INTERFACE; PERFORMANCE REDUCTION BY 10% DUE TO ABSOLUTE ENCODER; PLAIN SHAFT, TOLERANCE N; W/O HOLDING BRAKE DEGREE OF PROTECTION IP65 AS FLANGE IP67; PAINT FINISH RAL7016 | - | 0 | 0
1FK7034-5AK71-1LG8 |  | 1FK7034-5AK71-1LG8 | 1 | UN | 1 | 60 | X | D | N | N | 85015100 | 1 |  | 3.703 | KG | 2022.53 | 2022.53 | MC05 | MC05 | SIMOTICS S Synchronous servo motor 1FK7 Compact, 1.6Nm 100K, 6000rpm, 0.63kW Naturally cooled power/signal connectors Connector can be rotated by 270Â° ABSOLUTE ENCODER 512 S/R (ENCODER A-512) WITH DRIVE-CLIQ INTERFACE; PERFORMANCE REDUCTION BY 10% DUE TO ABSOLUTE ENCODER; PLAIN SHAFT, TOLERANCE N; W/O HOLDING BRAKE DEGREE OF PROTECTION IP65 IP67 D-END FLANGE; RAL7016 COATING; METALLIC RATING PLATE AT MOTOR | - | 0 | 0
1FK7034-5AK71-1LH0 |  | 1FK7034-5AK71-1LH0 | 1 | UN | 1 | 60 | X | D | N | N | 85015100 | 1 |  | 4.002 | KG | 2004.39 | 2004.39 | MC05 | MC05 | SIMOTICS S Synchronous servo motor 1FK7 Compact, 1.6Nm 100K, 6000rpm, 0.63kW Naturally cooled power/signal connectors Connector can be rotated by 270Â° ABSOLUTE ENCODER 512 S/R (ENCODER A-512) WITH DRIVE-CLIQ INTERFACE; PERFORMANCE REDUCTION BY 10% DUE TO ABSOLUTE ENCODER; PLAIN SHAFT, TOLERANCE N; WITH HOLDING BRAKE DEGREE OF PROTECTION IP64 | - | 0 | 0
1FK7034-5AK71-1LH2 |  | 1FK7034-5AK71-1LH2 | 1 | UN | 1 | 60 | X | D | N | N | 85015100 | 1 |  | 4.002 | KG | 2080.36 | 2080.36 | MC05 | MC05 | SIMOTICS S Synchronous servo motor 1FK7 Compact, 1.6Nm 100K, 6000rpm, 0.63kW Naturally cooled power/signal connectors Connector can be rotated by 270Â° ABSOLUTE ENCODER 512 S/R (ENCODER A-512) WITH DRIVE-CLIQ INTERFACE; PERFORMANCE REDUCTION BY 10% DUE TO ABSOLUTE ENCODER; PLAIN SHAFT, TOLERANCE N; WITH HOLDING BRAKE DEGREE OF PROTECTION IP65 FLANGE ON DRIVE END IP67 | - | 0 | 0
1FK7034-5AK71-1LH3 |  | 1FK7034-5AK71-1LH3 | 1 | UN | 1 | 60 | X | D | N | N | 85015100 | 1 | 4025515001348 | 4.002 | KG | 2041.2 | 2041.2 | MC05 | MC05 | SIMOTICS S Synchronous servo motor 1FK7 Compact, 1.6Nm 100K, 6000rpm, 0.63kW Naturally cooled power/signal connectors Connector can be rotated by 270Â° ABSOLUTE ENCODER 512 S/R (ENCODER A-512) WITH DRIVE-CLIQ INTERFACE; PERFORMANCE REDUCTION BY 10% DUE TO ABSOLUTE ENCODER; PLAIN SHAFT, TOLERANCE N; WITH HOLDING BRAKE DEGREE OF PROTECTION IP64; PAINT FINISH RAL7016 | - | 0 | 7
1FK7034-5AK71-1LH5 |  | 1FK7034-5AK71-1LH5 | 1 | UN | 1 | 60 | X | D | N | N | 85015100 | 1 |  | 4.002 | KG | 2117.15 | 2117.15 | MC05 | MC05 | SIMOTICS S Synchronous servo motor 1FK7 Compact, 1.6Nm 100K, 6000rpm, 0.63kW Naturally cooled power/signal connectors Connector can be rotated by 270Â° ABSOLUTE ENCODER 512 S/R (ENCODER A-512) WITH DRIVE-CLIQ INTERFACE; PERFORMANCE REDUCTION BY 10% DUE TO ABSOLUTE ENCODER; PLAIN SHAFT, TOLERANCE N; WITH HOLDING BRAKE DEGREE OF PROTECTION IP65 AS FLANGE IP67; PAINT FINISH RAL7016 | - | 0 | 0
1FK7034-5AK71-1LH8 |  | 1FK7034-5AK71-1LH8 | 1 | UN | 1 | 60 | X | D | N | N | 85015100 | 1 |  | 4.002 | KG | 2198.36 | 2198.36 | MC05 | MC05 | SIMOTICS S Synchronous servo motor 1FK7 Compact, 1.6Nm 100K, 6000rpm, 0.63kW Naturally cooled power/signal connectors Connector can be rotated by 270Â° ABSOLUTE ENCODER 512 S/R (ENCODER A-512) WITH DRIVE-CLIQ INTERFACE; PERFORMANCE REDUCTION BY 10% DUE TO ABSOLUTE ENCODER; PLAIN SHAFT, TOLERANCE N; WITH HOLDING BRAKE DEGREE OF PROTECTION IP65 IP67 D-END FLANGE; RAL7016 COATING; METALLIC RATING PLATE AT MOTOR | - | 0 | 0
1FK7034-5AK71-1PA0 |  | 1FK7034-5AK71-1PA0 | 1 | UN | 1 | 60 | X | D | N | N | 85015100 | 1 |  | 3.703 | KG | 1122.76 | 1122.76 | MC05 | MC05 | SIMOTICS S Synchronous servo motor 1FK7 Compact, 1.6Nm 100K, 6000rpm, 0.63kW Naturally cooled power/signal connectors Connector can be rotated by 270Â° RESOLVER 2-POLE (RESOLVER P=1) WITH DRIVE-CLIQ INTERFACE; SHAFT WITH FITTED KEY, TOLERANCE N; W/O HOLDING BRAKE DEGREE OF PROTECTION IP64 | - | 0 | 0
1FK7034-5AK71-1PA2 |  | 1FK7034-5AK71-1PA2 | 1 | UN | 1 | 60 | X | D | N | N | 85015100 | 1 |  | 3.703 | KG | 1198.73 | 1198.73 | MC05 | MC05 | SIMOTICS S Synchronous servo motor 1FK7 Compact, 1.6Nm 100K, 6000rpm, 0.63kW Naturally cooled power/signal connectors Connector can be rotated by 270Â° RESOLVER 2-POLE (RESOLVER P=1) WITH DRIVE-CLIQ INTERFACE; SHAFT WITH FITTED KEY, TOLERANCE N; W/O HOLDING BRAKE DEGREE OF PROTECTION IP65 FLANGE ON DRIVE END IP67 | - | 0 | 0
1FK7034-5AK71-1PA3 |  | 1FK7034-5AK71-1PA3 | 1 | UN | 1 | 60 | X | D | N | N | 85015100 | 1 |  | 3.703 | KG | 1159.57 | 1159.57 | MC05 | MC05 | SIMOTICS S Synchronous servo motor 1FK7 Compact, 1.6Nm 100K, 6000rpm, 0.63kW Naturally cooled power/signal connectors Connector can be rotated by 270Â° RESOLVER 2-POLE (RESOLVER P=1) WITH DRIVE-CLIQ INTERFACE; SHAFT WITH FITTED KEY, TOLERANCE N; W/O HOLDING BRAKE DEGREE OF PROTECTION IP64; PAINT FINISH RAL7016 | - | 0 | 0
1FK7034-5AK71-1PA5 |  | 1FK7034-5AK71-1PA5 | 1 | UN | 1 | 60 | X | D | N | N | 85015100 | 1 |  | 3.703 | KG | 1235.52 | 1235.52 | MC05 | MC05 | SIMOTICS S Synchronous servo motor 1FK7 Compact, 1.6Nm 100K, 6000rpm, 0.63kW Naturally cooled power/signal connectors Connector can be rotated by 270Â° RESOLVER 2-POLE (RESOLVER P=1) WITH DRIVE-CLIQ INTERFACE; SHAFT WITH FITTED KEY, TOLERANCE N; W/O HOLDING BRAKE DEGREE OF PROTECTION IP65 AS FLANGE IP67; PAINT FINISH RAL7016 | - | 0 | 0
1FK7034-5AK71-1PA8 |  | 1FK7034-5AK71-1PA8 | 1 | UN | 1 | 60 | X | D | N | N | 85015100 | 1 |  | 3.703 | KG | 1316.73 | 1316.73 | MC05 | MC05 | SIMOTICS S Synchronous servo motor 1FK7 Compact, 1.6Nm 100K, 6000rpm, 0.63kW Naturally cooled power/signal connectors Connector can be rotated by 270Â° RESOLVER 2-POLE (RESOLVER P=1) WITH DRIVE-CLIQ INTERFACE; SHAFT WITH FITTED KEY, TOLERANCE N; W/O HOLDING BRAKE DEGREE OF PROTECTION IP65 IP67 D-END FLANGE; RAL7016 COATING; METALLIC RATING PLATE AT MOTOR | - | 0 | 0
1FK7034-5AK71-1PB0 |  | 1FK7034-5AK71-1PB0 | 1 | UN | 1 | 60 | X | D | N | N | 85015100 | 1 |  | 4.002 | KG | 1300.53 | 1300.53 | MC05 | MC05 | SIMOTICS S Synchronous servo motor 1FK7 Compact, 1.6Nm 100K, 6000rpm, 0.63kW Naturally cooled power/signal connectors Connector can be rotated by 270Â° RESOLVER 2-POLE (RESOLVER P=1) WITH DRIVE-CLIQ INTERFACE; SHAFT WITH FITTED KEY, TOLERANCE N; WITH HOLDING BRAKE DEGREE OF PROTECTION IP64 | - | 0 | 0
1FK7034-5AK71-1PB2 |  | 1FK7034-5AK71-1PB2 | 1 | UN | 1 | 60 | X | D | N | N | 85015100 | 1 |  | 4.002 | KG | 1376.5 | 1376.5 | MC05 | MC05 | SIMOTICS S Synchronous servo motor 1FK7 Compact, 1.6Nm 100K, 6000rpm, 0.63kW Naturally cooled power/signal connectors Connector can be rotated by 270Â° RESOLVER 2-POLE (RESOLVER P=1) WITH DRIVE-CLIQ INTERFACE; SHAFT WITH FITTED KEY, TOLERANCE N; WITH HOLDING BRAKE DEGREE OF PROTECTION IP65 FLANGE ON DRIVE END IP67 | - | 0 | 0
1FK7034-5AK71-1PB3 |  | 1FK7034-5AK71-1PB3 | 1 | UN | 1 | 60 | X | D | N | N | 85015100 | 1 |  | 4.002 | KG | 1337.34 | 1337.34 | MC05 | MC05 | SIMOTICS S Synchronous servo motor 1FK7 Compact, 1.6Nm 100K, 6000rpm, 0.63kW Naturally cooled power/signal connectors Connector can be rotated by 270Â° RESOLVER 2-POLE (RESOLVER P=1) WITH DRIVE-CLIQ INTERFACE; SHAFT WITH FITTED KEY, TOLERANCE N; WITH HOLDING BRAKE DEGREE OF PROTECTION IP64; PAINT FINISH RAL7016 | - | 0 | 0
1FK7034-5AK71-1PB5 |  | 1FK7034-5AK71-1PB5 | 1 | UN | 1 | 60 | X | D | N | N | 85015100 | 1 |  | 4.002 | KG | 1413.29 | 1413.29 | MC05 | MC05 | SIMOTICS S Synchronous servo motor 1FK7 Compact, 1.6Nm 100K, 6000rpm, 0.63kW Naturally cooled power/signal connectors Connector can be rotated by 270Â° RESOLVER 2-POLE (RESOLVER P=1) WITH DRIVE-CLIQ INTERFACE; SHAFT WITH FITTED KEY, TOLERANCE N; WITH HOLDING BRAKE DEGREE OF PROTECTION IP65 AS FLANGE IP67; PAINT FINISH RAL7016 | - | 0 | 0
1FK7034-5AK71-1PB8 |  | 1FK7034-5AK71-1PB8 | 1 | UN | 1 | 60 | X | D | N | N | 85015100 | 1 |  | 4.002 | KG | 1494.5 | 1494.5 | MC05 | MC05 | SIMOTICS S Synchronous servo motor 1FK7 Compact, 1.6Nm 100K, 6000rpm, 0.63kW Naturally cooled power/signal connectors Connector can be rotated by 270Â° RESOLVER 2-POLE (RESOLVER P=1) WITH DRIVE-CLIQ INTERFACE; SHAFT WITH FITTED KEY, TOLERANCE N; WITH HOLDING BRAKE DEGREE OF PROTECTION IP65 IP67 D-END FLANGE; RAL7016 COATING; METALLIC RATING PLATE AT MOTOR | - | 0 | 0
1FK7034-5AK71-1PG0 |  | 1FK7034-5AK71-1PG0 | 1 | UN | 1 | 60 | X | D | N | N | 85015100 | 1 |  | 3.703 | KG | 1052.71 | 1052.71 | MC05 | MC05 | SIMOTICS S Synchronous servo motor 1FK7 Compact, 1.6Nm 100K, 6000rpm, 0.63kW Naturally cooled power/signal connectors Connector can be rotated by 270Â° RESOLVER 2-POLE (RESOLVER P=1) WITH DRIVE-CLIQ INTERFACE; PLAIN SHAFT, TOLERANCE N; W/O HOLDING BRAKE DEGREE OF PROTECTION IP64 | - | 0 | 0
1FK7034-5AK71-1PG2 |  | 1FK7034-5AK71-1PG2 | 1 | UN | 1 | 60 | X | D | N | N | 85015100 | 1 |  | 3.703 | KG | 1128.68 | 1128.68 | MC05 | MC05 | SIMOTICS S Synchronous servo motor 1FK7 Compact, 1.6Nm 100K, 6000rpm, 0.63kW Naturally cooled power/signal connectors Connector can be rotated by 270Â° RESOLVER 2-POLE (RESOLVER P=1) WITH DRIVE-CLIQ INTERFACE; PLAIN SHAFT, TOLERANCE N; W/O HOLDING BRAKE DEGREE OF PROTECTION IP65 FLANGE ON DRIVE END IP67 | - | 0 | 0
1FK7034-5AK71-1PG3 |  | 1FK7034-5AK71-1PG3 | 1 | UN | 1 | 60 | X | D | N | N | 85015100 | 1 |  | 3.703 | KG | 1089.52 | 1089.52 | MC05 | MC05 | SIMOTICS S Synchronous servo motor 1FK7 Compact, 1.6Nm 100K, 6000rpm, 0.63kW Naturally cooled power/signal connectors Connector can be rotated by 270Â° RESOLVER 2-POLE (RESOLVER P=1) WITH DRIVE-CLIQ INTERFACE; PLAIN SHAFT, TOLERANCE N; W/O HOLDING BRAKE DEGREE OF PROTECTION IP64; PAINT FINISH RAL7016 | - | 0 | 0
1FK7034-5AK71-1PG5 |  | 1FK7034-5AK71-1PG5 | 1 | UN | 1 | 60 | X | D | N | N | 85015100 | 1 |  | 3.703 | KG | 1165.47 | 1165.47 | MC05 | MC05 | SIMOTICS S Synchronous servo motor 1FK7 Compact, 1.6Nm 100K, 6000rpm, 0.63kW Naturally cooled power/signal connectors Connector can be rotated by 270Â° RESOLVER 2-POLE (RESOLVER P=1) WITH DRIVE-CLIQ INTERFACE; PLAIN SHAFT, TOLERANCE N; W/O HOLDING BRAKE DEGREE OF PROTECTION IP65 AS FLANGE IP67; PAINT FINISH RAL7016 | - | 0 | 0
1FK7034-5AK71-1PG8 |  | 1FK7034-5AK71-1PG8 | 1 | UN | 1 | 60 | X | D | N | N | 85015100 | 1 |  | 3.703 | KG | 1246.68 | 1246.68 | MC05 | MC05 | SIMOTICS S Synchronous servo motor 1FK7 Compact, 1.6Nm 100K, 6000rpm, 0.63kW Naturally cooled power/signal connectors Connector can be rotated by 270Â° RESOLVER 2-POLE (RESOLVER P=1) WITH DRIVE-CLIQ INTERFACE; PLAIN SHAFT, TOLERANCE N; W/O HOLDING BRAKE DEGREE OF PROTECTION IP65 IP67 D-END FLANGE; RAL7016 COATING; METALLIC RATING PLATE AT MOTOR | - | 0 | 0
1FK7034-5AK71-1PH0 |  | 1FK7034-5AK71-1PH0 | 1 | UN | 1 | 60 | X | D | N | N | 85015100 | 1 |  | 4.002 | KG | 1228.54 | 1228.54 | MC05 | MC05 | SIMOTICS S Synchronous servo motor 1FK7 Compact, 1.6Nm 100K, 6000rpm, 0.63kW Naturally cooled power/signal connectors Connector can be rotated by 270Â° RESOLVER 2-POLE (RESOLVER P=1) WITH DRIVE-CLIQ INTERFACE; PLAIN SHAFT, TOLERANCE N; WITH HOLDING BRAKE DEGREE OF PROTECTION IP64 | - | 0 | 0
1FK7034-5AK71-1PH2 |  | 1FK7034-5AK71-1PH2 | 1 | UN | 1 | 60 | X | D | N | N | 85015100 | 1 |  | 4.002 | KG | 1304.51 | 1304.51 | MC05 | MC05 | SIMOTICS S Synchronous servo motor 1FK7 Compact, 1.6Nm 100K, 6000rpm, 0.63kW Naturally cooled power/signal connectors Connector can be rotated by 270Â° RESOLVER 2-POLE (RESOLVER P=1) WITH DRIVE-CLIQ INTERFACE; PLAIN SHAFT, TOLERANCE N; WITH HOLDING BRAKE DEGREE OF PROTECTION IP65 FLANGE ON DRIVE END IP67 | - | 0 | 0
1FK7034-5AK71-1PH3 |  | 1FK7034-5AK71-1PH3 | 1 | UN | 1 | 60 | X | D | N | N | 85015100 | 1 |  | 4.002 | KG | 1265.35 | 1265.35 | MC05 | MC05 | SIMOTICS S Synchronous servo motor 1FK7 Compact, 1.6Nm 100K, 6000rpm, 0.63kW Naturally cooled power/signal connectors Connector can be rotated by 270Â° RESOLVER 2-POLE (RESOLVER P=1) WITH DRIVE-CLIQ INTERFACE; PLAIN SHAFT, TOLERANCE N; WITH HOLDING BRAKE DEGREE OF PROTECTION IP64; PAINT FINISH RAL7016 | - | 0 | 0
1FK7034-5AK71-1PH5 |  | 1FK7034-5AK71-1PH5 | 1 | UN | 1 | 60 | X | D | N | N | 85015100 | 1 |  | 4.002 | KG | 1341.3 | 1341.3 | MC05 | MC05 | SIMOTICS S Synchronous servo motor 1FK7 Compact, 1.6Nm 100K, 6000rpm, 0.63kW Naturally cooled power/signal connectors Connector can be rotated by 270Â° RESOLVER 2-POLE (RESOLVER P=1) WITH DRIVE-CLIQ INTERFACE; PLAIN SHAFT, TOLERANCE N; WITH HOLDING BRAKE DEGREE OF PROTECTION IP65 AS FLANGE IP67; PAINT FINISH RAL7016 | - | 0 | 0
1FK7034-5AK71-1PH8 |  | 1FK7034-5AK71-1PH8 | 1 | UN | 1 | 60 | X | D | N | N | 85015100 | 1 |  | 4.002 | KG | 1422.51 | 1422.51 | MC05 | MC05 | SIMOTICS S Synchronous servo motor 1FK7 Compact, 1.6Nm 100K, 6000rpm, 0.63kW Naturally cooled power/signal connectors Connector can be rotated by 270Â° RESOLVER 2-POLE (RESOLVER P=1) WITH DRIVE-CLIQ INTERFACE; PLAIN SHAFT, TOLERANCE N; WITH HOLDING BRAKE DEGREE OF PROTECTION IP65 IP67 D-END FLANGE; RAL7016 COATING; METALLIC RATING PLATE AT MOTOR | - | 0 | 0
1FK7034-5AK71-1SA0 |  | 1FK7034-5AK71-1SA0 | 1 | UN | 1 | 60 | X | D | N | N | 85015100 | 1 |  | 3.703 | KG | 927.02 | 927.02 | MC05 | MC05 | SIMOTICS S Synchronous servo motor 1FK7 Compact, 1.6Nm 100K, 6000rpm, 0.63kW Naturally cooled power/signal connectors Connector can be rotated by 270Â° RESOLVER MULTI-POLE (RESOLVER P=3); SHAFT WITH FITTED KEY, TOLERANCE N; W/O HOLDING BRAKE DEGREE OF PROTECTION IP64 | - | 0 | 0
1FK7034-5AK71-1SA2 |  | 1FK7034-5AK71-1SA2 | 1 | UN | 1 | 60 | X | D | N | N | 85015100 | 1 |  | 3.703 | KG | 1002.99 | 1002.99 | MC05 | MC05 | SIMOTICS S Synchronous servo motor 1FK7 Compact, 1.6Nm 100K, 6000rpm, 0.63kW Naturally cooled power/signal connectors Connector can be rotated by 270Â° RESOLVER MULTI-POLE (RESOLVER P=3); SHAFT WITH FITTED KEY, TOLERANCE N; W/O HOLDING BRAKE DEGREE OF PROTECTION IP65 FLANGE ON DRIVE END IP67 | - | 0 | 0
1FK7034-5AK71-1SA3 |  | 1FK7034-5AK71-1SA3 | 1 | UN | 1 | 60 | X | D | N | N | 85015100 | 1 |  | 3.703 | KG | 963.83 | 963.83 | MC05 | MC05 | SIMOTICS S Synchronous servo motor 1FK7 Compact, 1.6Nm 100K, 6000rpm, 0.63kW Naturally cooled power/signal connectors Connector can be rotated by 270Â° RESOLVER MULTI-POLE (RESOLVER P=3); SHAFT WITH FITTED KEY, TOLERANCE N; W/O HOLDING BRAKE DEGREE OF PROTECTION IP64; PAINT FINISH RAL7016 | - | 0 | 0
1FK7034-5AK71-1SA5 |  | 1FK7034-5AK71-1SA5 | 1 | UN | 1 | 60 | X | D | N | N | 85015100 | 1 |  | 3.703 | KG | 1039.78 | 1039.78 | MC05 | MC05 | SIMOTICS S Synchronous servo motor 1FK7 Compact, 1.6Nm 100K, 6000rpm, 0.63kW Naturally cooled power/signal connectors Connector can be rotated by 270Â° RESOLVER MULTI-POLE (RESOLVER P=3); SHAFT WITH FITTED KEY, TOLERANCE N; W/O HOLDING BRAKE DEGREE OF PROTECTION IP65 AS FLANGE IP67; PAINT FINISH RAL7016 | - | 0 | 0
1FK7034-5AK71-1SA8 |  | 1FK7034-5AK71-1SA8 | 1 | UN | 1 | 60 | X | D | N | N | 85015100 | 1 |  | 3.703 | KG | 1120.99 | 1120.99 | MC05 | MC05 | SIMOTICS S Synchronous servo motor 1FK7 Compact, 1.6Nm 100K, 6000rpm, 0.63kW Naturally cooled power/signal connectors Connector can be rotated by 270Â° RESOLVER MULTI-POLE (RESOLVER P=3); SHAFT WITH FITTED KEY, TOLERANCE N; W/O HOLDING BRAKE DEGREE OF PROTECTION IP65 IP67 D-END FLANGE; RAL7016 COATING; METALLIC RATING PLATE AT MOTOR | - | 0 | 0
1FK7034-5AK71-1SB0 |  | 1FK7034-5AK71-1SB0 | 1 | UN | 1 | 60 | X | D | N | N | 85015100 | 1 |  | 4.002 | KG | 1104.79 | 1104.79 | MC05 | MC05 | SIMOTICS S Synchronous servo motor 1FK7 Compact, 1.6Nm 100K, 6000rpm, 0.63kW Naturally cooled power/signal connectors Connector can be rotated by 270Â° RESOLVER MULTI-POLE (RESOLVER P=3); SHAFT WITH FITTED KEY, TOLERANCE N; WITH HOLDING BRAKE DEGREE OF PROTECTION IP64 | - | 0 | 0
1FK7034-5AK71-1SB2 |  | 1FK7034-5AK71-1SB2 | 1 | UN | 1 | 60 | X | D | N | N | 85015100 | 1 |  | 4.002 | KG | 1180.76 | 1180.76 | MC05 | MC05 | SIMOTICS S Synchronous servo motor 1FK7 Compact, 1.6Nm 100K, 6000rpm, 0.63kW Naturally cooled power/signal connectors Connector can be rotated by 270Â° RESOLVER MULTI-POLE (RESOLVER P=3); SHAFT WITH FITTED KEY, TOLERANCE N; WITH HOLDING BRAKE DEGREE OF PROTECTION IP65 FLANGE ON DRIVE END IP67 | - | 0 | 0
1FK7034-5AK71-1SB3 |  | 1FK7034-5AK71-1SB3 | 1 | UN | 1 | 60 | X | D | N | N | 85015100 | 1 |  | 4.002 | KG | 1141.6 | 1141.6 | MC05 | MC05 | SIMOTICS S Synchronous servo motor 1FK7 Compact, 1.6Nm 100K, 6000rpm, 0.63kW Naturally cooled power/signal connectors Connector can be rotated by 270Â° RESOLVER MULTI-POLE (RESOLVER P=3); SHAFT WITH FITTED KEY, TOLERANCE N; WITH HOLDING BRAKE DEGREE OF PROTECTION IP64; PAINT FINISH RAL7016 | - | 0 | 0
1FK7034-5AK71-1SB5 |  | 1FK7034-5AK71-1SB5 | 1 | UN | 1 | 60 | X | D | N | N | 85015100 | 1 |  | 4.002 | KG | 1217.55 | 1217.55 | MC05 | MC05 | SIMOTICS S Synchronous servo motor 1FK7 Compact, 1.6Nm 100K, 6000rpm, 0.63kW Naturally cooled power/signal connectors Connector can be rotated by 270Â° RESOLVER MULTI-POLE (RESOLVER P=3); SHAFT WITH FITTED KEY, TOLERANCE N; WITH HOLDING BRAKE DEGREE OF PROTECTION IP65 AS FLANGE IP67; PAINT FINISH RAL7016 | - | 0 | 0
1FK7034-5AK71-1SB8 |  | 1FK7034-5AK71-1SB8 | 1 | UN | 1 | 60 | X | D | N | N | 85015100 | 1 |  | 4.002 | KG | 1298.76 | 1298.76 | MC05 | MC05 | SIMOTICS S Synchronous servo motor 1FK7 Compact, 1.6Nm 100K, 6000rpm, 0.63kW Naturally cooled power/signal connectors Connector can be rotated by 270Â° RESOLVER MULTI-POLE (RESOLVER P=3); SHAFT WITH FITTED KEY, TOLERANCE N; WITH HOLDING BRAKE DEGREE OF PROTECTION IP65 IP67 D-END FLANGE; RAL7016 COATING; METALLIC RATING PLATE AT MOTOR | - | 0 | 0
1FK7034-5AK71-1SG0 |  | 1FK7034-5AK71-1SG0 | 1 | UN | 1 | 60 | X | D | N | N | 85015100 | 1 |  | 3.703 | KG | 856.97 | 856.97 | MC05 | MC05 | SIMOTICS S Synchronous servo motor 1FK7 Compact, 1.6Nm 100K, 6000rpm, 0.63kW Naturally cooled power/signal connectors Connector can be rotated by 270Â° RESOLVER MULTI-POLE (RESOLVER P=3); PLAIN SHAFT, TOLERANCE N; W/O HOLDING BRAKE DEGREE OF PROTECTION IP64 | - | 0 | 0
1FK7034-5AK71-1SG2 |  | 1FK7034-5AK71-1SG2 | 1 | UN | 1 | 60 | X | D | N | N | 85015100 | 1 |  | 3.703 | KG | 932.94 | 932.94 | MC05 | MC05 | SIMOTICS S Synchronous servo motor 1FK7 Compact, 1.6Nm 100K, 6000rpm, 0.63kW Naturally cooled power/signal connectors Connector can be rotated by 270Â° RESOLVER MULTI-POLE (RESOLVER P=3); PLAIN SHAFT, TOLERANCE N; W/O HOLDING BRAKE DEGREE OF PROTECTION IP65 FLANGE ON DRIVE END IP67 | - | 0 | 0
1FK7034-5AK71-1SG3 |  | 1FK7034-5AK71-1SG3 | 1 | UN | 1 | 60 | X | D | N | N | 85015100 | 1 |  | 3.703 | KG | 893.78 | 893.78 | MC05 | MC05 | SIMOTICS S Synchronous servo motor 1FK7 Compact, 1.6Nm 100K, 6000rpm, 0.63kW Naturally cooled power/signal connectors Connector can be rotated by 270Â° RESOLVER MULTI-POLE (RESOLVER P=3); PLAIN SHAFT, TOLERANCE N; W/O HOLDING BRAKE DEGREE OF PROTECTION IP64; PAINT FINISH RAL7016 | - | 0 | 0
1FK7034-5AK71-1SG5 |  | 1FK7034-5AK71-1SG5 | 1 | UN | 1 | 60 | X | D | N | N | 85015100 | 1 |  | 3.703 | KG | 969.73 | 969.73 | MC05 | MC05 | SIMOTICS S Synchronous servo motor 1FK7 Compact, 1.6Nm 100K, 6000rpm, 0.63kW Naturally cooled power/signal connectors Connector can be rotated by 270Â° RESOLVER MULTI-POLE (RESOLVER P=3); PLAIN SHAFT, TOLERANCE N; W/O HOLDING BRAKE DEGREE OF PROTECTION IP65 AS FLANGE IP67; PAINT FINISH RAL7016 | - | 0 | 0
1FK7034-5AK71-1SG8 |  | 1FK7034-5AK71-1SG8 | 1 | UN | 1 | 60 | X | D | N | N | 85015100 | 1 |  | 3.703 | KG | 1050.94 | 1050.94 | MC05 | MC05 | SIMOTICS S Synchronous servo motor 1FK7 Compact, 1.6Nm 100K, 6000rpm, 0.63kW Naturally cooled power/signal connectors Connector can be rotated by 270Â° RESOLVER MULTI-POLE (RESOLVER P=3); PLAIN SHAFT, TOLERANCE N; W/O HOLDING BRAKE DEGREE OF PROTECTION IP65 IP67 D-END FLANGE; RAL7016 COATING; METALLIC RATING PLATE AT MOTOR | - | 0 | 0
1FK7034-5AK71-1SH0 |  | 1FK7034-5AK71-1SH0 | 1 | UN | 1 | 60 | X | D | N | N | 85015100 | 1 |  | 4.002 | KG | 1032.8 | 1032.8 | MC05 | MC05 | SIMOTICS S Synchronous servo motor 1FK7 Compact, 1.6Nm 100K, 6000rpm, 0.63kW Naturally cooled power/signal connectors Connector can be rotated by 270Â° RESOLVER MULTI-POLE (RESOLVER P=3); PLAIN SHAFT, TOLERANCE N; WITH HOLDING BRAKE DEGREE OF PROTECTION IP64 | - | 0 | 0
1FK7034-5AK71-1SH2 |  | 1FK7034-5AK71-1SH2 | 1 | UN | 1 | 60 | X | D | N | N | 85015100 | 1 |  | 4.002 | KG | 1108.77 | 1108.77 | MC05 | MC05 | SIMOTICS S Synchronous servo motor 1FK7 Compact, 1.6Nm 100K, 6000rpm, 0.63kW Naturally cooled power/signal connectors Connector can be rotated by 270Â° RESOLVER MULTI-POLE (RESOLVER P=3); PLAIN SHAFT, TOLERANCE N; WITH HOLDING BRAKE DEGREE OF PROTECTION IP65 FLANGE ON DRIVE END IP67 | - | 0 | 0
1FK7034-5AK71-1SH3 |  | 1FK7034-5AK71-1SH3 | 1 | UN | 1 | 60 | X | D | N | N | 85015100 | 1 |  | 4.002 | KG | 1069.61 | 1069.61 | MC05 | MC05 | SIMOTICS S Synchronous servo motor 1FK7 Compact, 1.6Nm 100K, 6000rpm, 0.63kW Naturally cooled power/signal connectors Connector can be rotated by 270Â° RESOLVER MULTI-POLE (RESOLVER P=3); PLAIN SHAFT, TOLERANCE N; WITH HOLDING BRAKE DEGREE OF PROTECTION IP64; PAINT FINISH RAL7016 | - | 0 | 0
1FK7034-5AK71-1SH5 |  | 1FK7034-5AK71-1SH5 | 1 | UN | 1 | 60 | X | D | N | N | 85015100 | 1 |  | 4.002 | KG | 1145.56 | 1145.56 | MC05 | MC05 | SIMOTICS S Synchronous servo motor 1FK7 Compact, 1.6Nm 100K, 6000rpm, 0.63kW Naturally cooled power/signal connectors Connector can be rotated by 270Â° RESOLVER MULTI-POLE (RESOLVER P=3); PLAIN SHAFT, TOLERANCE N; WITH HOLDING BRAKE DEGREE OF PROTECTION IP65 AS FLANGE IP67; PAINT FINISH RAL7016 | - | 0 | 0
1FK7034-5AK71-1SH8 |  | 1FK7034-5AK71-1SH8 | 1 | UN | 1 | 60 | X | D | N | N | 85015100 | 1 |  | 4.002 | KG | 1226.77 | 1226.77 | MC05 | MC05 | SIMOTICS S Synchronous servo motor 1FK7 Compact, 1.6Nm 100K, 6000rpm, 0.63kW Naturally cooled power/signal connectors Connector can be rotated by 270Â° RESOLVER MULTI-POLE (RESOLVER P=3); PLAIN SHAFT, TOLERANCE N; WITH HOLDING BRAKE DEGREE OF PROTECTION IP65 IP67 D-END FLANGE; RAL7016 COATING; METALLIC RATING PLATE AT MOTOR | - | 0 | 0
1FK7034-5AK71-1TA0 |  | 1FK7034-5AK71-1TA0 | 1 | UN | 1 | 60 | X | D | N | N | 85015100 | 1 |  | 3.703 | KG | 927.02 | 927.02 | MC05 | MC05 | SIMOTICS S Synchronous servo motor 1FK7 Compact, 1.6Nm 100K, 6000rpm, 0.63kW Naturally cooled power/signal connectors Connector can be rotated by 270Â° RESOLVER 2-POLE (RESOLVER P=1); SHAFT WITH FITTED KEY, TOLERANCE N; W/O HOLDING BRAKE DEGREE OF PROTECTION IP64 | - | 0 | 0
1FK7034-5AK71-1TA2 |  | 1FK7034-5AK71-1TA2 | 1 | UN | 1 | 60 | X | D | N | N | 85015100 | 1 |  | 3.703 | KG | 1002.99 | 1002.99 | MC05 | MC05 | SIMOTICS S Synchronous servo motor 1FK7 Compact, 1.6Nm 100K, 6000rpm, 0.63kW Naturally cooled power/signal connectors Connector can be rotated by 270Â° RESOLVER 2-POLE (RESOLVER P=1); SHAFT WITH FITTED KEY, TOLERANCE N; W/O HOLDING BRAKE DEGREE OF PROTECTION IP65 FLANGE ON DRIVE END IP67 | - | 0 | 0
1FK7034-5AK71-1TA3 |  | 1FK7034-5AK71-1TA3 | 1 | UN | 1 | 60 | X | D | N | N | 85015100 | 1 |  | 3.703 | KG | 963.83 | 963.83 | MC05 | MC05 | SIMOTICS S Synchronous servo motor 1FK7 Compact, 1.6Nm 100K, 6000rpm, 0.63kW Naturally cooled power/signal connectors Connector can be rotated by 270Â° RESOLVER 2-POLE (RESOLVER P=1); SHAFT WITH FITTED KEY, TOLERANCE N; W/O HOLDING BRAKE DEGREE OF PROTECTION IP64; PAINT FINISH RAL7016 | - | 0 | 0
1FK7034-5AK71-1TA5 |  | 1FK7034-5AK71-1TA5 | 1 | UN | 1 | 60 | X | D | N | N | 85015100 | 1 |  | 3.703 | KG | 1039.78 | 1039.78 | MC05 | MC05 | SIMOTICS S Synchronous servo motor 1FK7 Compact, 1.6Nm 100K, 6000rpm, 0.63kW Naturally cooled power/signal connectors Connector can be rotated by 270Â° RESOLVER 2-POLE (RESOLVER P=1); SHAFT WITH FITTED KEY, TOLERANCE N; W/O HOLDING BRAKE DEGREE OF PROTECTION IP65 AS FLANGE IP67; PAINT FINISH RAL7016 | - | 0 | 0
1FK7034-5AK71-1TA8 |  | 1FK7034-5AK71-1TA8 | 1 | UN | 1 | 60 | X | D | N | N | 85015100 | 1 |  | 3.703 | KG | 1120.99 | 1120.99 | MC05 | MC05 | SIMOTICS S Synchronous servo motor 1FK7 Compact, 1.6Nm 100K, 6000rpm, 0.63kW Naturally cooled power/signal connectors Connector can be rotated by 270Â° RESOLVER 2-POLE (RESOLVER P=1); SHAFT WITH FITTED KEY, TOLERANCE N; W/O HOLDING BRAKE DEGREE OF PROTECTION IP65 IP67 D-END FLANGE; RAL7016 COATING; METALLIC RATING PLATE AT MOTOR | - | 0 | 0
1FK7034-5AK71-1TB0 |  | 1FK7034-5AK71-1TB0 | 1 | UN | 1 | 60 | X | D | N | N | 85015100 | 1 |  | 4.002 | KG | 1104.79 | 1104.79 | MC05 | MC05 | SIMOTICS S Synchronous servo motor 1FK7 Compact, 1.6Nm 100K, 6000rpm, 0.63kW Naturally cooled power/signal connectors Connector can be rotated by 270Â° RESOLVER 2-POLE (RESOLVER P=1); SHAFT WITH FITTED KEY, TOLERANCE N; WITH HOLDING BRAKE DEGREE OF PROTECTION IP64 | - | 0 | 0
1FK7034-5AK71-1TB2 |  | 1FK7034-5AK71-1TB2 | 1 | UN | 1 | 60 | X | D | N | N | 85015100 | 1 |  | 4.002 | KG | 1180.76 | 1180.76 | MC05 | MC05 | SIMOTICS S Synchronous servo motor 1FK7 Compact, 1.6Nm 100K, 6000rpm, 0.63kW Naturally cooled power/signal connectors Connector can be rotated by 270Â° RESOLVER 2-POLE (RESOLVER P=1); SHAFT WITH FITTED KEY, TOLERANCE N; WITH HOLDING BRAKE DEGREE OF PROTECTION IP65 FLANGE ON DRIVE END IP67 | - | 0 | 0
1FK7034-5AK71-1TB3 |  | 1FK7034-5AK71-1TB3 | 1 | UN | 1 | 60 | X | D | N | N | 85015100 | 1 |  | 4.002 | KG | 1141.6 | 1141.6 | MC05 | MC05 | SIMOTICS S Synchronous servo motor 1FK7 Compact, 1.6Nm 100K, 6000rpm, 0.63kW Naturally cooled power/signal connectors Connector can be rotated by 270Â° RESOLVER 2-POLE (RESOLVER P=1); SHAFT WITH FITTED KEY, TOLERANCE N; WITH HOLDING BRAKE DEGREE OF PROTECTION IP64; PAINT FINISH RAL7016 | - | 0 | 0
1FK7034-5AK71-1TB5 |  | 1FK7034-5AK71-1TB5 | 1 | UN | 1 | 60 | X | D | N | N | 85015100 | 1 |  | 4.002 | KG | 1217.55 | 1217.55 | MC05 | MC05 | SIMOTICS S Synchronous servo motor 1FK7 Compact, 1.6Nm 100K, 6000rpm, 0.63kW Naturally cooled power/signal connectors Connector can be rotated by 270Â° RESOLVER 2-POLE (RESOLVER P=1); SHAFT WITH FITTED KEY, TOLERANCE N; WITH HOLDING BRAKE DEGREE OF PROTECTION IP65 AS FLANGE IP67; PAINT FINISH RAL7016 | - | 0 | 0
1FK7034-5AK71-1TB8 |  | 1FK7034-5AK71-1TB8 | 1 | UN | 1 | 60 | X | D | N | N | 85015100 | 1 |  | 4.002 | KG | 1298.76 | 1298.76 | MC05 | MC05 | SIMOTICS S Synchronous servo motor 1FK7 Compact, 1.6Nm 100K, 6000rpm, 0.63kW Naturally cooled power/signal connectors Connector can be rotated by 270Â° RESOLVER 2-POLE (RESOLVER P=1); SHAFT WITH FITTED KEY, TOLERANCE N; WITH HOLDING BRAKE DEGREE OF PROTECTION IP65 IP67 D-END FLANGE; RAL7016 COATING; METALLIC RATING PLATE AT MOTOR | - | 0 | 0
1FK7034-5AK71-1TG0 |  | 1FK7034-5AK71-1TG0 | 1 | UN | 1 | 60 | X | D | N | N | 85015100 | 1 |  | 3.703 | KG | 856.97 | 856.97 | MC05 | MC05 | SIMOTICS S Synchronous servo motor 1FK7 Compact, 1.6Nm 100K, 6000rpm, 0.63kW Naturally cooled power/signal connectors Connector can be rotated by 270Â° RESOLVER 2-POLE (RESOLVER P=1); PLAIN SHAFT, TOLERANCE N; W/O HOLDING BRAKE DEGREE OF PROTECTION IP64 | - | 0 | 0
1FK7034-5AK71-1TG2 |  | 1FK7034-5AK71-1TG2 | 1 | UN | 1 | 60 | X | D | N | N | 85015100 | 1 |  | 3.703 | KG | 932.94 | 932.94 | MC05 | MC05 | SIMOTICS S Synchronous servo motor 1FK7 Compact, 1.6Nm 100K, 6000rpm, 0.63kW Naturally cooled power/signal connectors Connector can be rotated by 270Â° RESOLVER 2-POLE (RESOLVER P=1); PLAIN SHAFT, TOLERANCE N; W/O HOLDING BRAKE DEGREE OF PROTECTION IP65 FLANGE ON DRIVE END IP67 | - | 0 | 0
1FK7034-5AK71-1TG3 |  | 1FK7034-5AK71-1TG3 | 1 | UN | 1 | 60 | X | D | N | N | 85015100 | 1 |  | 3.703 | KG | 893.78 | 893.78 | MC05 | MC05 | SIMOTICS S Synchronous servo motor 1FK7 Compact, 1.6Nm 100K, 6000rpm, 0.63kW Naturally cooled power/signal connectors Connector can be rotated by 270Â° RESOLVER 2-POLE (RESOLVER P=1); PLAIN SHAFT, TOLERANCE N; W/O HOLDING BRAKE DEGREE OF PROTECTION IP64; PAINT FINISH RAL7016 | - | 0 | 0
1FK7034-5AK71-1TG5 |  | 1FK7034-5AK71-1TG5 | 1 | UN | 1 | 60 | X | D | N | N | 85015100 | 1 |  | 3.703 | KG | 969.73 | 969.73 | MC05 | MC05 | SIMOTICS S Synchronous servo motor 1FK7 Compact, 1.6Nm 100K, 6000rpm, 0.63kW Naturally cooled power/signal connectors Connector can be rotated by 270Â° RESOLVER 2-POLE (RESOLVER P=1); PLAIN SHAFT, TOLERANCE N; W/O HOLDING BRAKE DEGREE OF PROTECTION IP65 AS FLANGE IP67; PAINT FINISH RAL7016 | - | 0 | 0
1FK7034-5AK71-1TG8 |  | 1FK7034-5AK71-1TG8 | 1 | UN | 1 | 60 | X | D | N | N | 85015100 | 1 |  | 3.703 | KG | 1050.94 | 1050.94 | MC05 | MC05 | SIMOTICS S Synchronous servo motor 1FK7 Compact, 1.6Nm 100K, 6000rpm, 0.63kW Naturally cooled power/signal connectors Connector can be rotated by 270Â° RESOLVER 2-POLE (RESOLVER P=1); PLAIN SHAFT, TOLERANCE N; W/O HOLDING BRAKE DEGREE OF PROTECTION IP65 IP67 D-END FLANGE; RAL7016 COATING; METALLIC RATING PLATE AT MOTOR | - | 0 | 0
1FK7034-5AK71-1TH0 |  | 1FK7034-5AK71-1TH0 | 1 | UN | 1 | 60 | X | D | N | N | 85015100 | 1 |  | 4.002 | KG | 1032.8 | 1032.8 | MC05 | MC05 | SIMOTICS S Synchronous servo motor 1FK7 Compact, 1.6Nm 100K, 6000rpm, 0.63kW Naturally cooled power/signal connectors Connector can be rotated by 270Â° RESOLVER 2-POLE (RESOLVER P=1); PLAIN SHAFT, TOLERANCE N; WITH HOLDING BRAKE DEGREE OF PROTECTION IP64 | - | 0 | 0
1FK7034-5AK71-1TH2 |  | 1FK7034-5AK71-1TH2 | 1 | UN | 1 | 60 | X | D | N | N | 85015100 | 1 |  | 4.002 | KG | 1108.77 | 1108.77 | MC05 | MC05 | SIMOTICS S Synchronous servo motor 1FK7 Compact, 1.6Nm 100K, 6000rpm, 0.63kW Naturally cooled power/signal connectors Connector can be rotated by 270Â° RESOLVER 2-POLE (RESOLVER P=1); PLAIN SHAFT, TOLERANCE N; WITH HOLDING BRAKE DEGREE OF PROTECTION IP65 FLANGE ON DRIVE END IP67 | - | 0 | 0
1FK7034-5AK71-1TH3 |  | 1FK7034-5AK71-1TH3 | 1 | UN | 1 | 60 | X | D | N | N | 85015100 | 1 |  | 4.002 | KG | 1069.61 | 1069.61 | MC05 | MC05 | SIMOTICS S Synchronous servo motor 1FK7 Compact, 1.6Nm 100K, 6000rpm, 0.63kW Naturally cooled power/signal connectors Connector can be rotated by 270Â° RESOLVER 2-POLE (RESOLVER P=1); PLAIN SHAFT, TOLERANCE N; WITH HOLDING BRAKE DEGREE OF PROTECTION IP64; PAINT FINISH RAL7016 | - | 0 | 0
1FK7034-5AK71-1TH5 |  | 1FK7034-5AK71-1TH5 | 1 | UN | 1 | 60 | X | D | N | N | 85015100 | 1 |  | 4.002 | KG | 1145.56 | 1145.56 | MC05 | MC05 | SIMOTICS S Synchronous servo motor 1FK7 Compact, 1.6Nm 100K, 6000rpm, 0.63kW Naturally cooled power/signal connectors Connector can be rotated by 270Â° RESOLVER 2-POLE (RESOLVER P=1); PLAIN SHAFT, TOLERANCE N; WITH HOLDING BRAKE DEGREE OF PROTECTION IP65 AS FLANGE IP67; PAINT FINISH RAL7016 | - | 0 | 0
1FK7034-5AK71-1TH8 |  | 1FK7034-5AK71-1TH8 | 1 | UN | 1 | 60 | X | D | N | N | 85015100 | 1 |  | 4.002 | KG | 1226.77 | 1226.77 | MC05 | MC05 | SIMOTICS S Synchronous servo motor 1FK7 Compact, 1.6Nm 100K, 6000rpm, 0.63kW Naturally cooled power/signal connectors Connector can be rotated by 270Â° RESOLVER 2-POLE (RESOLVER P=1); PLAIN SHAFT, TOLERANCE N; WITH HOLDING BRAKE DEGREE OF PROTECTION IP65 IP67 D-END FLANGE; RAL7016 COATING; METALLIC RATING PLATE AT MOTOR | - | 0 | 0
1FK7034-5AK71-1UA0 |  | 1FK7034-5AK71-1UA0 | 1 | UN | 1 | 60 | X | D | N | N | 85015100 | 1 |  | 3.703 | KG | 1122.76 | 1122.76 | MC05 | MC05 | SIMOTICS S Synchronous servo motor 1FK7 Compact, 1.6Nm 100K, 6000rpm, 0.63kW Naturally cooled power/signal connectors Connector can be rotated by 270Â° RESOLVER MULTI-POLE WITH DRIVE-CLIQ INTERFACE; SHAFT WITH FITTED KEY, TOLERANCE N; W/O HOLDING BRAKE DEGREE OF PROTECTION IP64 | - | 0 | 0
1FK7034-5AK71-1UA2 |  | 1FK7034-5AK71-1UA2 | 1 | UN | 1 | 60 | X | D | N | N | 85015100 | 1 |  | 3.703 | KG | 1198.73 | 1198.73 | MC05 | MC05 | SIMOTICS S Synchronous servo motor 1FK7 Compact, 1.6Nm 100K, 6000rpm, 0.63kW Naturally cooled power/signal connectors Connector can be rotated by 270Â° RESOLVER MULTI-POLE WITH DRIVE-CLIQ INTERFACE; SHAFT WITH FITTED KEY, TOLERANCE N; W/O HOLDING BRAKE DEGREE OF PROTECTION IP65 FLANGE ON DRIVE END IP67 | - | 0 | 0
1FK7034-5AK71-1UA3 |  | 1FK7034-5AK71-1UA3 | 1 | UN | 1 | 60 | X | D | N | N | 85015100 | 1 |  | 3.703 | KG | 1159.57 | 1159.57 | MC05 | MC05 | SIMOTICS S Synchronous servo motor 1FK7 Compact, 1.6Nm 100K, 6000rpm, 0.63kW Naturally cooled power/signal connectors Connector can be rotated by 270Â° RESOLVER MULTI-POLE WITH DRIVE-CLIQ INTERFACE; SHAFT WITH FITTED KEY, TOLERANCE N; W/O HOLDING BRAKE DEGREE OF PROTECTION IP64; PAINT FINISH RAL7016 | - | 0 | 0
1FK7034-5AK71-1UA5 |  | 1FK7034-5AK71-1UA5 | 1 | UN | 1 | 60 | X | D | N | N | 85015100 | 1 |  | 3.703 | KG | 1235.52 | 1235.52 | MC05 | MC05 | SIMOTICS S Synchronous servo motor 1FK7 Compact, 1.6Nm 100K, 6000rpm, 0.63kW Naturally cooled power/signal connectors Connector can be rotated by 270Â° RESOLVER MULTI-POLE WITH DRIVE-CLIQ INTERFACE; SHAFT WITH FITTED KEY, TOLERANCE N; W/O HOLDING BRAKE DEGREE OF PROTECTION IP65 AS FLANGE IP67; PAINT FINISH RAL7016 | - | 0 | 0
1FK7034-5AK71-1UA8 |  | 1FK7034-5AK71-1UA8 | 1 | UN | 1 | 60 | X | D | N | N | 85015100 | 1 |  | 3.703 | KG | 1316.73 | 1316.73 | MC05 | MC05 | SIMOTICS S Synchronous servo motor 1FK7 Compact, 1.6Nm 100K, 6000rpm, 0.63kW Naturally cooled power/signal connectors Connector can be rotated by 270Â° RESOLVER MULTI-POLE WITH DRIVE-CLIQ INTERFACE; SHAFT WITH FITTED KEY, TOLERANCE N; W/O HOLDING BRAKE DEGREE OF PROTECTION IP65 IP67 D-END FLANGE; RAL7016 COATING; METALLIC RATING PLATE AT MOTOR | - | 0 | 0
1FK7034-5AK71-1UB0 |  | 1FK7034-5AK71-1UB0 | 1 | UN | 1 | 60 | X | D | N | N | 85015100 | 1 |  | 4.002 | KG | 1300.53 | 1300.53 | MC05 | MC05 | SIMOTICS S Synchronous servo motor 1FK7 Compact, 1.6Nm 100K, 6000rpm, 0.63kW Naturally cooled power/signal connectors Connector can be rotated by 270Â° RESOLVER MULTI-POLE WITH DRIVE-CLIQ INTERFACE; SHAFT WITH FITTED KEY, TOLERANCE N; WITH HOLDING BRAKE DEGREE OF PROTECTION IP64 | - | 0 | 0
1FK7034-5AK71-1UB2 |  | 1FK7034-5AK71-1UB2 | 1 | UN | 1 | 60 | X | D | N | N | 85015100 | 1 |  | 4.002 | KG | 1376.5 | 1376.5 | MC05 | MC05 | SIMOTICS S Synchronous servo motor 1FK7 Compact, 1.6Nm 100K, 6000rpm, 0.63kW Naturally cooled power/signal connectors Connector can be rotated by 270Â° RESOLVER MULTI-POLE WITH DRIVE-CLIQ INTERFACE; SHAFT WITH FITTED KEY, TOLERANCE N; WITH HOLDING BRAKE DEGREE OF PROTECTION IP65 FLANGE ON DRIVE END IP67 | - | 0 | 0
1FK7034-5AK71-1UB3 |  | 1FK7034-5AK71-1UB3 | 1 | UN | 1 | 60 | X | D | N | N | 85015100 | 1 |  | 4.002 | KG | 1337.34 | 1337.34 | MC05 | MC05 | SIMOTICS S Synchronous servo motor 1FK7 Compact, 1.6Nm 100K, 6000rpm, 0.63kW Naturally cooled power/signal connectors Connector can be rotated by 270Â° RESOLVER MULTI-POLE WITH DRIVE-CLIQ INTERFACE; SHAFT WITH FITTED KEY, TOLERANCE N; WITH HOLDING BRAKE DEGREE OF PROTECTION IP64; PAINT FINISH RAL7016 | - | 0 | 0
1FK7034-5AK71-1UB5 |  | 1FK7034-5AK71-1UB5 | 1 | UN | 1 | 60 | X | D | N | N | 85015100 | 1 |  | 4.002 | KG | 1413.29 | 1413.29 | MC05 | MC05 | SIMOTICS S Synchronous servo motor 1FK7 Compact, 1.6Nm 100K, 6000rpm, 0.63kW Naturally cooled power/signal connectors Connector can be rotated by 270Â° RESOLVER MULTI-POLE WITH DRIVE-CLIQ INTERFACE; SHAFT WITH FITTED KEY, TOLERANCE N; WITH HOLDING BRAKE DEGREE OF PROTECTION IP65 AS FLANGE IP67; PAINT FINISH RAL7016 | - | 0 | 0
1FK7034-5AK71-1UB8 |  | 1FK7034-5AK71-1UB8 | 1 | UN | 1 | 60 | X | D | N | N | 85015100 | 1 |  | 4.002 | KG | 1494.5 | 1494.5 | MC05 | MC05 | SIMOTICS S Synchronous servo motor 1FK7 Compact, 1.6Nm 100K, 6000rpm, 0.63kW Naturally cooled power/signal connectors Connector can be rotated by 270Â° RESOLVER MULTI-POLE WITH DRIVE-CLIQ INTERFACE; SHAFT WITH FITTED KEY, TOLERANCE N; WITH HOLDING BRAKE DEGREE OF PROTECTION IP65 IP67 D-END FLANGE; RAL7016 COATING; METALLIC RATING PLATE AT MOTOR | - | 0 | 0
1FK7034-5AK71-1UG0 |  | 1FK7034-5AK71-1UG0 | 1 | UN | 1 | 60 | X | D | N | N | 85015100 | 1 |  | 3.703 | KG | 1052.71 | 1052.71 | MC05 | MC05 | SIMOTICS S Synchronous servo motor 1FK7 Compact, 1.6Nm 100K, 6000rpm, 0.63kW Naturally cooled power/signal connectors Connector can be rotated by 270Â° RESOLVER MULTI-POLE WITH DRIVE-CLIQ INTERFACE; PLAIN SHAFT, TOLERANCE N; W/O HOLDING BRAKE DEGREE OF PROTECTION IP64 | - | 0 | 0
1FK7034-5AK71-1UG2 |  | 1FK7034-5AK71-1UG2 | 1 | UN | 1 | 60 | X | D | N | N | 85015100 | 1 |  | 3.703 | KG | 1128.68 | 1128.68 | MC05 | MC05 | SIMOTICS S Synchronous servo motor 1FK7 Compact, 1.6Nm 100K, 6000rpm, 0.63kW Naturally cooled power/signal connectors Connector can be rotated by 270Â° RESOLVER MULTI-POLE WITH DRIVE-CLIQ INTERFACE; PLAIN SHAFT, TOLERANCE N; W/O HOLDING BRAKE DEGREE OF PROTECTION IP65 FLANGE ON DRIVE END IP67 | - | 0 | 0
1FK7034-5AK71-1UG3 |  | 1FK7034-5AK71-1UG3 | 1 | UN | 1 | 60 | X | D | N | N | 85015100 | 1 |  | 3.703 | KG | 1089.52 | 1089.52 | MC05 | MC05 | SIMOTICS S Synchronous servo motor 1FK7 Compact, 1.6Nm 100K, 6000rpm, 0.63kW Naturally cooled power/signal connectors Connector can be rotated by 270Â° RESOLVER MULTI-POLE WITH DRIVE-CLIQ INTERFACE; PLAIN SHAFT, TOLERANCE N; W/O HOLDING BRAKE DEGREE OF PROTECTION IP64; PAINT FINISH RAL7016 | - | 0 | 0
1FK7034-5AK71-1UG5 |  | 1FK7034-5AK71-1UG5 | 1 | UN | 1 | 60 | X | D | N | N | 85015100 | 1 |  | 3.703 | KG | 1165.47 | 1165.47 | MC05 | MC05 | SIMOTICS S Synchronous servo motor 1FK7 Compact, 1.6Nm 100K, 6000rpm, 0.63kW Naturally cooled power/signal connectors Connector can be rotated by 270Â° RESOLVER MULTI-POLE WITH DRIVE-CLIQ INTERFACE; PLAIN SHAFT, TOLERANCE N; W/O HOLDING BRAKE DEGREE OF PROTECTION IP65 AS FLANGE IP67; PAINT FINISH RAL7016 | - | 0 | 0
1FK7034-5AK71-1UG8 |  | 1FK7034-5AK71-1UG8 | 1 | UN | 1 | 60 | X | D | N | N | 85015100 | 1 |  | 3.703 | KG | 1246.68 | 1246.68 | MC05 | MC05 | SIMOTICS S Synchronous servo motor 1FK7 Compact, 1.6Nm 100K, 6000rpm, 0.63kW Naturally cooled power/signal connectors Connector can be rotated by 270Â° RESOLVER MULTI-POLE WITH DRIVE-CLIQ INTERFACE; PLAIN SHAFT, TOLERANCE N; W/O HOLDING BRAKE DEGREE OF PROTECTION IP65 IP67 D-END FLANGE; RAL7016 COATING; METALLIC RATING PLATE AT MOTOR | - | 0 | 0
1FK7034-5AK71-1UH0 |  | 1FK7034-5AK71-1UH0 | 1 | UN | 1 | 60 | X | D | N | N | 85015100 | 1 |  | 4.002 | KG | 1228.54 | 1228.54 | MC05 | MC05 | SIMOTICS S Synchronous servo motor 1FK7 Compact, 1.6Nm 100K, 6000rpm, 0.63kW Naturally cooled power/signal connectors Connector can be rotated by 270Â° RESOLVER MULTI-POLE WITH DRIVE-CLIQ INTERFACE; PLAIN SHAFT, TOLERANCE N; WITH HOLDING BRAKE DEGREE OF PROTECTION IP64 | - | 0 | 0
1FK7034-5AK71-1UH2 |  | 1FK7034-5AK71-1UH2 | 1 | UN | 1 | 60 | X | D | N | N | 85015100 | 1 |  | 4.002 | KG | 1304.51 | 1304.51 | MC05 | MC05 | SIMOTICS S Synchronous servo motor 1FK7 Compact, 1.6Nm 100K, 6000rpm, 0.63kW Naturally cooled power/signal connectors Connector can be rotated by 270Â° RESOLVER MULTI-POLE WITH DRIVE-CLIQ INTERFACE; PLAIN SHAFT, TOLERANCE N; WITH HOLDING BRAKE DEGREE OF PROTECTION IP65 FLANGE ON DRIVE END IP67 | - | 0 | 0
1FK7034-5AK71-1UH3 |  | 1FK7034-5AK71-1UH3 | 1 | UN | 1 | 60 | X | D | N | N | 85015100 | 1 |  | 4.002 | KG | 1265.35 | 1265.35 | MC05 | MC05 | SIMOTICS S Synchronous servo motor 1FK7 Compact, 1.6Nm 100K, 6000rpm, 0.63kW Naturally cooled power/signal connectors Connector can be rotated by 270Â° RESOLVER MULTI-POLE WITH DRIVE-CLIQ INTERFACE; PLAIN SHAFT, TOLERANCE N; WITH HOLDING BRAKE DEGREE OF PROTECTION IP64; PAINT FINISH RAL7016 | - | 0 | 0
1FK7034-5AK71-1UH5 |  | 1FK7034-5AK71-1UH5 | 1 | UN | 1 | 60 | X | D | N | N | 85015100 | 1 |  | 4.002 | KG | 1341.3 | 1341.3 | MC05 | MC05 | SIMOTICS S Synchronous servo motor 1FK7 Compact, 1.6Nm 100K, 6000rpm, 0.63kW Naturally cooled power/signal connectors Connector can be rotated by 270Â° RESOLVER MULTI-POLE WITH DRIVE-CLIQ INTERFACE; PLAIN SHAFT, TOLERANCE N; WITH HOLDING BRAKE DEGREE OF PROTECTION IP65 AS FLANGE IP67; PAINT FINISH RAL7016 | - | 0 | 0
1FK7034-5AK71-1UH8 |  | 1FK7034-5AK71-1UH8 | 1 | UN | 1 | 60 | X | D | N | N | 85015100 | 1 |  | 4.002 | KG | 1422.51 | 1422.51 | MC05 | MC05 | SIMOTICS S Synchronous servo motor 1FK7 Compact, 1.6Nm 100K, 6000rpm, 0.63kW Naturally cooled power/signal connectors Connector can be rotated by 270Â° RESOLVER MULTI-POLE WITH DRIVE-CLIQ INTERFACE; PLAIN SHAFT, TOLERANCE N; WITH HOLDING BRAKE DEGREE OF PROTECTION IP65 IP67 D-END FLANGE; RAL7016 COATING; METALLIC RATING PLATE AT MOTOR | - | 0 | 0
1FK7034-5AK71-1VA0 |  | 1FK7034-5AK71-1VA0 | 1 | UN | 1 | 60 | X | D | N | N | 85015100 | 1 |  | 3.703 | KG | 1478.36 | 1478.36 | MC05 | MC05 | SIMOTICS S Synchronous servo motor 1FK7 Compact, 1.6Nm 100K, 6000rpm, 0.63kW Naturally cooled power/signal connectors Connector can be rotated by 270Â° BASIC ABSOLUTE ENCODER 16 P/REV (ENCODER A-16) WITH DRIVE-CLIQ INTERFACE; PERFORMANCE REDUCTION BY 10% DUE TO ABSOLUTE ENCODER; SHAFT WITH FITTED KEY, TOLERANCE N; W/O HOLDING BRAKE DEGREE OF PROTECTION IP64 | - | 0 | 0
1FK7034-5AK71-1VA2 |  | 1FK7034-5AK71-1VA2 | 1 | UN | 1 | 60 | X | D | N | N | 85015100 | 1 |  | 3.703 | KG | 1554.33 | 1554.33 | MC05 | MC05 | SIMOTICS S Synchronous servo motor 1FK7 Compact, 1.6Nm 100K, 6000rpm, 0.63kW Naturally cooled power/signal connectors Connector can be rotated by 270Â° BASIC ABSOLUTE ENCODER 16 P/REV (ENCODER A-16) WITH DRIVE-CLIQ INTERFACE; PERFORMANCE REDUCTION BY 10% DUE TO ABSOLUTE ENCODER; SHAFT WITH FITTED KEY, TOLERANCE N; W/O HOLDING BRAKE DEGREE OF PROTECTION IP65 FLANGE ON DRIVE END IP67 | - | 0 | 0
1FK7034-5AK71-1VA3 |  | 1FK7034-5AK71-1VA3 | 1 | UN | 1 | 60 | X | D | N | N | 85015100 | 1 |  | 3.703 | KG | 1515.17 | 1515.17 | MC05 | MC05 | SIMOTICS S Synchronous servo motor 1FK7 Compact, 1.6Nm 100K, 6000rpm, 0.63kW Naturally cooled power/signal connectors Connector can be rotated by 270Â° BASIC ABSOLUTE ENCODER 16 P/REV (ENCODER A-16) WITH DRIVE-CLIQ INTERFACE; PERFORMANCE REDUCTION BY 10% DUE TO ABSOLUTE ENCODER; SHAFT WITH FITTED KEY, TOLERANCE N; W/O HOLDING BRAKE DEGREE OF PROTECTION IP64; PAINT FINISH RAL7016 | - | 0 | 0
1FK7034-5AK71-1VA5 |  | 1FK7034-5AK71-1VA5 | 1 | UN | 1 | 60 | X | D | N | N | 85015100 | 1 |  | 3.703 | KG | 1591.12 | 1591.12 | MC05 | MC05 | SIMOTICS S Synchronous servo motor 1FK7 Compact, 1.6Nm 100K, 6000rpm, 0.63kW Naturally cooled power/signal connectors Connector can be rotated by 270Â° BASIC ABSOLUTE ENCODER 16 P/REV (ENCODER A-16) WITH DRIVE-CLIQ INTERFACE; PERFORMANCE REDUCTION BY 10% DUE TO ABSOLUTE ENCODER; SHAFT WITH FITTED KEY, TOLERANCE N; W/O HOLDING BRAKE DEGREE OF PROTECTION IP65 AS FLANGE IP67; PAINT FINISH RAL7016 | - | 0 | 0
1FK7034-5AK71-1VA8 |  | 1FK7034-5AK71-1VA8 | 1 | UN | 1 | 60 | X | D | N | N | 85015100 | 1 |  | 3.703 | KG | 1672.33 | 1672.33 | MC05 | MC05 | SIMOTICS S Synchronous servo motor 1FK7 Compact, 1.6Nm 100K, 6000rpm, 0.63kW Naturally cooled power/signal connectors Connector can be rotated by 270Â° BASIC ABSOLUTE ENCODER 16 P/REV (ENCODER A-16) WITH DRIVE-CLIQ INTERFACE; PERFORMANCE REDUCTION BY 10% DUE TO ABSOLUTE ENCODER; SHAFT WITH FITTED KEY, TOLERANCE N; W/O HOLDING BRAKE DEGREE OF PROTECTION IP65 IP67 D-END FLANGE; RAL7016 COATING; METALLIC RATING PLATE AT MOTOR | - | 0 | 0
1FK7034-5AK71-1VB0 |  | 1FK7034-5AK71-1VB0 | 1 | UN | 1 | 60 | X | D | N | N | 85015100 | 1 |  | 4.002 | KG | 1656.13 | 1656.13 | MC05 | MC05 | SIMOTICS S Synchronous servo motor 1FK7 Compact, 1.6Nm 100K, 6000rpm, 0.63kW Naturally cooled power/signal connectors Connector can be rotated by 270Â° BASIC ABSOLUTE ENCODER 16 P/REV (ENCODER A-16) WITH DRIVE-CLIQ INTERFACE; PERFORMANCE REDUCTION BY 10% DUE TO ABSOLUTE ENCODER; SHAFT WITH FITTED KEY, TOLERANCE N; WITH HOLDING BRAKE DEGREE OF PROTECTION IP64 | - | 0 | 0
1FK7034-5AK71-1VB2 |  | 1FK7034-5AK71-1VB2 | 1 | UN | 1 | 60 | X | D | N | N | 85015100 | 1 |  | 4.002 | KG | 1732.1 | 1732.1 | MC05 | MC05 | SIMOTICS S Synchronous servo motor 1FK7 Compact, 1.6Nm 100K, 6000rpm, 0.63kW Naturally cooled power/signal connectors Connector can be rotated by 270Â° BASIC ABSOLUTE ENCODER 16 P/REV (ENCODER A-16) WITH DRIVE-CLIQ INTERFACE; PERFORMANCE REDUCTION BY 10% DUE TO ABSOLUTE ENCODER; SHAFT WITH FITTED KEY, TOLERANCE N; WITH HOLDING BRAKE DEGREE OF PROTECTION IP65 FLANGE ON DRIVE END IP67 | - | 0 | 0
1FK7034-5AK71-1VB3 |  | 1FK7034-5AK71-1VB3 | 1 | UN | 1 | 60 | X | D | N | N | 85015100 | 1 |  | 4.002 | KG | 1692.94 | 1692.94 | MC05 | MC05 | SIMOTICS S Synchronous servo motor 1FK7 Compact, 1.6Nm 100K, 6000rpm, 0.63kW Naturally cooled power/signal connectors Connector can be rotated by 270Â° BASIC ABSOLUTE ENCODER 16 P/REV (ENCODER A-16) WITH DRIVE-CLIQ INTERFACE; PERFORMANCE REDUCTION BY 10% DUE TO ABSOLUTE ENCODER; SHAFT WITH FITTED KEY, TOLERANCE N; WITH HOLDING BRAKE DEGREE OF PROTECTION IP64; PAINT FINISH RAL7016 | - | 0 | 0
1FK7034-5AK71-1VB5 |  | 1FK7034-5AK71-1VB5 | 1 | UN | 1 | 60 | X | D | N | N | 85015100 | 1 |  | 4.002 | KG | 1768.89 | 1768.89 | MC05 | MC05 | SIMOTICS S Synchronous servo motor 1FK7 Compact, 1.6Nm 100K, 6000rpm, 0.63kW Naturally cooled power/signal connectors Connector can be rotated by 270Â° BASIC ABSOLUTE ENCODER 16 P/REV (ENCODER A-16) WITH DRIVE-CLIQ INTERFACE; PERFORMANCE REDUCTION BY 10% DUE TO ABSOLUTE ENCODER; SHAFT WITH FITTED KEY, TOLERANCE N; WITH HOLDING BRAKE DEGREE OF PROTECTION IP65 AS FLANGE IP67; PAINT FINISH RAL7016 | - | 0 | 0
1FK7034-5AK71-1VB8 |  | 1FK7034-5AK71-1VB8 | 1 | UN | 1 | 60 | X | D | N | N | 85015100 | 1 |  | 4.002 | KG | 1850.1 | 1850.1 | MC05 | MC05 | SIMOTICS S Synchronous servo motor 1FK7 Compact, 1.6Nm 100K, 6000rpm, 0.63kW Naturally cooled power/signal connectors Connector can be rotated by 270Â° BASIC ABSOLUTE ENCODER 16 P/REV (ENCODER A-16) WITH DRIVE-CLIQ INTERFACE; PERFORMANCE REDUCTION BY 10% DUE TO ABSOLUTE ENCODER; SHAFT WITH FITTED KEY, TOLERANCE N; WITH HOLDING BRAKE DEGREE OF PROTECTION IP65 IP67 D-END FLANGE; RAL7016 COATING; METALLIC RATING PLATE AT MOTOR | - | 0 | 0
1FK7034-5AK71-1VG0 |  | 1FK7034-5AK71-1VG0 | 1 | UN | 1 | 60 | X | D | N | N | 85015100 | 1 |  | 3.703 | KG | 1408.31 | 1408.31 | MC05 | MC05 | SIMOTICS S Synchronous servo motor 1FK7 Compact, 1.6Nm 100K, 6000rpm, 0.63kW Naturally cooled power/signal connectors Connector can be rotated by 270Â° BASIC ABSOLUTE ENCODER 16 P/REV (ENCODER A-16) WITH DRIVE-CLIQ INTERFACE; PERFORMANCE REDUCTION BY 10% DUE TO ABSOLUTE ENCODER; PLAIN SHAFT, TOLERANCE N; W/O HOLDING BRAKE DEGREE OF PROTECTION IP64 | - | 0 | 0
1FK7034-5AK71-1VG2 |  | 1FK7034-5AK71-1VG2 | 1 | UN | 1 | 60 | X | D | N | N | 85015100 | 1 |  | 3.703 | KG | 1484.28 | 1484.28 | MC05 | MC05 | SIMOTICS S Synchronous servo motor 1FK7 Compact, 1.6Nm 100K, 6000rpm, 0.63kW Naturally cooled power/signal connectors Connector can be rotated by 270Â° BASIC ABSOLUTE ENCODER 16 P/REV (ENCODER A-16) WITH DRIVE-CLIQ INTERFACE; PERFORMANCE REDUCTION BY 10% DUE TO ABSOLUTE ENCODER; PLAIN SHAFT, TOLERANCE N; W/O HOLDING BRAKE DEGREE OF PROTECTION IP65 FLANGE ON DRIVE END IP67 | - | 0 | 0
1FK7034-5AK71-1VG3 |  | 1FK7034-5AK71-1VG3 | 1 | UN | 1 | 60 | X | D | N | N | 85015100 | 1 |  | 3.703 | KG | 1445.12 | 1445.12 | MC05 | MC05 | SIMOTICS S Synchronous servo motor 1FK7 Compact, 1.6Nm 100K, 6000rpm, 0.63kW Naturally cooled power/signal connectors Connector can be rotated by 270Â° BASIC ABSOLUTE ENCODER 16 P/REV (ENCODER A-16) WITH DRIVE-CLIQ INTERFACE; PERFORMANCE REDUCTION BY 10% DUE TO ABSOLUTE ENCODER; PLAIN SHAFT, TOLERANCE N; W/O HOLDING BRAKE DEGREE OF PROTECTION IP64; PAINT FINISH RAL7016 | - | 0 | 0
1FK7034-5AK71-1VG5 |  | 1FK7034-5AK71-1VG5 | 1 | UN | 1 | 60 | X | D | N | N | 85015100 | 1 |  | 3.703 | KG | 1521.07 | 1521.07 | MC05 | MC05 | SIMOTICS S Synchronous servo motor 1FK7 Compact, 1.6Nm 100K, 6000rpm, 0.63kW Naturally cooled power/signal connectors Connector can be rotated by 270Â° BASIC ABSOLUTE ENCODER 16 P/REV (ENCODER A-16) WITH DRIVE-CLIQ INTERFACE; PERFORMANCE REDUCTION BY 10% DUE TO ABSOLUTE ENCODER; PLAIN SHAFT, TOLERANCE N; W/O HOLDING BRAKE DEGREE OF PROTECTION IP65 AS FLANGE IP67; PAINT FINISH RAL7016 | - | 0 | 0
1FK7034-5AK71-1VG8 |  | 1FK7034-5AK71-1VG8 | 1 | UN | 1 | 60 | X | D | N | N | 85015100 | 1 |  | 3.703 | KG | 1602.28 | 1602.28 | MC05 | MC05 | SIMOTICS S Synchronous servo motor 1FK7 Compact, 1.6Nm 100K, 6000rpm, 0.63kW Naturally cooled power/signal connectors Connector can be rotated by 270Â° BASIC ABSOLUTE ENCODER 16 P/REV (ENCODER A-16) WITH DRIVE-CLIQ INTERFACE; PERFORMANCE REDUCTION BY 10% DUE TO ABSOLUTE ENCODER; PLAIN SHAFT, TOLERANCE N; W/O HOLDING BRAKE DEGREE OF PROTECTION IP65 IP67 D-END FLANGE; RAL7016 COATING; METALLIC RATING PLATE AT MOTOR | - | 0 | 0
1FK7034-5AK71-1VH0 |  | 1FK7034-5AK71-1VH0 | 1 | UN | 1 | 60 | X | D | N | N | 85015100 | 1 |  | 4.002 | KG | 1584.14 | 1584.14 | MC05 | MC05 | SIMOTICS S Synchronous servo motor 1FK7 Compact, 1.6Nm 100K, 6000rpm, 0.63kW Naturally cooled power/signal connectors Connector can be rotated by 270Â° BASIC ABSOLUTE ENCODER 16 P/REV (ENCODER A-16) WITH DRIVE-CLIQ INTERFACE; PERFORMANCE REDUCTION BY 10% DUE TO ABSOLUTE ENCODER; PLAIN SHAFT, TOLERANCE N; WITH HOLDING BRAKE DEGREE OF PROTECTION IP64 | - | 0 | 0
1FK7034-5AK71-1VH2 |  | 1FK7034-5AK71-1VH2 | 1 | UN | 1 | 60 | X | D | N | N | 85015100 | 1 |  | 4.002 | KG | 1660.11 | 1660.11 | MC05 | MC05 | SIMOTICS S Synchronous servo motor 1FK7 Compact, 1.6Nm 100K, 6000rpm, 0.63kW Naturally cooled power/signal connectors Connector can be rotated by 270Â° BASIC ABSOLUTE ENCODER 16 P/REV (ENCODER A-16) WITH DRIVE-CLIQ INTERFACE; PERFORMANCE REDUCTION BY 10% DUE TO ABSOLUTE ENCODER; PLAIN SHAFT, TOLERANCE N; WITH HOLDING BRAKE DEGREE OF PROTECTION IP65 FLANGE ON DRIVE END IP67 | - | 0 | 0
1FK7034-5AK71-1VH3 |  | 1FK7034-5AK71-1VH3 | 1 | UN | 1 | 60 | X | D | N | N | 85015100 | 1 |  | 4.002 | KG | 1620.95 | 1620.95 | MC05 | MC05 | SIMOTICS S Synchronous servo motor 1FK7 Compact, 1.6Nm 100K, 6000rpm, 0.63kW Naturally cooled power/signal connectors Connector can be rotated by 270Â° BASIC ABSOLUTE ENCODER 16 P/REV (ENCODER A-16) WITH DRIVE-CLIQ INTERFACE; PERFORMANCE REDUCTION BY 10% DUE TO ABSOLUTE ENCODER; PLAIN SHAFT, TOLERANCE N; WITH HOLDING BRAKE DEGREE OF PROTECTION IP64; PAINT FINISH RAL7016 | - | 0 | 0
1FK7034-5AK71-1VH5 |  | 1FK7034-5AK71-1VH5 | 1 | UN | 1 | 60 | X | D | N | N | 85015100 | 1 |  | 4.002 | KG | 1696.9 | 1696.9 | MC05 | MC05 | SIMOTICS S Synchronous servo motor 1FK7 Compact, 1.6Nm 100K, 6000rpm, 0.63kW Naturally cooled power/signal connectors Connector can be rotated by 270Â° BASIC ABSOLUTE ENCODER 16 P/REV (ENCODER A-16) WITH DRIVE-CLIQ INTERFACE; PERFORMANCE REDUCTION BY 10% DUE TO ABSOLUTE ENCODER; PLAIN SHAFT, TOLERANCE N; WITH HOLDING BRAKE DEGREE OF PROTECTION IP65 AS FLANGE IP67; PAINT FINISH RAL7016 | - | 0 | 0
1FK7034-5AK71-1VH8 |  | 1FK7034-5AK71-1VH8 | 1 | UN | 1 | 60 | X | D | N | N | 85015100 | 1 |  | 4.002 | KG | 1778.11 | 1778.11 | MC05 | MC05 | SIMOTICS S Synchronous servo motor 1FK7 Compact, 1.6Nm 100K, 6000rpm, 0.63kW Naturally cooled power/signal connectors Connector can be rotated by 270Â° BASIC ABSOLUTE ENCODER 16 P/REV (ENCODER A-16) WITH DRIVE-CLIQ INTERFACE; PERFORMANCE REDUCTION BY 10% DUE TO ABSOLUTE ENCODER; PLAIN SHAFT, TOLERANCE N; WITH HOLDING BRAKE DEGREE OF PROTECTION IP65 IP67 D-END FLANGE; RAL7016 COATING; METALLIC RATING PLATE AT MOTOR | - | 0 | 0
1FK7034-5AK71-8AB0 |  | 1FK7034-5AK71-8AB0 | 1 | UN | 1 | 60 | X | D | N | N | 85015100 | 1 |  | 3.7 | KG | 1837.19 | 1837.19 | MC05 | MC05 | SIMOTICS S-1FK7 Synchronous servo motor 1FK7 Compact; naturally cooled; NN=6000rpm; UDC=600V; IMB 5 design; Cable tail toward DE; Incremental encoder sin/cos 1VSS 2048 S/R (encoder I-2048); Shaft with feather key Tolerance N with holding brake; Degree of protection IP64; customer-specific motor | novo Out19 | 0 | 7
1FK7034-5AK71-9HG0 | N9A | 1FK7034-5AK71-9HG0N9A | 1 | UN | 1 | 60 | X | D | N | N | 85015100 | 1 |  | 3.7 | KG | 2518.81 | 2518.81 | MC05 | MC05 | SIMOTICS S Synchronous servo motor 1FK7 Compact, 1.6Nm 100K, 6000rpm, 0.63kW Naturally cooled N9A: Special connection system (2 m cable tail) customer-specific motor SMR-103-2013 | novo Out19 | 0 | 7
1FK7040-2AK71-1AA0 |  | 1FK7040-2AK71-1AA0 | 1 | UN | 1 | 15 | C | D | N | N | 85015100 | 1 |  | 3.201 | KG | 1104.15 | 1104.15 | MC05 | MC05 | SIMOTICS S Synchronous motor 1FK7-CT PN=0.69kW; UDC=600V M0=1.6Nm (100K); NN=6000rpm; Naturally cooled FRAME SIZE IMB 5 (IM V1, IM V3) FLANGE 1, WITH KTY TEMPERATURESENSOR POWER CONNECTOR ROTATABLE INCREMENTAL ENCODER SIN/COS 1VPP;2048 S/R W. C-AND D-SPUR (ENCODER IC2048S/R) SHAFT WITH FITTED KEY, TOLERANCE N; W/O HOLDING BRAKE PROTECTION CLASS IP64; | - | 0 | 0
1FK7040-2AK71-1AA1 |  | 1FK7040-2AK71-1AA1 | 1 | UN | 1 | 15 | C | D | N | N | 85015100 | 1 |  | 3.201 | KG | 1166.49 | 1166.49 | MC05 | MC05 | SIMOTICS S Synchronous motor 1FK7-CT PN=0.69kW; UDC=600V M0=1.6Nm (100K); NN=6000rpm; Naturally cooled FRAME SIZE IMB 5 (IM V1, IM V3) FLANGE 1, WITH KTY TEMPERATURESENSOR POWER CONNECTOR ROTATABLE INCREMENTAL ENCODER SIN/COS 1VPP;2048 S/R W. C-AND D-SPUR (ENCODER IC2048S/R) SHAFT WITH FITTED KEY, TOLERANCE N; W/O HOLDING BRAKE PROTECTION CLASS IP65, | - | 0 | 0
1FK7040-2AK71-1AA2 |  | 1FK7040-2AK71-1AA2 | 1 | UN | 1 | 15 | C | D | N | N | 85015100 | 1 |  | 3.201 | KG | 1166.49 | 1166.49 | MC05 | MC05 | SIMOTICS S Synchronous motor 1FK7-CT PN=0.69kW; UDC=600V M0=1.6Nm (100K); NN=6000rpm; Naturally cooled FRAME SIZE IMB 5 (IM V1, IM V3) FLANGE 1, WITH KTY TEMPERATURESENSOR POWER CONNECTOR ROTATABLE INCREMENTAL ENCODER SIN/COS 1VPP;2048 S/R W. C-AND D-SPUR (ENCODER IC2048S/R) SHAFT WITH FITTED KEY, TOLERANCE N; W/O HOLDING BRAKE PROTECTION CLASS IP65, FLANGE ON DRIVE END IP67; | - | 0 | 0
1FK7040-2AK71-1AB0 |  | 1FK7040-2AK71-1AB0 | 1 | UN | 1 | 15 | C | D | N | N | 85015100 | 1 |  | 3.5 | KG | 1278.11 | 1278.11 | MC05 | MC05 | SIMOTICS S Synchronous motor 1FK7-CT PN=0.69kW; UDC=600V M0=1.6Nm (100K); NN=6000rpm; Naturally cooled FRAME SIZE IMB 5 (IM V1, IM V3) FLANGE 1, WITH KTY TEMPERATURESENSOR POWER CONNECTOR ROTATABLE INCREMENTAL ENCODER SIN/COS 1VPP;2048 S/R W. C-AND D-SPUR (ENCODER IC2048S/R) SHAFT WITH FITTED KEY, TOLERANCE N; WITH HOLDING BRAKE PROTECTION CLASS IP64; | - | 0 | 0
1FK7040-2AK71-1AB1 |  | 1FK7040-2AK71-1AB1 | 1 | UN | 1 | 15 | C | D | N | N | 85015100 | 1 |  | 3.5 | KG | 1340.45 | 1340.45 | MC05 | MC05 | SIMOTICS S Synchronous motor 1FK7-CT PN=0.69kW; UDC=600V M0=1.6Nm (100K); NN=6000rpm; Naturally cooled FRAME SIZE IMB 5 (IM V1, IM V3) FLANGE 1, WITH KTY TEMPERATURESENSOR POWER CONNECTOR ROTATABLE INCREMENTAL ENCODER SIN/COS 1VPP;2048 S/R W. C-AND D-SPUR (ENCODER IC2048S/R) SHAFT WITH FITTED KEY, TOLERANCE N; WITH HOLDING BRAKE PROTECTION CLASS IP65, | - | 0 | 0
1FK7040-2AK71-1AB2 |  | 1FK7040-2AK71-1AB2 | 1 | UN | 1 | 15 | C | D | N | N | 85015100 | 1 |  | 3.5 | KG | 1340.45 | 1340.45 | MC05 | MC05 | SIMOTICS S Synchronous motor 1FK7-CT PN=0.69kW; UDC=600V M0=1.6Nm (100K); NN=6000rpm; Naturally cooled FRAME SIZE IMB 5 (IM V1, IM V3) FLANGE 1, WITH KTY TEMPERATURESENSOR POWER CONNECTOR ROTATABLE INCREMENTAL ENCODER SIN/COS 1VPP;2048 S/R W. C-AND D-SPUR (ENCODER IC2048S/R) SHAFT WITH FITTED KEY, TOLERANCE N; WITH HOLDING BRAKE PROTECTION CLASS IP65, FLANGE ON DRIVE END IP67; | - | 0 | 0
1FK7040-2AK71-1AG0 |  | 1FK7040-2AK71-1AG0 | 1 | UN | 1 | 15 | C | D | N | N | 85015100 | 1 |  | 3.201 | KG | 1046.66 | 1046.66 | MC05 | MC05 | SIMOTICS S Synchronous motor 1FK7-CT PN=0.69kW; UDC=600V M0=1.6Nm (100K); NN=6000rpm; Naturally cooled FRAME SIZE IMB 5 (IM V1, IM V3) FLANGE 1, WITH KTY TEMPERATURESENSOR POWER CONNECTOR ROTATABLE INCREMENTAL ENCODER SIN/COS 1VPP;2048 S/R W. C-AND D-SPUR (ENCODER IC2048S/R) PLAIN SHAFT, TOLERANCE N; W/O HOLDING BRAKE PROTECTION CLASS IP64; | - | 0 | 0
1FK7040-2AK71-1AG1 |  | 1FK7040-2AK71-1AG1 | 1 | UN | 1 | 15 | C | D | N | N | 85015100 | 1 |  | 3.201 | KG | 1109 | 1109 | MC05 | MC05 | SIMOTICS S Synchronous motor 1FK7-CT PN=0.69kW; UDC=600V M0=1.6Nm (100K); NN=6000rpm; Naturally cooled FRAME SIZE IMB 5 (IM V1, IM V3) FLANGE 1, WITH KTY TEMPERATURESENSOR POWER CONNECTOR ROTATABLE INCREMENTAL ENCODER SIN/COS 1VPP;2048 S/R W. C-AND D-SPUR (ENCODER IC2048S/R) PLAIN SHAFT, TOLERANCE N; W/O HOLDING BRAKE PROTECTION CLASS IP65, | - | 0 | 0
1FK7040-2AK71-1AG2 |  | 1FK7040-2AK71-1AG2 | 1 | UN | 1 | 15 | C | D | N | N | 85015100 | 1 |  | 3.201 | KG | 1109 | 1109 | MC05 | MC05 | SIMOTICS S Synchronous motor 1FK7-CT PN=0.69kW; UDC=600V M0=1.6Nm (100K); NN=6000rpm; Naturally cooled FRAME SIZE IMB 5 (IM V1, IM V3) FLANGE 1, WITH KTY TEMPERATURESENSOR POWER CONNECTOR ROTATABLE INCREMENTAL ENCODER SIN/COS 1VPP;2048 S/R W. C-AND D-SPUR (ENCODER IC2048S/R) PLAIN SHAFT, TOLERANCE N; W/O HOLDING BRAKE PROTECTION CLASS IP65, FLANGE ON DRIVE END IP67; | - | 0 | 0
1FK7040-2AK71-1AH0 |  | 1FK7040-2AK71-1AH0 | 1 | UN | 1 | 15 | C | D | N | N | 85015100 | 1 |  | 3.5 | KG | 1219.13 | 1219.13 | MC05 | MC05 | SIMOTICS S Synchronous motor 1FK7-CT PN=0.69kW; UDC=600V M0=1.6Nm (100K); NN=6000rpm; Naturally cooled FRAME SIZE IMB 5 (IM V1, IM V3) FLANGE 1, WITH KTY TEMPERATURESENSOR POWER CONNECTOR ROTATABLE INCREMENTAL ENCODER SIN/COS 1VPP;2048 S/R W. C-AND D-SPUR (ENCODER IC2048S/R) PLAIN SHAFT, TOLERANCE N; WITH HOLDING BRAKE PROTECTION CLASS IP64; | - | 0 | 0
1FK7040-2AK71-1AH1 |  | 1FK7040-2AK71-1AH1 | 1 | UN | 1 | 15 | C | D | N | N | 85015100 | 1 |  | 3.5 | KG | 1281.47 | 1281.47 | MC05 | MC05 | SIMOTICS S Synchronous motor 1FK7-CT PN=0.69kW; UDC=600V M0=1.6Nm (100K); NN=6000rpm; Naturally cooled FRAME SIZE IMB 5 (IM V1, IM V3) FLANGE 1, WITH KTY TEMPERATURESENSOR POWER CONNECTOR ROTATABLE INCREMENTAL ENCODER SIN/COS 1VPP;2048 S/R W. C-AND D-SPUR (ENCODER IC2048S/R) PLAIN SHAFT, TOLERANCE N; WITH HOLDING BRAKE PROTECTION CLASS IP65, | - | 0 | 0
1FK7040-2AK71-1AH2 |  | 1FK7040-2AK71-1AH2 | 1 | UN | 1 | 15 | C | D | N | N | 85015100 | 1 |  | 3.5 | KG | 1281.47 | 1281.47 | MC05 | MC05 | SIMOTICS S Synchronous motor 1FK7-CT PN=0.69kW; UDC=600V M0=1.6Nm (100K); NN=6000rpm; Naturally cooled FRAME SIZE IMB 5 (IM V1, IM V3) FLANGE 1, WITH KTY TEMPERATURESENSOR POWER CONNECTOR ROTATABLE INCREMENTAL ENCODER SIN/COS 1VPP;2048 S/R W. C-AND D-SPUR (ENCODER IC2048S/R) PLAIN SHAFT, TOLERANCE N; WITH HOLDING BRAKE PROTECTION CLASS IP65, FLANGE ON DRIVE END IP67; | - | 0 | 0
1FK7040-2AK71-1BA0 |  | 1FK7040-2AK71-1BA0 | 1 | UN | 1 | 15 | C | D | N | N | 85015100 | 1 |  | 3.201 | KG | 1264.85 | 1264.85 | MC05 | MC05 | SIMOTICS S Synchronous motor 1FK7-CT PN=0.69kW; UDC=600V M0=1.6Nm (100K); NN=6000rpm; Naturally cooled FRAME SIZE IMB 5 (IM V1, IM V3) FLANGE 1 POWER CONNECTOR ROTATABLE ABSOLUTE ENCODER SINGLETURN 24 BIT WITH DRIVE CLIQ INTERFACE (ENCODER AS24DQI) SHAFT WITH FITTED KEY, TOLERANCE N; W/O HOLDING BRAKE PROTECTION CLASS IP64; | - | 0 | 0
1FK7040-2AK71-1BA1 |  | 1FK7040-2AK71-1BA1 | 1 | UN | 1 | 15 | C | D | N | N | 85015100 | 1 |  | 3.201 | KG | 1327.19 | 1327.19 | MC05 | MC05 | SIMOTICS S Synchronous motor 1FK7-CT PN=0.69kW; UDC=600V M0=1.6Nm (100K); NN=6000rpm; Naturally cooled FRAME SIZE IMB 5 (IM V1, IM V3) FLANGE 1 POWER CONNECTOR ROTATABLE ABSOLUTE ENCODER SINGLETURN 24 BIT WITH DRIVE CLIQ INTERFACE (ENCODER AS24DQI) SHAFT WITH FITTED KEY, TOLERANCE N; W/O HOLDING BRAKE PROTECTION CLASS IP65, | - | 0 | 0
1FK7040-2AK71-1BA2 |  | 1FK7040-2AK71-1BA2 | 1 | UN | 1 | 15 | C | D | N | N | 85015100 | 1 |  | 3.201 | KG | 1327.19 | 1327.19 | MC05 | MC05 | SIMOTICS S Synchronous motor 1FK7-CT PN=0.69kW; UDC=600V M0=1.6Nm (100K); NN=6000rpm; Naturally cooled FRAME SIZE IMB 5 (IM V1, IM V3) FLANGE 1 POWER CONNECTOR ROTATABLE ABSOLUTE ENCODER SINGLETURN 24 BIT WITH DRIVE CLIQ INTERFACE (ENCODER AS24DQI) SHAFT WITH FITTED KEY, TOLERANCE N; W/O HOLDING BRAKE PROTECTION CLASS IP65, FLANGE ON DRIVE END IP67; | - | 0 | 0
1FK7040-2AK71-1BB0 |  | 1FK7040-2AK71-1BB0 | 1 | UN | 1 | 15 | C | D | N | N | 85015100 | 1 |  | 3.5 | KG | 1438.81 | 1438.81 | MC05 | MC05 | SIMOTICS S Synchronous motor 1FK7-CT PN=0.69kW; UDC=600V M0=1.6Nm (100K); NN=6000rpm; Naturally cooled FRAME SIZE IMB 5 (IM V1, IM V3) FLANGE 1 POWER CONNECTOR ROTATABLE ABSOLUTE ENCODER SINGLETURN 24 BIT WITH DRIVE CLIQ INTERFACE (ENCODER AS24DQI) SHAFT WITH FITTED KEY, TOLERANCE N; WITH HOLDING BRAKE PROTECTION CLASS IP64; | - | 0 | 0
1FK7040-2AK71-1BB1 |  | 1FK7040-2AK71-1BB1 | 1 | UN | 1 | 15 | C | D | N | N | 85015100 | 1 |  | 3.5 | KG | 1501.15 | 1501.15 | MC05 | MC05 | SIMOTICS S Synchronous motor 1FK7-CT PN=0.69kW; UDC=600V M0=1.6Nm (100K); NN=6000rpm; Naturally cooled FRAME SIZE IMB 5 (IM V1, IM V3) FLANGE 1 POWER CONNECTOR ROTATABLE ABSOLUTE ENCODER SINGLETURN 24 BIT WITH DRIVE CLIQ INTERFACE (ENCODER AS24DQI) SHAFT WITH FITTED KEY, TOLERANCE N; WITH HOLDING BRAKE PROTECTION CLASS IP65, | - | 0 | 0
1FK7040-2AK71-1BB2 |  | 1FK7040-2AK71-1BB2 | 1 | UN | 1 | 15 | C | D | N | N | 85015100 | 1 |  | 3.5 | KG | 1501.15 | 1501.15 | MC05 | MC05 | SIMOTICS S Synchronous motor 1FK7-CT PN=0.69kW; UDC=600V M0=1.6Nm (100K); NN=6000rpm; Naturally cooled FRAME SIZE IMB 5 (IM V1, IM V3) FLANGE 1 POWER CONNECTOR ROTATABLE ABSOLUTE ENCODER SINGLETURN 24 BIT WITH DRIVE CLIQ INTERFACE (ENCODER AS24DQI) SHAFT WITH FITTED KEY, TOLERANCE N; WITH HOLDING BRAKE PROTECTION CLASS IP65, FLANGE ON DRIVE END IP67; | - | 0 | 0
1FK7040-2AK71-1BG0 |  | 1FK7040-2AK71-1BG0 | 1 | UN | 1 | 15 | C | D | N | N | 85015100 | 1 |  | 3.201 | KG | 1207.36 | 1207.36 | MC05 | MC05 | SIMOTICS S Synchronous motor 1FK7-CT PN=0.69kW; UDC=600V M0=1.6Nm (100K); NN=6000rpm; Naturally cooled FRAME SIZE IMB 5 (IM V1, IM V3) FLANGE 1 POWER CONNECTOR ROTATABLE ABSOLUTE ENCODER SINGLETURN 24 BIT WITH DRIVE CLIQ INTERFACE (ENCODER AS24DQI) PLAIN SHAFT, TOLERANCE N; W/O HOLDING BRAKE PROTECTION CLASS IP64; | - | 0 | 0
1FK7040-2AK71-1BG1 |  | 1FK7040-2AK71-1BG1 | 1 | UN | 1 | 15 | C | D | N | N | 85015100 | 1 |  | 3.201 | KG | 1269.7 | 1269.7 | MC05 | MC05 | SIMOTICS S Synchronous motor 1FK7-CT PN=0.69kW; UDC=600V M0=1.6Nm (100K); NN=6000rpm; Naturally cooled FRAME SIZE IMB 5 (IM V1, IM V3) FLANGE 1 POWER CONNECTOR ROTATABLE ABSOLUTE ENCODER SINGLETURN 24 BIT WITH DRIVE CLIQ INTERFACE (ENCODER AS24DQI) PLAIN SHAFT, TOLERANCE N; W/O HOLDING BRAKE PROTECTION CLASS IP65, | - | 0 | 0
1FK7040-2AK71-1BG2 |  | 1FK7040-2AK71-1BG2 | 1 | UN | 1 | 15 | C | D | N | N | 85015100 | 1 |  | 3.201 | KG | 1269.7 | 1269.7 | MC05 | MC05 | SIMOTICS S Synchronous motor 1FK7-CT PN=0.69kW; UDC=600V M0=1.6Nm (100K); NN=6000rpm; Naturally cooled FRAME SIZE IMB 5 (IM V1, IM V3) FLANGE 1 POWER CONNECTOR ROTATABLE ABSOLUTE ENCODER SINGLETURN 24 BIT WITH DRIVE CLIQ INTERFACE (ENCODER AS24DQI) PLAIN SHAFT, TOLERANCE N; W/O HOLDING BRAKE PROTECTION CLASS IP65, FLANGE ON DRIVE END IP67; | - | 0 | 0
1FK7040-2AK71-1BH0 |  | 1FK7040-2AK71-1BH0 | 1 | UN | 1 | 15 | C | D | N | N | 85015100 | 1 |  | 3.5 | KG | 1379.83 | 1379.83 | MC05 | MC05 | SIMOTICS S Synchronous motor 1FK7-CT PN=0.69kW; UDC=600V M0=1.6Nm (100K); NN=6000rpm; Naturally cooled FRAME SIZE IMB 5 (IM V1, IM V3) FLANGE 1 POWER CONNECTOR ROTATABLE ABSOLUTE ENCODER SINGLETURN 24 BIT WITH DRIVE CLIQ INTERFACE (ENCODER AS24DQI) PLAIN SHAFT, TOLERANCE N; WITH HOLDING BRAKE PROTECTION CLASS IP64; | - | 0 | 0
1FK7040-2AK71-1BH1 |  | 1FK7040-2AK71-1BH1 | 1 | UN | 1 | 15 | C | D | N | N | 85015100 | 1 |  | 3.5 | KG | 1442.17 | 1442.17 | MC05 | MC05 | SIMOTICS S Synchronous motor 1FK7-CT PN=0.69kW; UDC=600V M0=1.6Nm (100K); NN=6000rpm; Naturally cooled FRAME SIZE IMB 5 (IM V1, IM V3) FLANGE 1 POWER CONNECTOR ROTATABLE ABSOLUTE ENCODER SINGLETURN 24 BIT WITH DRIVE CLIQ INTERFACE (ENCODER AS24DQI) PLAIN SHAFT, TOLERANCE N; WITH HOLDING BRAKE PROTECTION CLASS IP65, | - | 0 | 0
1FK7040-2AK71-1BH2 |  | 1FK7040-2AK71-1BH2 | 1 | UN | 1 | 15 | C | D | N | N | 85015100 | 1 |  | 3.5 | KG | 1442.17 | 1442.17 | MC05 | MC05 | SIMOTICS S Synchronous motor 1FK7-CT PN=0.69kW; UDC=600V M0=1.6Nm (100K); NN=6000rpm; Naturally cooled FRAME SIZE IMB 5 (IM V1, IM V3) FLANGE 1 POWER CONNECTOR ROTATABLE ABSOLUTE ENCODER SINGLETURN 24 BIT WITH DRIVE CLIQ INTERFACE (ENCODER AS24DQI) PLAIN SHAFT, TOLERANCE N; WITH HOLDING BRAKE PROTECTION CLASS IP65, FLANGE ON DRIVE END IP67; | - | 0 | 0
1FK7040-2AK71-1CA0 |  | 1FK7040-2AK71-1CA0 | 1 | UN | 1 | 15 | C | D | N | N | 85015100 | 1 |  | 3.201 | KG | 1511.01 | 1511.01 | MC05 | MC05 | SIMOTICS S Synchronous motor 1FK7-CT PN=0.69kW; UDC=600V M0=1.6Nm (100K); NN=6000rpm; Naturally cooled FRAME SIZE IMB 5 (IM V1, IM V3) FLANGE 1 POWER CONNECTOR ROTATABLE ABSOLUTE ENCODER 24 BIT + 12 BIT MULTITURN WITH DRIVE-CLIQ INTERFACE (ENCODER AM24DQI) SHAFT WITH FITTED KEY, TOLERANCE N; W/O HOLDING BRAKE PROTECTION CLASS IP64; | - | 0 | 0
1FK7040-2AK71-1CA1 |  | 1FK7040-2AK71-1CA1 | 1 | UN | 1 | 15 | C | D | N | N | 85015100 | 1 |  | 3.201 | KG | 1573.35 | 1573.35 | MC05 | MC05 | SIMOTICS S Synchronous motor 1FK7-CT PN=0.69kW; UDC=600V M0=1.6Nm (100K); NN=6000rpm; Naturally cooled FRAME SIZE IMB 5 (IM V1, IM V3) FLANGE 1 POWER CONNECTOR ROTATABLE ABSOLUTE ENCODER 24 BIT + 12 BIT MULTITURN WITH DRIVE-CLIQ INTERFACE (ENCODER AM24DQI) SHAFT WITH FITTED KEY, TOLERANCE N; W/O HOLDING BRAKE PROTECTION CLASS IP65, | - | 0 | 0
1FK7040-2AK71-1CA2 |  | 1FK7040-2AK71-1CA2 | 1 | UN | 1 | 15 | C | D | N | N | 85015100 | 1 |  | 3.201 | KG | 1573.35 | 1573.35 | MC05 | MC05 | SIMOTICS S Synchronous motor 1FK7-CT PN=0.69kW; UDC=600V M0=1.6Nm (100K); NN=6000rpm; Naturally cooled FRAME SIZE IMB 5 (IM V1, IM V3) FLANGE 1 POWER CONNECTOR ROTATABLE ABSOLUTE ENCODER 24 BIT + 12 BIT MULTITURN WITH DRIVE-CLIQ INTERFACE (ENCODER AM24DQI) SHAFT WITH FITTED KEY, TOLERANCE N; W/O HOLDING BRAKE PROTECTION CLASS IP65, FLANGE ON DRIVE END IP67; | - | 0 | 0
1FK7040-2AK71-1CB0 |  | 1FK7040-2AK71-1CB0 | 1 | UN | 1 | 15 | C | D | N | N | 85015100 | 1 |  | 3.5 | KG | 1684.97 | 1684.97 | MC05 | MC05 | SIMOTICS S Synchronous motor 1FK7-CT PN=0.69kW; UDC=600V M0=1.6Nm (100K); NN=6000rpm; Naturally cooled FRAME SIZE IMB 5 (IM V1, IM V3) FLANGE 1 POWER CONNECTOR ROTATABLE ABSOLUTE ENCODER 24 BIT + 12 BIT MULTITURN WITH DRIVE-CLIQ INTERFACE (ENCODER AM24DQI) SHAFT WITH FITTED KEY, TOLERANCE N; WITH HOLDING BRAKE PROTECTION CLASS IP64; | - | 0 | 0
1FK7040-2AK71-1CB1 |  | 1FK7040-2AK71-1CB1 | 1 | UN | 1 | 15 | C | D | N | N | 85015100 | 1 |  | 3.5 | KG | 1747.31 | 1747.31 | MC05 | MC05 | SIMOTICS S Synchronous motor 1FK7-CT PN=0.69kW; UDC=600V M0=1.6Nm (100K); NN=6000rpm; Naturally cooled FRAME SIZE IMB 5 (IM V1, IM V3) FLANGE 1 POWER CONNECTOR ROTATABLE ABSOLUTE ENCODER 24 BIT + 12 BIT MULTITURN WITH DRIVE-CLIQ INTERFACE (ENCODER AM24DQI) SHAFT WITH FITTED KEY, TOLERANCE N; WITH HOLDING BRAKE PROTECTION CLASS IP65, | - | 0 | 0
1FK7040-2AK71-1CB2 |  | 1FK7040-2AK71-1CB2 | 1 | UN | 1 | 15 | C | D | N | N | 85015100 | 1 |  | 3.5 | KG | 1747.31 | 1747.31 | MC05 | MC05 | SIMOTICS S Synchronous motor 1FK7-CT PN=0.69kW; UDC=600V M0=1.6Nm (100K); NN=6000rpm; Naturally cooled FRAME SIZE IMB 5 (IM V1, IM V3) FLANGE 1 POWER CONNECTOR ROTATABLE ABSOLUTE ENCODER 24 BIT + 12 BIT MULTITURN WITH DRIVE-CLIQ INTERFACE (ENCODER AM24DQI) SHAFT WITH FITTED KEY, TOLERANCE N; WITH HOLDING BRAKE PROTECTION CLASS IP65, FLANGE ON DRIVE END IP67; | - | 0 | 0
1FK7040-2AK71-1CG0 |  | 1FK7040-2AK71-1CG0 | 1 | UN | 1 | 15 | C | D | N | N | 85015100 | 1 |  | 3.201 | KG | 1453.52 | 1453.52 | MC05 | MC05 | SIMOTICS S Synchronous motor 1FK7-CT PN=0.69kW; UDC=600V M0=1.6Nm (100K); NN=6000rpm; Naturally cooled FRAME SIZE IMB 5 (IM V1, IM V3) FLANGE 1 POWER CONNECTOR ROTATABLE ABSOLUTE ENCODER 24 BIT + 12 BIT MULTITURN WITH DRIVE-CLIQ INTERFACE (ENCODER AM24DQI) PLAIN SHAFT, TOLERANCE N; W/O HOLDING BRAKE PROTECTION CLASS IP64; | - | 0 | 0
1FK7040-2AK71-1CG1 |  | 1FK7040-2AK71-1CG1 | 1 | UN | 1 | 15 | C | D | N | N | 85015100 | 1 |  | 3.201 | KG | 1515.86 | 1515.86 | MC05 | MC05 | SIMOTICS S Synchronous motor 1FK7-CT PN=0.69kW; UDC=600V M0=1.6Nm (100K); NN=6000rpm; Naturally cooled FRAME SIZE IMB 5 (IM V1, IM V3) FLANGE 1 POWER CONNECTOR ROTATABLE ABSOLUTE ENCODER 24 BIT + 12 BIT MULTITURN WITH DRIVE-CLIQ INTERFACE (ENCODER AM24DQI) PLAIN SHAFT, TOLERANCE N; W/O HOLDING BRAKE PROTECTION CLASS IP65, | - | 0 | 0
1FK7040-2AK71-1CG1-Z | J09 | 1FK7040-2AK71-1CG1-ZJ09 | 1 | UN | 1 | 15 | C | D | N | N | 85015100 | 1 |  | 6.801 | KG | 2916.29 | 2916.29 | MC05 | MC05 | SIMOTICS S Synchronous motor 1FK7-CT PN=0.69kW; UDC=600V M0=1.6Nm (100K); NN=6000rpm; Naturally cooled FRAME SIZE IMB 5 (IM V1, IM V3) FLANGE 1 POWER CONNECTOR ROTATABLE ABSOLUTE ENCODER 24 BIT + 12 BIT MULTITURN WITH DRIVE-CLIQ INTERFACE (ENCODER AM24DQI) PLAIN SHAFT, TOLERANCE N; W/O HOLDING BRAKE PROTECTION CLASS IP65, J09: ALPHA SP+, SP 075S-MF1 PLANETARY GEARING 1 STAGE, I=10, WITH FEATHER KEY | - | 0 | 0
1FK7040-2AK71-1CG2 |  | 1FK7040-2AK71-1CG2 | 1 | UN | 1 | 15 | C | D | N | N | 85015100 | 1 |  | 3.201 | KG | 1515.86 | 1515.86 | MC05 | MC05 | SIMOTICS S Synchronous motor 1FK7-CT PN=0.69kW; UDC=600V M0=1.6Nm (100K); NN=6000rpm; Naturally cooled FRAME SIZE IMB 5 (IM V1, IM V3) FLANGE 1 POWER CONNECTOR ROTATABLE ABSOLUTE ENCODER 24 BIT + 12 BIT MULTITURN WITH DRIVE-CLIQ INTERFACE (ENCODER AM24DQI) PLAIN SHAFT, TOLERANCE N; W/O HOLDING BRAKE PROTECTION CLASS IP65, FLANGE ON DRIVE END IP67; | - | 0 | 0
1FK7040-2AK71-1CH0 |  | 1FK7040-2AK71-1CH0 | 1 | UN | 1 | 15 | C | D | N | N | 85015100 | 1 |  | 3.5 | KG | 1625.99 | 1625.99 | MC05 | MC05 | SIMOTICS S Synchronous motor 1FK7-CT PN=0.69kW; UDC=600V M0=1.6Nm (100K); NN=6000rpm; Naturally cooled FRAME SIZE IMB 5 (IM V1, IM V3) FLANGE 1 POWER CONNECTOR ROTATABLE ABSOLUTE ENCODER 24 BIT + 12 BIT MULTITURN WITH DRIVE-CLIQ INTERFACE (ENCODER AM24DQI) PLAIN SHAFT, TOLERANCE N; WITH HOLDING BRAKE PROTECTION CLASS IP64; | - | 0 | 0
1FK7040-2AK71-1CH0-Z | X01 | 1FK7040-2AK71-1CH0-ZX01 | 1 | UN | 1 | 15 | C | D | N | N | 85015100 | 1 |  | 3.501 | KG | 1688.33 | 1688.33 | MC05 | MC05 | SIMOTICS S Synchronous motor 1FK7-CT PN=0.69kW; UDC=600V M0=1.6Nm (100K); NN=6000rpm; Naturally cooled FRAME SIZE IMB 5 (IM V1, IM V3) FLANGE 1 POWER CONNECTOR ROTATABLE ABSOLUTE ENCODER 24 BIT + 12 BIT MULTITURN WITH DRIVE-CLIQ INTERFACE (ENCODER AM24DQI) PLAIN SHAFT, TOLERANCE N; WITH HOLDING BRAKE PROTECTION CLASS IP64; X01: PAINT FINISH DULL BLACK RAL9005 | - | 0 | 0
1FK7040-2AK71-1CH1 |  | 1FK7040-2AK71-1CH1 | 1 | UN | 1 | 15 | C | D | N | N | 85015100 | 1 |  | 3.5 | KG | 1688.33 | 1688.33 | MC05 | MC05 | SIMOTICS S Synchronous motor 1FK7-CT PN=0.69kW; UDC=600V M0=1.6Nm (100K); NN=6000rpm; Naturally cooled FRAME SIZE IMB 5 (IM V1, IM V3) FLANGE 1 POWER CONNECTOR ROTATABLE ABSOLUTE ENCODER 24 BIT + 12 BIT MULTITURN WITH DRIVE-CLIQ INTERFACE (ENCODER AM24DQI) PLAIN SHAFT, TOLERANCE N; WITH HOLDING BRAKE PROTECTION CLASS IP65, | - | 0 | 0
1FK7040-2AK71-1CH1-Z | J23 | 1FK7040-2AK71-1CH1-ZJ23 | 1 | UN | 1 | 15 | C | D | N | N | 85015100 | 1 |  | 7.1 | KG | 3088.76 | 3088.76 | MC05 | MC05 | SIMOTICS S Synchronous motor 1FK7-CT PN=0.69kW; UDC=600V M0=1.6Nm (100K); NN=6000rpm; Naturally cooled FRAME SIZE IMB 5 (IM V1, IM V3) FLANGE 1 POWER CONNECTOR ROTATABLE ABSOLUTE ENCODER 24 BIT + 12 BIT MULTITURN WITH DRIVE-CLIQ INTERFACE (ENCODER AM24DQI) PLAIN SHAFT, TOLERANCE N; WITH HOLDING BRAKE PROTECTION CLASS IP65, J23: ALPHA SP+, SP 075S-MF1 PLANETARY GEARING 1 STAGE,I=5, W/O FEATHER KEY | - | 0 | 0
1FK7040-2AK71-1CH1-Z | X01 | 1FK7040-2AK71-1CH1-ZX01 | 1 | UN | 1 | 15 | C | D | N | N | 85015100 | 1 |  | 3.501 | KG | 1750.67 | 1750.67 | MC05 | MC05 | SIMOTICS S Synchronous motor 1FK7-CT PN=0.69kW; UDC=600V M0=1.6Nm (100K); NN=6000rpm; Naturally cooled FRAME SIZE IMB 5 (IM V1, IM V3) FLANGE 1 POWER CONNECTOR ROTATABLE ABSOLUTE ENCODER 24 BIT + 12 BIT MULTITURN WITH DRIVE-CLIQ INTERFACE (ENCODER AM24DQI) PLAIN SHAFT, TOLERANCE N; WITH HOLDING BRAKE PROTECTION CLASS IP65, X01: PAINT FINISH DULL BLACK RAL9005 | - | 0 | 0
1FK7040-2AK71-1CH2 |  | 1FK7040-2AK71-1CH2 | 1 | UN | 1 | 15 | C | D | N | N | 85015100 | 1 |  | 3.5 | KG | 1688.33 | 1688.33 | MC05 | MC05 | SIMOTICS S Synchronous motor 1FK7-CT PN=0.69kW; UDC=600V M0=1.6Nm (100K); NN=6000rpm; Naturally cooled FRAME SIZE IMB 5 (IM V1, IM V3) FLANGE 1 POWER CONNECTOR ROTATABLE ABSOLUTE ENCODER 24 BIT + 12 BIT MULTITURN WITH DRIVE-CLIQ INTERFACE (ENCODER AM24DQI) PLAIN SHAFT, TOLERANCE N; WITH HOLDING BRAKE PROTECTION CLASS IP65, FLANGE ON DRIVE END IP67; | - | 0 | 0
1FK7040-2AK71-1DB0 |  | 1FK7040-2AK71-1DB0 | 1 | UN | 1 | 15 | C | D | N | N | 85015100 | 1 |  | 3.501 | KG | 1492.24 | 1492.24 | MC05 | MC05 | SIMOTICS S Synchronous motor 1FK7-CT PN=0.69kW; UDC=600V M0=1.6Nm (100K); NN=6000rpm; Naturally cooled FRAME SIZE IMB 5 (IM V1, IM V3) FLANGE 1 POWER CONNECTOR ROTATABLE INCREMENTAL ENCODER 22 BIT WITH DRIVE-CLIQ INTERFACE (ENCODER IC22DQ) SHAFT WITH FITTED KEY, TOLERANCE N; WITH HOLDING BRAKE PROTECTION CLASS IP64; | - | 0 | 0
1FK7040-2AK71-1DG0 |  | 1FK7040-2AK71-1DG0 | 1 | UN | 1 | 15 | C | D | N | N | 85015100 | 1 |  | 3.202 | KG | 1260.79 | 1260.79 | MC05 | MC05 | SIMOTICS S Synchronous motor 1FK7-CT PN=0.69kW; UDC=600V M0=1.6Nm (100K); NN=6000rpm; Naturally cooled FRAME SIZE IMB 5 (IM V1, IM V3) FLANGE 1 POWER CONNECTOR ROTATABLE INCREMENTAL ENCODER 22 BIT WITH DRIVE-CLIQ INTERFACE (ENCODER IC22DQ) PLAIN SHAFT, TOLERANCE N; W/O HOLDING BRAKE PROTECTION CLASS IP64; | - | 0 | 0
1FK7040-2AK71-1DG1 |  | 1FK7040-2AK71-1DG1 | 1 | UN | 1 | 15 | C | D | N | N | 85015100 | 1 |  | 3.202 | KG | 1323.13 | 1323.13 | MC05 | MC05 | SIMOTICS S Synchronous motor 1FK7-CT PN=0.69kW; UDC=600V M0=1.6Nm (100K); NN=6000rpm; Naturally cooled FRAME SIZE IMB 5 (IM V1, IM V3) FLANGE 1 POWER CONNECTOR ROTATABLE INCREMENTAL ENCODER 22 BIT WITH DRIVE-CLIQ INTERFACE (ENCODER IC22DQ) PLAIN SHAFT, TOLERANCE N; W/O HOLDING BRAKE PROTECTION CLASS IP65, | - | 0 | 0
1FK7040-2AK71-1DH0 |  | 1FK7040-2AK71-1DH0 | 1 | UN | 1 | 15 | C | D | N | N | 85015100 | 1 |  | 3.501 | KG | 1433.26 | 1433.26 | MC05 | MC05 | SIMOTICS S Synchronous motor 1FK7-CT PN=0.69kW; UDC=600V M0=1.6Nm (100K); NN=6000rpm; Naturally cooled FRAME SIZE IMB 5 (IM V1, IM V3) FLANGE 1 POWER CONNECTOR ROTATABLE INCREMENTAL ENCODER 22 BIT WITH DRIVE-CLIQ INTERFACE (ENCODER IC22DQ) PLAIN SHAFT, TOLERANCE N; WITH HOLDING BRAKE PROTECTION CLASS IP64; | - | 0 | 0
1FK7040-2AK71-1DH1 |  | 1FK7040-2AK71-1DH1 | 1 | UN | 1 | 15 | C | D | N | N | 85015100 | 1 |  | 3.501 | KG | 1495.6 | 1495.6 | MC05 | MC05 | SIMOTICS S Synchronous motor 1FK7-CT PN=0.69kW; UDC=600V M0=1.6Nm (100K); NN=6000rpm; Naturally cooled FRAME SIZE IMB 5 (IM V1, IM V3) FLANGE 1 POWER CONNECTOR ROTATABLE INCREMENTAL ENCODER 22 BIT WITH DRIVE-CLIQ INTERFACE (ENCODER IC22DQ) PLAIN SHAFT, TOLERANCE N; WITH HOLDING BRAKE PROTECTION CLASS IP65, | - | 0 | 0
1FK7040-2AK71-1EA0 |  | 1FK7040-2AK71-1EA0 | 1 | UN | 1 | 15 | C | D | N | N | 85015100 | 1 |  | 3.201 | KG | 1351.83 | 1351.83 | MC05 | MC05 | SIMOTICS S Synchronous motor 1FK7-CT PN=0.69kW; UDC=600V M0=1.6Nm (100K); NN=6000rpm; Naturally cooled FRAME SIZE IMB 5 (IM V1, IM V3) FLANGE 1, WITH KTY TEMPERATURESENSOR POWER CONNECTOR ROTATABLE ABSOLUTE ENCODERR 2048 S/R + 4096 UMDREHUNGEN MULTITURN, WITH ENDAT-SCHNITTSTELLE (ENCODER AM2048S/R) SHAFT WITH FITTED KEY, TOLERANCE N; W/O HOLDING BRAKE PROTECTION CLASS IP64; | - | 0 | 0
1FK7040-2AK71-1EA1 |  | 1FK7040-2AK71-1EA1 | 1 | UN | 1 | 15 | C | D | N | N | 85015100 | 1 |  | 3.201 | KG | 1414.17 | 1414.17 | MC05 | MC05 | SIMOTICS S Synchronous motor 1FK7-CT PN=0.69kW; UDC=600V M0=1.6Nm (100K); NN=6000rpm; Naturally cooled FRAME SIZE IMB 5 (IM V1, IM V3) FLANGE 1, WITH KTY TEMPERATURESENSOR POWER CONNECTOR ROTATABLE ABSOLUTE ENCODERR 2048 S/R + 4096 UMDREHUNGEN MULTITURN, WITH ENDAT-SCHNITTSTELLE (ENCODER AM2048S/R) SHAFT WITH FITTED KEY, TOLERANCE N; W/O HOLDING BRAKE PROTECTION CLASS IP65, | - | 0 | 0
1FK7040-2AK71-1EA2 |  | 1FK7040-2AK71-1EA2 | 1 | UN | 1 | 15 | C | D | N | N | 85015100 | 1 |  | 3.201 | KG | 1414.17 | 1414.17 | MC05 | MC05 | SIMOTICS S Synchronous motor 1FK7-CT PN=0.69kW; UDC=600V M0=1.6Nm (100K); NN=6000rpm; Naturally cooled FRAME SIZE IMB 5 (IM V1, IM V3) FLANGE 1, WITH KTY TEMPERATURESENSOR POWER CONNECTOR ROTATABLE ABSOLUTE ENCODERR 2048 S/R + 4096 UMDREHUNGEN MULTITURN, WITH ENDAT-SCHNITTSTELLE (ENCODER AM2048S/R) SHAFT WITH FITTED KEY, TOLERANCE N; W/O HOLDING BRAKE PROTECTION CLASS IP65, FLANGE ON DRIVE END IP67; | - | 0 | 0
1FK7040-2AK71-1EB0 |  | 1FK7040-2AK71-1EB0 | 1 | UN | 1 | 15 | C | D | N | N | 85015100 | 1 |  | 3.5 | KG | 1525.79 | 1525.79 | MC05 | MC05 | SIMOTICS S Synchronous motor 1FK7-CT PN=0.69kW; UDC=600V M0=1.6Nm (100K); NN=6000rpm; Naturally cooled FRAME SIZE IMB 5 (IM V1, IM V3) FLANGE 1, WITH KTY TEMPERATURESENSOR POWER CONNECTOR ROTATABLE ABSOLUTE ENCODERR 2048 S/R + 4096 UMDREHUNGEN MULTITURN, WITH ENDAT-SCHNITTSTELLE (ENCODER AM2048S/R) SHAFT WITH FITTED KEY, TOLERANCE N; WITH HOLDING BRAKE PROTECTION CLASS IP64; | - | 0 | 0
1FK7040-2AK71-1EB1 |  | 1FK7040-2AK71-1EB1 | 1 | UN | 1 | 15 | C | D | N | N | 85015100 | 1 |  | 3.5 | KG | 1588.13 | 1588.13 | MC05 | MC05 | SIMOTICS S Synchronous motor 1FK7-CT PN=0.69kW; UDC=600V M0=1.6Nm (100K); NN=6000rpm; Naturally cooled FRAME SIZE IMB 5 (IM V1, IM V3) FLANGE 1, WITH KTY TEMPERATURESENSOR POWER CONNECTOR ROTATABLE ABSOLUTE ENCODERR 2048 S/R + 4096 UMDREHUNGEN MULTITURN, WITH ENDAT-SCHNITTSTELLE (ENCODER AM2048S/R) SHAFT WITH FITTED KEY, TOLERANCE N; WITH HOLDING BRAKE PROTECTION CLASS IP65, | - | 0 | 0
1FK7040-2AK71-1EB2 |  | 1FK7040-2AK71-1EB2 | 1 | UN | 1 | 15 | C | D | N | N | 85015100 | 1 |  | 3.5 | KG | 1588.13 | 1588.13 | MC05 | MC05 | SIMOTICS S Synchronous motor 1FK7-CT PN=0.69kW; UDC=600V M0=1.6Nm (100K); NN=6000rpm; Naturally cooled FRAME SIZE IMB 5 (IM V1, IM V3) FLANGE 1, WITH KTY TEMPERATURESENSOR POWER CONNECTOR ROTATABLE ABSOLUTE ENCODERR 2048 S/R + 4096 UMDREHUNGEN MULTITURN, WITH ENDAT-SCHNITTSTELLE (ENCODER AM2048S/R) SHAFT WITH FITTED KEY, TOLERANCE N; WITH HOLDING BRAKE PROTECTION CLASS IP65, FLANGE ON DRIVE END IP67; | - | 0 | 0
1FK7040-2AK71-1EG0 |  | 1FK7040-2AK71-1EG0 | 1 | UN | 1 | 15 | C | D | N | N | 85015100 | 1 |  | 3.201 | KG | 1294.34 | 1294.34 | MC05 | MC05 | SIMOTICS S Synchronous motor 1FK7-CT PN=0.69kW; UDC=600V M0=1.6Nm (100K); NN=6000rpm; Naturally cooled FRAME SIZE IMB 5 (IM V1, IM V3) FLANGE 1, WITH KTY TEMPERATURESENSOR POWER CONNECTOR ROTATABLE ABSOLUTE ENCODERR 2048 S/R + 4096 UMDREHUNGEN MULTITURN, WITH ENDAT-SCHNITTSTELLE (ENCODER AM2048S/R) PLAIN SHAFT, TOLERANCE N; W/O HOLDING BRAKE PROTECTION CLASS IP64; | - | 0 | 0
1FK7040-2AK71-1EG1 |  | 1FK7040-2AK71-1EG1 | 1 | UN | 1 | 15 | C | D | N | N | 85015100 | 1 |  | 3.201 | KG | 1356.68 | 1356.68 | MC05 | MC05 | SIMOTICS S Synchronous motor 1FK7-CT PN=0.69kW; UDC=600V M0=1.6Nm (100K); NN=6000rpm; Naturally cooled FRAME SIZE IMB 5 (IM V1, IM V3) FLANGE 1, WITH KTY TEMPERATURESENSOR POWER CONNECTOR ROTATABLE ABSOLUTE ENCODERR 2048 S/R + 4096 UMDREHUNGEN MULTITURN, WITH ENDAT-SCHNITTSTELLE (ENCODER AM2048S/R) PLAIN SHAFT, TOLERANCE N; W/O HOLDING BRAKE PROTECTION CLASS IP65, | - | 0 | 0
1FK7040-2AK71-1EG2 |  | 1FK7040-2AK71-1EG2 | 1 | UN | 1 | 15 | C | D | N | N | 85015100 | 1 |  | 3.201 | KG | 1356.68 | 1356.68 | MC05 | MC05 | SIMOTICS S Synchronous motor 1FK7-CT PN=0.69kW; UDC=600V M0=1.6Nm (100K); NN=6000rpm; Naturally cooled FRAME SIZE IMB 5 (IM V1, IM V3) FLANGE 1, WITH KTY TEMPERATURESENSOR POWER CONNECTOR ROTATABLE ABSOLUTE ENCODERR 2048 S/R + 4096 UMDREHUNGEN MULTITURN, WITH ENDAT-SCHNITTSTELLE (ENCODER AM2048S/R) PLAIN SHAFT, TOLERANCE N; W/O HOLDING BRAKE PROTECTION CLASS IP65, FLANGE ON DRIVE END IP67; | - | 0 | 0
1FK7040-2AK71-1EH0 |  | 1FK7040-2AK71-1EH0 | 1 | UN | 1 | 15 | C | D | N | N | 85015100 | 1 |  | 3.5 | KG | 1466.81 | 1466.81 | MC05 | MC05 | SIMOTICS S Synchronous motor 1FK7-CT PN=0.69kW; UDC=600V M0=1.6Nm (100K); NN=6000rpm; Naturally cooled FRAME SIZE IMB 5 (IM V1, IM V3) FLANGE 1, WITH KTY TEMPERATURESENSOR POWER CONNECTOR ROTATABLE ABSOLUTE ENCODERR 2048 S/R + 4096 UMDREHUNGEN MULTITURN, WITH ENDAT-SCHNITTSTELLE (ENCODER AM2048S/R) PLAIN SHAFT, TOLERANCE N; WITH HOLDING BRAKE PROTECTION CLASS IP64; | - | 0 | 0
1FK7040-2AK71-1EH1 |  | 1FK7040-2AK71-1EH1 | 1 | UN | 1 | 15 | C | D | N | N | 85015100 | 1 |  | 3.5 | KG | 1529.15 | 1529.15 | MC05 | MC05 | SIMOTICS S Synchronous motor 1FK7-CT PN=0.69kW; UDC=600V M0=1.6Nm (100K); NN=6000rpm; Naturally cooled FRAME SIZE IMB 5 (IM V1, IM V3) FLANGE 1, WITH KTY TEMPERATURESENSOR POWER CONNECTOR ROTATABLE ABSOLUTE ENCODERR 2048 S/R + 4096 UMDREHUNGEN MULTITURN, WITH ENDAT-SCHNITTSTELLE (ENCODER AM2048S/R) PLAIN SHAFT, TOLERANCE N; WITH HOLDING BRAKE PROTECTION CLASS IP65, | - | 0 | 0
1FK7040-2AK71-1EH2 |  | 1FK7040-2AK71-1EH2 | 1 | UN | 1 | 15 | C | D | N | N | 85015100 | 1 |  | 3.5 | KG | 1529.15 | 1529.15 | MC05 | MC05 | SIMOTICS S Synchronous motor 1FK7-CT PN=0.69kW; UDC=600V M0=1.6Nm (100K); NN=6000rpm; Naturally cooled FRAME SIZE IMB 5 (IM V1, IM V3) FLANGE 1, WITH KTY TEMPERATURESENSOR POWER CONNECTOR ROTATABLE ABSOLUTE ENCODERR 2048 S/R + 4096 UMDREHUNGEN MULTITURN, WITH ENDAT-SCHNITTSTELLE (ENCODER AM2048S/R) PLAIN SHAFT, TOLERANCE N; WITH HOLDING BRAKE PROTECTION CLASS IP65, FLANGE ON DRIVE END IP67; | - | 0 | 0
1FK7040-2AK71-1FB0 |  | 1FK7040-2AK71-1FB0 | 1 | UN | 1 | 15 | C | D | N | N | 85015100 | 1 |  | 3.5 | KG | 1738.41 | 1738.41 | MC05 | MC05 | SIMOTICS S Synchronous motor 1FK7-CT PN=0.69kW; UDC=600V M0=1.6Nm (100K); NN=6000rpm; Naturally cooled FRAME SIZE IMB 5 (IM V1, IM V3) FLANGE 1 POWER CONNECTOR ROTATABLE ABSOLUTE ENCODER 22BIT + 12 BIT MULTITURN, WITH DRIVE-CLIQ INTERFACE (ENCODER AM22DQ) SHAFT WITH FITTED KEY, TOLERANCE N; WITH HOLDING BRAKE PROTECTION CLASS IP64; | - | 0 | 0
1FK7040-2AK71-1FB2 |  | 1FK7040-2AK71-1FB2 | 1 | UN | 1 | 15 | C | D | N | N | 85015100 | 1 |  | 3.5 | KG | 1800.75 | 1800.75 | MC05 | MC05 | SIMOTICS S Synchronous motor 1FK7-CT PN=0.69kW; UDC=600V M0=1.6Nm (100K); NN=6000rpm; Naturally cooled FRAME SIZE IMB 5 (IM V1, IM V3) FLANGE 1 POWER CONNECTOR ROTATABLE ABSOLUTE ENCODER 22BIT + 12 BIT MULTITURN, WITH DRIVE-CLIQ INTERFACE (ENCODER AM22DQ) SHAFT WITH FITTED KEY, TOLERANCE N; WITH HOLDING BRAKE PROTECTION CLASS IP65, FLANGE ON DRIVE END IP67; | - | 0 | 0
1FK7040-2AK71-1FG2 |  | 1FK7040-2AK71-1FG2 | 1 | UN | 1 | 15 | C | D | N | N | 85015100 | 1 |  | 3.201 | KG | 1569.3 | 1569.3 | MC05 | MC05 | SIMOTICS S Synchronous motor 1FK7-CT PN=0.69kW; UDC=600V M0=1.6Nm (100K); NN=6000rpm; Naturally cooled FRAME SIZE IMB 5 (IM V1, IM V3) FLANGE 1 POWER CONNECTOR ROTATABLE ABSOLUTE ENCODER 22BIT + 12 BIT MULTITURN, WITH DRIVE-CLIQ INTERFACE (ENCODER AM22DQ) PLAIN SHAFT, TOLERANCE N; W/O HOLDING BRAKE PROTECTION CLASS IP65, FLANGE ON DRIVE END IP67; | - | 0 | 0
1FK7040-2AK71-1FH0 |  | 1FK7040-2AK71-1FH0 | 1 | UN | 1 | 15 | C | D | N | N | 85015100 | 1 |  | 3.5 | KG | 1679.43 | 1679.43 | MC05 | MC05 | SIMOTICS S Synchronous motor 1FK7-CT PN=0.69kW; UDC=600V M0=1.6Nm (100K); NN=6000rpm; Naturally cooled FRAME SIZE IMB 5 (IM V1, IM V3) FLANGE 1 POWER CONNECTOR ROTATABLE ABSOLUTE ENCODER 22BIT + 12 BIT MULTITURN, WITH DRIVE-CLIQ INTERFACE (ENCODER AM22DQ) PLAIN SHAFT, TOLERANCE N; WITH HOLDING BRAKE PROTECTION CLASS IP64; | - | 0 | 0
1FK7040-2AK71-1PA0 |  | 1FK7040-2AK71-1PA0 | 1 | UN | 1 | 15 | C | D | N | N | 85015100 | 1 |  | 3.301 | KG | 874.21 | 874.21 | MC05 | MC05 | SIMOTICS S Synchronous motor 1FK7-CT PN=0.69kW; UDC=600V M0=1.6Nm (100K); NN=6000rpm; Naturally cooled FRAME SIZE IMB 5 (IM V1, IM V3) FLANGE 1 POWER CONNECTOR ROTATABLE RESOLVER 2-POLE, WITH DRIVE CLIQ-INTERFACE SHAFT WITH FITTED KEY, TOLERANCE N; W/O HOLDING BRAKE PROTECTION CLASS IP64; | - | 0 | 0
1FK7040-2AK71-1PA1 |  | 1FK7040-2AK71-1PA1 | 1 | UN | 1 | 15 | C | D | N | N | 85015100 | 1 |  | 3.301 | KG | 936.55 | 936.55 | MC05 | MC05 | SIMOTICS S Synchronous motor 1FK7-CT PN=0.69kW; UDC=600V M0=1.6Nm (100K); NN=6000rpm; Naturally cooled FRAME SIZE IMB 5 (IM V1, IM V3) FLANGE 1 POWER CONNECTOR ROTATABLE RESOLVER 2-POLE, WITH DRIVE CLIQ-INTERFACE SHAFT WITH FITTED KEY, TOLERANCE N; W/O HOLDING BRAKE PROTECTION CLASS IP65, | - | 0 | 0
1FK7040-2AK71-1PA2 |  | 1FK7040-2AK71-1PA2 | 1 | UN | 1 | 15 | C | D | N | N | 85015100 | 1 |  | 3.301 | KG | 936.55 | 936.55 | MC05 | MC05 | SIMOTICS S Synchronous motor 1FK7-CT PN=0.69kW; UDC=600V M0=1.6Nm (100K); NN=6000rpm; Naturally cooled FRAME SIZE IMB 5 (IM V1, IM V3) FLANGE 1 POWER CONNECTOR ROTATABLE RESOLVER 2-POLE, WITH DRIVE CLIQ-INTERFACE SHAFT WITH FITTED KEY, TOLERANCE N; W/O HOLDING BRAKE PROTECTION CLASS IP65, FLANGE ON DRIVE END IP67; | - | 0 | 0
1FK7040-2AK71-1PB0 |  | 1FK7040-2AK71-1PB0 | 1 | UN | 1 | 15 | C | D | N | N | 85015100 | 1 |  | 3.6 | KG | 1048.17 | 1048.17 | MC05 | MC05 | SIMOTICS S Synchronous motor 1FK7-CT PN=0.69kW; UDC=600V M0=1.6Nm (100K); NN=6000rpm; Naturally cooled FRAME SIZE IMB 5 (IM V1, IM V3) FLANGE 1 POWER CONNECTOR ROTATABLE RESOLVER 2-POLE, WITH DRIVE CLIQ-INTERFACE SHAFT WITH FITTED KEY, TOLERANCE N; WITH HOLDING BRAKE PROTECTION CLASS IP64; | - | 0 | 0
1FK7040-2AK71-1PB1 |  | 1FK7040-2AK71-1PB1 | 1 | UN | 1 | 15 | C | D | N | N | 85015100 | 1 |  | 3.6 | KG | 1110.51 | 1110.51 | MC05 | MC05 | SIMOTICS S Synchronous motor 1FK7-CT PN=0.69kW; UDC=600V M0=1.6Nm (100K); NN=6000rpm; Naturally cooled FRAME SIZE IMB 5 (IM V1, IM V3) FLANGE 1 POWER CONNECTOR ROTATABLE RESOLVER 2-POLE, WITH DRIVE CLIQ-INTERFACE SHAFT WITH FITTED KEY, TOLERANCE N; WITH HOLDING BRAKE PROTECTION CLASS IP65, | - | 0 | 0
1FK7040-2AK71-1PB2 |  | 1FK7040-2AK71-1PB2 | 1 | UN | 1 | 15 | C | D | N | N | 85015100 | 1 |  | 3.6 | KG | 1110.51 | 1110.51 | MC05 | MC05 | SIMOTICS S Synchronous motor 1FK7-CT PN=0.69kW; UDC=600V M0=1.6Nm (100K); NN=6000rpm; Naturally cooled FRAME SIZE IMB 5 (IM V1, IM V3) FLANGE 1 POWER CONNECTOR ROTATABLE RESOLVER 2-POLE, WITH DRIVE CLIQ-INTERFACE SHAFT WITH FITTED KEY, TOLERANCE N; WITH HOLDING BRAKE PROTECTION CLASS IP65, FLANGE ON DRIVE END IP67; | - | 0 | 0
1FK7040-2AK71-1PG0 |  | 1FK7040-2AK71-1PG0 | 1 | UN | 1 | 15 | C | D | N | N | 85015100 | 1 |  | 3.301 | KG | 816.72 | 816.72 | MC05 | MC05 | SIMOTICS S Synchronous motor 1FK7-CT PN=0.69kW; UDC=600V M0=1.6Nm (100K); NN=6000rpm; Naturally cooled FRAME SIZE IMB 5 (IM V1, IM V3) FLANGE 1 POWER CONNECTOR ROTATABLE RESOLVER 2-POLE, WITH DRIVE CLIQ-INTERFACE PLAIN SHAFT, TOLERANCE N; W/O HOLDING BRAKE PROTECTION CLASS IP64; | - | 0 | 0
1FK7040-2AK71-1PG1 |  | 1FK7040-2AK71-1PG1 | 1 | UN | 1 | 15 | C | D | N | N | 85015100 | 1 |  | 3.301 | KG | 879.06 | 879.06 | MC05 | MC05 | SIMOTICS S Synchronous motor 1FK7-CT PN=0.69kW; UDC=600V M0=1.6Nm (100K); NN=6000rpm; Naturally cooled FRAME SIZE IMB 5 (IM V1, IM V3) FLANGE 1 POWER CONNECTOR ROTATABLE RESOLVER 2-POLE, WITH DRIVE CLIQ-INTERFACE PLAIN SHAFT, TOLERANCE N; W/O HOLDING BRAKE PROTECTION CLASS IP65, | - | 0 | 0
1FK7040-2AK71-1PG2 |  | 1FK7040-2AK71-1PG2 | 1 | UN | 1 | 15 | C | D | N | N | 85015100 | 1 |  | 3.301 | KG | 879.06 | 879.06 | MC05 | MC05 | SIMOTICS S Synchronous motor 1FK7-CT PN=0.69kW; UDC=600V M0=1.6Nm (100K); NN=6000rpm; Naturally cooled FRAME SIZE IMB 5 (IM V1, IM V3) FLANGE 1 POWER CONNECTOR ROTATABLE RESOLVER 2-POLE, WITH DRIVE CLIQ-INTERFACE PLAIN SHAFT, TOLERANCE N; W/O HOLDING BRAKE PROTECTION CLASS IP65, FLANGE ON DRIVE END IP67; | - | 0 | 0
1FK7040-2AK71-1PH0 |  | 1FK7040-2AK71-1PH0 | 1 | UN | 1 | 15 | C | D | N | N | 85015100 | 1 |  | 3.6 | KG | 989.19 | 989.19 | MC05 | MC05 | SIMOTICS S Synchronous motor 1FK7-CT PN=0.69kW; UDC=600V M0=1.6Nm (100K); NN=6000rpm; Naturally cooled FRAME SIZE IMB 5 (IM V1, IM V3) FLANGE 1 POWER CONNECTOR ROTATABLE RESOLVER 2-POLE, WITH DRIVE CLIQ-INTERFACE PLAIN SHAFT, TOLERANCE N; WITH HOLDING BRAKE PROTECTION CLASS IP64; | - | 0 | 0
1FK7040-2AK71-1PH1 |  | 1FK7040-2AK71-1PH1 | 1 | UN | 1 | 15 | C | D | N | N | 85015100 | 1 |  | 3.6 | KG | 1051.53 | 1051.53 | MC05 | MC05 | SIMOTICS S Synchronous motor 1FK7-CT PN=0.69kW; UDC=600V M0=1.6Nm (100K); NN=6000rpm; Naturally cooled FRAME SIZE IMB 5 (IM V1, IM V3) FLANGE 1 POWER CONNECTOR ROTATABLE RESOLVER 2-POLE, WITH DRIVE CLIQ-INTERFACE PLAIN SHAFT, TOLERANCE N; WITH HOLDING BRAKE PROTECTION CLASS IP65, | - | 0 | 0
1FK7040-2AK71-1PH2 |  | 1FK7040-2AK71-1PH2 | 1 | UN | 1 | 15 | C | D | N | N | 85015100 | 1 |  | 3.6 | KG | 1051.53 | 1051.53 | MC05 | MC05 | SIMOTICS S Synchronous motor 1FK7-CT PN=0.69kW; UDC=600V M0=1.6Nm (100K); NN=6000rpm; Naturally cooled FRAME SIZE IMB 5 (IM V1, IM V3) FLANGE 1 POWER CONNECTOR ROTATABLE RESOLVER 2-POLE, WITH DRIVE CLIQ-INTERFACE PLAIN SHAFT, TOLERANCE N; WITH HOLDING BRAKE PROTECTION CLASS IP65, FLANGE ON DRIVE END IP67; | - | 0 | 0
1FK7040-2AK71-1QA0 |  | 1FK7040-2AK71-1QA0 | 1 | UN | 1 | 15 | C | D | N | N | 85015100 | 1 |  | 3.201 | KG | 942.91 | 942.91 | MC05 | MC05 | SIMOTICS S Synchronous motor 1FK7-CT PN=0.69kW; UDC=600V M0=1.6Nm (100K); NN=6000rpm; Naturally cooled FRAME SIZE IMB 5 (IM V1, IM V3) FLANGE 1 POWER CONNECTOR ROTATABLE ABSOLUTE ENCODER SINGLETURN 20 BIT WITH DRIVE-CLIQ INTERFACE (ENCODER AS20DQI) SHAFT WITH FITTED KEY, TOLERANCE N; W/O HOLDING BRAKE PROTECTION CLASS IP64; | - | 0 | 0
1FK7040-2AK71-1QA1 |  | 1FK7040-2AK71-1QA1 | 1 | UN | 1 | 15 | C | D | N | N | 85015100 | 1 |  | 3.201 | KG | 1005.25 | 1005.25 | MC05 | MC05 | SIMOTICS S Synchronous motor 1FK7-CT PN=0.69kW; UDC=600V M0=1.6Nm (100K); NN=6000rpm; Naturally cooled FRAME SIZE IMB 5 (IM V1, IM V3) FLANGE 1 POWER CONNECTOR ROTATABLE ABSOLUTE ENCODER SINGLETURN 20 BIT WITH DRIVE-CLIQ INTERFACE (ENCODER AS20DQI) SHAFT WITH FITTED KEY, TOLERANCE N; W/O HOLDING BRAKE PROTECTION CLASS IP65, | - | 0 | 0
1FK7040-2AK71-1QA2 |  | 1FK7040-2AK71-1QA2 | 1 | UN | 1 | 15 | C | D | N | N | 85015100 | 1 |  | 3.201 | KG | 1005.25 | 1005.25 | MC05 | MC05 | SIMOTICS S Synchronous motor 1FK7-CT PN=0.69kW; UDC=600V M0=1.6Nm (100K); NN=6000rpm; Naturally cooled FRAME SIZE IMB 5 (IM V1, IM V3) FLANGE 1 POWER CONNECTOR ROTATABLE ABSOLUTE ENCODER SINGLETURN 20 BIT WITH DRIVE-CLIQ INTERFACE (ENCODER AS20DQI) SHAFT WITH FITTED KEY, TOLERANCE N; W/O HOLDING BRAKE PROTECTION CLASS IP65, FLANGE ON DRIVE END IP67; | - | 0 | 0
1FK7040-2AK71-1QA2-Z | B02L13 | 1FK7040-2AK71-1QA2-ZB02L13 | 1 | UN | 1 | 15 | C | D | N | N | 85015100 | 1 |  | 3.201 | KG | 1062.08 | 1062.08 | MC05 | MC05 | SIMOTICS S Synchronous motor 1FK7-CT PN=0.69kW; UDC=600V M0=1.6Nm (100K); NN=6000rpm; Naturally cooled FRAME SIZE IMB 5 (IM V1, IM V3) FLANGE 1 POWER CONNECTOR ROTATABLE ABSOLUTE ENCODER SINGLETURN 20 BIT WITH DRIVE-CLIQ INTERFACE (ENCODER AS20DQI) SHAFT WITH FITTED KEY, TOLERANCE N; W/O HOLDING BRAKE PROTECTION CLASS IP65, FLANGE ON DRIVE END IP67; B02:ACCEPTANCE TEST CERTIFICATE EN 10 204-3.1 L13: OUTER EARTHING SCREW | - | 0 | 0
1FK7040-2AK71-1QB0 |  | 1FK7040-2AK71-1QB0 | 1 | UN | 1 | 15 | C | D | N | N | 85015100 | 1 |  | 3.5 | KG | 1116.87 | 1116.87 | MC05 | MC05 | SIMOTICS S Synchronous motor 1FK7-CT PN=0.69kW; UDC=600V M0=1.6Nm (100K); NN=6000rpm; Naturally cooled FRAME SIZE IMB 5 (IM V1, IM V3) FLANGE 1 POWER CONNECTOR ROTATABLE ABSOLUTE ENCODER SINGLETURN 20 BIT WITH DRIVE-CLIQ INTERFACE (ENCODER AS20DQI) SHAFT WITH FITTED KEY, TOLERANCE N; WITH HOLDING BRAKE PROTECTION CLASS IP64; | - | 0 | 0
1FK7040-2AK71-1QB1 |  | 1FK7040-2AK71-1QB1 | 1 | UN | 1 | 15 | C | D | N | N | 85015100 | 1 |  | 3.5 | KG | 1179.21 | 1179.21 | MC05 | MC05 | SIMOTICS S Synchronous motor 1FK7-CT PN=0.69kW; UDC=600V M0=1.6Nm (100K); NN=6000rpm; Naturally cooled FRAME SIZE IMB 5 (IM V1, IM V3) FLANGE 1 POWER CONNECTOR ROTATABLE ABSOLUTE ENCODER SINGLETURN 20 BIT WITH DRIVE-CLIQ INTERFACE (ENCODER AS20DQI) SHAFT WITH FITTED KEY, TOLERANCE N; WITH HOLDING BRAKE PROTECTION CLASS IP65, | - | 0 | 0
1FK7040-2AK71-1QB2 |  | 1FK7040-2AK71-1QB2 | 1 | UN | 1 | 15 | C | D | N | N | 85015100 | 1 |  | 3.5 | KG | 1179.21 | 1179.21 | MC05 | MC05 | SIMOTICS S Synchronous motor 1FK7-CT PN=0.69kW; UDC=600V M0=1.6Nm (100K); NN=6000rpm; Naturally cooled FRAME SIZE IMB 5 (IM V1, IM V3) FLANGE 1 POWER CONNECTOR ROTATABLE ABSOLUTE ENCODER SINGLETURN 20 BIT WITH DRIVE-CLIQ INTERFACE (ENCODER AS20DQI) SHAFT WITH FITTED KEY, TOLERANCE N; WITH HOLDING BRAKE PROTECTION CLASS IP65, FLANGE ON DRIVE END IP67; | - | 0 | 0
1FK7040-2AK71-1QG0 |  | 1FK7040-2AK71-1QG0 | 1 | UN | 1 | 15 | C | D | N | N | 85015100 | 1 |  | 3.201 | KG | 885.42 | 885.42 | MC05 | MC05 | SIMOTICS S Synchronous motor 1FK7-CT PN=0.69kW; UDC=600V M0=1.6Nm (100K); NN=6000rpm; Naturally cooled FRAME SIZE IMB 5 (IM V1, IM V3) FLANGE 1 POWER CONNECTOR ROTATABLE ABSOLUTE ENCODER SINGLETURN 20 BIT WITH DRIVE-CLIQ INTERFACE (ENCODER AS20DQI) PLAIN SHAFT, TOLERANCE N; W/O HOLDING BRAKE PROTECTION CLASS IP64; | - | 0 | 0
1FK7040-2AK71-1QG1 |  | 1FK7040-2AK71-1QG1 | 1 | UN | 1 | 15 | C | D | N | N | 85015100 | 1 |  | 3.201 | KG | 947.76 | 947.76 | MC05 | MC05 | SIMOTICS S Synchronous motor 1FK7-CT PN=0.69kW; UDC=600V M0=1.6Nm (100K); NN=6000rpm; Naturally cooled FRAME SIZE IMB 5 (IM V1, IM V3) FLANGE 1 POWER CONNECTOR ROTATABLE ABSOLUTE ENCODER SINGLETURN 20 BIT WITH DRIVE-CLIQ INTERFACE (ENCODER AS20DQI) PLAIN SHAFT, TOLERANCE N; W/O HOLDING BRAKE PROTECTION CLASS IP65, | - | 0 | 0
1FK7040-2AK71-1QG1-Z | J35 | 1FK7040-2AK71-1QG1-ZJ35 | 1 | UN | 1 | 15 | C | D | N | N | 85015100 | 1 |  | 7.101 | KG | 3144.26 | 3144.26 | MC05 | MC05 | SIMOTICS S Synchronous motor 1FK7-CT PN=0.69kW; UDC=600V M0=1.6Nm (100K); NN=6000rpm; Naturally cooled FRAME SIZE IMB 5 (IM V1, IM V3) FLANGE 1 POWER CONNECTOR ROTATABLE ABSOLUTE ENCODER SINGLETURN 20 BIT WITH DRIVE-CLIQ INTERFACE (ENCODER AS20DQI) PLAIN SHAFT, TOLERANCE N; W/O HOLDING BRAKE PROTECTION CLASS IP65, J35: ALPHA SP+, SP 075S-MF2 PLANETARY GEARING 2 STAGES, I=28, WITHOUT FEATHER KEY | - | 0 | 0
1FK7040-2AK71-1QG2 |  | 1FK7040-2AK71-1QG2 | 1 | UN | 1 | 15 | C | D | N | N | 85015100 | 1 |  | 3.201 | KG | 947.76 | 947.76 | MC05 | MC05 | SIMOTICS S Synchronous motor 1FK7-CT PN=0.69kW; UDC=600V M0=1.6Nm (100K); NN=6000rpm; Naturally cooled FRAME SIZE IMB 5 (IM V1, IM V3) FLANGE 1 POWER CONNECTOR ROTATABLE ABSOLUTE ENCODER SINGLETURN 20 BIT WITH DRIVE-CLIQ INTERFACE (ENCODER AS20DQI) PLAIN SHAFT, TOLERANCE N; W/O HOLDING BRAKE PROTECTION CLASS IP65, FLANGE ON DRIVE END IP67; | - | 0 | 0
1FK7040-2AK71-1QH0 |  | 1FK7040-2AK71-1QH0 | 1 | UN | 1 | 15 | C | D | N | N | 85015100 | 1 |  | 3.5 | KG | 1057.89 | 1057.89 | MC05 | MC05 | SIMOTICS S Synchronous motor 1FK7-CT PN=0.69kW; UDC=600V M0=1.6Nm (100K); NN=6000rpm; Naturally cooled FRAME SIZE IMB 5 (IM V1, IM V3) FLANGE 1 POWER CONNECTOR ROTATABLE ABSOLUTE ENCODER SINGLETURN 20 BIT WITH DRIVE-CLIQ INTERFACE (ENCODER AS20DQI) PLAIN SHAFT, TOLERANCE N; WITH HOLDING BRAKE PROTECTION CLASS IP64; | - | 0 | 0
1FK7040-2AK71-1QH1 |  | 1FK7040-2AK71-1QH1 | 1 | UN | 1 | 15 | C | D | N | N | 85015100 | 1 |  | 3.5 | KG | 1120.23 | 1120.23 | MC05 | MC05 | SIMOTICS S Synchronous motor 1FK7-CT PN=0.69kW; UDC=600V M0=1.6Nm (100K); NN=6000rpm; Naturally cooled FRAME SIZE IMB 5 (IM V1, IM V3) FLANGE 1 POWER CONNECTOR ROTATABLE ABSOLUTE ENCODER SINGLETURN 20 BIT WITH DRIVE-CLIQ INTERFACE (ENCODER AS20DQI) PLAIN SHAFT, TOLERANCE N; WITH HOLDING BRAKE PROTECTION CLASS IP65, | - | 0 | 0
1FK7040-2AK71-1QH2 |  | 1FK7040-2AK71-1QH2 | 1 | UN | 1 | 15 | C | D | N | N | 85015100 | 1 |  | 3.5 | KG | 1120.23 | 1120.23 | MC05 | MC05 | SIMOTICS S Synchronous motor 1FK7-CT PN=0.69kW; UDC=600V M0=1.6Nm (100K); NN=6000rpm; Naturally cooled FRAME SIZE IMB 5 (IM V1, IM V3) FLANGE 1 POWER CONNECTOR ROTATABLE ABSOLUTE ENCODER SINGLETURN 20 BIT WITH DRIVE-CLIQ INTERFACE (ENCODER AS20DQI) PLAIN SHAFT, TOLERANCE N; WITH HOLDING BRAKE PROTECTION CLASS IP65, FLANGE ON DRIVE END IP67; | - | 0 | 0
1FK7040-2AK71-1RA0 |  | 1FK7040-2AK71-1RA0 | 1 | UN | 1 | 15 | C | D | N | N | 85015100 | 1 |  | 3.201 | KG | 1192.28 | 1192.28 | MC05 | MC05 | SIMOTICS S Synchronous motor 1FK7-CT PN=0.69kW; UDC=600V M0=1.6Nm (100K); NN=6000rpm; Naturally cooled FRAME SIZE IMB 5 (IM V1, IM V3) FLANGE 1 POWER CONNECTOR ROTATABLE ABSOLUTE ENCODER 20 BIT + 12 BIT MULTITURN WITH DRIVE-CLIQ INTERFACE (ENCODER AM20DQI) SHAFT WITH FITTED KEY, TOLERANCE N; W/O HOLDING BRAKE PROTECTION CLASS IP64; | - | 0 | 0
1FK7040-2AK71-1RA1 |  | 1FK7040-2AK71-1RA1 | 1 | UN | 1 | 15 | C | D | N | N | 85015100 | 1 |  | 3.201 | KG | 1254.62 | 1254.62 | MC05 | MC05 | SIMOTICS S Synchronous motor 1FK7-CT PN=0.69kW; UDC=600V M0=1.6Nm (100K); NN=6000rpm; Naturally cooled FRAME SIZE IMB 5 (IM V1, IM V3) FLANGE 1 POWER CONNECTOR ROTATABLE ABSOLUTE ENCODER 20 BIT + 12 BIT MULTITURN WITH DRIVE-CLIQ INTERFACE (ENCODER AM20DQI) SHAFT WITH FITTED KEY, TOLERANCE N; W/O HOLDING BRAKE PROTECTION CLASS IP65, | - | 0 | 0
1FK7040-2AK71-1RA1-Z | X01 | 1FK7040-2AK71-1RA1-ZX01 | 1 | UN | 1 | 15 | C | D | N | N | 85015100 | 1 |  | 3.202 | KG | 1316.96 | 1316.96 | MC05 | MC05 | SIMOTICS S Synchronous motor 1FK7-CT PN=0.69kW; UDC=600V M0=1.6Nm (100K); NN=6000rpm; Naturally cooled FRAME SIZE IMB 5 (IM V1, IM V3) FLANGE 1 POWER CONNECTOR ROTATABLE ABSOLUTE ENCODER 20 BIT + 12 BIT MULTITURN WITH DRIVE-CLIQ INTERFACE (ENCODER AM20DQI) SHAFT WITH FITTED KEY, TOLERANCE N; W/O HOLDING BRAKE PROTECTION CLASS IP65, X01: PAINT FINISH DULL BLACK RAL9005 | - | 0 | 0
1FK7040-2AK71-1RA2 |  | 1FK7040-2AK71-1RA2 | 1 | UN | 1 | 15 | C | D | N | N | 85015100 | 1 |  | 3.201 | KG | 1254.62 | 1254.62 | MC05 | MC05 | SIMOTICS S Synchronous motor 1FK7-CT PN=0.69kW; UDC=600V M0=1.6Nm (100K); NN=6000rpm; Naturally cooled FRAME SIZE IMB 5 (IM V1, IM V3) FLANGE 1 POWER CONNECTOR ROTATABLE ABSOLUTE ENCODER 20 BIT + 12 BIT MULTITURN WITH DRIVE-CLIQ INTERFACE (ENCODER AM20DQI) SHAFT WITH FITTED KEY, TOLERANCE N; W/O HOLDING BRAKE PROTECTION CLASS IP65, FLANGE ON DRIVE END IP67; | - | 0 | 0
1FK7040-2AK71-1RB0 |  | 1FK7040-2AK71-1RB0 | 1 | UN | 1 | 15 | C | D | N | N | 85015100 | 1 |  | 3.5 | KG | 1366.24 | 1366.24 | MC05 | MC05 | SIMOTICS S Synchronous motor 1FK7-CT PN=0.69kW; UDC=600V M0=1.6Nm (100K); NN=6000rpm; Naturally cooled FRAME SIZE IMB 5 (IM V1, IM V3) FLANGE 1 POWER CONNECTOR ROTATABLE ABSOLUTE ENCODER 20 BIT + 12 BIT MULTITURN WITH DRIVE-CLIQ INTERFACE (ENCODER AM20DQI) SHAFT WITH FITTED KEY, TOLERANCE N; WITH HOLDING BRAKE PROTECTION CLASS IP64; | - | 0 | 0
1FK7040-2AK71-1RB1 |  | 1FK7040-2AK71-1RB1 | 1 | UN | 1 | 15 | C | D | N | N | 85015100 | 1 |  | 3.5 | KG | 1428.58 | 1428.58 | MC05 | MC05 | SIMOTICS S Synchronous motor 1FK7-CT PN=0.69kW; UDC=600V M0=1.6Nm (100K); NN=6000rpm; Naturally cooled FRAME SIZE IMB 5 (IM V1, IM V3) FLANGE 1 POWER CONNECTOR ROTATABLE ABSOLUTE ENCODER 20 BIT + 12 BIT MULTITURN WITH DRIVE-CLIQ INTERFACE (ENCODER AM20DQI) SHAFT WITH FITTED KEY, TOLERANCE N; WITH HOLDING BRAKE PROTECTION CLASS IP65, | - | 0 | 0
1FK7040-2AK71-1RB2 |  | 1FK7040-2AK71-1RB2 | 1 | UN | 1 | 15 | C | D | N | N | 85015100 | 1 |  | 3.5 | KG | 1428.58 | 1428.58 | MC05 | MC05 | SIMOTICS S Synchronous motor 1FK7-CT PN=0.69kW; UDC=600V M0=1.6Nm (100K); NN=6000rpm; Naturally cooled FRAME SIZE IMB 5 (IM V1, IM V3) FLANGE 1 POWER CONNECTOR ROTATABLE ABSOLUTE ENCODER 20 BIT + 12 BIT MULTITURN WITH DRIVE-CLIQ INTERFACE (ENCODER AM20DQI) SHAFT WITH FITTED KEY, TOLERANCE N; WITH HOLDING BRAKE PROTECTION CLASS IP65, FLANGE ON DRIVE END IP67; | - | 0 | 0
1FK7040-2AK71-1RG0 |  | 1FK7040-2AK71-1RG0 | 1 | UN | 1 | 15 | C | D | N | N | 85015100 | 1 |  | 3.201 | KG | 1134.79 | 1134.79 | MC05 | MC05 | SIMOTICS S Synchronous motor 1FK7-CT PN=0.69kW; UDC=600V M0=1.6Nm (100K); NN=6000rpm; Naturally cooled FRAME SIZE IMB 5 (IM V1, IM V3) FLANGE 1 POWER CONNECTOR ROTATABLE ABSOLUTE ENCODER 20 BIT + 12 BIT MULTITURN WITH DRIVE-CLIQ INTERFACE (ENCODER AM20DQI) PLAIN SHAFT, TOLERANCE N; W/O HOLDING BRAKE PROTECTION CLASS IP64; | - | 0 | 0
1FK7040-2AK71-1RG1 |  | 1FK7040-2AK71-1RG1 | 1 | UN | 1 | 15 | C | D | N | N | 85015100 | 1 |  | 3.201 | KG | 1197.13 | 1197.13 | MC05 | MC05 | SIMOTICS S Synchronous motor 1FK7-CT PN=0.69kW; UDC=600V M0=1.6Nm (100K); NN=6000rpm; Naturally cooled FRAME SIZE IMB 5 (IM V1, IM V3) FLANGE 1 POWER CONNECTOR ROTATABLE ABSOLUTE ENCODER 20 BIT + 12 BIT MULTITURN WITH DRIVE-CLIQ INTERFACE (ENCODER AM20DQI) PLAIN SHAFT, TOLERANCE N; W/O HOLDING BRAKE PROTECTION CLASS IP65, | - | 0 | 0
1FK7040-2AK71-1RG1-Z | J09 | 1FK7040-2AK71-1RG1-ZJ09 | 1 | UN | 1 | 15 | C | D | N | N | 85015100 | 1 |  | 6.801 | KG | 2597.56 | 2597.56 | MC05 | MC05 | SIMOTICS S Synchronous motor 1FK7-CT PN=0.69kW; UDC=600V M0=1.6Nm (100K); NN=6000rpm; Naturally cooled FRAME SIZE IMB 5 (IM V1, IM V3) FLANGE 1 POWER CONNECTOR ROTATABLE ABSOLUTE ENCODER 20 BIT + 12 BIT MULTITURN WITH DRIVE-CLIQ INTERFACE (ENCODER AM20DQI) PLAIN SHAFT, TOLERANCE N; W/O HOLDING BRAKE PROTECTION CLASS IP65, J09: ALPHA SP+, SP 075S-MF1 PLANETARY GEARING 1 STAGE, I=10, WITH FEATHER KEY | - | 0 | 0
1FK7040-2AK71-1RG2 |  | 1FK7040-2AK71-1RG2 | 1 | UN | 1 | 15 | C | D | N | N | 85015100 | 1 |  | 3.201 | KG | 1197.13 | 1197.13 | MC05 | MC05 | SIMOTICS S Synchronous motor 1FK7-CT PN=0.69kW; UDC=600V M0=1.6Nm (100K); NN=6000rpm; Naturally cooled FRAME SIZE IMB 5 (IM V1, IM V3) FLANGE 1 POWER CONNECTOR ROTATABLE ABSOLUTE ENCODER 20 BIT + 12 BIT MULTITURN WITH DRIVE-CLIQ INTERFACE (ENCODER AM20DQI) PLAIN SHAFT, TOLERANCE N; W/O HOLDING BRAKE PROTECTION CLASS IP65, FLANGE ON DRIVE END IP67; | - | 0 | 0
1FK7040-2AK71-1RH0 |  | 1FK7040-2AK71-1RH0 | 1 | UN | 1 | 15 | C | D | N | N | 85015100 | 1 |  | 3.5 | KG | 1307.26 | 1307.26 | MC05 | MC05 | SIMOTICS S Synchronous motor 1FK7-CT PN=0.69kW; UDC=600V M0=1.6Nm (100K); NN=6000rpm; Naturally cooled FRAME SIZE IMB 5 (IM V1, IM V3) FLANGE 1 POWER CONNECTOR ROTATABLE ABSOLUTE ENCODER 20 BIT + 12 BIT MULTITURN WITH DRIVE-CLIQ INTERFACE (ENCODER AM20DQI) PLAIN SHAFT, TOLERANCE N; WITH HOLDING BRAKE PROTECTION CLASS IP64; | - | 0 | 0
1FK7040-2AK71-1RH1 |  | 1FK7040-2AK71-1RH1 | 1 | UN | 1 | 15 | C | D | N | N | 85015100 | 1 |  | 3.5 | KG | 1369.6 | 1369.6 | MC05 | MC05 | SIMOTICS S Synchronous motor 1FK7-CT PN=0.69kW; UDC=600V M0=1.6Nm (100K); NN=6000rpm; Naturally cooled FRAME SIZE IMB 5 (IM V1, IM V3) FLANGE 1 POWER CONNECTOR ROTATABLE ABSOLUTE ENCODER 20 BIT + 12 BIT MULTITURN WITH DRIVE-CLIQ INTERFACE (ENCODER AM20DQI) PLAIN SHAFT, TOLERANCE N; WITH HOLDING BRAKE PROTECTION CLASS IP65, | - | 0 | 0
1FK7040-2AK71-1RH2 |  | 1FK7040-2AK71-1RH2 | 1 | UN | 1 | 15 | C | D | N | N | 85015100 | 1 |  | 3.5 | KG | 1369.6 | 1369.6 | MC05 | MC05 | SIMOTICS S Synchronous motor 1FK7-CT PN=0.69kW; UDC=600V M0=1.6Nm (100K); NN=6000rpm; Naturally cooled FRAME SIZE IMB 5 (IM V1, IM V3) FLANGE 1 POWER CONNECTOR ROTATABLE ABSOLUTE ENCODER 20 BIT + 12 BIT MULTITURN WITH DRIVE-CLIQ INTERFACE (ENCODER AM20DQI) PLAIN SHAFT, TOLERANCE N; WITH HOLDING BRAKE PROTECTION CLASS IP65, FLANGE ON DRIVE END IP67; | - | 0 | 0
1FK7040-2AK71-1SA0 |  | 1FK7040-2AK71-1SA0 | 1 | UN | 1 | 15 | C | D | N | N | 85015100 | 1 |  | 3.202 | KG | 713.51 | 713.51 | MC05 | MC05 | SIMOTICS S Synchronous motor 1FK7-CT PN=0.69kW; UDC=600V M0=1.6Nm (100K); NN=6000rpm; Naturally cooled FRAME SIZE IMB 5 (IM V1, IM V3) FLANGE 1, WITH KTY TEMPERATURESENSOR POWER CONNECTOR ROTATABLE RESOLVER MULTI-POLE (RESOLVER P=4); SHAFT WITH FITTED KEY, TOLERANCE N; W/O HOLDING BRAKE PROTECTION CLASS IP64; | - | 0 | 0
1FK7040-2AK71-1SA1 |  | 1FK7040-2AK71-1SA1 | 1 | UN | 1 | 15 | C | D | N | N | 85015100 | 1 |  | 3.202 | KG | 775.85 | 775.85 | MC05 | MC05 | SIMOTICS S Synchronous motor 1FK7-CT PN=0.69kW; UDC=600V M0=1.6Nm (100K); NN=6000rpm; Naturally cooled FRAME SIZE IMB 5 (IM V1, IM V3) FLANGE 1, WITH KTY TEMPERATURESENSOR POWER CONNECTOR ROTATABLE RESOLVER MULTI-POLE (RESOLVER P=4); SHAFT WITH FITTED KEY, TOLERANCE N; W/O HOLDING BRAKE PROTECTION CLASS IP65, | - | 0 | 0
1FK7040-2AK71-1SA2 |  | 1FK7040-2AK71-1SA2 | 1 | UN | 1 | 15 | C | D | N | N | 85015100 | 1 |  | 3.202 | KG | 775.85 | 775.85 | MC05 | MC05 | SIMOTICS S Synchronous motor 1FK7-CT PN=0.69kW; UDC=600V M0=1.6Nm (100K); NN=6000rpm; Naturally cooled FRAME SIZE IMB 5 (IM V1, IM V3) FLANGE 1, WITH KTY TEMPERATURESENSOR POWER CONNECTOR ROTATABLE RESOLVER MULTI-POLE (RESOLVER P=4); SHAFT WITH FITTED KEY, TOLERANCE N; W/O HOLDING BRAKE PROTECTION CLASS IP65, FLANGE ON DRIVE END IP67; | - | 0 | 0
1FK7040-2AK71-1SB0 |  | 1FK7040-2AK71-1SB0 | 1 | UN | 1 | 15 | C | D | N | N | 85015100 | 1 |  | 3.501 | KG | 887.47 | 887.47 | MC05 | MC05 | SIMOTICS S Synchronous motor 1FK7-CT PN=0.69kW; UDC=600V M0=1.6Nm (100K); NN=6000rpm; Naturally cooled FRAME SIZE IMB 5 (IM V1, IM V3) FLANGE 1, WITH KTY TEMPERATURESENSOR POWER CONNECTOR ROTATABLE RESOLVER MULTI-POLE (RESOLVER P=4); SHAFT WITH FITTED KEY, TOLERANCE N; WITH HOLDING BRAKE PROTECTION CLASS IP64; | - | 0 | 0
1FK7040-2AK71-1SB1 |  | 1FK7040-2AK71-1SB1 | 1 | UN | 1 | 15 | C | D | N | N | 85015100 | 1 |  | 3.501 | KG | 949.81 | 949.81 | MC05 | MC05 | SIMOTICS S Synchronous motor 1FK7-CT PN=0.69kW; UDC=600V M0=1.6Nm (100K); NN=6000rpm; Naturally cooled FRAME SIZE IMB 5 (IM V1, IM V3) FLANGE 1, WITH KTY TEMPERATURESENSOR POWER CONNECTOR ROTATABLE RESOLVER MULTI-POLE (RESOLVER P=4); SHAFT WITH FITTED KEY, TOLERANCE N; WITH HOLDING BRAKE PROTECTION CLASS IP65, | - | 0 | 0
1FK7040-2AK71-1SB2 |  | 1FK7040-2AK71-1SB2 | 1 | UN | 1 | 15 | C | D | N | N | 85015100 | 1 |  | 3.501 | KG | 949.81 | 949.81 | MC05 | MC05 | SIMOTICS S Synchronous motor 1FK7-CT PN=0.69kW; UDC=600V M0=1.6Nm (100K); NN=6000rpm; Naturally cooled FRAME SIZE IMB 5 (IM V1, IM V3) FLANGE 1, WITH KTY TEMPERATURESENSOR POWER CONNECTOR ROTATABLE RESOLVER MULTI-POLE (RESOLVER P=4); SHAFT WITH FITTED KEY, TOLERANCE N; WITH HOLDING BRAKE PROTECTION CLASS IP65, FLANGE ON DRIVE END IP67; | - | 0 | 0
1FK7040-2AK71-1SG0 |  | 1FK7040-2AK71-1SG0 | 1 | UN | 1 | 15 | C | D | N | N | 85015100 | 1 |  | 3.202 | KG | 656.02 | 656.02 | MC05 | MC05 | SIMOTICS S Synchronous motor 1FK7-CT PN=0.69kW; UDC=600V M0=1.6Nm (100K); NN=6000rpm; Naturally cooled FRAME SIZE IMB 5 (IM V1, IM V3) FLANGE 1, WITH KTY TEMPERATURESENSOR POWER CONNECTOR ROTATABLE RESOLVER MULTI-POLE (RESOLVER P=4); PLAIN SHAFT, TOLERANCE N; W/O HOLDING BRAKE PROTECTION CLASS IP64; | - | 0 | 0
1FK7040-2AK71-1SG1 |  | 1FK7040-2AK71-1SG1 | 1 | UN | 1 | 15 | C | D | N | N | 85015100 | 1 |  | 3.202 | KG | 718.36 | 718.36 | MC05 | MC05 | SIMOTICS S Synchronous motor 1FK7-CT PN=0.69kW; UDC=600V M0=1.6Nm (100K); NN=6000rpm; Naturally cooled FRAME SIZE IMB 5 (IM V1, IM V3) FLANGE 1, WITH KTY TEMPERATURESENSOR POWER CONNECTOR ROTATABLE RESOLVER MULTI-POLE (RESOLVER P=4); PLAIN SHAFT, TOLERANCE N; W/O HOLDING BRAKE PROTECTION CLASS IP65, | - | 0 | 0
1FK7040-2AK71-1SG2 |  | 1FK7040-2AK71-1SG2 | 1 | UN | 1 | 15 | C | D | N | N | 85015100 | 1 |  | 3.202 | KG | 718.36 | 718.36 | MC05 | MC05 | SIMOTICS S Synchronous motor 1FK7-CT PN=0.69kW; UDC=600V M0=1.6Nm (100K); NN=6000rpm; Naturally cooled FRAME SIZE IMB 5 (IM V1, IM V3) FLANGE 1, WITH KTY TEMPERATURESENSOR POWER CONNECTOR ROTATABLE RESOLVER MULTI-POLE (RESOLVER P=4); PLAIN SHAFT, TOLERANCE N; W/O HOLDING BRAKE PROTECTION CLASS IP65, FLANGE ON DRIVE END IP67; | - | 0 | 0
1FK7040-2AK71-1SH0 |  | 1FK7040-2AK71-1SH0 | 1 | UN | 1 | 15 | C | D | N | N | 85015100 | 1 |  | 3.501 | KG | 828.49 | 828.49 | MC05 | MC05 | SIMOTICS S Synchronous motor 1FK7-CT PN=0.69kW; UDC=600V M0=1.6Nm (100K); NN=6000rpm; Naturally cooled FRAME SIZE IMB 5 (IM V1, IM V3) FLANGE 1, WITH KTY TEMPERATURESENSOR POWER CONNECTOR ROTATABLE RESOLVER MULTI-POLE (RESOLVER P=4); PLAIN SHAFT, TOLERANCE N; WITH HOLDING BRAKE PROTECTION CLASS IP64; | - | 0 | 0
1FK7040-2AK71-1SH1 |  | 1FK7040-2AK71-1SH1 | 1 | UN | 1 | 15 | C | D | N | N | 85015100 | 1 |  | 3.501 | KG | 890.83 | 890.83 | MC05 | MC05 | SIMOTICS S Synchronous motor 1FK7-CT PN=0.69kW; UDC=600V M0=1.6Nm (100K); NN=6000rpm; Naturally cooled FRAME SIZE IMB 5 (IM V1, IM V3) FLANGE 1, WITH KTY TEMPERATURESENSOR POWER CONNECTOR ROTATABLE RESOLVER MULTI-POLE (RESOLVER P=4); PLAIN SHAFT, TOLERANCE N; WITH HOLDING BRAKE PROTECTION CLASS IP65, | - | 0 | 0
1FK7040-2AK71-1SH2 |  | 1FK7040-2AK71-1SH2 | 1 | UN | 1 | 15 | C | D | N | N | 85015100 | 1 |  | 3.501 | KG | 890.83 | 890.83 | MC05 | MC05 | SIMOTICS S Synchronous motor 1FK7-CT PN=0.69kW; UDC=600V M0=1.6Nm (100K); NN=6000rpm; Naturally cooled FRAME SIZE IMB 5 (IM V1, IM V3) FLANGE 1, WITH KTY TEMPERATURESENSOR POWER CONNECTOR ROTATABLE RESOLVER MULTI-POLE (RESOLVER P=4); PLAIN SHAFT, TOLERANCE N; WITH HOLDING BRAKE PROTECTION CLASS IP65, FLANGE ON DRIVE END IP67; | - | 0 | 0
1FK7040-2AK71-1TA0 |  | 1FK7040-2AK71-1TA0 | 1 | UN | 1 | 15 | C | D | N | N | 85015100 | 1 |  | 3.202 | KG | 713.51 | 713.51 | MC05 | MC05 | SIMOTICS S Synchronous motor 1FK7-CT PN=0.69kW; UDC=600V M0=1.6Nm (100K); NN=6000rpm; Naturally cooled FRAME SIZE IMB 5 (IM V1, IM V3) FLANGE 1, WITH KTY TEMPERATURESENSOR POWER CONNECTOR ROTATABLE RESOLVER 2-POLE (RESOLVER P=1); SHAFT WITH FITTED KEY, TOLERANCE N; W/O HOLDING BRAKE PROTECTION CLASS IP64; | - | 0 | 0
1FK7040-2AK71-1TA1 |  | 1FK7040-2AK71-1TA1 | 1 | UN | 1 | 15 | C | D | N | N | 85015100 | 1 |  | 3.202 | KG | 775.85 | 775.85 | MC05 | MC05 | SIMOTICS S Synchronous motor 1FK7-CT PN=0.69kW; UDC=600V M0=1.6Nm (100K); NN=6000rpm; Naturally cooled FRAME SIZE IMB 5 (IM V1, IM V3) FLANGE 1, WITH KTY TEMPERATURESENSOR POWER CONNECTOR ROTATABLE RESOLVER 2-POLE (RESOLVER P=1); SHAFT WITH FITTED KEY, TOLERANCE N; W/O HOLDING BRAKE PROTECTION CLASS IP65, | - | 0 | 0
1FK7040-2AK71-1TA2 |  | 1FK7040-2AK71-1TA2 | 1 | UN | 1 | 15 | C | D | N | N | 85015100 | 1 |  | 3.202 | KG | 775.85 | 775.85 | MC05 | MC05 | SIMOTICS S Synchronous motor 1FK7-CT PN=0.69kW; UDC=600V M0=1.6Nm (100K); NN=6000rpm; Naturally cooled FRAME SIZE IMB 5 (IM V1, IM V3) FLANGE 1, WITH KTY TEMPERATURESENSOR POWER CONNECTOR ROTATABLE RESOLVER 2-POLE (RESOLVER P=1); SHAFT WITH FITTED KEY, TOLERANCE N; W/O HOLDING BRAKE PROTECTION CLASS IP65, FLANGE ON DRIVE END IP67; | - | 0 | 0
1FK7040-2AK71-1TB0 |  | 1FK7040-2AK71-1TB0 | 1 | UN | 1 | 15 | C | D | N | N | 85015100 | 1 |  | 3.501 | KG | 887.47 | 887.47 | MC05 | MC05 | SIMOTICS S Synchronous motor 1FK7-CT PN=0.69kW; UDC=600V M0=1.6Nm (100K); NN=6000rpm; Naturally cooled FRAME SIZE IMB 5 (IM V1, IM V3) FLANGE 1, WITH KTY TEMPERATURESENSOR POWER CONNECTOR ROTATABLE RESOLVER 2-POLE (RESOLVER P=1); SHAFT WITH FITTED KEY, TOLERANCE N; WITH HOLDING BRAKE PROTECTION CLASS IP64; | - | 0 | 0
1FK7040-2AK71-1TB1 |  | 1FK7040-2AK71-1TB1 | 1 | UN | 1 | 15 | C | D | N | N | 85015100 | 1 |  | 3.501 | KG | 949.81 | 949.81 | MC05 | MC05 | SIMOTICS S Synchronous motor 1FK7-CT PN=0.69kW; UDC=600V M0=1.6Nm (100K); NN=6000rpm; Naturally cooled FRAME SIZE IMB 5 (IM V1, IM V3) FLANGE 1, WITH KTY TEMPERATURESENSOR POWER CONNECTOR ROTATABLE RESOLVER 2-POLE (RESOLVER P=1); SHAFT WITH FITTED KEY, TOLERANCE N; WITH HOLDING BRAKE PROTECTION CLASS IP65, | - | 0 | 0
1FK7040-2AK71-1TB2 |  | 1FK7040-2AK71-1TB2 | 1 | UN | 1 | 15 | C | D | N | N | 85015100 | 1 |  | 3.501 | KG | 949.81 | 949.81 | MC05 | MC05 | SIMOTICS S Synchronous motor 1FK7-CT PN=0.69kW; UDC=600V M0=1.6Nm (100K); NN=6000rpm; Naturally cooled FRAME SIZE IMB 5 (IM V1, IM V3) FLANGE 1, WITH KTY TEMPERATURESENSOR POWER CONNECTOR ROTATABLE RESOLVER 2-POLE (RESOLVER P=1); SHAFT WITH FITTED KEY, TOLERANCE N; WITH HOLDING BRAKE PROTECTION CLASS IP65, FLANGE ON DRIVE END IP67; | - | 0 | 0
1FK7040-2AK71-1TG0 |  | 1FK7040-2AK71-1TG0 | 1 | UN | 1 | 15 | C | D | N | N | 85015100 | 1 |  | 3.202 | KG | 656.02 | 656.02 | MC05 | MC05 | SIMOTICS S Synchronous motor 1FK7-CT PN=0.69kW; UDC=600V M0=1.6Nm (100K); NN=6000rpm; Naturally cooled FRAME SIZE IMB 5 (IM V1, IM V3) FLANGE 1, WITH KTY TEMPERATURESENSOR POWER CONNECTOR ROTATABLE RESOLVER 2-POLE (RESOLVER P=1); PLAIN SHAFT, TOLERANCE N; W/O HOLDING BRAKE PROTECTION CLASS IP64; | - | 0 | 0
1FK7040-2AK71-1TG1 |  | 1FK7040-2AK71-1TG1 | 1 | UN | 1 | 15 | C | D | N | N | 85015100 | 1 |  | 3.202 | KG | 718.36 | 718.36 | MC05 | MC05 | SIMOTICS S Synchronous motor 1FK7-CT PN=0.69kW; UDC=600V M0=1.6Nm (100K); NN=6000rpm; Naturally cooled FRAME SIZE IMB 5 (IM V1, IM V3) FLANGE 1, WITH KTY TEMPERATURESENSOR POWER CONNECTOR ROTATABLE RESOLVER 2-POLE (RESOLVER P=1); PLAIN SHAFT, TOLERANCE N; W/O HOLDING BRAKE PROTECTION CLASS IP65, | - | 0 | 0
1FK7040-2AK71-1TG2 |  | 1FK7040-2AK71-1TG2 | 1 | UN | 1 | 15 | C | D | N | N | 85015100 | 1 |  | 3.202 | KG | 718.36 | 718.36 | MC05 | MC05 | SIMOTICS S Synchronous motor 1FK7-CT PN=0.69kW; UDC=600V M0=1.6Nm (100K); NN=6000rpm; Naturally cooled FRAME SIZE IMB 5 (IM V1, IM V3) FLANGE 1, WITH KTY TEMPERATURESENSOR POWER CONNECTOR ROTATABLE RESOLVER 2-POLE (RESOLVER P=1); PLAIN SHAFT, TOLERANCE N; W/O HOLDING BRAKE PROTECTION CLASS IP65, FLANGE ON DRIVE END IP67; | - | 0 | 0
1FK7040-2AK71-1TH0 |  | 1FK7040-2AK71-1TH0 | 1 | UN | 1 | 15 | C | D | N | N | 85015100 | 1 |  | 3.501 | KG | 828.49 | 828.49 | MC05 | MC05 | SIMOTICS S Synchronous motor 1FK7-CT PN=0.69kW; UDC=600V M0=1.6Nm (100K); NN=6000rpm; Naturally cooled FRAME SIZE IMB 5 (IM V1, IM V3) FLANGE 1, WITH KTY TEMPERATURESENSOR POWER CONNECTOR ROTATABLE RESOLVER 2-POLE (RESOLVER P=1); PLAIN SHAFT, TOLERANCE N; WITH HOLDING BRAKE PROTECTION CLASS IP64; | - | 0 | 0
1FK7040-2AK71-1TH1 |  | 1FK7040-2AK71-1TH1 | 1 | UN | 1 | 15 | C | D | N | N | 85015100 | 1 |  | 3.501 | KG | 890.83 | 890.83 | MC05 | MC05 | SIMOTICS S Synchronous motor 1FK7-CT PN=0.69kW; UDC=600V M0=1.6Nm (100K); NN=6000rpm; Naturally cooled FRAME SIZE IMB 5 (IM V1, IM V3) FLANGE 1, WITH KTY TEMPERATURESENSOR POWER CONNECTOR ROTATABLE RESOLVER 2-POLE (RESOLVER P=1); PLAIN SHAFT, TOLERANCE N; WITH HOLDING BRAKE PROTECTION CLASS IP65, | - | 0 | 0
1FK7040-2AK71-1TH2 |  | 1FK7040-2AK71-1TH2 | 1 | UN | 1 | 15 | C | D | N | N | 85015100 | 1 |  | 3.501 | KG | 890.83 | 890.83 | MC05 | MC05 | SIMOTICS S Synchronous motor 1FK7-CT PN=0.69kW; UDC=600V M0=1.6Nm (100K); NN=6000rpm; Naturally cooled FRAME SIZE IMB 5 (IM V1, IM V3) FLANGE 1, WITH KTY TEMPERATURESENSOR POWER CONNECTOR ROTATABLE RESOLVER 2-POLE (RESOLVER P=1); PLAIN SHAFT, TOLERANCE N; WITH HOLDING BRAKE PROTECTION CLASS IP65, FLANGE ON DRIVE END IP67; | - | 0 | 0
1FK7040-2AK71-1UA0 |  | 1FK7040-2AK71-1UA0 | 1 | UN | 1 | 15 | C | D | N | N | 85015100 | 1 |  | 3.202 | KG | 874.21 | 874.21 | MC05 | MC05 | SIMOTICS S Synchronous motor 1FK7-CT PN=0.69kW; UDC=600V M0=1.6Nm (100K); NN=6000rpm; Naturally cooled FRAME SIZE IMB 5 (IM V1, IM V3) FLANGE 1 POWER CONNECTOR ROTATABLE RESOLVER MULTI-POLE WITH DRIVE-CLIQ INTERFACE; SHAFT WITH FITTED KEY, TOLERANCE N; W/O HOLDING BRAKE PROTECTION CLASS IP64; | - | 0 | 0
1FK7040-2AK71-1UA1 |  | 1FK7040-2AK71-1UA1 | 1 | UN | 1 | 15 | C | D | N | N | 85015100 | 1 |  | 3.202 | KG | 936.55 | 936.55 | MC05 | MC05 | SIMOTICS S Synchronous motor 1FK7-CT PN=0.69kW; UDC=600V M0=1.6Nm (100K); NN=6000rpm; Naturally cooled FRAME SIZE IMB 5 (IM V1, IM V3) FLANGE 1 POWER CONNECTOR ROTATABLE RESOLVER MULTI-POLE WITH DRIVE-CLIQ INTERFACE; SHAFT WITH FITTED KEY, TOLERANCE N; W/O HOLDING BRAKE PROTECTION CLASS IP65, | - | 0 | 0
1FK7040-2AK71-1UA2 |  | 1FK7040-2AK71-1UA2 | 1 | UN | 1 | 15 | C | D | N | N | 85015100 | 1 |  | 3.202 | KG | 936.55 | 936.55 | MC05 | MC05 | SIMOTICS S Synchronous motor 1FK7-CT PN=0.69kW; UDC=600V M0=1.6Nm (100K); NN=6000rpm; Naturally cooled FRAME SIZE IMB 5 (IM V1, IM V3) FLANGE 1 POWER CONNECTOR ROTATABLE RESOLVER MULTI-POLE WITH DRIVE-CLIQ INTERFACE; SHAFT WITH FITTED KEY, TOLERANCE N; W/O HOLDING BRAKE PROTECTION CLASS IP65, FLANGE ON DRIVE END IP67; | - | 0 | 0
1FK7040-2AK71-1UB0 |  | 1FK7040-2AK71-1UB0 | 1 | UN | 1 | 15 | C | D | N | N | 85015100 | 1 |  | 3.501 | KG | 1048.17 | 1048.17 | MC05 | MC05 | SIMOTICS S Synchronous motor 1FK7-CT PN=0.69kW; UDC=600V M0=1.6Nm (100K); NN=6000rpm; Naturally cooled FRAME SIZE IMB 5 (IM V1, IM V3) FLANGE 1 POWER CONNECTOR ROTATABLE RESOLVER MULTI-POLE WITH DRIVE-CLIQ INTERFACE; SHAFT WITH FITTED KEY, TOLERANCE N; WITH HOLDING BRAKE PROTECTION CLASS IP64; | - | 0 | 0
1FK7040-2AK71-1UB1 |  | 1FK7040-2AK71-1UB1 | 1 | UN | 1 | 15 | C | D | N | N | 85015100 | 1 |  | 3.501 | KG | 1110.51 | 1110.51 | MC05 | MC05 | SIMOTICS S Synchronous motor 1FK7-CT PN=0.69kW; UDC=600V M0=1.6Nm (100K); NN=6000rpm; Naturally cooled FRAME SIZE IMB 5 (IM V1, IM V3) FLANGE 1 POWER CONNECTOR ROTATABLE RESOLVER MULTI-POLE WITH DRIVE-CLIQ INTERFACE; SHAFT WITH FITTED KEY, TOLERANCE N; WITH HOLDING BRAKE PROTECTION CLASS IP65, | - | 0 | 0
1FK7040-2AK71-1UB2 |  | 1FK7040-2AK71-1UB2 | 1 | UN | 1 | 15 | C | D | N | N | 85015100 | 1 |  | 3.501 | KG | 1110.51 | 1110.51 | MC05 | MC05 | SIMOTICS S Synchronous motor 1FK7-CT PN=0.69kW; UDC=600V M0=1.6Nm (100K); NN=6000rpm; Naturally cooled FRAME SIZE IMB 5 (IM V1, IM V3) FLANGE 1 POWER CONNECTOR ROTATABLE RESOLVER MULTI-POLE WITH DRIVE-CLIQ INTERFACE; SHAFT WITH FITTED KEY, TOLERANCE N; WITH HOLDING BRAKE PROTECTION CLASS IP65, FLANGE ON DRIVE END IP67; | - | 0 | 0
1FK7040-2AK71-1UG0 |  | 1FK7040-2AK71-1UG0 | 1 | UN | 1 | 15 | C | D | N | N | 85015100 | 1 |  | 3.202 | KG | 816.72 | 816.72 | MC05 | MC05 | SIMOTICS S Synchronous motor 1FK7-CT PN=0.69kW; UDC=600V M0=1.6Nm (100K); NN=6000rpm; Naturally cooled FRAME SIZE IMB 5 (IM V1, IM V3) FLANGE 1 POWER CONNECTOR ROTATABLE RESOLVER MULTI-POLE WITH DRIVE-CLIQ INTERFACE; PLAIN SHAFT, TOLERANCE N; W/O HOLDING BRAKE PROTECTION CLASS IP64; | - | 0 | 0
1FK7040-2AK71-1UG1 |  | 1FK7040-2AK71-1UG1 | 1 | UN | 1 | 15 | C | D | N | N | 85015100 | 1 |  | 3.202 | KG | 879.06 | 879.06 | MC05 | MC05 | SIMOTICS S Synchronous motor 1FK7-CT PN=0.69kW; UDC=600V M0=1.6Nm (100K); NN=6000rpm; Naturally cooled FRAME SIZE IMB 5 (IM V1, IM V3) FLANGE 1 POWER CONNECTOR ROTATABLE RESOLVER MULTI-POLE WITH DRIVE-CLIQ INTERFACE; PLAIN SHAFT, TOLERANCE N; W/O HOLDING BRAKE PROTECTION CLASS IP65, | - | 0 | 0
1FK7040-2AK71-1UG2 |  | 1FK7040-2AK71-1UG2 | 1 | UN | 1 | 15 | C | D | N | N | 85015100 | 1 |  | 3.202 | KG | 879.06 | 879.06 | MC05 | MC05 | SIMOTICS S Synchronous motor 1FK7-CT PN=0.69kW; UDC=600V M0=1.6Nm (100K); NN=6000rpm; Naturally cooled FRAME SIZE IMB 5 (IM V1, IM V3) FLANGE 1 POWER CONNECTOR ROTATABLE RESOLVER MULTI-POLE WITH DRIVE-CLIQ INTERFACE; PLAIN SHAFT, TOLERANCE N; W/O HOLDING BRAKE PROTECTION CLASS IP65, FLANGE ON DRIVE END IP67; | - | 0 | 0
1FK7040-2AK71-1UH0 |  | 1FK7040-2AK71-1UH0 | 1 | UN | 1 | 15 | C | D | N | N | 85015100 | 1 |  | 3.501 | KG | 989.19 | 989.19 | MC05 | MC05 | SIMOTICS S Synchronous motor 1FK7-CT PN=0.69kW; UDC=600V M0=1.6Nm (100K); NN=6000rpm; Naturally cooled FRAME SIZE IMB 5 (IM V1, IM V3) FLANGE 1 POWER CONNECTOR ROTATABLE RESOLVER MULTI-POLE WITH DRIVE-CLIQ INTERFACE; PLAIN SHAFT, TOLERANCE N; WITH HOLDING BRAKE PROTECTION CLASS IP64; | - | 0 | 0
1FK7040-2AK71-1UH1 |  | 1FK7040-2AK71-1UH1 | 1 | UN | 1 | 15 | C | D | N | N | 85015100 | 1 |  | 3.501 | KG | 1051.53 | 1051.53 | MC05 | MC05 | SIMOTICS S Synchronous motor 1FK7-CT PN=0.69kW; UDC=600V M0=1.6Nm (100K); NN=6000rpm; Naturally cooled FRAME SIZE IMB 5 (IM V1, IM V3) FLANGE 1 POWER CONNECTOR ROTATABLE RESOLVER MULTI-POLE WITH DRIVE-CLIQ INTERFACE; PLAIN SHAFT, TOLERANCE N; WITH HOLDING BRAKE PROTECTION CLASS IP65, | - | 0 | 0
1FK7040-2AK71-1UH2 |  | 1FK7040-2AK71-1UH2 | 1 | UN | 1 | 15 | C | D | N | N | 85015100 | 1 |  | 3.501 | KG | 1051.53 | 1051.53 | MC05 | MC05 | SIMOTICS S Synchronous motor 1FK7-CT PN=0.69kW; UDC=600V M0=1.6Nm (100K); NN=6000rpm; Naturally cooled FRAME SIZE IMB 5 (IM V1, IM V3) FLANGE 1 POWER CONNECTOR ROTATABLE RESOLVER MULTI-POLE WITH DRIVE-CLIQ INTERFACE; PLAIN SHAFT, TOLERANCE N; WITH HOLDING BRAKE PROTECTION CLASS IP65, FLANGE ON DRIVE END IP67; | - | 0 | 0
1FK7040-2AK74-1AA0 |  | 1FK7040-2AK74-1AA0 | 1 | UN | 1 | 15 | C | D | N | N | 85015100 | 1 |  | 3.201 | KG | 1104.15 | 1104.15 | MC05 | MC05 | SIMOTICS S Synchronous motor 1FK7-CT PN=0.69kW; UDC=600V M0=1.6Nm (100K); NN=6000rpm; Naturally cooled FRAME SIZE IMB 5 (IM V1, IM V3) FLANGE 1, WITH PT1000 TEMPERATURESENSOR POWER CONNECTOR ROTATABLE INCREMENTAL ENCODER SIN/COS 1VPP;2048 S/R W. C-AND D-SPUR (ENCODER IC2048S/R) SHAFT WITH FITTED KEY, TOLERANCE N; W/O HOLDING BRAKE PROTECTION CLASS IP64; | - | 0 | 0
1FK7040-2AK74-1AA1 |  | 1FK7040-2AK74-1AA1 | 1 | UN | 1 | 15 | C | D | N | N | 85015100 | 1 |  | 3.201 | KG | 1166.49 | 1166.49 | MC05 | MC05 | SIMOTICS S Synchronous motor 1FK7-CT PN=0.69kW; UDC=600V M0=1.6Nm (100K); NN=6000rpm; Naturally cooled FRAME SIZE IMB 5 (IM V1, IM V3) FLANGE 1, WITH PT1000 TEMPERATURESENSOR POWER CONNECTOR ROTATABLE INCREMENTAL ENCODER SIN/COS 1VPP;2048 S/R W. C-AND D-SPUR (ENCODER IC2048S/R) SHAFT WITH FITTED KEY, TOLERANCE N; W/O HOLDING BRAKE PROTECTION CLASS IP65, | - | 0 | 0
1FK7040-2AK74-1AA2 |  | 1FK7040-2AK74-1AA2 | 1 | UN | 1 | 15 | C | D | N | N | 85015100 | 1 |  | 3.201 | KG | 1166.49 | 1166.49 | MC05 | MC05 | SIMOTICS S Synchronous motor 1FK7-CT PN=0.69kW; UDC=600V M0=1.6Nm (100K); NN=6000rpm; Naturally cooled FRAME SIZE IMB 5 (IM V1, IM V3) FLANGE 1, WITH PT1000 TEMPERATURESENSOR POWER CONNECTOR ROTATABLE INCREMENTAL ENCODER SIN/COS 1VPP;2048 S/R W. C-AND D-SPUR (ENCODER IC2048S/R) SHAFT WITH FITTED KEY, TOLERANCE N; W/O HOLDING BRAKE PROTECTION CLASS IP65, FLANGE ON DRIVE END IP67; | - | 0 | 0
1FK7040-2AK74-1AB0 |  | 1FK7040-2AK74-1AB0 | 1 | UN | 1 | 15 | C | D | N | N | 85015100 | 1 |  | 3.5 | KG | 1278.11 | 1278.11 | MC05 | MC05 | SIMOTICS S Synchronous motor 1FK7-CT PN=0.69kW; UDC=600V M0=1.6Nm (100K); NN=6000rpm; Naturally cooled FRAME SIZE IMB 5 (IM V1, IM V3) FLANGE 1, WITH PT1000 TEMPERATURESENSOR POWER CONNECTOR ROTATABLE INCREMENTAL ENCODER SIN/COS 1VPP;2048 S/R W. C-AND D-SPUR (ENCODER IC2048S/R) SHAFT WITH FITTED KEY, TOLERANCE N; WITH HOLDING BRAKE PROTECTION CLASS IP64; | - | 0 | 0
1FK7040-2AK74-1AB1 |  | 1FK7040-2AK74-1AB1 | 1 | UN | 1 | 15 | C | D | N | N | 85015100 | 1 |  | 3.5 | KG | 1340.45 | 1340.45 | MC05 | MC05 | SIMOTICS S Synchronous motor 1FK7-CT PN=0.69kW; UDC=600V M0=1.6Nm (100K); NN=6000rpm; Naturally cooled FRAME SIZE IMB 5 (IM V1, IM V3) FLANGE 1, WITH PT1000 TEMPERATURESENSOR POWER CONNECTOR ROTATABLE INCREMENTAL ENCODER SIN/COS 1VPP;2048 S/R W. C-AND D-SPUR (ENCODER IC2048S/R) SHAFT WITH FITTED KEY, TOLERANCE N; WITH HOLDING BRAKE PROTECTION CLASS IP65, | - | 0 | 0
1FK7040-2AK74-1AB2 |  | 1FK7040-2AK74-1AB2 | 1 | UN | 1 | 15 | C | D | N | N | 85015100 | 1 |  | 3.5 | KG | 1340.45 | 1340.45 | MC05 | MC05 | SIMOTICS S Synchronous motor 1FK7-CT PN=0.69kW; UDC=600V M0=1.6Nm (100K); NN=6000rpm; Naturally cooled FRAME SIZE IMB 5 (IM V1, IM V3) FLANGE 1, WITH PT1000 TEMPERATURESENSOR POWER CONNECTOR ROTATABLE INCREMENTAL ENCODER SIN/COS 1VPP;2048 S/R W. C-AND D-SPUR (ENCODER IC2048S/R) SHAFT WITH FITTED KEY, TOLERANCE N; WITH HOLDING BRAKE PROTECTION CLASS IP65, FLANGE ON DRIVE END IP67; | - | 0 | 0
1FK7040-2AK74-1AG0 |  | 1FK7040-2AK74-1AG0 | 1 | UN | 1 | 15 | C | D | N | N | 85015100 | 1 |  | 3.201 | KG | 1046.66 | 1046.66 | MC05 | MC05 | SIMOTICS S Synchronous motor 1FK7-CT PN=0.69kW; UDC=600V M0=1.6Nm (100K); NN=6000rpm; Naturally cooled FRAME SIZE IMB 5 (IM V1, IM V3) FLANGE 1, WITH PT1000 TEMPERATURESENSOR POWER CONNECTOR ROTATABLE INCREMENTAL ENCODER SIN/COS 1VPP;2048 S/R W. C-AND D-SPUR (ENCODER IC2048S/R) PLAIN SHAFT, TOLERANCE N; W/O HOLDING BRAKE PROTECTION CLASS IP64; | - | 0 | 0
1FK7040-2AK74-1AG1 |  | 1FK7040-2AK74-1AG1 | 1 | UN | 1 | 15 | C | D | N | N | 85015100 | 1 |  | 3.201 | KG | 1109 | 1109 | MC05 | MC05 | SIMOTICS S Synchronous motor 1FK7-CT PN=0.69kW; UDC=600V M0=1.6Nm (100K); NN=6000rpm; Naturally cooled FRAME SIZE IMB 5 (IM V1, IM V3) FLANGE 1, WITH PT1000 TEMPERATURESENSOR POWER CONNECTOR ROTATABLE INCREMENTAL ENCODER SIN/COS 1VPP;2048 S/R W. C-AND D-SPUR (ENCODER IC2048S/R) PLAIN SHAFT, TOLERANCE N; W/O HOLDING BRAKE PROTECTION CLASS IP65, | - | 0 | 0
1FK7040-2AK74-1AG2 |  | 1FK7040-2AK74-1AG2 | 1 | UN | 1 | 15 | C | D | N | N | 85015100 | 1 |  | 3.201 | KG | 1109 | 1109 | MC05 | MC05 | SIMOTICS S Synchronous motor 1FK7-CT PN=0.69kW; UDC=600V M0=1.6Nm (100K); NN=6000rpm; Naturally cooled FRAME SIZE IMB 5 (IM V1, IM V3) FLANGE 1, WITH PT1000 TEMPERATURESENSOR POWER CONNECTOR ROTATABLE INCREMENTAL ENCODER SIN/COS 1VPP;2048 S/R W. C-AND D-SPUR (ENCODER IC2048S/R) PLAIN SHAFT, TOLERANCE N; W/O HOLDING BRAKE PROTECTION CLASS IP65, FLANGE ON DRIVE END IP67; | - | 0 | 0
1FK7040-2AK74-1AH0 |  | 1FK7040-2AK74-1AH0 | 1 | UN | 1 | 15 | C | D | N | N | 85015100 | 1 |  | 3.5 | KG | 1219.13 | 1219.13 | MC05 | MC05 | SIMOTICS S Synchronous motor 1FK7-CT PN=0.69kW; UDC=600V M0=1.6Nm (100K); NN=6000rpm; Naturally cooled FRAME SIZE IMB 5 (IM V1, IM V3) FLANGE 1, WITH PT1000 TEMPERATURESENSOR POWER CONNECTOR ROTATABLE INCREMENTAL ENCODER SIN/COS 1VPP;2048 S/R W. C-AND D-SPUR (ENCODER IC2048S/R) PLAIN SHAFT, TOLERANCE N; WITH HOLDING BRAKE PROTECTION CLASS IP64; | - | 0 | 0
1FK7040-2AK74-1AH1 |  | 1FK7040-2AK74-1AH1 | 1 | UN | 1 | 15 | C | D | N | N | 85015100 | 1 |  | 3.5 | KG | 1281.47 | 1281.47 | MC05 | MC05 | SIMOTICS S Synchronous motor 1FK7-CT PN=0.69kW; UDC=600V M0=1.6Nm (100K); NN=6000rpm; Naturally cooled FRAME SIZE IMB 5 (IM V1, IM V3) FLANGE 1, WITH PT1000 TEMPERATURESENSOR POWER CONNECTOR ROTATABLE INCREMENTAL ENCODER SIN/COS 1VPP;2048 S/R W. C-AND D-SPUR (ENCODER IC2048S/R) PLAIN SHAFT, TOLERANCE N; WITH HOLDING BRAKE PROTECTION CLASS IP65, | - | 0 | 0
1FK7040-2AK74-1AH2 |  | 1FK7040-2AK74-1AH2 | 1 | UN | 1 | 15 | C | D | N | N | 85015100 | 1 |  | 3.5 | KG | 1281.47 | 1281.47 | MC05 | MC05 | SIMOTICS S Synchronous motor 1FK7-CT PN=0.69kW; UDC=600V M0=1.6Nm (100K); NN=6000rpm; Naturally cooled FRAME SIZE IMB 5 (IM V1, IM V3) FLANGE 1, WITH PT1000 TEMPERATURESENSOR POWER CONNECTOR ROTATABLE INCREMENTAL ENCODER SIN/COS 1VPP;2048 S/R W. C-AND D-SPUR (ENCODER IC2048S/R) PLAIN SHAFT, TOLERANCE N; WITH HOLDING BRAKE PROTECTION CLASS IP65, FLANGE ON DRIVE END IP67; | - | 0 | 0
1FK7040-2AK74-1EA0 |  | 1FK7040-2AK74-1EA0 | 1 | UN | 1 | 15 | C | D | N | N | 85015100 | 1 |  | 3.201 | KG | 1351.83 | 1351.83 | MC05 | MC05 | SIMOTICS S Synchronous motor 1FK7-CT PN=0.69kW; UDC=600V M0=1.6Nm (100K); NN=6000rpm; Naturally cooled FRAME SIZE IMB 5 (IM V1, IM V3) FLANGE 1, WITH PT1000 TEMPERATURESENSOR POWER CONNECTOR ROTATABLE ABSOLUTE ENCODERR 2048 S/R + 4096 UMDREHUNGEN MULTITURN, WITH ENDAT-SCHNITTSTELLE (ENCODER AM2048S/R) SHAFT WITH FITTED KEY, TOLERANCE N; W/O HOLDING BRAKE PROTECTION CLASS IP64; | - | 0 | 0
1FK7040-2AK74-1EA1 |  | 1FK7040-2AK74-1EA1 | 1 | UN | 1 | 15 | C | D | N | N | 85015100 | 1 |  | 3.201 | KG | 1414.17 | 1414.17 | MC05 | MC05 | SIMOTICS S Synchronous motor 1FK7-CT PN=0.69kW; UDC=600V M0=1.6Nm (100K); NN=6000rpm; Naturally cooled FRAME SIZE IMB 5 (IM V1, IM V3) FLANGE 1, WITH PT1000 TEMPERATURESENSOR POWER CONNECTOR ROTATABLE ABSOLUTE ENCODERR 2048 S/R + 4096 UMDREHUNGEN MULTITURN, WITH ENDAT-SCHNITTSTELLE (ENCODER AM2048S/R) SHAFT WITH FITTED KEY, TOLERANCE N; W/O HOLDING BRAKE PROTECTION CLASS IP65, | - | 0 | 0
1FK7040-2AK74-1EA2 |  | 1FK7040-2AK74-1EA2 | 1 | UN | 1 | 15 | C | D | N | N | 85015100 | 1 |  | 3.201 | KG | 1414.17 | 1414.17 | MC05 | MC05 | SIMOTICS S Synchronous motor 1FK7-CT PN=0.69kW; UDC=600V M0=1.6Nm (100K); NN=6000rpm; Naturally cooled FRAME SIZE IMB 5 (IM V1, IM V3) FLANGE 1, WITH PT1000 TEMPERATURESENSOR POWER CONNECTOR ROTATABLE ABSOLUTE ENCODERR 2048 S/R + 4096 UMDREHUNGEN MULTITURN, WITH ENDAT-SCHNITTSTELLE (ENCODER AM2048S/R) SHAFT WITH FITTED KEY, TOLERANCE N; W/O HOLDING BRAKE PROTECTION CLASS IP65, FLANGE ON DRIVE END IP67; | - | 0 | 0
1FK7040-2AK74-1EB0 |  | 1FK7040-2AK74-1EB0 | 1 | UN | 1 | 15 | C | D | N | N | 85015100 | 1 |  | 3.5 | KG | 1525.79 | 1525.79 | MC05 | MC05 | SIMOTICS S Synchronous motor 1FK7-CT PN=0.69kW; UDC=600V M0=1.6Nm (100K); NN=6000rpm; Naturally cooled FRAME SIZE IMB 5 (IM V1, IM V3) FLANGE 1, WITH PT1000 TEMPERATURESENSOR POWER CONNECTOR ROTATABLE ABSOLUTE ENCODERR 2048 S/R + 4096 UMDREHUNGEN MULTITURN, WITH ENDAT-SCHNITTSTELLE (ENCODER AM2048S/R) SHAFT WITH FITTED KEY, TOLERANCE N; WITH HOLDING BRAKE PROTECTION CLASS IP64; | - | 0 | 0
1FK7040-2AK74-1EB1 |  | 1FK7040-2AK74-1EB1 | 1 | UN | 1 | 15 | C | D | N | N | 85015100 | 1 |  | 3.5 | KG | 1588.13 | 1588.13 | MC05 | MC05 | SIMOTICS S Synchronous motor 1FK7-CT PN=0.69kW; UDC=600V M0=1.6Nm (100K); NN=6000rpm; Naturally cooled FRAME SIZE IMB 5 (IM V1, IM V3) FLANGE 1, WITH PT1000 TEMPERATURESENSOR POWER CONNECTOR ROTATABLE ABSOLUTE ENCODERR 2048 S/R + 4096 UMDREHUNGEN MULTITURN, WITH ENDAT-SCHNITTSTELLE (ENCODER AM2048S/R) SHAFT WITH FITTED KEY, TOLERANCE N; WITH HOLDING BRAKE PROTECTION CLASS IP65, | - | 0 | 0
1FK7040-2AK74-1EB2 |  | 1FK7040-2AK74-1EB2 | 1 | UN | 1 | 15 | C | D | N | N | 85015100 | 1 |  | 3.5 | KG | 1588.13 | 1588.13 | MC05 | MC05 | SIMOTICS S Synchronous motor 1FK7-CT PN=0.69kW; UDC=600V M0=1.6Nm (100K); NN=6000rpm; Naturally cooled FRAME SIZE IMB 5 (IM V1, IM V3) FLANGE 1, WITH PT1000 TEMPERATURESENSOR POWER CONNECTOR ROTATABLE ABSOLUTE ENCODERR 2048 S/R + 4096 UMDREHUNGEN MULTITURN, WITH ENDAT-SCHNITTSTELLE (ENCODER AM2048S/R) SHAFT WITH FITTED KEY, TOLERANCE N; WITH HOLDING BRAKE PROTECTION CLASS IP65, FLANGE ON DRIVE END IP67; | - | 0 | 0
1FK7040-2AK74-1EG0 |  | 1FK7040-2AK74-1EG0 | 1 | UN | 1 | 15 | C | D | N | N | 85015100 | 1 |  | 3.201 | KG | 1294.34 | 1294.34 | MC05 | MC05 | SIMOTICS S Synchronous motor 1FK7-CT PN=0.69kW; UDC=600V M0=1.6Nm (100K); NN=6000rpm; Naturally cooled FRAME SIZE IMB 5 (IM V1, IM V3) FLANGE 1, WITH PT1000 TEMPERATURESENSOR POWER CONNECTOR ROTATABLE ABSOLUTE ENCODERR 2048 S/R + 4096 UMDREHUNGEN MULTITURN, WITH ENDAT-SCHNITTSTELLE (ENCODER AM2048S/R) PLAIN SHAFT, TOLERANCE N; W/O HOLDING BRAKE PROTECTION CLASS IP64; | - | 0 | 0
1FK7040-2AK74-1EG1 |  | 1FK7040-2AK74-1EG1 | 1 | UN | 1 | 15 | C | D | N | N | 85015100 | 1 |  | 3.201 | KG | 1356.68 | 1356.68 | MC05 | MC05 | SIMOTICS S Synchronous motor 1FK7-CT PN=0.69kW; UDC=600V M0=1.6Nm (100K); NN=6000rpm; Naturally cooled FRAME SIZE IMB 5 (IM V1, IM V3) FLANGE 1, WITH PT1000 TEMPERATURESENSOR POWER CONNECTOR ROTATABLE ABSOLUTE ENCODERR 2048 S/R + 4096 UMDREHUNGEN MULTITURN, WITH ENDAT-SCHNITTSTELLE (ENCODER AM2048S/R) PLAIN SHAFT, TOLERANCE N; W/O HOLDING BRAKE PROTECTION CLASS IP65, | - | 0 | 0
1FK7040-2AK74-1EG2 |  | 1FK7040-2AK74-1EG2 | 1 | UN | 1 | 15 | C | D | N | N | 85015100 | 1 |  | 3.201 | KG | 1356.68 | 1356.68 | MC05 | MC05 | SIMOTICS S Synchronous motor 1FK7-CT PN=0.69kW; UDC=600V M0=1.6Nm (100K); NN=6000rpm; Naturally cooled FRAME SIZE IMB 5 (IM V1, IM V3) FLANGE 1, WITH PT1000 TEMPERATURESENSOR POWER CONNECTOR ROTATABLE ABSOLUTE ENCODERR 2048 S/R + 4096 UMDREHUNGEN MULTITURN, WITH ENDAT-SCHNITTSTELLE (ENCODER AM2048S/R) PLAIN SHAFT, TOLERANCE N; W/O HOLDING BRAKE PROTECTION CLASS IP65, FLANGE ON DRIVE END IP67; | - | 0 | 0
1FK7040-2AK74-1EH0 |  | 1FK7040-2AK74-1EH0 | 1 | UN | 1 | 15 | C | D | N | N | 85015100 | 1 |  | 3.5 | KG | 1466.81 | 1466.81 | MC05 | MC05 | SIMOTICS S Synchronous motor 1FK7-CT PN=0.69kW; UDC=600V M0=1.6Nm (100K); NN=6000rpm; Naturally cooled FRAME SIZE IMB 5 (IM V1, IM V3) FLANGE 1, WITH PT1000 TEMPERATURESENSOR POWER CONNECTOR ROTATABLE ABSOLUTE ENCODERR 2048 S/R + 4096 UMDREHUNGEN MULTITURN, WITH ENDAT-SCHNITTSTELLE (ENCODER AM2048S/R) PLAIN SHAFT, TOLERANCE N; WITH HOLDING BRAKE PROTECTION CLASS IP64; | - | 0 | 0
1FK7040-2AK74-1EH1 |  | 1FK7040-2AK74-1EH1 | 1 | UN | 1 | 15 | C | D | N | N | 85015100 | 1 |  | 3.5 | KG | 1529.15 | 1529.15 | MC05 | MC05 | SIMOTICS S Synchronous motor 1FK7-CT PN=0.69kW; UDC=600V M0=1.6Nm (100K); NN=6000rpm; Naturally cooled FRAME SIZE IMB 5 (IM V1, IM V3) FLANGE 1, WITH PT1000 TEMPERATURESENSOR POWER CONNECTOR ROTATABLE ABSOLUTE ENCODERR 2048 S/R + 4096 UMDREHUNGEN MULTITURN, WITH ENDAT-SCHNITTSTELLE (ENCODER AM2048S/R) PLAIN SHAFT, TOLERANCE N; WITH HOLDING BRAKE PROTECTION CLASS IP65, | - | 0 | 0
1FK7040-2AK74-1EH2 |  | 1FK7040-2AK74-1EH2 | 1 | UN | 1 | 15 | C | D | N | N | 85015100 | 1 |  | 3.5 | KG | 1529.15 | 1529.15 | MC05 | MC05 | SIMOTICS S Synchronous motor 1FK7-CT PN=0.69kW; UDC=600V M0=1.6Nm (100K); NN=6000rpm; Naturally cooled FRAME SIZE IMB 5 (IM V1, IM V3) FLANGE 1, WITH PT1000 TEMPERATURESENSOR POWER CONNECTOR ROTATABLE ABSOLUTE ENCODERR 2048 S/R + 4096 UMDREHUNGEN MULTITURN, WITH ENDAT-SCHNITTSTELLE (ENCODER AM2048S/R) PLAIN SHAFT, TOLERANCE N; WITH HOLDING BRAKE PROTECTION CLASS IP65, FLANGE ON DRIVE END IP67; | - | 0 | 0
1FK7040-2AK74-1SA0 |  | 1FK7040-2AK74-1SA0 | 1 | UN | 1 | 15 | C | D | N | N | 85015100 | 1 |  | 3.202 | KG | 713.51 | 713.51 | MC05 | MC05 | SIMOTICS S Synchronous motor 1FK7-CT PN=0.69kW; UDC=600V M0=1.6Nm (100K); NN=6000rpm; Naturally cooled FRAME SIZE IMB 5 (IM V1, IM V3) FLANGE 1, WITH PT1000 TEMPERATURESENSOR POWER CONNECTOR ROTATABLE RESOLVER MULTI-POLE (RESOLVER P=4); SHAFT WITH FITTED KEY, TOLERANCE N; W/O HOLDING BRAKE PROTECTION CLASS IP64; | - | 0 | 0
1FK7040-2AK74-1SA1 |  | 1FK7040-2AK74-1SA1 | 1 | UN | 1 | 15 | C | D | N | N | 85015100 | 1 |  | 3.202 | KG | 775.85 | 775.85 | MC05 | MC05 | SIMOTICS S Synchronous motor 1FK7-CT PN=0.69kW; UDC=600V M0=1.6Nm (100K); NN=6000rpm; Naturally cooled FRAME SIZE IMB 5 (IM V1, IM V3) FLANGE 1, WITH PT1000 TEMPERATURESENSOR POWER CONNECTOR ROTATABLE RESOLVER MULTI-POLE (RESOLVER P=4); SHAFT WITH FITTED KEY, TOLERANCE N; W/O HOLDING BRAKE PROTECTION CLASS IP65, | - | 0 | 0
1FK7040-2AK74-1SA2 |  | 1FK7040-2AK74-1SA2 | 1 | UN | 1 | 15 | C | D | N | N | 85015100 | 1 |  | 3.202 | KG | 775.85 | 775.85 | MC05 | MC05 | SIMOTICS S Synchronous motor 1FK7-CT PN=0.69kW; UDC=600V M0=1.6Nm (100K); NN=6000rpm; Naturally cooled FRAME SIZE IMB 5 (IM V1, IM V3) FLANGE 1, WITH PT1000 TEMPERATURESENSOR POWER CONNECTOR ROTATABLE RESOLVER MULTI-POLE (RESOLVER P=4); SHAFT WITH FITTED KEY, TOLERANCE N; W/O HOLDING BRAKE PROTECTION CLASS IP65, FLANGE ON DRIVE END IP67; | - | 0 | 0
1FK7040-2AK74-1SB0 |  | 1FK7040-2AK74-1SB0 | 1 | UN | 1 | 15 | C | D | N | N | 85015100 | 1 |  | 3.501 | KG | 887.47 | 887.47 | MC05 | MC05 | SIMOTICS S Synchronous motor 1FK7-CT PN=0.69kW; UDC=600V M0=1.6Nm (100K); NN=6000rpm; Naturally cooled FRAME SIZE IMB 5 (IM V1, IM V3) FLANGE 1, WITH PT1000 TEMPERATURESENSOR POWER CONNECTOR ROTATABLE RESOLVER MULTI-POLE (RESOLVER P=4); SHAFT WITH FITTED KEY, TOLERANCE N; WITH HOLDING BRAKE PROTECTION CLASS IP64; | - | 0 | 0
1FK7040-2AK74-1SB1 |  | 1FK7040-2AK74-1SB1 | 1 | UN | 1 | 15 | C | D | N | N | 85015100 | 1 |  | 3.501 | KG | 949.81 | 949.81 | MC05 | MC05 | SIMOTICS S Synchronous motor 1FK7-CT PN=0.69kW; UDC=600V M0=1.6Nm (100K); NN=6000rpm; Naturally cooled FRAME SIZE IMB 5 (IM V1, IM V3) FLANGE 1, WITH PT1000 TEMPERATURESENSOR POWER CONNECTOR ROTATABLE RESOLVER MULTI-POLE (RESOLVER P=4); SHAFT WITH FITTED KEY, TOLERANCE N; WITH HOLDING BRAKE PROTECTION CLASS IP65, | - | 0 | 0
1FK7040-2AK74-1SB2 |  | 1FK7040-2AK74-1SB2 | 1 | UN | 1 | 15 | C | D | N | N | 85015100 | 1 |  | 3.501 | KG | 949.81 | 949.81 | MC05 | MC05 | SIMOTICS S Synchronous motor 1FK7-CT PN=0.69kW; UDC=600V M0=1.6Nm (100K); NN=6000rpm; Naturally cooled FRAME SIZE IMB 5 (IM V1, IM V3) FLANGE 1, WITH PT1000 TEMPERATURESENSOR POWER CONNECTOR ROTATABLE RESOLVER MULTI-POLE (RESOLVER P=4); SHAFT WITH FITTED KEY, TOLERANCE N; WITH HOLDING BRAKE PROTECTION CLASS IP65, FLANGE ON DRIVE END IP67; | - | 0 | 0
1FK7040-2AK74-1SG0 |  | 1FK7040-2AK74-1SG0 | 1 | UN | 1 | 15 | C | D | N | N | 85015100 | 1 |  | 3.202 | KG | 656.02 | 656.02 | MC05 | MC05 | SIMOTICS S Synchronous motor 1FK7-CT PN=0.69kW; UDC=600V M0=1.6Nm (100K); NN=6000rpm; Naturally cooled FRAME SIZE IMB 5 (IM V1, IM V3) FLANGE 1, WITH PT1000 TEMPERATURESENSOR POWER CONNECTOR ROTATABLE RESOLVER MULTI-POLE (RESOLVER P=4); PLAIN SHAFT, TOLERANCE N; W/O HOLDING BRAKE PROTECTION CLASS IP64; | - | 0 | 0
1FK7040-2AK74-1SG1 |  | 1FK7040-2AK74-1SG1 | 1 | UN | 1 | 15 | C | D | N | N | 85015100 | 1 |  | 3.202 | KG | 718.36 | 718.36 | MC05 | MC05 | SIMOTICS S Synchronous motor 1FK7-CT PN=0.69kW; UDC=600V M0=1.6Nm (100K); NN=6000rpm; Naturally cooled FRAME SIZE IMB 5 (IM V1, IM V3) FLANGE 1, WITH PT1000 TEMPERATURESENSOR POWER CONNECTOR ROTATABLE RESOLVER MULTI-POLE (RESOLVER P=4); PLAIN SHAFT, TOLERANCE N; W/O HOLDING BRAKE PROTECTION CLASS IP65, | - | 0 | 0
1FK7040-2AK74-1SG2 |  | 1FK7040-2AK74-1SG2 | 1 | UN | 1 | 15 | C | D | N | N | 85015100 | 1 |  | 3.202 | KG | 718.36 | 718.36 | MC05 | MC05 | SIMOTICS S Synchronous motor 1FK7-CT PN=0.69kW; UDC=600V M0=1.6Nm (100K); NN=6000rpm; Naturally cooled FRAME SIZE IMB 5 (IM V1, IM V3) FLANGE 1, WITH PT1000 TEMPERATURESENSOR POWER CONNECTOR ROTATABLE RESOLVER MULTI-POLE (RESOLVER P=4); PLAIN SHAFT, TOLERANCE N; W/O HOLDING BRAKE PROTECTION CLASS IP65, FLANGE ON DRIVE END IP67; | - | 0 | 0
1FK7040-2AK74-1SH0 |  | 1FK7040-2AK74-1SH0 | 1 | UN | 1 | 15 | C | D | N | N | 85015100 | 1 |  | 3.501 | KG | 828.49 | 828.49 | MC05 | MC05 | SIMOTICS S Synchronous motor 1FK7-CT PN=0.69kW; UDC=600V M0=1.6Nm (100K); NN=6000rpm; Naturally cooled FRAME SIZE IMB 5 (IM V1, IM V3) FLANGE 1, WITH PT1000 TEMPERATURESENSOR POWER CONNECTOR ROTATABLE RESOLVER MULTI-POLE (RESOLVER P=4); PLAIN SHAFT, TOLERANCE N; WITH HOLDING BRAKE PROTECTION CLASS IP64; | - | 0 | 0
1FK7040-2AK74-1SH1 |  | 1FK7040-2AK74-1SH1 | 1 | UN | 1 | 15 | C | D | N | N | 85015100 | 1 |  | 3.501 | KG | 890.83 | 890.83 | MC05 | MC05 | SIMOTICS S Synchronous motor 1FK7-CT PN=0.69kW; UDC=600V M0=1.6Nm (100K); NN=6000rpm; Naturally cooled FRAME SIZE IMB 5 (IM V1, IM V3) FLANGE 1, WITH PT1000 TEMPERATURESENSOR POWER CONNECTOR ROTATABLE RESOLVER MULTI-POLE (RESOLVER P=4); PLAIN SHAFT, TOLERANCE N; WITH HOLDING BRAKE PROTECTION CLASS IP65, | - | 0 | 0
1FK7040-2AK74-1SH2 |  | 1FK7040-2AK74-1SH2 | 1 | UN | 1 | 15 | C | D | N | N | 85015100 | 1 |  | 3.501 | KG | 890.83 | 890.83 | MC05 | MC05 | SIMOTICS S Synchronous motor 1FK7-CT PN=0.69kW; UDC=600V M0=1.6Nm (100K); NN=6000rpm; Naturally cooled FRAME SIZE IMB 5 (IM V1, IM V3) FLANGE 1, WITH PT1000 TEMPERATURESENSOR POWER CONNECTOR ROTATABLE RESOLVER MULTI-POLE (RESOLVER P=4); PLAIN SHAFT, TOLERANCE N; WITH HOLDING BRAKE PROTECTION CLASS IP65, FLANGE ON DRIVE END IP67; | - | 0 | 0
1FK7040-2AK74-1TA0 |  | 1FK7040-2AK74-1TA0 | 1 | UN | 1 | 15 | C | D | N | N | 85015100 | 1 |  | 3.202 | KG | 713.51 | 713.51 | MC05 | MC05 | SIMOTICS S Synchronous motor 1FK7-CT PN=0.69kW; UDC=600V M0=1.6Nm (100K); NN=6000rpm; Naturally cooled FRAME SIZE IMB 5 (IM V1, IM V3) FLANGE 1, WITH PT1000 TEMPERATURESENSOR POWER CONNECTOR ROTATABLE RESOLVER 2-POLE (RESOLVER P=1); SHAFT WITH FITTED KEY, TOLERANCE N; W/O HOLDING BRAKE PROTECTION CLASS IP64; | - | 0 | 0
1FK7040-2AK74-1TA1 |  | 1FK7040-2AK74-1TA1 | 1 | UN | 1 | 15 | C | D | N | N | 85015100 | 1 |  | 3.202 | KG | 775.85 | 775.85 | MC05 | MC05 | SIMOTICS S Synchronous motor 1FK7-CT PN=0.69kW; UDC=600V M0=1.6Nm (100K); NN=6000rpm; Naturally cooled FRAME SIZE IMB 5 (IM V1, IM V3) FLANGE 1, WITH PT1000 TEMPERATURESENSOR POWER CONNECTOR ROTATABLE RESOLVER 2-POLE (RESOLVER P=1); SHAFT WITH FITTED KEY, TOLERANCE N; W/O HOLDING BRAKE PROTECTION CLASS IP65, | - | 0 | 0
1FK7040-2AK74-1TA2 |  | 1FK7040-2AK74-1TA2 | 1 | UN | 1 | 15 | C | D | N | N | 85015100 | 1 |  | 3.202 | KG | 775.85 | 775.85 | MC05 | MC05 | SIMOTICS S Synchronous motor 1FK7-CT PN=0.69kW; UDC=600V M0=1.6Nm (100K); NN=6000rpm; Naturally cooled FRAME SIZE IMB 5 (IM V1, IM V3) FLANGE 1, WITH PT1000 TEMPERATURESENSOR POWER CONNECTOR ROTATABLE RESOLVER 2-POLE (RESOLVER P=1); SHAFT WITH FITTED KEY, TOLERANCE N; W/O HOLDING BRAKE PROTECTION CLASS IP65, FLANGE ON DRIVE END IP67; | - | 0 | 0
1FK7040-2AK74-1TB0 |  | 1FK7040-2AK74-1TB0 | 1 | UN | 1 | 15 | C | D | N | N | 85015100 | 1 |  | 3.501 | KG | 887.47 | 887.47 | MC05 | MC05 | SIMOTICS S Synchronous motor 1FK7-CT PN=0.69kW; UDC=600V M0=1.6Nm (100K); NN=6000rpm; Naturally cooled FRAME SIZE IMB 5 (IM V1, IM V3) FLANGE 1, WITH PT1000 TEMPERATURESENSOR POWER CONNECTOR ROTATABLE RESOLVER 2-POLE (RESOLVER P=1); SHAFT WITH FITTED KEY, TOLERANCE N; WITH HOLDING BRAKE PROTECTION CLASS IP64; | - | 0 | 0
1FK7040-2AK74-1TB1 |  | 1FK7040-2AK74-1TB1 | 1 | UN | 1 | 15 | C | D | N | N | 85015100 | 1 |  | 3.501 | KG | 949.81 | 949.81 | MC05 | MC05 | SIMOTICS S Synchronous motor 1FK7-CT PN=0.69kW; UDC=600V M0=1.6Nm (100K); NN=6000rpm; Naturally cooled FRAME SIZE IMB 5 (IM V1, IM V3) FLANGE 1, WITH PT1000 TEMPERATURESENSOR POWER CONNECTOR ROTATABLE RESOLVER 2-POLE (RESOLVER P=1); SHAFT WITH FITTED KEY, TOLERANCE N; WITH HOLDING BRAKE PROTECTION CLASS IP65, | - | 0 | 0
1FK7040-2AK74-1TB2 |  | 1FK7040-2AK74-1TB2 | 1 | UN | 1 | 15 | C | D | N | N | 85015100 | 1 |  | 3.501 | KG | 949.81 | 949.81 | MC05 | MC05 | SIMOTICS S Synchronous motor 1FK7-CT PN=0.69kW; UDC=600V M0=1.6Nm (100K); NN=6000rpm; Naturally cooled FRAME SIZE IMB 5 (IM V1, IM V3) FLANGE 1, WITH PT1000 TEMPERATURESENSOR POWER CONNECTOR ROTATABLE RESOLVER 2-POLE (RESOLVER P=1); SHAFT WITH FITTED KEY, TOLERANCE N; WITH HOLDING BRAKE PROTECTION CLASS IP65, FLANGE ON DRIVE END IP67; | - | 0 | 0
1FK7040-2AK74-1TG0 |  | 1FK7040-2AK74-1TG0 | 1 | UN | 1 | 15 | C | D | N | N | 85015100 | 1 |  | 3.202 | KG | 656.02 | 656.02 | MC05 | MC05 | SIMOTICS S Synchronous motor 1FK7-CT PN=0.69kW; UDC=600V M0=1.6Nm (100K); NN=6000rpm; Naturally cooled FRAME SIZE IMB 5 (IM V1, IM V3) FLANGE 1, WITH PT1000 TEMPERATURESENSOR POWER CONNECTOR ROTATABLE RESOLVER 2-POLE (RESOLVER P=1); PLAIN SHAFT, TOLERANCE N; W/O HOLDING BRAKE PROTECTION CLASS IP64; | - | 0 | 0
1FK7040-2AK74-1TG1 |  | 1FK7040-2AK74-1TG1 | 1 | UN | 1 | 15 | C | D | N | N | 85015100 | 1 |  | 3.202 | KG | 718.36 | 718.36 | MC05 | MC05 | SIMOTICS S Synchronous motor 1FK7-CT PN=0.69kW; UDC=600V M0=1.6Nm (100K); NN=6000rpm; Naturally cooled FRAME SIZE IMB 5 (IM V1, IM V3) FLANGE 1, WITH PT1000 TEMPERATURESENSOR POWER CONNECTOR ROTATABLE RESOLVER 2-POLE (RESOLVER P=1); PLAIN SHAFT, TOLERANCE N; W/O HOLDING BRAKE PROTECTION CLASS IP65, | - | 0 | 0
1FK7040-2AK74-1TG2 |  | 1FK7040-2AK74-1TG2 | 1 | UN | 1 | 15 | C | D | N | N | 85015100 | 1 |  | 3.202 | KG | 718.36 | 718.36 | MC05 | MC05 | SIMOTICS S Synchronous motor 1FK7-CT PN=0.69kW; UDC=600V M0=1.6Nm (100K); NN=6000rpm; Naturally cooled FRAME SIZE IMB 5 (IM V1, IM V3) FLANGE 1, WITH PT1000 TEMPERATURESENSOR POWER CONNECTOR ROTATABLE RESOLVER 2-POLE (RESOLVER P=1); PLAIN SHAFT, TOLERANCE N; W/O HOLDING BRAKE PROTECTION CLASS IP65, FLANGE ON DRIVE END IP67; | - | 0 | 0
1FK7040-2AK74-1TH0 |  | 1FK7040-2AK74-1TH0 | 1 | UN | 1 | 15 | C | D | N | N | 85015100 | 1 |  | 3.501 | KG | 828.49 | 828.49 | MC05 | MC05 | SIMOTICS S Synchronous motor 1FK7-CT PN=0.69kW; UDC=600V M0=1.6Nm (100K); NN=6000rpm; Naturally cooled FRAME SIZE IMB 5 (IM V1, IM V3) FLANGE 1, WITH PT1000 TEMPERATURESENSOR POWER CONNECTOR ROTATABLE RESOLVER 2-POLE (RESOLVER P=1); PLAIN SHAFT, TOLERANCE N; WITH HOLDING BRAKE PROTECTION CLASS IP64; | - | 0 | 0
1FK7040-2AK74-1TH1 |  | 1FK7040-2AK74-1TH1 | 1 | UN | 1 | 15 | C | D | N | N | 85015100 | 1 |  | 3.501 | KG | 890.83 | 890.83 | MC05 | MC05 | SIMOTICS S Synchronous motor 1FK7-CT PN=0.69kW; UDC=600V M0=1.6Nm (100K); NN=6000rpm; Naturally cooled FRAME SIZE IMB 5 (IM V1, IM V3) FLANGE 1, WITH PT1000 TEMPERATURESENSOR POWER CONNECTOR ROTATABLE RESOLVER 2-POLE (RESOLVER P=1); PLAIN SHAFT, TOLERANCE N; WITH HOLDING BRAKE PROTECTION CLASS IP65, | - | 0 | 0
1FK7040-2AK74-1TH2 |  | 1FK7040-2AK74-1TH2 | 1 | UN | 1 | 15 | C | D | N | N | 85015100 | 1 |  | 3.501 | KG | 890.83 | 890.83 | MC05 | MC05 | SIMOTICS S Synchronous motor 1FK7-CT PN=0.69kW; UDC=600V M0=1.6Nm (100K); NN=6000rpm; Naturally cooled FRAME SIZE IMB 5 (IM V1, IM V3) FLANGE 1, WITH PT1000 TEMPERATURESENSOR POWER CONNECTOR ROTATABLE RESOLVER 2-POLE (RESOLVER P=1); PLAIN SHAFT, TOLERANCE N; WITH HOLDING BRAKE PROTECTION CLASS IP65, FLANGE ON DRIVE END IP67; | - | 0 | 0
1FK7040-5AK71-1AA0 |  | 1FK7040-5AK71-1AA0 | 1 | UN | 1 | 60 | X | D | N | N | 85015100 | 1 |  | 3.503 | KG | 1376.43 | 1376.43 | MC05 | MC05 | SIMOTICS S Synchronous servo motor 1FK7 Compact 1.6Nm, 100K, 6000rpm 0.69kW, Naturally cooled IM B5 (IM V1, IM V3) power/signal connectors Connector can be rotated by 270Â° INCREM. ENCODER, SIN/COS 1 VPP 2048 P/REV (ENCODER I-2048); SHAFT WITH FITTED KEY, TOLERANCE N; W/O HOLDING BRAKE DEGREE OF PROTECTION IP64 | - | 0 | 0
1FK7040-5AK71-1AA2 |  | 1FK7040-5AK71-1AA2 | 1 | UN | 1 | 60 | X | D | N | N | 85015100 | 1 |  | 3.503 | KG | 1452.4 | 1452.4 | MC05 | MC05 | SIMOTICS S Synchronous servo motor 1FK7 Compact 1.6Nm, 100K, 6000rpm 0.69kW, Naturally cooled IM B5 (IM V1, IM V3) power/signal connectors Connector can be rotated by 270Â° INCREM. ENCODER, SIN/COS 1 VPP 2048 P/REV (ENCODER I-2048); SHAFT WITH FITTED KEY, TOLERANCE N; W/O HOLDING BRAKE DEGREE OF PROTECTION IP65 FLANGE ON DRIVE END IP67 | - | 0 | 0
1FK7040-5AK71-1AA3 |  | 1FK7040-5AK71-1AA3 | 1 | UN | 1 | 60 | X | D | N | N | 85015100 | 1 |  | 3.503 | KG | 1413.24 | 1413.24 | MC05 | MC05 | SIMOTICS S Synchronous servo motor 1FK7 Compact 1.6Nm, 100K, 6000rpm 0.69kW, Naturally cooled IM B5 (IM V1, IM V3) power/signal connectors Connector can be rotated by 270Â° INCREM. ENCODER, SIN/COS 1 VPP 2048 P/REV (ENCODER I-2048); SHAFT WITH FITTED KEY, TOLERANCE N; W/O HOLDING BRAKE DEGREE OF PROTECTION IP64; PAINT FINISH RAL7016 | - | 0 | 0
1FK7040-5AK71-1AA5 |  | 1FK7040-5AK71-1AA5 | 1 | UN | 1 | 60 | X | D | N | N | 85015100 | 1 |  | 3.503 | KG | 1489.19 | 1489.19 | MC05 | MC05 | SIMOTICS S Synchronous servo motor 1FK7 Compact 1.6Nm, 100K, 6000rpm 0.69kW, Naturally cooled IM B5 (IM V1, IM V3) power/signal connectors Connector can be rotated by 270Â° INCREM. ENCODER, SIN/COS 1 VPP 2048 P/REV (ENCODER I-2048); SHAFT WITH FITTED KEY, TOLERANCE N; W/O HOLDING BRAKE DEGREE OF PROTECTION IP65 AS FLANGE IP67; PAINT FINISH RAL7016 | - | 0 | 0
1FK7040-5AK71-1AA8 |  | 1FK7040-5AK71-1AA8 | 1 | UN | 1 | 60 | X | D | N | N | 85015100 | 1 |  | 3.503 | KG | 1570.4 | 1570.4 | MC05 | MC05 | SIMOTICS S Synchronous servo motor 1FK7 Compact 1.6Nm, 100K, 6000rpm 0.69kW, Naturally cooled IM B5 (IM V1, IM V3) power/signal connectors Connector can be rotated by 270Â° INCREM. ENCODER, SIN/COS 1 VPP 2048 P/REV (ENCODER I-2048); SHAFT WITH FITTED KEY, TOLERANCE N; W/O HOLDING BRAKE DEGREE OF PROTECTION IP65 IP67 D-END FLANGE; RAL7016 COATING; METALLIC RATING PLATE AT MOTOR | - | 0 | 0
1FK7040-5AK71-1AB0 |  | 1FK7040-5AK71-1AB0 | 1 | UN | 1 | 60 | X | D | N | N | 85015100 | 1 |  | 4.102 | KG | 1588.37 | 1588.37 | MC05 | MC05 | SIMOTICS S Synchronous servo motor 1FK7 Compact 1.6Nm, 100K, 6000rpm 0.69kW, Naturally cooled IM B5 (IM V1, IM V3) power/signal connectors Connector can be rotated by 270Â° INCREM. ENCODER, SIN/COS 1 VPP 2048 P/REV (ENCODER I-2048); SHAFT WITH FITTED KEY, TOLERANCE N; WITH HOLDING BRAKE DEGREE OF PROTECTION IP64 | - | 0 | 0
1FK7040-5AK71-1AB2 |  | 1FK7040-5AK71-1AB2 | 1 | UN | 1 | 60 | X | D | N | N | 85015100 | 1 |  | 4.102 | KG | 1664.34 | 1664.34 | MC05 | MC05 | SIMOTICS S Synchronous servo motor 1FK7 Compact 1.6Nm, 100K, 6000rpm 0.69kW, Naturally cooled IM B5 (IM V1, IM V3) power/signal connectors Connector can be rotated by 270Â° INCREM. ENCODER, SIN/COS 1 VPP 2048 P/REV (ENCODER I-2048); SHAFT WITH FITTED KEY, TOLERANCE N; WITH HOLDING BRAKE DEGREE OF PROTECTION IP65 FLANGE ON DRIVE END IP67 | - | 0 | 0
1FK7040-5AK71-1AB3 |  | 1FK7040-5AK71-1AB3 | 1 | UN | 1 | 60 | X | D | N | N | 85015100 | 1 |  | 4.102 | KG | 1625.18 | 1625.18 | MC05 | MC05 | SIMOTICS S Synchronous servo motor 1FK7 Compact 1.6Nm, 100K, 6000rpm 0.69kW, Naturally cooled IM B5 (IM V1, IM V3) power/signal connectors Connector can be rotated by 270Â° INCREM. ENCODER, SIN/COS 1 VPP 2048 P/REV (ENCODER I-2048); SHAFT WITH FITTED KEY, TOLERANCE N; WITH HOLDING BRAKE DEGREE OF PROTECTION IP64; PAINT FINISH RAL7016 | - | 0 | 0
1FK7040-5AK71-1AB5 |  | 1FK7040-5AK71-1AB5 | 1 | UN | 1 | 60 | X | D | N | N | 85015100 | 1 |  | 4.102 | KG | 1701.13 | 1701.13 | MC05 | MC05 | SIMOTICS S Synchronous servo motor 1FK7 Compact 1.6Nm, 100K, 6000rpm 0.69kW, Naturally cooled IM B5 (IM V1, IM V3) power/signal connectors Connector can be rotated by 270Â° INCREM. ENCODER, SIN/COS 1 VPP 2048 P/REV (ENCODER I-2048); SHAFT WITH FITTED KEY, TOLERANCE N; WITH HOLDING BRAKE DEGREE OF PROTECTION IP65 AS FLANGE IP67; PAINT FINISH RAL7016 | - | 0 | 0
1FK7040-5AK71-1AB8 |  | 1FK7040-5AK71-1AB8 | 1 | UN | 1 | 60 | X | D | N | N | 85015100 | 1 |  | 4.102 | KG | 1782.34 | 1782.34 | MC05 | MC05 | SIMOTICS S Synchronous servo motor 1FK7 Compact 1.6Nm, 100K, 6000rpm 0.69kW, Naturally cooled IM B5 (IM V1, IM V3) power/signal connectors Connector can be rotated by 270Â° INCREM. ENCODER, SIN/COS 1 VPP 2048 P/REV (ENCODER I-2048); SHAFT WITH FITTED KEY, TOLERANCE N; WITH HOLDING BRAKE DEGREE OF PROTECTION IP65 IP67 D-END FLANGE; RAL7016 COATING; METALLIC RATING PLATE AT MOTOR | - | 0 | 0
1FK7040-5AK71-1AG0 |  | 1FK7040-5AK71-1AG0 | 1 | UN | 1 | 60 | X | D | N | N | 85015100 | 1 |  | 3.503 | KG | 1306.38 | 1306.38 | MC05 | MC05 | SIMOTICS S Synchronous servo motor 1FK7 Compact 1.6Nm, 100K, 6000rpm 0.69kW, Naturally cooled IM B5 (IM V1, IM V3) power/signal connectors Connector can be rotated by 270Â° INCREM. ENCODER, SIN/COS 1 VPP 2048 P/REV (ENCODER I-2048); PLAIN SHAFT, TOLERANCE N; W/O HOLDING BRAKE DEGREE OF PROTECTION IP64 | - | 0 | 0
1FK7040-5AK71-1AG2 |  | 1FK7040-5AK71-1AG2 | 1 | UN | 1 | 60 | X | D | N | N | 85015100 | 1 |  | 3.503 | KG | 1382.35 | 1382.35 | MC05 | MC05 | SIMOTICS S Synchronous servo motor 1FK7 Compact 1.6Nm, 100K, 6000rpm 0.69kW, Naturally cooled IM B5 (IM V1, IM V3) power/signal connectors Connector can be rotated by 270Â° INCREM. ENCODER, SIN/COS 1 VPP 2048 P/REV (ENCODER I-2048); PLAIN SHAFT, TOLERANCE N; W/O HOLDING BRAKE DEGREE OF PROTECTION IP65 FLANGE ON DRIVE END IP67 | - | 0 | 0
1FK7040-5AK71-1AG3 |  | 1FK7040-5AK71-1AG3 | 1 | UN | 1 | 60 | X | D | N | N | 85015100 | 1 |  | 3.503 | KG | 1343.19 | 1343.19 | MC05 | MC05 | SIMOTICS S Synchronous servo motor 1FK7 Compact 1.6Nm, 100K, 6000rpm 0.69kW, Naturally cooled IM B5 (IM V1, IM V3) power/signal connectors Connector can be rotated by 270Â° INCREM. ENCODER, SIN/COS 1 VPP 2048 P/REV (ENCODER I-2048); PLAIN SHAFT, TOLERANCE N; W/O HOLDING BRAKE DEGREE OF PROTECTION IP64; PAINT FINISH RAL7016 | - | 0 | 0
1FK7040-5AK71-1AG5 |  | 1FK7040-5AK71-1AG5 | 1 | UN | 1 | 60 | X | D | N | N | 85015100 | 1 |  | 3.503 | KG | 1419.14 | 1419.14 | MC05 | MC05 | SIMOTICS S Synchronous servo motor 1FK7 Compact 1.6Nm, 100K, 6000rpm 0.69kW, Naturally cooled IM B5 (IM V1, IM V3) power/signal connectors Connector can be rotated by 270Â° INCREM. ENCODER, SIN/COS 1 VPP 2048 P/REV (ENCODER I-2048); PLAIN SHAFT, TOLERANCE N; W/O HOLDING BRAKE DEGREE OF PROTECTION IP65 AS FLANGE IP67; PAINT FINISH RAL7016 | - | 0 | 0
1FK7040-5AK71-1AG8 |  | 1FK7040-5AK71-1AG8 | 1 | UN | 1 | 60 | X | D | N | N | 85015100 | 1 |  | 3.503 | KG | 1500.35 | 1500.35 | MC05 | MC05 | SIMOTICS S Synchronous servo motor 1FK7 Compact 1.6Nm, 100K, 6000rpm 0.69kW, Naturally cooled IM B5 (IM V1, IM V3) power/signal connectors Connector can be rotated by 270Â° INCREM. ENCODER, SIN/COS 1 VPP 2048 P/REV (ENCODER I-2048); PLAIN SHAFT, TOLERANCE N; W/O HOLDING BRAKE DEGREE OF PROTECTION IP65 IP67 D-END FLANGE; RAL7016 COATING; METALLIC RATING PLATE AT MOTOR | - | 0 | 0
1FK7040-5AK71-1AH0 |  | 1FK7040-5AK71-1AH0 | 1 | UN | 1 | 60 | X | D | N | N | 85015100 | 1 | 4019169392686 | 4.102 | KG | 1516.51 | 1516.51 | MC05 | MC05 | SIMOTICS S Synchronous servo motor 1FK7 Compact 1.6Nm, 100K, 6000rpm 0.69kW, Naturally cooled IM B5 (IM V1, IM V3) power/signal connectors Connector can be rotated by 270Â° INCREM. ENCODER, SIN/COS 1 VPP 2048 P/REV (ENCODER I-2048); PLAIN SHAFT, TOLERANCE N; WITH HOLDING BRAKE DEGREE OF PROTECTION IP64 | - | 0 | 7
1FK7040-5AK71-1AH2 |  | 1FK7040-5AK71-1AH2 | 1 | UN | 1 | 60 | X | D | N | N | 85015100 | 1 |  | 4.102 | KG | 1592.48 | 1592.48 | MC05 | MC05 | SIMOTICS S Synchronous servo motor 1FK7 Compact 1.6Nm, 100K, 6000rpm 0.69kW, Naturally cooled IM B5 (IM V1, IM V3) power/signal connectors Connector can be rotated by 270Â° INCREM. ENCODER, SIN/COS 1 VPP 2048 P/REV (ENCODER I-2048); PLAIN SHAFT, TOLERANCE N; WITH HOLDING BRAKE DEGREE OF PROTECTION IP65 FLANGE ON DRIVE END IP67 | - | 0 | 0
1FK7040-5AK71-1AH3 |  | 1FK7040-5AK71-1AH3 | 1 | UN | 1 | 60 | X | D | N | N | 85015100 | 1 |  | 4.102 | KG | 1553.32 | 1553.32 | MC05 | MC05 | SIMOTICS S Synchronous servo motor 1FK7 Compact 1.6Nm, 100K, 6000rpm 0.69kW, Naturally cooled IM B5 (IM V1, IM V3) power/signal connectors Connector can be rotated by 270Â° INCREM. ENCODER, SIN/COS 1 VPP 2048 P/REV (ENCODER I-2048); PLAIN SHAFT, TOLERANCE N; WITH HOLDING BRAKE DEGREE OF PROTECTION IP64; PAINT FINISH RAL7016 | - | 0 | 0
1FK7040-5AK71-1AH5 |  | 1FK7040-5AK71-1AH5 | 1 | UN | 1 | 60 | X | D | N | N | 85015100 | 1 |  | 4.102 | KG | 1629.27 | 1629.27 | MC05 | MC05 | SIMOTICS S Synchronous servo motor 1FK7 Compact 1.6Nm, 100K, 6000rpm 0.69kW, Naturally cooled IM B5 (IM V1, IM V3) power/signal connectors Connector can be rotated by 270Â° INCREM. ENCODER, SIN/COS 1 VPP 2048 P/REV (ENCODER I-2048); PLAIN SHAFT, TOLERANCE N; WITH HOLDING BRAKE DEGREE OF PROTECTION IP65 AS FLANGE IP67; PAINT FINISH RAL7016 | - | 0 | 0
1FK7040-5AK71-1AH8 |  | 1FK7040-5AK71-1AH8 | 1 | UN | 1 | 60 | X | D | N | N | 85015100 | 1 |  | 4.102 | KG | 1710.48 | 1710.48 | MC05 | MC05 | SIMOTICS S Synchronous servo motor 1FK7 Compact 1.6Nm, 100K, 6000rpm 0.69kW, Naturally cooled IM B5 (IM V1, IM V3) power/signal connectors Connector can be rotated by 270Â° INCREM. ENCODER, SIN/COS 1 VPP 2048 P/REV (ENCODER I-2048); PLAIN SHAFT, TOLERANCE N; WITH HOLDING BRAKE DEGREE OF PROTECTION IP65 IP67 D-END FLANGE; RAL7016 COATING; METALLIC RATING PLATE AT MOTOR | - | 0 | 0
1FK7040-5AK71-1DA0 |  | 1FK7040-5AK71-1DA0 | 1 | UN | 1 | 60 | X | D | N | N | 85015100 | 1 |  | 3.503 | KG | 1572.22 | 1572.22 | MC05 | MC05 | SIMOTICS S Synchronous servo motor 1FK7 Compact 1.6Nm, 100K, 6000rpm 0.69kW, Naturally cooled IM B5 (IM V1, IM V3) power/signal connectors Connector can be rotated by 270Â° INCREMENTAL ENCODER 2048 P/REV (ENCODER I-2048) WITH DRIVE-CLIQ INTERFACE; SHAFT WITH FITTED KEY, TOLERANCE N; W/O HOLDING BRAKE DEGREE OF PROTECTION IP64 | - | 0 | 0
1FK7040-5AK71-1DA2 |  | 1FK7040-5AK71-1DA2 | 1 | UN | 1 | 60 | X | D | N | N | 85015100 | 1 |  | 3.503 | KG | 1648.19 | 1648.19 | MC05 | MC05 | SIMOTICS S Synchronous servo motor 1FK7 Compact 1.6Nm, 100K, 6000rpm 0.69kW, Naturally cooled IM B5 (IM V1, IM V3) power/signal connectors Connector can be rotated by 270Â° INCREMENTAL ENCODER 2048 P/REV (ENCODER I-2048) WITH DRIVE-CLIQ INTERFACE; SHAFT WITH FITTED KEY, TOLERANCE N; W/O HOLDING BRAKE DEGREE OF PROTECTION IP65 FLANGE ON DRIVE END IP67 | - | 0 | 0
1FK7040-5AK71-1DA3 |  | 1FK7040-5AK71-1DA3 | 1 | UN | 1 | 60 | X | D | N | N | 85015100 | 1 |  | 3.503 | KG | 1609.03 | 1609.03 | MC05 | MC05 | SIMOTICS S Synchronous servo motor 1FK7 Compact 1.6Nm, 100K, 6000rpm 0.69kW, Naturally cooled IM B5 (IM V1, IM V3) power/signal connectors Connector can be rotated by 270Â° INCREMENTAL ENCODER 2048 P/REV (ENCODER I-2048) WITH DRIVE-CLIQ INTERFACE; SHAFT WITH FITTED KEY, TOLERANCE N; W/O HOLDING BRAKE DEGREE OF PROTECTION IP64; PAINT FINISH RAL7016 | - | 0 | 0
1FK7040-5AK71-1DA5 |  | 1FK7040-5AK71-1DA5 | 1 | UN | 1 | 60 | X | D | N | N | 85015100 | 1 |  | 3.503 | KG | 1684.98 | 1684.98 | MC05 | MC05 | SIMOTICS S Synchronous servo motor 1FK7 Compact 1.6Nm, 100K, 6000rpm 0.69kW, Naturally cooled IM B5 (IM V1, IM V3) power/signal connectors Connector can be rotated by 270Â° INCREMENTAL ENCODER 2048 P/REV (ENCODER I-2048) WITH DRIVE-CLIQ INTERFACE; SHAFT WITH FITTED KEY, TOLERANCE N; W/O HOLDING BRAKE DEGREE OF PROTECTION IP65 AS FLANGE IP67; PAINT FINISH RAL7016 | - | 0 | 0
1FK7040-5AK71-1DA8 |  | 1FK7040-5AK71-1DA8 | 1 | UN | 1 | 60 | X | D | N | N | 85015100 | 1 |  | 3.503 | KG | 1766.19 | 1766.19 | MC05 | MC05 | SIMOTICS S Synchronous servo motor 1FK7 Compact 1.6Nm, 100K, 6000rpm 0.69kW, Naturally cooled IM B5 (IM V1, IM V3) power/signal connectors Connector can be rotated by 270Â° INCREMENTAL ENCODER 2048 P/REV (ENCODER I-2048) WITH DRIVE-CLIQ INTERFACE; SHAFT WITH FITTED KEY, TOLERANCE N; W/O HOLDING BRAKE DEGREE OF PROTECTION IP65 IP67 D-END FLANGE; RAL7016 COATING; METALLIC RATING PLATE AT MOTOR | - | 0 | 0
1FK7040-5AK71-1DB0 |  | 1FK7040-5AK71-1DB0 | 1 | UN | 1 | 60 | X | D | N | N | 85015100 | 1 |  | 4.102 | KG | 1784.16 | 1784.16 | MC05 | MC05 | SIMOTICS S Synchronous servo motor 1FK7 Compact 1.6Nm, 100K, 6000rpm 0.69kW, Naturally cooled IM B5 (IM V1, IM V3) power/signal connectors Connector can be rotated by 270Â° INCREMENTAL ENCODER 2048 P/REV (ENCODER I-2048) WITH DRIVE-CLIQ INTERFACE; SHAFT WITH FITTED KEY, TOLERANCE N; WITH HOLDING BRAKE DEGREE OF PROTECTION IP64 | - | 0 | 0
1FK7040-5AK71-1DB2 |  | 1FK7040-5AK71-1DB2 | 1 | UN | 1 | 60 | X | D | N | N | 85015100 | 1 |  | 4.102 | KG | 1860.13 | 1860.13 | MC05 | MC05 | SIMOTICS S Synchronous servo motor 1FK7 Compact 1.6Nm, 100K, 6000rpm 0.69kW, Naturally cooled IM B5 (IM V1, IM V3) power/signal connectors Connector can be rotated by 270Â° INCREMENTAL ENCODER 2048 P/REV (ENCODER I-2048) WITH DRIVE-CLIQ INTERFACE; SHAFT WITH FITTED KEY, TOLERANCE N; WITH HOLDING BRAKE DEGREE OF PROTECTION IP65 FLANGE ON DRIVE END IP67 | - | 0 | 0
1FK7040-5AK71-1DB3 |  | 1FK7040-5AK71-1DB3 | 1 | UN | 1 | 60 | X | D | N | N | 85015100 | 1 |  | 4.102 | KG | 1820.97 | 1820.97 | MC05 | MC05 | SIMOTICS S Synchronous servo motor 1FK7 Compact 1.6Nm, 100K, 6000rpm 0.69kW, Naturally cooled IM B5 (IM V1, IM V3) power/signal connectors Connector can be rotated by 270Â° INCREMENTAL ENCODER 2048 P/REV (ENCODER I-2048) WITH DRIVE-CLIQ INTERFACE; SHAFT WITH FITTED KEY, TOLERANCE N; WITH HOLDING BRAKE DEGREE OF PROTECTION IP64; PAINT FINISH RAL7016 | - | 0 | 0
1FK7040-5AK71-1DB5 |  | 1FK7040-5AK71-1DB5 | 1 | UN | 1 | 60 | X | D | N | N | 85015100 | 1 |  | 4.102 | KG | 1896.92 | 1896.92 | MC05 | MC05 | SIMOTICS S Synchronous servo motor 1FK7 Compact 1.6Nm, 100K, 6000rpm 0.69kW, Naturally cooled IM B5 (IM V1, IM V3) power/signal connectors Connector can be rotated by 270Â° INCREMENTAL ENCODER 2048 P/REV (ENCODER I-2048) WITH DRIVE-CLIQ INTERFACE; SHAFT WITH FITTED KEY, TOLERANCE N; WITH HOLDING BRAKE DEGREE OF PROTECTION IP65 AS FLANGE IP67; PAINT FINISH RAL7016 | - | 0 | 0
1FK7040-5AK71-1DB8 |  | 1FK7040-5AK71-1DB8 | 1 | UN | 1 | 60 | X | D | N | N | 85015100 | 1 |  | 4.102 | KG | 1978.13 | 1978.13 | MC05 | MC05 | SIMOTICS S Synchronous servo motor 1FK7 Compact 1.6Nm, 100K, 6000rpm 0.69kW, Naturally cooled IM B5 (IM V1, IM V3) power/signal connectors Connector can be rotated by 270Â° INCREMENTAL ENCODER 2048 P/REV (ENCODER I-2048) WITH DRIVE-CLIQ INTERFACE; SHAFT WITH FITTED KEY, TOLERANCE N; WITH HOLDING BRAKE DEGREE OF PROTECTION IP65 IP67 D-END FLANGE; RAL7016 COATING; METALLIC RATING PLATE AT MOTOR | - | 0 | 0
1FK7040-5AK71-1DG0 |  | 1FK7040-5AK71-1DG0 | 1 | UN | 1 | 60 | X | D | N | N | 85015100 | 1 |  | 3.503 | KG | 1502.17 | 1502.17 | MC05 | MC05 | SIMOTICS S Synchronous servo motor 1FK7 Compact 1.6Nm, 100K, 6000rpm 0.69kW, Naturally cooled IM B5 (IM V1, IM V3) power/signal connectors Connector can be rotated by 270Â° INCREMENTAL ENCODER 2048 P/REV (ENCODER I-2048) WITH DRIVE-CLIQ INTERFACE; PLAIN SHAFT, TOLERANCE N; W/O HOLDING BRAKE DEGREE OF PROTECTION IP64 | - | 0 | 0
1FK7040-5AK71-1DG2 |  | 1FK7040-5AK71-1DG2 | 1 | UN | 1 | 60 | X | D | N | N | 85015100 | 1 |  | 3.503 | KG | 1578.14 | 1578.14 | MC05 | MC05 | SIMOTICS S Synchronous servo motor 1FK7 Compact 1.6Nm, 100K, 6000rpm 0.69kW, Naturally cooled IM B5 (IM V1, IM V3) power/signal connectors Connector can be rotated by 270Â° INCREMENTAL ENCODER 2048 P/REV (ENCODER I-2048) WITH DRIVE-CLIQ INTERFACE; PLAIN SHAFT, TOLERANCE N; W/O HOLDING BRAKE DEGREE OF PROTECTION IP65 FLANGE ON DRIVE END IP67 | - | 0 | 0
1FK7040-5AK71-1DG3 |  | 1FK7040-5AK71-1DG3 | 1 | UN | 1 | 60 | X | D | N | N | 85015100 | 1 |  | 3.503 | KG | 1538.98 | 1538.98 | MC05 | MC05 | SIMOTICS S Synchronous servo motor 1FK7 Compact 1.6Nm, 100K, 6000rpm 0.69kW, Naturally cooled IM B5 (IM V1, IM V3) power/signal connectors Connector can be rotated by 270Â° INCREMENTAL ENCODER 2048 P/REV (ENCODER I-2048) WITH DRIVE-CLIQ INTERFACE; PLAIN SHAFT, TOLERANCE N; W/O HOLDING BRAKE DEGREE OF PROTECTION IP64; PAINT FINISH RAL7016 | - | 0 | 0
1FK7040-5AK71-1DG5 |  | 1FK7040-5AK71-1DG5 | 1 | UN | 1 | 60 | X | D | N | N | 85015100 | 1 |  | 3.503 | KG | 1614.93 | 1614.93 | MC05 | MC05 | SIMOTICS S Synchronous servo motor 1FK7 Compact 1.6Nm, 100K, 6000rpm 0.69kW, Naturally cooled IM B5 (IM V1, IM V3) power/signal connectors Connector can be rotated by 270Â° INCREMENTAL ENCODER 2048 P/REV (ENCODER I-2048) WITH DRIVE-CLIQ INTERFACE; PLAIN SHAFT, TOLERANCE N; W/O HOLDING BRAKE DEGREE OF PROTECTION IP65 AS FLANGE IP67; PAINT FINISH RAL7016 | - | 0 | 0
1FK7040-5AK71-1DG8 |  | 1FK7040-5AK71-1DG8 | 1 | UN | 1 | 60 | X | D | N | N | 85015100 | 1 |  | 3.503 | KG | 1696.14 | 1696.14 | MC05 | MC05 | SIMOTICS S Synchronous servo motor 1FK7 Compact 1.6Nm, 100K, 6000rpm 0.69kW, Naturally cooled IM B5 (IM V1, IM V3) power/signal connectors Connector can be rotated by 270Â° INCREMENTAL ENCODER 2048 P/REV (ENCODER I-2048) WITH DRIVE-CLIQ INTERFACE; PLAIN SHAFT, TOLERANCE N; W/O HOLDING BRAKE DEGREE OF PROTECTION IP65 IP67 D-END FLANGE; RAL7016 COATING; METALLIC RATING PLATE AT MOTOR | - | 0 | 0
1FK7040-5AK71-1DH0 |  | 1FK7040-5AK71-1DH0 | 1 | UN | 1 | 60 | X | D | N | N | 85015100 | 1 |  | 4.102 | KG | 1712.3 | 1712.3 | MC05 | MC05 | SIMOTICS S Synchronous servo motor 1FK7 Compact 1.6Nm, 100K, 6000rpm 0.69kW, Naturally cooled IM B5 (IM V1, IM V3) power/signal connectors Connector can be rotated by 270Â° INCREMENTAL ENCODER 2048 P/REV (ENCODER I-2048) WITH DRIVE-CLIQ INTERFACE; PLAIN SHAFT, TOLERANCE N; WITH HOLDING BRAKE DEGREE OF PROTECTION IP64 | - | 0 | 0
1FK7040-5AK71-1DH2 |  | 1FK7040-5AK71-1DH2 | 1 | UN | 1 | 60 | X | D | N | N | 85015100 | 1 |  | 4.102 | KG | 1788.27 | 1788.27 | MC05 | MC05 | SIMOTICS S Synchronous servo motor 1FK7 Compact 1.6Nm, 100K, 6000rpm 0.69kW, Naturally cooled IM B5 (IM V1, IM V3) power/signal connectors Connector can be rotated by 270Â° INCREMENTAL ENCODER 2048 P/REV (ENCODER I-2048) WITH DRIVE-CLIQ INTERFACE; PLAIN SHAFT, TOLERANCE N; WITH HOLDING BRAKE DEGREE OF PROTECTION IP65 FLANGE ON DRIVE END IP67 | - | 0 | 0
1FK7040-5AK71-1DH3 |  | 1FK7040-5AK71-1DH3 | 1 | UN | 1 | 60 | X | D | N | N | 85015100 | 1 |  | 4.102 | KG | 1749.11 | 1749.11 | MC05 | MC05 | SIMOTICS S Synchronous servo motor 1FK7 Compact 1.6Nm, 100K, 6000rpm 0.69kW, Naturally cooled IM B5 (IM V1, IM V3) power/signal connectors Connector can be rotated by 270Â° INCREMENTAL ENCODER 2048 P/REV (ENCODER I-2048) WITH DRIVE-CLIQ INTERFACE; PLAIN SHAFT, TOLERANCE N; WITH HOLDING BRAKE DEGREE OF PROTECTION IP64; PAINT FINISH RAL7016 | - | 0 | 0
1FK7040-5AK71-1DH5 |  | 1FK7040-5AK71-1DH5 | 1 | UN | 1 | 60 | X | D | N | N | 85015100 | 1 |  | 4.102 | KG | 1825.06 | 1825.06 | MC05 | MC05 | SIMOTICS S Synchronous servo motor 1FK7 Compact 1.6Nm, 100K, 6000rpm 0.69kW, Naturally cooled IM B5 (IM V1, IM V3) power/signal connectors Connector can be rotated by 270Â° INCREMENTAL ENCODER 2048 P/REV (ENCODER I-2048) WITH DRIVE-CLIQ INTERFACE; PLAIN SHAFT, TOLERANCE N; WITH HOLDING BRAKE DEGREE OF PROTECTION IP65 AS FLANGE IP67; PAINT FINISH RAL7016 | - | 0 | 0
1FK7040-5AK71-1DH8 |  | 1FK7040-5AK71-1DH8 | 1 | UN | 1 | 60 | X | D | N | N | 85015100 | 1 |  | 4.102 | KG | 1906.27 | 1906.27 | MC05 | MC05 | SIMOTICS S Synchronous servo motor 1FK7 Compact 1.6Nm, 100K, 6000rpm 0.69kW, Naturally cooled IM B5 (IM V1, IM V3) power/signal connectors Connector can be rotated by 270Â° INCREMENTAL ENCODER 2048 P/REV (ENCODER I-2048) WITH DRIVE-CLIQ INTERFACE; PLAIN SHAFT, TOLERANCE N; WITH HOLDING BRAKE DEGREE OF PROTECTION IP65 IP67 D-END FLANGE; RAL7016 COATING; METALLIC RATING PLATE AT MOTOR | - | 0 | 0
1FK7040-5AK71-1EA0 |  | 1FK7040-5AK71-1EA0 | 1 | UN | 1 | 60 | X | D | N | N | 85015100 | 1 |  | 3.503 | KG | 1678.19 | 1678.19 | MC05 | MC05 | SIMOTICS S Synchronous servo motor 1FK7 Compact 1.6Nm, 100K, 6000rpm 0.69kW, Naturally cooled IM B5 (IM V1, IM V3) power/signal connectors Connector can be rotated by 270Â° ABSOLUTE ENCODER ENDAT 2048 P/REV (ENCODER A-2048); PERFORMANCE REDUCTION BY 10% DUE TO ABSOLUTE ENCODER; SHAFT WITH FITTED KEY, TOLERANCE N; W/O HOLDING BRAKE DEGREE OF PROTECTION IP64 | - | 0 | 0
1FK7040-5AK71-1EA2 |  | 1FK7040-5AK71-1EA2 | 1 | UN | 1 | 60 | X | D | N | N | 85015100 | 1 |  | 3.503 | KG | 1754.16 | 1754.16 | MC05 | MC05 | SIMOTICS S Synchronous servo motor 1FK7 Compact 1.6Nm, 100K, 6000rpm 0.69kW, Naturally cooled IM B5 (IM V1, IM V3) power/signal connectors Connector can be rotated by 270Â° ABSOLUTE ENCODER ENDAT 2048 P/REV (ENCODER A-2048); PERFORMANCE REDUCTION BY 10% DUE TO ABSOLUTE ENCODER; SHAFT WITH FITTED KEY, TOLERANCE N; W/O HOLDING BRAKE DEGREE OF PROTECTION IP65 FLANGE ON DRIVE END IP67 | - | 0 | 0
1FK7040-5AK71-1EA3 |  | 1FK7040-5AK71-1EA3 | 1 | UN | 1 | 60 | X | D | N | N | 85015100 | 1 |  | 3.503 | KG | 1715 | 1715 | MC05 | MC05 | SIMOTICS S Synchronous servo motor 1FK7 Compact 1.6Nm, 100K, 6000rpm 0.69kW, Naturally cooled IM B5 (IM V1, IM V3) power/signal connectors Connector can be rotated by 270Â° ABSOLUTE ENCODER ENDAT 2048 P/REV (ENCODER A-2048); PERFORMANCE REDUCTION BY 10% DUE TO ABSOLUTE ENCODER; SHAFT WITH FITTED KEY, TOLERANCE N; W/O HOLDING BRAKE DEGREE OF PROTECTION IP64; PAINT FINISH RAL7016 | - | 0 | 0
1FK7040-5AK71-1EA5 |  | 1FK7040-5AK71-1EA5 | 1 | UN | 1 | 60 | X | D | N | N | 85015100 | 1 |  | 3.503 | KG | 1790.95 | 1790.95 | MC05 | MC05 | SIMOTICS S Synchronous servo motor 1FK7 Compact 1.6Nm, 100K, 6000rpm 0.69kW, Naturally cooled IM B5 (IM V1, IM V3) power/signal connectors Connector can be rotated by 270Â° ABSOLUTE ENCODER ENDAT 2048 P/REV (ENCODER A-2048); PERFORMANCE REDUCTION BY 10% DUE TO ABSOLUTE ENCODER; SHAFT WITH FITTED KEY, TOLERANCE N; W/O HOLDING BRAKE DEGREE OF PROTECTION IP65 AS FLANGE IP67; PAINT FINISH RAL7016 | - | 0 | 0
1FK7040-5AK71-1EA8 |  | 1FK7040-5AK71-1EA8 | 1 | UN | 1 | 60 | X | D | N | N | 85015100 | 1 |  | 3.503 | KG | 1872.16 | 1872.16 | MC05 | MC05 | SIMOTICS S Synchronous servo motor 1FK7 Compact 1.6Nm, 100K, 6000rpm 0.69kW, Naturally cooled IM B5 (IM V1, IM V3) power/signal connectors Connector can be rotated by 270Â° ABSOLUTE ENCODER ENDAT 2048 P/REV (ENCODER A-2048); PERFORMANCE REDUCTION BY 10% DUE TO ABSOLUTE ENCODER; SHAFT WITH FITTED KEY, TOLERANCE N; W/O HOLDING BRAKE DEGREE OF PROTECTION IP65 IP67 D-END FLANGE; RAL7016 COATING; METALLIC RATING PLATE AT MOTOR | - | 0 | 0
1FK7040-5AK71-1EB0 |  | 1FK7040-5AK71-1EB0 | 1 | UN | 1 | 60 | X | D | N | N | 85015100 | 1 |  | 4.102 | KG | 1890.13 | 1890.13 | MC05 | MC05 | SIMOTICS S Synchronous servo motor 1FK7 Compact 1.6Nm, 100K, 6000rpm 0.69kW, Naturally cooled IM B5 (IM V1, IM V3) power/signal connectors Connector can be rotated by 270Â° ABSOLUTE ENCODER ENDAT 2048 P/REV (ENCODER A-2048); PERFORMANCE REDUCTION BY 10% DUE TO ABSOLUTE ENCODER; SHAFT WITH FITTED KEY, TOLERANCE N; WITH HOLDING BRAKE DEGREE OF PROTECTION IP64 | - | 0 | 0
1FK7040-5AK71-1EB2 |  | 1FK7040-5AK71-1EB2 | 1 | UN | 1 | 60 | X | D | N | N | 85015100 | 1 |  | 4.102 | KG | 1966.1 | 1966.1 | MC05 | MC05 | SIMOTICS S Synchronous servo motor 1FK7 Compact 1.6Nm, 100K, 6000rpm 0.69kW, Naturally cooled IM B5 (IM V1, IM V3) power/signal connectors Connector can be rotated by 270Â° ABSOLUTE ENCODER ENDAT 2048 P/REV (ENCODER A-2048); PERFORMANCE REDUCTION BY 10% DUE TO ABSOLUTE ENCODER; SHAFT WITH FITTED KEY, TOLERANCE N; WITH HOLDING BRAKE DEGREE OF PROTECTION IP65 FLANGE ON DRIVE END IP67 | - | 0 | 0
1FK7040-5AK71-1EB3 |  | 1FK7040-5AK71-1EB3 | 1 | UN | 1 | 60 | X | D | N | N | 85015100 | 1 |  | 4.102 | KG | 1926.94 | 1926.94 | MC05 | MC05 | SIMOTICS S Synchronous servo motor 1FK7 Compact 1.6Nm, 100K, 6000rpm 0.69kW, Naturally cooled IM B5 (IM V1, IM V3) power/signal connectors Connector can be rotated by 270Â° ABSOLUTE ENCODER ENDAT 2048 P/REV (ENCODER A-2048); PERFORMANCE REDUCTION BY 10% DUE TO ABSOLUTE ENCODER; SHAFT WITH FITTED KEY, TOLERANCE N; WITH HOLDING BRAKE DEGREE OF PROTECTION IP64; PAINT FINISH RAL7016 | - | 0 | 0
1FK7040-5AK71-1EB5 |  | 1FK7040-5AK71-1EB5 | 1 | UN | 1 | 60 | X | D | N | N | 85015100 | 1 |  | 4.102 | KG | 2002.89 | 2002.89 | MC05 | MC05 | SIMOTICS S Synchronous servo motor 1FK7 Compact 1.6Nm, 100K, 6000rpm 0.69kW, Naturally cooled IM B5 (IM V1, IM V3) power/signal connectors Connector can be rotated by 270Â° ABSOLUTE ENCODER ENDAT 2048 P/REV (ENCODER A-2048); PERFORMANCE REDUCTION BY 10% DUE TO ABSOLUTE ENCODER; SHAFT WITH FITTED KEY, TOLERANCE N; WITH HOLDING BRAKE DEGREE OF PROTECTION IP65 AS FLANGE IP67; PAINT FINISH RAL7016 | - | 0 | 0
1FK7040-5AK71-1EB8 |  | 1FK7040-5AK71-1EB8 | 1 | UN | 1 | 60 | X | D | N | N | 85015100 | 1 |  | 4.102 | KG | 2084.1 | 2084.1 | MC05 | MC05 | SIMOTICS S Synchronous servo motor 1FK7 Compact 1.6Nm, 100K, 6000rpm 0.69kW, Naturally cooled IM B5 (IM V1, IM V3) power/signal connectors Connector can be rotated by 270Â° ABSOLUTE ENCODER ENDAT 2048 P/REV (ENCODER A-2048); PERFORMANCE REDUCTION BY 10% DUE TO ABSOLUTE ENCODER; SHAFT WITH FITTED KEY, TOLERANCE N; WITH HOLDING BRAKE DEGREE OF PROTECTION IP65 IP67 D-END FLANGE; RAL7016 COATING; METALLIC RATING PLATE AT MOTOR | - | 0 | 0
1FK7040-5AK71-1EG0 |  | 1FK7040-5AK71-1EG0 | 1 | UN | 1 | 60 | X | D | N | N | 85015100 | 1 | 4025515015994 | 3.503 | KG | 1608.14 | 1608.14 | MC05 | MC05 | SIMOTICS S Synchronous servo motor 1FK7 Compact 1.6Nm, 100K, 6000rpm 0.69kW, Naturally cooled IM B5 (IM V1, IM V3) power/signal connectors Connector can be rotated by 270Â° ABSOLUTE ENCODER ENDAT 2048 P/REV (ENCODER A-2048); PERFORMANCE REDUCTION BY 10% DUE TO ABSOLUTE ENCODER; PLAIN SHAFT, TOLERANCE N; W/O HOLDING BRAKE DEGREE OF PROTECTION IP64 | - | 0 | 7
1FK7040-5AK71-1EG2 |  | 1FK7040-5AK71-1EG2 | 1 | UN | 1 | 60 | X | D | N | N | 85015100 | 1 |  | 3.503 | KG | 1684.11 | 1684.11 | MC05 | MC05 | SIMOTICS S Synchronous servo motor 1FK7 Compact 1.6Nm, 100K, 6000rpm 0.69kW, Naturally cooled IM B5 (IM V1, IM V3) power/signal connectors Connector can be rotated by 270Â° ABSOLUTE ENCODER ENDAT 2048 P/REV (ENCODER A-2048); PERFORMANCE REDUCTION BY 10% DUE TO ABSOLUTE ENCODER; PLAIN SHAFT, TOLERANCE N; W/O HOLDING BRAKE DEGREE OF PROTECTION IP65 FLANGE ON DRIVE END IP67 | - | 0 | 0
1FK7040-5AK71-1EG3 |  | 1FK7040-5AK71-1EG3 | 1 | UN | 1 | 60 | X | D | N | N | 85015100 | 1 | 4025515001355 | 3.503 | KG | 1644.95 | 1644.95 | MC05 | MC05 | SIMOTICS S Synchronous servo motor 1FK7 Compact 1.6Nm, 100K, 6000rpm 0.69kW, Naturally cooled IM B5 (IM V1, IM V3) power/signal connectors Connector can be rotated by 270Â° ABSOLUTE ENCODER ENDAT 2048 P/REV (ENCODER A-2048); PERFORMANCE REDUCTION BY 10% DUE TO ABSOLUTE ENCODER; PLAIN SHAFT, TOLERANCE N; W/O HOLDING BRAKE DEGREE OF PROTECTION IP64; PAINT FINISH RAL7016 | - | 0 | 7
1FK7040-5AK71-1EG5 |  | 1FK7040-5AK71-1EG5 | 1 | UN | 1 | 60 | X | D | N | N | 85015100 | 1 | 4025515016007 | 3.503 | KG | 1720.9 | 1720.9 | MC05 | MC05 | SIMOTICS S Synchronous servo motor 1FK7 Compact 1.6Nm, 100K, 6000rpm 0.69kW, Naturally cooled IM B5 (IM V1, IM V3) power/signal connectors Connector can be rotated by 270Â° ABSOLUTE ENCODER ENDAT 2048 P/REV (ENCODER A-2048); PERFORMANCE REDUCTION BY 10% DUE TO ABSOLUTE ENCODER; PLAIN SHAFT, TOLERANCE N; W/O HOLDING BRAKE DEGREE OF PROTECTION IP65 AS FLANGE IP67; PAINT FINISH RAL7016 | - | 0 | 7
1FK7040-5AK71-1EG8 |  | 1FK7040-5AK71-1EG8 | 1 | UN | 1 | 60 | X | D | N | N | 85015100 | 1 |  | 3.503 | KG | 1802.11 | 1802.11 | MC05 | MC05 | SIMOTICS S Synchronous servo motor 1FK7 Compact 1.6Nm, 100K, 6000rpm 0.69kW, Naturally cooled IM B5 (IM V1, IM V3) power/signal connectors Connector can be rotated by 270Â° ABSOLUTE ENCODER ENDAT 2048 P/REV (ENCODER A-2048); PERFORMANCE REDUCTION BY 10% DUE TO ABSOLUTE ENCODER; PLAIN SHAFT, TOLERANCE N; W/O HOLDING BRAKE DEGREE OF PROTECTION IP65 IP67 D-END FLANGE; RAL7016 COATING; METALLIC RATING PLATE AT MOTOR | - | 0 | 0
1FK7040-5AK71-1EH0 |  | 1FK7040-5AK71-1EH0 | 1 | UN | 1 | 60 | X | D | N | N | 85015100 | 1 | 4025515016014 | 4.102 | KG | 1818.27 | 1818.27 | MC05 | MC05 | SIMOTICS S Synchronous servo motor 1FK7 Compact 1.6Nm, 100K, 6000rpm 0.69kW, Naturally cooled IM B5 (IM V1, IM V3) power/signal connectors Connector can be rotated by 270Â° ABSOLUTE ENCODER ENDAT 2048 P/REV (ENCODER A-2048); PERFORMANCE REDUCTION BY 10% DUE TO ABSOLUTE ENCODER; PLAIN SHAFT, TOLERANCE N; WITH HOLDING BRAKE DEGREE OF PROTECTION IP64 | - | 0 | 7
1FK7040-5AK71-1EH2 |  | 1FK7040-5AK71-1EH2 | 1 | UN | 1 | 60 | X | D | N | N | 85015100 | 1 | 4025515016021 | 4.102 | KG | 1894.24 | 1894.24 | MC05 | MC05 | SIMOTICS S Synchronous servo motor 1FK7 Compact 1.6Nm, 100K, 6000rpm 0.69kW, Naturally cooled IM B5 (IM V1, IM V3) power/signal connectors Connector can be rotated by 270Â° ABSOLUTE ENCODER ENDAT 2048 P/REV (ENCODER A-2048); PERFORMANCE REDUCTION BY 10% DUE TO ABSOLUTE ENCODER; PLAIN SHAFT, TOLERANCE N; WITH HOLDING BRAKE DEGREE OF PROTECTION IP65 FLANGE ON DRIVE END IP67 | - | 0 | 7
1FK7040-5AK71-1EH3 |  | 1FK7040-5AK71-1EH3 | 1 | UN | 1 | 60 | X | D | N | N | 85015100 | 1 | 4025515001362 | 4.102 | KG | 1855.08 | 1855.08 | MC05 | MC05 | SIMOTICS S Synchronous servo motor 1FK7 Compact 1.6Nm, 100K, 6000rpm 0.69kW, Naturally cooled IM B5 (IM V1, IM V3) power/signal connectors Connector can be rotated by 270Â° ABSOLUTE ENCODER ENDAT 2048 P/REV (ENCODER A-2048); PERFORMANCE REDUCTION BY 10% DUE TO ABSOLUTE ENCODER; PLAIN SHAFT, TOLERANCE N; WITH HOLDING BRAKE DEGREE OF PROTECTION IP64; PAINT FINISH RAL7016 | - | 0 | 7
1FK7040-5AK71-1EH5 |  | 1FK7040-5AK71-1EH5 | 1 | UN | 1 | 60 | X | D | N | N | 85015100 | 1 |  | 4.102 | KG | 1931.03 | 1931.03 | MC05 | MC05 | SIMOTICS S Synchronous servo motor 1FK7 Compact 1.6Nm, 100K, 6000rpm 0.69kW, Naturally cooled IM B5 (IM V1, IM V3) power/signal connectors Connector can be rotated by 270Â° ABSOLUTE ENCODER ENDAT 2048 P/REV (ENCODER A-2048); PERFORMANCE REDUCTION BY 10% DUE TO ABSOLUTE ENCODER; PLAIN SHAFT, TOLERANCE N; WITH HOLDING BRAKE DEGREE OF PROTECTION IP65 AS FLANGE IP67; PAINT FINISH RAL7016 | - | 0 | 0
1FK7040-5AK71-1EH8 |  | 1FK7040-5AK71-1EH8 | 1 | UN | 1 | 60 | X | D | N | N | 85015100 | 1 |  | 4.102 | KG | 2012.24 | 2012.24 | MC05 | MC05 | SIMOTICS S Synchronous servo motor 1FK7 Compact 1.6Nm, 100K, 6000rpm 0.69kW, Naturally cooled IM B5 (IM V1, IM V3) power/signal connectors Connector can be rotated by 270Â° ABSOLUTE ENCODER ENDAT 2048 P/REV (ENCODER A-2048); PERFORMANCE REDUCTION BY 10% DUE TO ABSOLUTE ENCODER; PLAIN SHAFT, TOLERANCE N; WITH HOLDING BRAKE DEGREE OF PROTECTION IP65 IP67 D-END FLANGE; RAL7016 COATING; METALLIC RATING PLATE AT MOTOR | - | 0 | 0
1FK7040-5AK71-1FA0 |  | 1FK7040-5AK71-1FA0 | 1 | UN | 1 | 60 | X | D | N | N | 85015100 | 1 |  | 3.503 | KG | 1872.14 | 1872.14 | MC05 | MC05 | SIMOTICS S Synchronous servo motor 1FK7 Compact 1.6Nm, 100K, 6000rpm 0.69kW, Naturally cooled IM B5 (IM V1, IM V3) power/signal connectors Connector can be rotated by 270Â° ABSOLUTE ENCODER 2048 P/REV (ENCODER A-2048) WITH DRIVE-CLIQ INTERFACE; PERFORMANCE REDUCTION BY 10% DUE TO ABSOLUTE ENCODER; SHAFT WITH FITTED KEY, TOLERANCE N; W/O HOLDING BRAKE DEGREE OF PROTECTION IP64 | - | 0 | 0
1FK7040-5AK71-1FA2 |  | 1FK7040-5AK71-1FA2 | 1 | UN | 1 | 60 | X | D | N | N | 85015100 | 1 |  | 3.503 | KG | 1948.11 | 1948.11 | MC05 | MC05 | SIMOTICS S Synchronous servo motor 1FK7 Compact 1.6Nm, 100K, 6000rpm 0.69kW, Naturally cooled IM B5 (IM V1, IM V3) power/signal connectors Connector can be rotated by 270Â° ABSOLUTE ENCODER 2048 P/REV (ENCODER A-2048) WITH DRIVE-CLIQ INTERFACE; PERFORMANCE REDUCTION BY 10% DUE TO ABSOLUTE ENCODER; SHAFT WITH FITTED KEY, TOLERANCE N; W/O HOLDING BRAKE DEGREE OF PROTECTION IP65 FLANGE ON DRIVE END IP67 | - | 0 | 0
1FK7040-5AK71-1FA3 |  | 1FK7040-5AK71-1FA3 | 1 | UN | 1 | 60 | X | D | N | N | 85015100 | 1 |  | 3.503 | KG | 1908.95 | 1908.95 | MC05 | MC05 | SIMOTICS S Synchronous servo motor 1FK7 Compact 1.6Nm, 100K, 6000rpm 0.69kW, Naturally cooled IM B5 (IM V1, IM V3) power/signal connectors Connector can be rotated by 270Â° ABSOLUTE ENCODER 2048 P/REV (ENCODER A-2048) WITH DRIVE-CLIQ INTERFACE; PERFORMANCE REDUCTION BY 10% DUE TO ABSOLUTE ENCODER; SHAFT WITH FITTED KEY, TOLERANCE N; W/O HOLDING BRAKE DEGREE OF PROTECTION IP64; PAINT FINISH RAL7016 | - | 0 | 0
1FK7040-5AK71-1FA5 |  | 1FK7040-5AK71-1FA5 | 1 | UN | 1 | 60 | X | D | N | N | 85015100 | 1 |  | 3.503 | KG | 1984.9 | 1984.9 | MC05 | MC05 | SIMOTICS S Synchronous servo motor 1FK7 Compact 1.6Nm, 100K, 6000rpm 0.69kW, Naturally cooled IM B5 (IM V1, IM V3) power/signal connectors Connector can be rotated by 270Â° ABSOLUTE ENCODER 2048 P/REV (ENCODER A-2048) WITH DRIVE-CLIQ INTERFACE; PERFORMANCE REDUCTION BY 10% DUE TO ABSOLUTE ENCODER; SHAFT WITH FITTED KEY, TOLERANCE N; W/O HOLDING BRAKE DEGREE OF PROTECTION IP65 AS FLANGE IP67; PAINT FINISH RAL7016 | - | 0 | 0
1FK7040-5AK71-1FA8 |  | 1FK7040-5AK71-1FA8 | 1 | UN | 1 | 60 | X | D | N | N | 85015100 | 1 |  | 3.503 | KG | 2066.11 | 2066.11 | MC05 | MC05 | SIMOTICS S Synchronous servo motor 1FK7 Compact 1.6Nm, 100K, 6000rpm 0.69kW, Naturally cooled IM B5 (IM V1, IM V3) power/signal connectors Connector can be rotated by 270Â° ABSOLUTE ENCODER 2048 P/REV (ENCODER A-2048) WITH DRIVE-CLIQ INTERFACE; PERFORMANCE REDUCTION BY 10% DUE TO ABSOLUTE ENCODER; SHAFT WITH FITTED KEY, TOLERANCE N; W/O HOLDING BRAKE DEGREE OF PROTECTION IP65 IP67 D-END FLANGE; RAL7016 COATING; METALLIC RATING PLATE AT MOTOR | - | 0 | 0
1FK7040-5AK71-1FB0 |  | 1FK7040-5AK71-1FB0 | 1 | UN | 1 | 60 | X | D | N | N | 85015100 | 1 |  | 4.102 | KG | 2084.08 | 2084.08 | MC05 | MC05 | SIMOTICS S Synchronous servo motor 1FK7 Compact 1.6Nm, 100K, 6000rpm 0.69kW, Naturally cooled IM B5 (IM V1, IM V3) power/signal connectors Connector can be rotated by 270Â° ABSOLUTE ENCODER 2048 P/REV (ENCODER A-2048) WITH DRIVE-CLIQ INTERFACE; PERFORMANCE REDUCTION BY 10% DUE TO ABSOLUTE ENCODER; SHAFT WITH FITTED KEY, TOLERANCE N; WITH HOLDING BRAKE DEGREE OF PROTECTION IP64 | - | 0 | 0
1FK7040-5AK71-1FB2 |  | 1FK7040-5AK71-1FB2 | 1 | UN | 1 | 60 | X | D | N | N | 85015100 | 1 |  | 4.102 | KG | 2160.05 | 2160.05 | MC05 | MC05 | SIMOTICS S Synchronous servo motor 1FK7 Compact 1.6Nm, 100K, 6000rpm 0.69kW, Naturally cooled IM B5 (IM V1, IM V3) power/signal connectors Connector can be rotated by 270Â° ABSOLUTE ENCODER 2048 P/REV (ENCODER A-2048) WITH DRIVE-CLIQ INTERFACE; PERFORMANCE REDUCTION BY 10% DUE TO ABSOLUTE ENCODER; SHAFT WITH FITTED KEY, TOLERANCE N; WITH HOLDING BRAKE DEGREE OF PROTECTION IP65 FLANGE ON DRIVE END IP67 | - | 0 | 0
1FK7040-5AK71-1FB3 |  | 1FK7040-5AK71-1FB3 | 1 | UN | 1 | 60 | X | D | N | N | 85015100 | 1 |  | 4.102 | KG | 2120.89 | 2120.89 | MC05 | MC05 | SIMOTICS S Synchronous servo motor 1FK7 Compact 1.6Nm, 100K, 6000rpm 0.69kW, Naturally cooled IM B5 (IM V1, IM V3) power/signal connectors Connector can be rotated by 270Â° ABSOLUTE ENCODER 2048 P/REV (ENCODER A-2048) WITH DRIVE-CLIQ INTERFACE; PERFORMANCE REDUCTION BY 10% DUE TO ABSOLUTE ENCODER; SHAFT WITH FITTED KEY, TOLERANCE N; WITH HOLDING BRAKE DEGREE OF PROTECTION IP64; PAINT FINISH RAL7016 | - | 0 | 0
1FK7040-5AK71-1FB5 |  | 1FK7040-5AK71-1FB5 | 1 | UN | 1 | 60 | X | D | N | N | 85015100 | 1 |  | 4.102 | KG | 2196.84 | 2196.84 | MC05 | MC05 | SIMOTICS S Synchronous servo motor 1FK7 Compact 1.6Nm, 100K, 6000rpm 0.69kW, Naturally cooled IM B5 (IM V1, IM V3) power/signal connectors Connector can be rotated by 270Â° ABSOLUTE ENCODER 2048 P/REV (ENCODER A-2048) WITH DRIVE-CLIQ INTERFACE; PERFORMANCE REDUCTION BY 10% DUE TO ABSOLUTE ENCODER; SHAFT WITH FITTED KEY, TOLERANCE N; WITH HOLDING BRAKE DEGREE OF PROTECTION IP65 AS FLANGE IP67; PAINT FINISH RAL7016 | - | 0 | 0
1FK7040-5AK71-1FB8 |  | 1FK7040-5AK71-1FB8 | 1 | UN | 1 | 60 | X | D | N | N | 85015100 | 1 |  | 4.102 | KG | 2278.05 | 2278.05 | MC05 | MC05 | SIMOTICS S Synchronous servo motor 1FK7 Compact 1.6Nm, 100K, 6000rpm 0.69kW, Naturally cooled IM B5 (IM V1, IM V3) power/signal connectors Connector can be rotated by 270Â° ABSOLUTE ENCODER 2048 P/REV (ENCODER A-2048) WITH DRIVE-CLIQ INTERFACE; PERFORMANCE REDUCTION BY 10% DUE TO ABSOLUTE ENCODER; SHAFT WITH FITTED KEY, TOLERANCE N; WITH HOLDING BRAKE DEGREE OF PROTECTION IP65 IP67 D-END FLANGE; RAL7016 COATING; METALLIC RATING PLATE AT MOTOR | - | 0 | 0
1FK7040-5AK71-1FG0 |  | 1FK7040-5AK71-1FG0 | 1 | UN | 1 | 60 | X | D | N | N | 85015100 | 1 |  | 3.503 | KG | 1802.09 | 1802.09 | MC05 | MC05 | SIMOTICS S Synchronous servo motor 1FK7 Compact 1.6Nm, 100K, 6000rpm 0.69kW, Naturally cooled IM B5 (IM V1, IM V3) power/signal connectors Connector can be rotated by 270Â° ABSOLUTE ENCODER 2048 P/REV (ENCODER A-2048) WITH DRIVE-CLIQ INTERFACE; PERFORMANCE REDUCTION BY 10% DUE TO ABSOLUTE ENCODER; PLAIN SHAFT, TOLERANCE N; W/O HOLDING BRAKE DEGREE OF PROTECTION IP64 | - | 0 | 0
1FK7040-5AK71-1FG2 |  | 1FK7040-5AK71-1FG2 | 1 | UN | 1 | 60 | X | D | N | N | 85015100 | 1 |  | 3.503 | KG | 1878.06 | 1878.06 | MC05 | MC05 | SIMOTICS S Synchronous servo motor 1FK7 Compact 1.6Nm, 100K, 6000rpm 0.69kW, Naturally cooled IM B5 (IM V1, IM V3) power/signal connectors Connector can be rotated by 270Â° ABSOLUTE ENCODER 2048 P/REV (ENCODER A-2048) WITH DRIVE-CLIQ INTERFACE; PERFORMANCE REDUCTION BY 10% DUE TO ABSOLUTE ENCODER; PLAIN SHAFT, TOLERANCE N; W/O HOLDING BRAKE DEGREE OF PROTECTION IP65 FLANGE ON DRIVE END IP67 | - | 0 | 0
1FK7040-5AK71-1FG3 |  | 1FK7040-5AK71-1FG3 | 1 | UN | 1 | 60 | X | D | N | N | 85015100 | 1 | 4025515001379 | 3.503 | KG | 1838.9 | 1838.9 | MC05 | MC05 | SIMOTICS S Synchronous servo motor 1FK7 Compact 1.6Nm, 100K, 6000rpm 0.69kW, Naturally cooled IM B5 (IM V1, IM V3) power/signal connectors Connector can be rotated by 270Â° ABSOLUTE ENCODER 2048 P/REV (ENCODER A-2048) WITH DRIVE-CLIQ INTERFACE; PERFORMANCE REDUCTION BY 10% DUE TO ABSOLUTE ENCODER; PLAIN SHAFT, TOLERANCE N; W/O HOLDING BRAKE DEGREE OF PROTECTION IP64; PAINT FINISH RAL7016 | - | 0 | 7
1FK7040-5AK71-1FG5 |  | 1FK7040-5AK71-1FG5 | 1 | UN | 1 | 60 | X | D | N | N | 85015100 | 1 |  | 3.503 | KG | 1914.85 | 1914.85 | MC05 | MC05 | SIMOTICS S Synchronous servo motor 1FK7 Compact 1.6Nm, 100K, 6000rpm 0.69kW, Naturally cooled IM B5 (IM V1, IM V3) power/signal connectors Connector can be rotated by 270Â° ABSOLUTE ENCODER 2048 P/REV (ENCODER A-2048) WITH DRIVE-CLIQ INTERFACE; PERFORMANCE REDUCTION BY 10% DUE TO ABSOLUTE ENCODER; PLAIN SHAFT, TOLERANCE N; W/O HOLDING BRAKE DEGREE OF PROTECTION IP65 AS FLANGE IP67; PAINT FINISH RAL7016 | - | 0 | 0
1FK7040-5AK71-1FG8 |  | 1FK7040-5AK71-1FG8 | 1 | UN | 1 | 60 | X | D | N | N | 85015100 | 1 |  | 3.503 | KG | 1996.06 | 1996.06 | MC05 | MC05 | SIMOTICS S Synchronous servo motor 1FK7 Compact 1.6Nm, 100K, 6000rpm 0.69kW, Naturally cooled IM B5 (IM V1, IM V3) power/signal connectors Connector can be rotated by 270Â° ABSOLUTE ENCODER 2048 P/REV (ENCODER A-2048) WITH DRIVE-CLIQ INTERFACE; PERFORMANCE REDUCTION BY 10% DUE TO ABSOLUTE ENCODER; PLAIN SHAFT, TOLERANCE N; W/O HOLDING BRAKE DEGREE OF PROTECTION IP65 IP67 D-END FLANGE; RAL7016 COATING; METALLIC RATING PLATE AT MOTOR | - | 0 | 0
1FK7040-5AK71-1FH0 |  | 1FK7040-5AK71-1FH0 | 1 | UN | 1 | 60 | X | D | N | N | 85015100 | 1 |  | 4.102 | KG | 2012.22 | 2012.22 | MC05 | MC05 | SIMOTICS S Synchronous servo motor 1FK7 Compact 1.6Nm, 100K, 6000rpm 0.69kW, Naturally cooled IM B5 (IM V1, IM V3) power/signal connectors Connector can be rotated by 270Â° ABSOLUTE ENCODER 2048 P/REV (ENCODER A-2048) WITH DRIVE-CLIQ INTERFACE; PERFORMANCE REDUCTION BY 10% DUE TO ABSOLUTE ENCODER; PLAIN SHAFT, TOLERANCE N; WITH HOLDING BRAKE DEGREE OF PROTECTION IP64 | - | 0 | 0
1FK7040-5AK71-1FH2 |  | 1FK7040-5AK71-1FH2 | 1 | UN | 1 | 60 | X | D | N | N | 85015100 | 1 |  | 4.102 | KG | 2088.19 | 2088.19 | MC05 | MC05 | SIMOTICS S Synchronous servo motor 1FK7 Compact 1.6Nm, 100K, 6000rpm 0.69kW, Naturally cooled IM B5 (IM V1, IM V3) power/signal connectors Connector can be rotated by 270Â° ABSOLUTE ENCODER 2048 P/REV (ENCODER A-2048) WITH DRIVE-CLIQ INTERFACE; PERFORMANCE REDUCTION BY 10% DUE TO ABSOLUTE ENCODER; PLAIN SHAFT, TOLERANCE N; WITH HOLDING BRAKE DEGREE OF PROTECTION IP65 FLANGE ON DRIVE END IP67 | - | 0 | 0
1FK7040-5AK71-1FH3 |  | 1FK7040-5AK71-1FH3 | 1 | UN | 1 | 60 | X | D | N | N | 85015100 | 1 | 4025515001386 | 4.102 | KG | 2049.03 | 2049.03 | MC05 | MC05 | SIMOTICS S Synchronous servo motor 1FK7 Compact 1.6Nm, 100K, 6000rpm 0.69kW, Naturally cooled IM B5 (IM V1, IM V3) power/signal connectors Connector can be rotated by 270Â° ABSOLUTE ENCODER 2048 P/REV (ENCODER A-2048) WITH DRIVE-CLIQ INTERFACE; PERFORMANCE REDUCTION BY 10% DUE TO ABSOLUTE ENCODER; PLAIN SHAFT, TOLERANCE N; WITH HOLDING BRAKE DEGREE OF PROTECTION IP64; PAINT FINISH RAL7016 | - | 0 | 7
1FK7040-5AK71-1FH5 |  | 1FK7040-5AK71-1FH5 | 1 | UN | 1 | 60 | X | D | N | N | 85015100 | 1 |  | 4.102 | KG | 2124.98 | 2124.98 | MC05 | MC05 | SIMOTICS S Synchronous servo motor 1FK7 Compact 1.6Nm, 100K, 6000rpm 0.69kW, Naturally cooled IM B5 (IM V1, IM V3) power/signal connectors Connector can be rotated by 270Â° ABSOLUTE ENCODER 2048 P/REV (ENCODER A-2048) WITH DRIVE-CLIQ INTERFACE; PERFORMANCE REDUCTION BY 10% DUE TO ABSOLUTE ENCODER; PLAIN SHAFT, TOLERANCE N; WITH HOLDING BRAKE DEGREE OF PROTECTION IP65 AS FLANGE IP67; PAINT FINISH RAL7016 | - | 0 | 0
1FK7040-5AK71-1FH8 |  | 1FK7040-5AK71-1FH8 | 1 | UN | 1 | 60 | X | D | N | N | 85015100 | 1 |  | 4.102 | KG | 2206.19 | 2206.19 | MC05 | MC05 | SIMOTICS S Synchronous servo motor 1FK7 Compact 1.6Nm, 100K, 6000rpm 0.69kW, Naturally cooled IM B5 (IM V1, IM V3) power/signal connectors Connector can be rotated by 270Â° ABSOLUTE ENCODER 2048 P/REV (ENCODER A-2048) WITH DRIVE-CLIQ INTERFACE; PERFORMANCE REDUCTION BY 10% DUE TO ABSOLUTE ENCODER; PLAIN SHAFT, TOLERANCE N; WITH HOLDING BRAKE DEGREE OF PROTECTION IP65 IP67 D-END FLANGE; RAL7016 COATING; METALLIC RATING PLATE AT MOTOR | - | 0 | 0
1FK7040-5AK71-1GA0 |  | 1FK7040-5AK71-1GA0 | 1 | UN | 1 | 60 | X | D | N | N | 85015100 | 1 |  | 3.503 | KG | 1257.92 | 1257.92 | MC05 | MC05 | SIMOTICS S Synchronous servo motor 1FK7 Compact 1.6Nm, 100K, 6000rpm 0.69kW, Naturally cooled IM B5 (IM V1, IM V3) power/signal connectors Connector can be rotated by 270Â° BASIC ABSOLUTE ENCODER 32 P/REV (ENCODER A-32); PERFORMANCE REDUCTION BY 10% DUE TO ABSOLUTE ENCODER; SHAFT WITH FITTED KEY, TOLERANCE N; W/O HOLDING BRAKE DEGREE OF PROTECTION IP64 | - | 0 | 0
1FK7040-5AK71-1GA2 |  | 1FK7040-5AK71-1GA2 | 1 | UN | 1 | 60 | X | D | N | N | 85015100 | 1 |  | 3.503 | KG | 1333.89 | 1333.89 | MC05 | MC05 | SIMOTICS S Synchronous servo motor 1FK7 Compact 1.6Nm, 100K, 6000rpm 0.69kW, Naturally cooled IM B5 (IM V1, IM V3) power/signal connectors Connector can be rotated by 270Â° BASIC ABSOLUTE ENCODER 32 P/REV (ENCODER A-32); PERFORMANCE REDUCTION BY 10% DUE TO ABSOLUTE ENCODER; SHAFT WITH FITTED KEY, TOLERANCE N; W/O HOLDING BRAKE DEGREE OF PROTECTION IP65 FLANGE ON DRIVE END IP67 | - | 0 | 0
1FK7040-5AK71-1GA3 |  | 1FK7040-5AK71-1GA3 | 1 | UN | 1 | 60 | X | D | N | N | 85015100 | 1 |  | 3.503 | KG | 1294.73 | 1294.73 | MC05 | MC05 | SIMOTICS S Synchronous servo motor 1FK7 Compact 1.6Nm, 100K, 6000rpm 0.69kW, Naturally cooled IM B5 (IM V1, IM V3) power/signal connectors Connector can be rotated by 270Â° BASIC ABSOLUTE ENCODER 32 P/REV (ENCODER A-32); PERFORMANCE REDUCTION BY 10% DUE TO ABSOLUTE ENCODER; SHAFT WITH FITTED KEY, TOLERANCE N; W/O HOLDING BRAKE DEGREE OF PROTECTION IP64; PAINT FINISH RAL7016 | - | 0 | 0
1FK7040-5AK71-1GA5 |  | 1FK7040-5AK71-1GA5 | 1 | UN | 1 | 60 | X | D | N | N | 85015100 | 1 |  | 3.503 | KG | 1370.68 | 1370.68 | MC05 | MC05 | SIMOTICS S Synchronous servo motor 1FK7 Compact 1.6Nm, 100K, 6000rpm 0.69kW, Naturally cooled IM B5 (IM V1, IM V3) power/signal connectors Connector can be rotated by 270Â° BASIC ABSOLUTE ENCODER 32 P/REV (ENCODER A-32); PERFORMANCE REDUCTION BY 10% DUE TO ABSOLUTE ENCODER; SHAFT WITH FITTED KEY, TOLERANCE N; W/O HOLDING BRAKE DEGREE OF PROTECTION IP65 AS FLANGE IP67; PAINT FINISH RAL7016 | - | 0 | 0
1FK7040-5AK71-1GA8 |  | 1FK7040-5AK71-1GA8 | 1 | UN | 1 | 60 | X | D | N | N | 85015100 | 1 |  | 3.503 | KG | 1451.89 | 1451.89 | MC05 | MC05 | SIMOTICS S Synchronous servo motor 1FK7 Compact 1.6Nm, 100K, 6000rpm 0.69kW, Naturally cooled IM B5 (IM V1, IM V3) power/signal connectors Connector can be rotated by 270Â° BASIC ABSOLUTE ENCODER 32 P/REV (ENCODER A-32); PERFORMANCE REDUCTION BY 10% DUE TO ABSOLUTE ENCODER; SHAFT WITH FITTED KEY, TOLERANCE N; W/O HOLDING BRAKE DEGREE OF PROTECTION IP65 IP67 D-END FLANGE; RAL7016 COATING; METALLIC RATING PLATE AT MOTOR | - | 0 | 0
1FK7040-5AK71-1GB0 |  | 1FK7040-5AK71-1GB0 | 1 | UN | 1 | 60 | X | D | N | N | 85015100 | 1 |  | 4.102 | KG | 1469.86 | 1469.86 | MC05 | MC05 | SIMOTICS S Synchronous servo motor 1FK7 Compact 1.6Nm, 100K, 6000rpm 0.69kW, Naturally cooled IM B5 (IM V1, IM V3) power/signal connectors Connector can be rotated by 270Â° BASIC ABSOLUTE ENCODER 32 P/REV (ENCODER A-32); PERFORMANCE REDUCTION BY 10% DUE TO ABSOLUTE ENCODER; SHAFT WITH FITTED KEY, TOLERANCE N; WITH HOLDING BRAKE DEGREE OF PROTECTION IP64 | - | 0 | 0
1FK7040-5AK71-1GB2 |  | 1FK7040-5AK71-1GB2 | 1 | UN | 1 | 60 | X | D | N | N | 85015100 | 1 |  | 4.102 | KG | 1545.83 | 1545.83 | MC05 | MC05 | SIMOTICS S Synchronous servo motor 1FK7 Compact 1.6Nm, 100K, 6000rpm 0.69kW, Naturally cooled IM B5 (IM V1, IM V3) power/signal connectors Connector can be rotated by 270Â° BASIC ABSOLUTE ENCODER 32 P/REV (ENCODER A-32); PERFORMANCE REDUCTION BY 10% DUE TO ABSOLUTE ENCODER; SHAFT WITH FITTED KEY, TOLERANCE N; WITH HOLDING BRAKE DEGREE OF PROTECTION IP65 FLANGE ON DRIVE END IP67 | - | 0 | 0
1FK7040-5AK71-1GB3 |  | 1FK7040-5AK71-1GB3 | 1 | UN | 1 | 60 | X | D | N | N | 85015100 | 1 |  | 4.102 | KG | 1506.67 | 1506.67 | MC05 | MC05 | SIMOTICS S Synchronous servo motor 1FK7 Compact 1.6Nm, 100K, 6000rpm 0.69kW, Naturally cooled IM B5 (IM V1, IM V3) power/signal connectors Connector can be rotated by 270Â° BASIC ABSOLUTE ENCODER 32 P/REV (ENCODER A-32); PERFORMANCE REDUCTION BY 10% DUE TO ABSOLUTE ENCODER; SHAFT WITH FITTED KEY, TOLERANCE N; WITH HOLDING BRAKE DEGREE OF PROTECTION IP64; PAINT FINISH RAL7016 | - | 0 | 0
1FK7040-5AK71-1GB5 |  | 1FK7040-5AK71-1GB5 | 1 | UN | 1 | 60 | X | D | N | N | 85015100 | 1 |  | 4.102 | KG | 1582.62 | 1582.62 | MC05 | MC05 | SIMOTICS S Synchronous servo motor 1FK7 Compact 1.6Nm, 100K, 6000rpm 0.69kW, Naturally cooled IM B5 (IM V1, IM V3) power/signal connectors Connector can be rotated by 270Â° BASIC ABSOLUTE ENCODER 32 P/REV (ENCODER A-32); PERFORMANCE REDUCTION BY 10% DUE TO ABSOLUTE ENCODER; SHAFT WITH FITTED KEY, TOLERANCE N; WITH HOLDING BRAKE DEGREE OF PROTECTION IP65 AS FLANGE IP67; PAINT FINISH RAL7016 | - | 0 | 0
1FK7040-5AK71-1GB8 |  | 1FK7040-5AK71-1GB8 | 1 | UN | 1 | 60 | X | D | N | N | 85015100 | 1 |  | 4.102 | KG | 1663.83 | 1663.83 | MC05 | MC05 | SIMOTICS S Synchronous servo motor 1FK7 Compact 1.6Nm, 100K, 6000rpm 0.69kW, Naturally cooled IM B5 (IM V1, IM V3) power/signal connectors Connector can be rotated by 270Â° BASIC ABSOLUTE ENCODER 32 P/REV (ENCODER A-32); PERFORMANCE REDUCTION BY 10% DUE TO ABSOLUTE ENCODER; SHAFT WITH FITTED KEY, TOLERANCE N; WITH HOLDING BRAKE DEGREE OF PROTECTION IP65 IP67 D-END FLANGE; RAL7016 COATING; METALLIC RATING PLATE AT MOTOR | - | 0 | 0
1FK7040-5AK71-1GG0 |  | 1FK7040-5AK71-1GG0 | 1 | UN | 1 | 60 | X | D | N | N | 85015100 | 1 |  | 3.503 | KG | 1187.87 | 1187.87 | MC05 | MC05 | SIMOTICS S Synchronous servo motor 1FK7 Compact 1.6Nm, 100K, 6000rpm 0.69kW, Naturally cooled IM B5 (IM V1, IM V3) power/signal connectors Connector can be rotated by 270Â° BASIC ABSOLUTE ENCODER 32 P/REV (ENCODER A-32); PERFORMANCE REDUCTION BY 10% DUE TO ABSOLUTE ENCODER; PLAIN SHAFT, TOLERANCE N; W/O HOLDING BRAKE DEGREE OF PROTECTION IP64 | - | 0 | 0
1FK7040-5AK71-1GG2 |  | 1FK7040-5AK71-1GG2 | 1 | UN | 1 | 60 | X | D | N | N | 85015100 | 1 |  | 3.503 | KG | 1263.84 | 1263.84 | MC05 | MC05 | SIMOTICS S Synchronous servo motor 1FK7 Compact 1.6Nm, 100K, 6000rpm 0.69kW, Naturally cooled IM B5 (IM V1, IM V3) power/signal connectors Connector can be rotated by 270Â° BASIC ABSOLUTE ENCODER 32 P/REV (ENCODER A-32); PERFORMANCE REDUCTION BY 10% DUE TO ABSOLUTE ENCODER; PLAIN SHAFT, TOLERANCE N; W/O HOLDING BRAKE DEGREE OF PROTECTION IP65 FLANGE ON DRIVE END IP67 | - | 0 | 0
1FK7040-5AK71-1GG3 |  | 1FK7040-5AK71-1GG3 | 1 | UN | 1 | 60 | X | D | N | N | 85015100 | 1 |  | 3.503 | KG | 1224.68 | 1224.68 | MC05 | MC05 | SIMOTICS S Synchronous servo motor 1FK7 Compact 1.6Nm, 100K, 6000rpm 0.69kW, Naturally cooled IM B5 (IM V1, IM V3) power/signal connectors Connector can be rotated by 270Â° BASIC ABSOLUTE ENCODER 32 P/REV (ENCODER A-32); PERFORMANCE REDUCTION BY 10% DUE TO ABSOLUTE ENCODER; PLAIN SHAFT, TOLERANCE N; W/O HOLDING BRAKE DEGREE OF PROTECTION IP64; PAINT FINISH RAL7016 | - | 0 | 0
1FK7040-5AK71-1GG5 |  | 1FK7040-5AK71-1GG5 | 1 | UN | 1 | 60 | X | D | N | N | 85015100 | 1 |  | 3.503 | KG | 1300.63 | 1300.63 | MC05 | MC05 | SIMOTICS S Synchronous servo motor 1FK7 Compact 1.6Nm, 100K, 6000rpm 0.69kW, Naturally cooled IM B5 (IM V1, IM V3) power/signal connectors Connector can be rotated by 270Â° BASIC ABSOLUTE ENCODER 32 P/REV (ENCODER A-32); PERFORMANCE REDUCTION BY 10% DUE TO ABSOLUTE ENCODER; PLAIN SHAFT, TOLERANCE N; W/O HOLDING BRAKE DEGREE OF PROTECTION IP65 AS FLANGE IP67; PAINT FINISH RAL7016 | - | 0 | 0
1FK7040-5AK71-1GG8 |  | 1FK7040-5AK71-1GG8 | 1 | UN | 1 | 60 | X | D | N | N | 85015100 | 1 |  | 3.503 | KG | 1381.84 | 1381.84 | MC05 | MC05 | SIMOTICS S Synchronous servo motor 1FK7 Compact 1.6Nm, 100K, 6000rpm 0.69kW, Naturally cooled IM B5 (IM V1, IM V3) power/signal connectors Connector can be rotated by 270Â° BASIC ABSOLUTE ENCODER 32 P/REV (ENCODER A-32); PERFORMANCE REDUCTION BY 10% DUE TO ABSOLUTE ENCODER; PLAIN SHAFT, TOLERANCE N; W/O HOLDING BRAKE DEGREE OF PROTECTION IP65 IP67 D-END FLANGE; RAL7016 COATING; METALLIC RATING PLATE AT MOTOR | - | 0 | 0
1FK7040-5AK71-1GH0 |  | 1FK7040-5AK71-1GH0 | 1 | UN | 1 | 60 | X | D | N | N | 85015100 | 1 |  | 4.102 | KG | 1398 | 1398 | MC05 | MC05 | SIMOTICS S Synchronous servo motor 1FK7 Compact 1.6Nm, 100K, 6000rpm 0.69kW, Naturally cooled IM B5 (IM V1, IM V3) power/signal connectors Connector can be rotated by 270Â° BASIC ABSOLUTE ENCODER 32 P/REV (ENCODER A-32); PERFORMANCE REDUCTION BY 10% DUE TO ABSOLUTE ENCODER; PLAIN SHAFT, TOLERANCE N; WITH HOLDING BRAKE DEGREE OF PROTECTION IP64 | - | 0 | 0
1FK7040-5AK71-1GH2 |  | 1FK7040-5AK71-1GH2 | 1 | UN | 1 | 60 | X | D | N | N | 85015100 | 1 |  | 4.102 | KG | 1473.97 | 1473.97 | MC05 | MC05 | SIMOTICS S Synchronous servo motor 1FK7 Compact 1.6Nm, 100K, 6000rpm 0.69kW, Naturally cooled IM B5 (IM V1, IM V3) power/signal connectors Connector can be rotated by 270Â° BASIC ABSOLUTE ENCODER 32 P/REV (ENCODER A-32); PERFORMANCE REDUCTION BY 10% DUE TO ABSOLUTE ENCODER; PLAIN SHAFT, TOLERANCE N; WITH HOLDING BRAKE DEGREE OF PROTECTION IP65 FLANGE ON DRIVE END IP67 | - | 0 | 0
1FK7040-5AK71-1GH3 |  | 1FK7040-5AK71-1GH3 | 1 | UN | 1 | 60 | X | D | N | N | 85015100 | 1 |  | 4.102 | KG | 1434.81 | 1434.81 | MC05 | MC05 | SIMOTICS S Synchronous servo motor 1FK7 Compact 1.6Nm, 100K, 6000rpm 0.69kW, Naturally cooled IM B5 (IM V1, IM V3) power/signal connectors Connector can be rotated by 270Â° BASIC ABSOLUTE ENCODER 32 P/REV (ENCODER A-32); PERFORMANCE REDUCTION BY 10% DUE TO ABSOLUTE ENCODER; PLAIN SHAFT, TOLERANCE N; WITH HOLDING BRAKE DEGREE OF PROTECTION IP64; PAINT FINISH RAL7016 | - | 0 | 0
1FK7040-5AK71-1GH5 |  | 1FK7040-5AK71-1GH5 | 1 | UN | 1 | 60 | X | D | N | N | 85015100 | 1 |  | 4.102 | KG | 1510.76 | 1510.76 | MC05 | MC05 | SIMOTICS S Synchronous servo motor 1FK7 Compact 1.6Nm, 100K, 6000rpm 0.69kW, Naturally cooled IM B5 (IM V1, IM V3) power/signal connectors Connector can be rotated by 270Â° BASIC ABSOLUTE ENCODER 32 P/REV (ENCODER A-32); PERFORMANCE REDUCTION BY 10% DUE TO ABSOLUTE ENCODER; PLAIN SHAFT, TOLERANCE N; WITH HOLDING BRAKE DEGREE OF PROTECTION IP65 AS FLANGE IP67; PAINT FINISH RAL7016 | - | 0 | 0
1FK7040-5AK71-1GH8 |  | 1FK7040-5AK71-1GH8 | 1 | UN | 1 | 60 | X | D | N | N | 85015100 | 1 |  | 4.102 | KG | 1591.97 | 1591.97 | MC05 | MC05 | SIMOTICS S Synchronous servo motor 1FK7 Compact 1.6Nm, 100K, 6000rpm 0.69kW, Naturally cooled IM B5 (IM V1, IM V3) power/signal connectors Connector can be rotated by 270Â° BASIC ABSOLUTE ENCODER 32 P/REV (ENCODER A-32); PERFORMANCE REDUCTION BY 10% DUE TO ABSOLUTE ENCODER; PLAIN SHAFT, TOLERANCE N; WITH HOLDING BRAKE DEGREE OF PROTECTION IP65 IP67 D-END FLANGE; RAL7016 COATING; METALLIC RATING PLATE AT MOTOR | - | 0 | 0
1FK7040-5AK71-1KA0 |  | 1FK7040-5AK71-1KA0 | 1 | UN | 1 | 60 | X | D | N | N | 85015100 | 1 |  | 3.503 | KG | 1451.89 | 1451.89 | MC05 | MC05 | SIMOTICS S Synchronous servo motor 1FK7 Compact 1.6Nm, 100K, 6000rpm 0.69kW, Naturally cooled IM B5 (IM V1, IM V3) power/signal connectors Connector can be rotated by 270Â° BASIC ABSOLUTE ENCODER 32 P/REV (ENCODER A-32) WITH DRIVE-CLIQ INTERFACE; PERFORMANCE REDUCTION BY 10% DUE TO ABSOLUTE ENCODER; SHAFT WITH FITTED KEY, TOLERANCE N; W/O HOLDING BRAKE DEGREE OF PROTECTION IP64 | - | 0 | 0
1FK7040-5AK71-1KA2 |  | 1FK7040-5AK71-1KA2 | 1 | UN | 1 | 60 | X | D | N | N | 85015100 | 1 |  | 3.503 | KG | 1527.86 | 1527.86 | MC05 | MC05 | SIMOTICS S Synchronous servo motor 1FK7 Compact 1.6Nm, 100K, 6000rpm 0.69kW, Naturally cooled IM B5 (IM V1, IM V3) power/signal connectors Connector can be rotated by 270Â° BASIC ABSOLUTE ENCODER 32 P/REV (ENCODER A-32) WITH DRIVE-CLIQ INTERFACE; PERFORMANCE REDUCTION BY 10% DUE TO ABSOLUTE ENCODER; SHAFT WITH FITTED KEY, TOLERANCE N; W/O HOLDING BRAKE DEGREE OF PROTECTION IP65 FLANGE ON DRIVE END IP67 | - | 0 | 0
1FK7040-5AK71-1KA3 |  | 1FK7040-5AK71-1KA3 | 1 | UN | 1 | 60 | X | D | N | N | 85015100 | 1 |  | 3.503 | KG | 1488.7 | 1488.7 | MC05 | MC05 | SIMOTICS S Synchronous servo motor 1FK7 Compact 1.6Nm, 100K, 6000rpm 0.69kW, Naturally cooled IM B5 (IM V1, IM V3) power/signal connectors Connector can be rotated by 270Â° BASIC ABSOLUTE ENCODER 32 P/REV (ENCODER A-32) WITH DRIVE-CLIQ INTERFACE; PERFORMANCE REDUCTION BY 10% DUE TO ABSOLUTE ENCODER; SHAFT WITH FITTED KEY, TOLERANCE N; W/O HOLDING BRAKE DEGREE OF PROTECTION IP64; PAINT FINISH RAL7016 | - | 0 | 0
1FK7040-5AK71-1KA5 |  | 1FK7040-5AK71-1KA5 | 1 | UN | 1 | 60 | X | D | N | N | 85015100 | 1 |  | 3.503 | KG | 1564.65 | 1564.65 | MC05 | MC05 | SIMOTICS S Synchronous servo motor 1FK7 Compact 1.6Nm, 100K, 6000rpm 0.69kW, Naturally cooled IM B5 (IM V1, IM V3) power/signal connectors Connector can be rotated by 270Â° BASIC ABSOLUTE ENCODER 32 P/REV (ENCODER A-32) WITH DRIVE-CLIQ INTERFACE; PERFORMANCE REDUCTION BY 10% DUE TO ABSOLUTE ENCODER; SHAFT WITH FITTED KEY, TOLERANCE N; W/O HOLDING BRAKE DEGREE OF PROTECTION IP65 AS FLANGE IP67; PAINT FINISH RAL7016 | - | 0 | 0
1FK7040-5AK71-1KA8 |  | 1FK7040-5AK71-1KA8 | 1 | UN | 1 | 60 | X | D | N | N | 85015100 | 1 |  | 3.503 | KG | 1645.86 | 1645.86 | MC05 | MC05 | SIMOTICS S Synchronous servo motor 1FK7 Compact 1.6Nm, 100K, 6000rpm 0.69kW, Naturally cooled IM B5 (IM V1, IM V3) power/signal connectors Connector can be rotated by 270Â° BASIC ABSOLUTE ENCODER 32 P/REV (ENCODER A-32) WITH DRIVE-CLIQ INTERFACE; PERFORMANCE REDUCTION BY 10% DUE TO ABSOLUTE ENCODER; SHAFT WITH FITTED KEY, TOLERANCE N; W/O HOLDING BRAKE DEGREE OF PROTECTION IP65 IP67 D-END FLANGE; RAL7016 COATING; METALLIC RATING PLATE AT MOTOR | - | 0 | 0
1FK7040-5AK71-1KB0 |  | 1FK7040-5AK71-1KB0 | 1 | UN | 1 | 60 | X | D | N | N | 85015100 | 1 |  | 4.102 | KG | 1663.83 | 1663.83 | MC05 | MC05 | SIMOTICS S Synchronous servo motor 1FK7 Compact 1.6Nm, 100K, 6000rpm 0.69kW, Naturally cooled IM B5 (IM V1, IM V3) power/signal connectors Connector can be rotated by 270Â° BASIC ABSOLUTE ENCODER 32 P/REV (ENCODER A-32) WITH DRIVE-CLIQ INTERFACE; PERFORMANCE REDUCTION BY 10% DUE TO ABSOLUTE ENCODER; SHAFT WITH FITTED KEY, TOLERANCE N; WITH HOLDING BRAKE DEGREE OF PROTECTION IP64 | - | 0 | 0
1FK7040-5AK71-1KB2 |  | 1FK7040-5AK71-1KB2 | 1 | UN | 1 | 60 | X | D | N | N | 85015100 | 1 |  | 4.102 | KG | 1739.8 | 1739.8 | MC05 | MC05 | SIMOTICS S Synchronous servo motor 1FK7 Compact 1.6Nm, 100K, 6000rpm 0.69kW, Naturally cooled IM B5 (IM V1, IM V3) power/signal connectors Connector can be rotated by 270Â° BASIC ABSOLUTE ENCODER 32 P/REV (ENCODER A-32) WITH DRIVE-CLIQ INTERFACE; PERFORMANCE REDUCTION BY 10% DUE TO ABSOLUTE ENCODER; SHAFT WITH FITTED KEY, TOLERANCE N; WITH HOLDING BRAKE DEGREE OF PROTECTION IP65 FLANGE ON DRIVE END IP67 | - | 0 | 0
1FK7040-5AK71-1KB3 |  | 1FK7040-5AK71-1KB3 | 1 | UN | 1 | 60 | X | D | N | N | 85015100 | 1 |  | 4.102 | KG | 1700.64 | 1700.64 | MC05 | MC05 | SIMOTICS S Synchronous servo motor 1FK7 Compact 1.6Nm, 100K, 6000rpm 0.69kW, Naturally cooled IM B5 (IM V1, IM V3) power/signal connectors Connector can be rotated by 270Â° BASIC ABSOLUTE ENCODER 32 P/REV (ENCODER A-32) WITH DRIVE-CLIQ INTERFACE; PERFORMANCE REDUCTION BY 10% DUE TO ABSOLUTE ENCODER; SHAFT WITH FITTED KEY, TOLERANCE N; WITH HOLDING BRAKE DEGREE OF PROTECTION IP64; PAINT FINISH RAL7016 | - | 0 | 0
1FK7040-5AK71-1KB5 |  | 1FK7040-5AK71-1KB5 | 1 | UN | 1 | 60 | X | D | N | N | 85015100 | 1 |  | 4.102 | KG | 1776.59 | 1776.59 | MC05 | MC05 | SIMOTICS S Synchronous servo motor 1FK7 Compact 1.6Nm, 100K, 6000rpm 0.69kW, Naturally cooled IM B5 (IM V1, IM V3) power/signal connectors Connector can be rotated by 270Â° BASIC ABSOLUTE ENCODER 32 P/REV (ENCODER A-32) WITH DRIVE-CLIQ INTERFACE; PERFORMANCE REDUCTION BY 10% DUE TO ABSOLUTE ENCODER; SHAFT WITH FITTED KEY, TOLERANCE N; WITH HOLDING BRAKE DEGREE OF PROTECTION IP65 AS FLANGE IP67; PAINT FINISH RAL7016 | - | 0 | 0
1FK7040-5AK71-1KB8 |  | 1FK7040-5AK71-1KB8 | 1 | UN | 1 | 60 | X | D | N | N | 85015100 | 1 |  | 4.102 | KG | 1857.8 | 1857.8 | MC05 | MC05 | SIMOTICS S Synchronous servo motor 1FK7 Compact 1.6Nm, 100K, 6000rpm 0.69kW, Naturally cooled IM B5 (IM V1, IM V3) power/signal connectors Connector can be rotated by 270Â° BASIC ABSOLUTE ENCODER 32 P/REV (ENCODER A-32) WITH DRIVE-CLIQ INTERFACE; PERFORMANCE REDUCTION BY 10% DUE TO ABSOLUTE ENCODER; SHAFT WITH FITTED KEY, TOLERANCE N; WITH HOLDING BRAKE DEGREE OF PROTECTION IP65 IP67 D-END FLANGE; RAL7016 COATING; METALLIC RATING PLATE AT MOTOR | - | 0 | 0
1FK7040-5AK71-1KG0 |  | 1FK7040-5AK71-1KG0 | 1 | UN | 1 | 60 | X | D | N | N | 85015100 | 1 |  | 3.503 | KG | 1381.84 | 1381.84 | MC05 | MC05 | SIMOTICS S Synchronous servo motor 1FK7 Compact 1.6Nm, 100K, 6000rpm 0.69kW, Naturally cooled IM B5 (IM V1, IM V3) power/signal connectors Connector can be rotated by 270Â° BASIC ABSOLUTE ENCODER 32 P/REV (ENCODER A-32) WITH DRIVE-CLIQ INTERFACE; PERFORMANCE REDUCTION BY 10% DUE TO ABSOLUTE ENCODER; PLAIN SHAFT, TOLERANCE N; W/O HOLDING BRAKE DEGREE OF PROTECTION IP64 | - | 0 | 0
1FK7040-5AK71-1KG2 |  | 1FK7040-5AK71-1KG2 | 1 | UN | 1 | 60 | X | D | N | N | 85015100 | 1 |  | 3.503 | KG | 1457.81 | 1457.81 | MC05 | MC05 | SIMOTICS S Synchronous servo motor 1FK7 Compact 1.6Nm, 100K, 6000rpm 0.69kW, Naturally cooled IM B5 (IM V1, IM V3) power/signal connectors Connector can be rotated by 270Â° BASIC ABSOLUTE ENCODER 32 P/REV (ENCODER A-32) WITH DRIVE-CLIQ INTERFACE; PERFORMANCE REDUCTION BY 10% DUE TO ABSOLUTE ENCODER; PLAIN SHAFT, TOLERANCE N; W/O HOLDING BRAKE DEGREE OF PROTECTION IP65 FLANGE ON DRIVE END IP67 | - | 0 | 0
1FK7040-5AK71-1KG3 |  | 1FK7040-5AK71-1KG3 | 1 | UN | 1 | 60 | X | D | N | N | 85015100 | 1 |  | 3.503 | KG | 1418.65 | 1418.65 | MC05 | MC05 | SIMOTICS S Synchronous servo motor 1FK7 Compact 1.6Nm, 100K, 6000rpm 0.69kW, Naturally cooled IM B5 (IM V1, IM V3) power/signal connectors Connector can be rotated by 270Â° BASIC ABSOLUTE ENCODER 32 P/REV (ENCODER A-32) WITH DRIVE-CLIQ INTERFACE; PERFORMANCE REDUCTION BY 10% DUE TO ABSOLUTE ENCODER; PLAIN SHAFT, TOLERANCE N; W/O HOLDING BRAKE DEGREE OF PROTECTION IP64; PAINT FINISH RAL7016 | - | 0 | 0
1FK7040-5AK71-1KG5 |  | 1FK7040-5AK71-1KG5 | 1 | UN | 1 | 60 | X | D | N | N | 85015100 | 1 |  | 3.503 | KG | 1494.6 | 1494.6 | MC05 | MC05 | SIMOTICS S Synchronous servo motor 1FK7 Compact 1.6Nm, 100K, 6000rpm 0.69kW, Naturally cooled IM B5 (IM V1, IM V3) power/signal connectors Connector can be rotated by 270Â° BASIC ABSOLUTE ENCODER 32 P/REV (ENCODER A-32) WITH DRIVE-CLIQ INTERFACE; PERFORMANCE REDUCTION BY 10% DUE TO ABSOLUTE ENCODER; PLAIN SHAFT, TOLERANCE N; W/O HOLDING BRAKE DEGREE OF PROTECTION IP65 AS FLANGE IP67; PAINT FINISH RAL7016 | - | 0 | 0
1FK7040-5AK71-1KG8 |  | 1FK7040-5AK71-1KG8 | 1 | UN | 1 | 60 | X | D | N | N | 85015100 | 1 |  | 3.503 | KG | 1575.81 | 1575.81 | MC05 | MC05 | SIMOTICS S Synchronous servo motor 1FK7 Compact 1.6Nm, 100K, 6000rpm 0.69kW, Naturally cooled IM B5 (IM V1, IM V3) power/signal connectors Connector can be rotated by 270Â° BASIC ABSOLUTE ENCODER 32 P/REV (ENCODER A-32) WITH DRIVE-CLIQ INTERFACE; PERFORMANCE REDUCTION BY 10% DUE TO ABSOLUTE ENCODER; PLAIN SHAFT, TOLERANCE N; W/O HOLDING BRAKE DEGREE OF PROTECTION IP65 IP67 D-END FLANGE; RAL7016 COATING; METALLIC RATING PLATE AT MOTOR | - | 0 | 0
1FK7040-5AK71-1KH0 |  | 1FK7040-5AK71-1KH0 | 1 | UN | 1 | 60 | X | D | N | N | 85015100 | 1 |  | 4.102 | KG | 1591.97 | 1591.97 | MC05 | MC05 | SIMOTICS S Synchronous servo motor 1FK7 Compact 1.6Nm, 100K, 6000rpm 0.69kW, Naturally cooled IM B5 (IM V1, IM V3) power/signal connectors Connector can be rotated by 270Â° BASIC ABSOLUTE ENCODER 32 P/REV (ENCODER A-32) WITH DRIVE-CLIQ INTERFACE; PERFORMANCE REDUCTION BY 10% DUE TO ABSOLUTE ENCODER; PLAIN SHAFT, TOLERANCE N; WITH HOLDING BRAKE DEGREE OF PROTECTION IP64 | - | 0 | 0
1FK7040-5AK71-1KH2 |  | 1FK7040-5AK71-1KH2 | 1 | UN | 1 | 60 | X | D | N | N | 85015100 | 1 |  | 4.102 | KG | 1667.94 | 1667.94 | MC05 | MC05 | SIMOTICS S Synchronous servo motor 1FK7 Compact 1.6Nm, 100K, 6000rpm 0.69kW, Naturally cooled IM B5 (IM V1, IM V3) power/signal connectors Connector can be rotated by 270Â° BASIC ABSOLUTE ENCODER 32 P/REV (ENCODER A-32) WITH DRIVE-CLIQ INTERFACE; PERFORMANCE REDUCTION BY 10% DUE TO ABSOLUTE ENCODER; PLAIN SHAFT, TOLERANCE N; WITH HOLDING BRAKE DEGREE OF PROTECTION IP65 FLANGE ON DRIVE END IP67 | - | 0 | 0
1FK7040-5AK71-1KH3 |  | 1FK7040-5AK71-1KH3 | 1 | UN | 1 | 60 | X | D | N | N | 85015100 | 1 |  | 4.102 | KG | 1628.78 | 1628.78 | MC05 | MC05 | SIMOTICS S Synchronous servo motor 1FK7 Compact 1.6Nm, 100K, 6000rpm 0.69kW, Naturally cooled IM B5 (IM V1, IM V3) power/signal connectors Connector can be rotated by 270Â° BASIC ABSOLUTE ENCODER 32 P/REV (ENCODER A-32) WITH DRIVE-CLIQ INTERFACE; PERFORMANCE REDUCTION BY 10% DUE TO ABSOLUTE ENCODER; PLAIN SHAFT, TOLERANCE N; WITH HOLDING BRAKE DEGREE OF PROTECTION IP64; PAINT FINISH RAL7016 | - | 0 | 0
1FK7040-5AK71-1KH5 |  | 1FK7040-5AK71-1KH5 | 1 | UN | 1 | 60 | X | D | N | N | 85015100 | 1 |  | 4.102 | KG | 1704.73 | 1704.73 | MC05 | MC05 | SIMOTICS S Synchronous servo motor 1FK7 Compact 1.6Nm, 100K, 6000rpm 0.69kW, Naturally cooled IM B5 (IM V1, IM V3) power/signal connectors Connector can be rotated by 270Â° BASIC ABSOLUTE ENCODER 32 P/REV (ENCODER A-32) WITH DRIVE-CLIQ INTERFACE; PERFORMANCE REDUCTION BY 10% DUE TO ABSOLUTE ENCODER; PLAIN SHAFT, TOLERANCE N; WITH HOLDING BRAKE DEGREE OF PROTECTION IP65 AS FLANGE IP67; PAINT FINISH RAL7016 | - | 0 | 0
1FK7040-5AK71-1KH8 |  | 1FK7040-5AK71-1KH8 | 1 | UN | 1 | 60 | X | D | N | N | 85015100 | 1 |  | 4.102 | KG | 1785.94 | 1785.94 | MC05 | MC05 | SIMOTICS S Synchronous servo motor 1FK7 Compact 1.6Nm, 100K, 6000rpm 0.69kW, Naturally cooled IM B5 (IM V1, IM V3) power/signal connectors Connector can be rotated by 270Â° BASIC ABSOLUTE ENCODER 32 P/REV (ENCODER A-32) WITH DRIVE-CLIQ INTERFACE; PERFORMANCE REDUCTION BY 10% DUE TO ABSOLUTE ENCODER; PLAIN SHAFT, TOLERANCE N; WITH HOLDING BRAKE DEGREE OF PROTECTION IP65 IP67 D-END FLANGE; RAL7016 COATING; METALLIC RATING PLATE AT MOTOR | - | 0 | 0
1FK7040-5AK71-1PA0 |  | 1FK7040-5AK71-1PA0 | 1 | UN | 1 | 60 | X | D | N | N | 85015100 | 1 |  | 3.503 | KG | 1096.29 | 1096.29 | MC05 | MC05 | SIMOTICS S Synchronous servo motor 1FK7 Compact 1.6Nm, 100K, 6000rpm 0.69kW, Naturally cooled IM B5 (IM V1, IM V3) power/signal connectors Connector can be rotated by 270Â° RESOLVER 2-POLE (RESOLVER P=1) WITH DRIVE-CLIQ INTERFACE; SHAFT WITH FITTED KEY, TOLERANCE N; W/O HOLDING BRAKE DEGREE OF PROTECTION IP64 | - | 0 | 0
1FK7040-5AK71-1PA2 |  | 1FK7040-5AK71-1PA2 | 1 | UN | 1 | 60 | X | D | N | N | 85015100 | 1 |  | 3.503 | KG | 1172.26 | 1172.26 | MC05 | MC05 | SIMOTICS S Synchronous servo motor 1FK7 Compact 1.6Nm, 100K, 6000rpm 0.69kW, Naturally cooled IM B5 (IM V1, IM V3) power/signal connectors Connector can be rotated by 270Â° RESOLVER 2-POLE (RESOLVER P=1) WITH DRIVE-CLIQ INTERFACE; SHAFT WITH FITTED KEY, TOLERANCE N; W/O HOLDING BRAKE DEGREE OF PROTECTION IP65 FLANGE ON DRIVE END IP67 | - | 0 | 0
1FK7040-5AK71-1PA3 |  | 1FK7040-5AK71-1PA3 | 1 | UN | 1 | 60 | X | D | N | N | 85015100 | 1 |  | 3.503 | KG | 1133.1 | 1133.1 | MC05 | MC05 | SIMOTICS S Synchronous servo motor 1FK7 Compact 1.6Nm, 100K, 6000rpm 0.69kW, Naturally cooled IM B5 (IM V1, IM V3) power/signal connectors Connector can be rotated by 270Â° RESOLVER 2-POLE (RESOLVER P=1) WITH DRIVE-CLIQ INTERFACE; SHAFT WITH FITTED KEY, TOLERANCE N; W/O HOLDING BRAKE DEGREE OF PROTECTION IP64; PAINT FINISH RAL7016 | - | 0 | 0
1FK7040-5AK71-1PA5 |  | 1FK7040-5AK71-1PA5 | 1 | UN | 1 | 60 | X | D | N | N | 85015100 | 1 |  | 3.503 | KG | 1209.05 | 1209.05 | MC05 | MC05 | SIMOTICS S Synchronous servo motor 1FK7 Compact 1.6Nm, 100K, 6000rpm 0.69kW, Naturally cooled IM B5 (IM V1, IM V3) power/signal connectors Connector can be rotated by 270Â° RESOLVER 2-POLE (RESOLVER P=1) WITH DRIVE-CLIQ INTERFACE; SHAFT WITH FITTED KEY, TOLERANCE N; W/O HOLDING BRAKE DEGREE OF PROTECTION IP65 AS FLANGE IP67; PAINT FINISH RAL7016 | - | 0 | 0
1FK7040-5AK71-1PA8 |  | 1FK7040-5AK71-1PA8 | 1 | UN | 1 | 60 | X | D | N | N | 85015100 | 1 |  | 3.503 | KG | 1290.26 | 1290.26 | MC05 | MC05 | SIMOTICS S Synchronous servo motor 1FK7 Compact 1.6Nm, 100K, 6000rpm 0.69kW, Naturally cooled IM B5 (IM V1, IM V3) power/signal connectors Connector can be rotated by 270Â° RESOLVER 2-POLE (RESOLVER P=1) WITH DRIVE-CLIQ INTERFACE; SHAFT WITH FITTED KEY, TOLERANCE N; W/O HOLDING BRAKE DEGREE OF PROTECTION IP65 IP67 D-END FLANGE; RAL7016 COATING; METALLIC RATING PLATE AT MOTOR | - | 0 | 0
1FK7040-5AK71-1PB0 |  | 1FK7040-5AK71-1PB0 | 1 | UN | 1 | 60 | X | D | N | N | 85015100 | 1 |  | 4.102 | KG | 1308.23 | 1308.23 | MC05 | MC05 | SIMOTICS S Synchronous servo motor 1FK7 Compact 1.6Nm, 100K, 6000rpm 0.69kW, Naturally cooled IM B5 (IM V1, IM V3) power/signal connectors Connector can be rotated by 270Â° RESOLVER 2-POLE (RESOLVER P=1) WITH DRIVE-CLIQ INTERFACE; SHAFT WITH FITTED KEY, TOLERANCE N; WITH HOLDING BRAKE DEGREE OF PROTECTION IP64 | - | 0 | 0
1FK7040-5AK71-1PB2 |  | 1FK7040-5AK71-1PB2 | 1 | UN | 1 | 60 | X | D | N | N | 85015100 | 1 |  | 4.102 | KG | 1384.2 | 1384.2 | MC05 | MC05 | SIMOTICS S Synchronous servo motor 1FK7 Compact 1.6Nm, 100K, 6000rpm 0.69kW, Naturally cooled IM B5 (IM V1, IM V3) power/signal connectors Connector can be rotated by 270Â° RESOLVER 2-POLE (RESOLVER P=1) WITH DRIVE-CLIQ INTERFACE; SHAFT WITH FITTED KEY, TOLERANCE N; WITH HOLDING BRAKE DEGREE OF PROTECTION IP65 FLANGE ON DRIVE END IP67 | - | 0 | 0
1FK7040-5AK71-1PB3 |  | 1FK7040-5AK71-1PB3 | 1 | UN | 1 | 60 | X | D | N | N | 85015100 | 1 |  | 4.102 | KG | 1345.04 | 1345.04 | MC05 | MC05 | SIMOTICS S Synchronous servo motor 1FK7 Compact 1.6Nm, 100K, 6000rpm 0.69kW, Naturally cooled IM B5 (IM V1, IM V3) power/signal connectors Connector can be rotated by 270Â° RESOLVER 2-POLE (RESOLVER P=1) WITH DRIVE-CLIQ INTERFACE; SHAFT WITH FITTED KEY, TOLERANCE N; WITH HOLDING BRAKE DEGREE OF PROTECTION IP64; PAINT FINISH RAL7016 | - | 0 | 0
1FK7040-5AK71-1PB5 |  | 1FK7040-5AK71-1PB5 | 1 | UN | 1 | 60 | X | D | N | N | 85015100 | 1 |  | 4.102 | KG | 1420.99 | 1420.99 | MC05 | MC05 | SIMOTICS S Synchronous servo motor 1FK7 Compact 1.6Nm, 100K, 6000rpm 0.69kW, Naturally cooled IM B5 (IM V1, IM V3) power/signal connectors Connector can be rotated by 270Â° RESOLVER 2-POLE (RESOLVER P=1) WITH DRIVE-CLIQ INTERFACE; SHAFT WITH FITTED KEY, TOLERANCE N; WITH HOLDING BRAKE DEGREE OF PROTECTION IP65 AS FLANGE IP67; PAINT FINISH RAL7016 | - | 0 | 0
1FK7040-5AK71-1PB8 |  | 1FK7040-5AK71-1PB8 | 1 | UN | 1 | 60 | X | D | N | N | 85015100 | 1 |  | 4.102 | KG | 1502.2 | 1502.2 | MC05 | MC05 | SIMOTICS S Synchronous servo motor 1FK7 Compact 1.6Nm, 100K, 6000rpm 0.69kW, Naturally cooled IM B5 (IM V1, IM V3) power/signal connectors Connector can be rotated by 270Â° RESOLVER 2-POLE (RESOLVER P=1) WITH DRIVE-CLIQ INTERFACE; SHAFT WITH FITTED KEY, TOLERANCE N; WITH HOLDING BRAKE DEGREE OF PROTECTION IP65 IP67 D-END FLANGE; RAL7016 COATING; METALLIC RATING PLATE AT MOTOR | - | 0 | 0
1FK7040-5AK71-1PG0 |  | 1FK7040-5AK71-1PG0 | 1 | UN | 1 | 60 | X | D | N | N | 85015100 | 1 |  | 3.503 | KG | 1026.24 | 1026.24 | MC05 | MC05 | SIMOTICS S Synchronous servo motor 1FK7 Compact 1.6Nm, 100K, 6000rpm 0.69kW, Naturally cooled IM B5 (IM V1, IM V3) power/signal connectors Connector can be rotated by 270Â° RESOLVER 2-POLE (RESOLVER P=1) WITH DRIVE-CLIQ INTERFACE; PLAIN SHAFT, TOLERANCE N; W/O HOLDING BRAKE DEGREE OF PROTECTION IP64 | - | 0 | 0
1FK7040-5AK71-1PG2 |  | 1FK7040-5AK71-1PG2 | 1 | UN | 1 | 60 | X | D | N | N | 85015100 | 1 |  | 3.503 | KG | 1102.21 | 1102.21 | MC05 | MC05 | SIMOTICS S Synchronous servo motor 1FK7 Compact 1.6Nm, 100K, 6000rpm 0.69kW, Naturally cooled IM B5 (IM V1, IM V3) power/signal connectors Connector can be rotated by 270Â° RESOLVER 2-POLE (RESOLVER P=1) WITH DRIVE-CLIQ INTERFACE; PLAIN SHAFT, TOLERANCE N; W/O HOLDING BRAKE DEGREE OF PROTECTION IP65 FLANGE ON DRIVE END IP67 | - | 0 | 0
1FK7040-5AK71-1PG3 |  | 1FK7040-5AK71-1PG3 | 1 | UN | 1 | 60 | X | D | N | N | 85015100 | 1 |  | 3.503 | KG | 1063.05 | 1063.05 | MC05 | MC05 | SIMOTICS S Synchronous servo motor 1FK7 Compact 1.6Nm, 100K, 6000rpm 0.69kW, Naturally cooled IM B5 (IM V1, IM V3) power/signal connectors Connector can be rotated by 270Â° RESOLVER 2-POLE (RESOLVER P=1) WITH DRIVE-CLIQ INTERFACE; PLAIN SHAFT, TOLERANCE N; W/O HOLDING BRAKE DEGREE OF PROTECTION IP64; PAINT FINISH RAL7016 | - | 0 | 0
1FK7040-5AK71-1PG5 |  | 1FK7040-5AK71-1PG5 | 1 | UN | 1 | 60 | X | D | N | N | 85015100 | 1 |  | 3.503 | KG | 1139 | 1139 | MC05 | MC05 | SIMOTICS S Synchronous servo motor 1FK7 Compact 1.6Nm, 100K, 6000rpm 0.69kW, Naturally cooled IM B5 (IM V1, IM V3) power/signal connectors Connector can be rotated by 270Â° RESOLVER 2-POLE (RESOLVER P=1) WITH DRIVE-CLIQ INTERFACE; PLAIN SHAFT, TOLERANCE N; W/O HOLDING BRAKE DEGREE OF PROTECTION IP65 AS FLANGE IP67; PAINT FINISH RAL7016 | - | 0 | 0
1FK7040-5AK71-1PG8 |  | 1FK7040-5AK71-1PG8 | 1 | UN | 1 | 60 | X | D | N | N | 85015100 | 1 |  | 3.503 | KG | 1220.21 | 1220.21 | MC05 | MC05 | SIMOTICS S Synchronous servo motor 1FK7 Compact 1.6Nm, 100K, 6000rpm 0.69kW, Naturally cooled IM B5 (IM V1, IM V3) power/signal connectors Connector can be rotated by 270Â° RESOLVER 2-POLE (RESOLVER P=1) WITH DRIVE-CLIQ INTERFACE; PLAIN SHAFT, TOLERANCE N; W/O HOLDING BRAKE DEGREE OF PROTECTION IP65 IP67 D-END FLANGE; RAL7016 COATING; METALLIC RATING PLATE AT MOTOR | - | 0 | 0
1FK7040-5AK71-1PH0 |  | 1FK7040-5AK71-1PH0 | 1 | UN | 1 | 60 | X | D | N | N | 85015100 | 1 |  | 4.102 | KG | 1236.37 | 1236.37 | MC05 | MC05 | SIMOTICS S Synchronous servo motor 1FK7 Compact 1.6Nm, 100K, 6000rpm 0.69kW, Naturally cooled IM B5 (IM V1, IM V3) power/signal connectors Connector can be rotated by 270Â° RESOLVER 2-POLE (RESOLVER P=1) WITH DRIVE-CLIQ INTERFACE; PLAIN SHAFT, TOLERANCE N; WITH HOLDING BRAKE DEGREE OF PROTECTION IP64 | - | 0 | 0
1FK7040-5AK71-1PH2 |  | 1FK7040-5AK71-1PH2 | 1 | UN | 1 | 60 | X | D | N | N | 85015100 | 1 |  | 4.102 | KG | 1312.34 | 1312.34 | MC05 | MC05 | SIMOTICS S Synchronous servo motor 1FK7 Compact 1.6Nm, 100K, 6000rpm 0.69kW, Naturally cooled IM B5 (IM V1, IM V3) power/signal connectors Connector can be rotated by 270Â° RESOLVER 2-POLE (RESOLVER P=1) WITH DRIVE-CLIQ INTERFACE; PLAIN SHAFT, TOLERANCE N; WITH HOLDING BRAKE DEGREE OF PROTECTION IP65 FLANGE ON DRIVE END IP67 | - | 0 | 0
1FK7040-5AK71-1PH3 |  | 1FK7040-5AK71-1PH3 | 1 | UN | 1 | 60 | X | D | N | N | 85015100 | 1 |  | 4.102 | KG | 1273.18 | 1273.18 | MC05 | MC05 | SIMOTICS S Synchronous servo motor 1FK7 Compact 1.6Nm, 100K, 6000rpm 0.69kW, Naturally cooled IM B5 (IM V1, IM V3) power/signal connectors Connector can be rotated by 270Â° RESOLVER 2-POLE (RESOLVER P=1) WITH DRIVE-CLIQ INTERFACE; PLAIN SHAFT, TOLERANCE N; WITH HOLDING BRAKE DEGREE OF PROTECTION IP64; PAINT FINISH RAL7016 | - | 0 | 0
1FK7040-5AK71-1PH5 |  | 1FK7040-5AK71-1PH5 | 1 | UN | 1 | 60 | X | D | N | N | 85015100 | 1 |  | 4.102 | KG | 1349.13 | 1349.13 | MC05 | MC05 | SIMOTICS S Synchronous servo motor 1FK7 Compact 1.6Nm, 100K, 6000rpm 0.69kW, Naturally cooled IM B5 (IM V1, IM V3) power/signal connectors Connector can be rotated by 270Â° RESOLVER 2-POLE (RESOLVER P=1) WITH DRIVE-CLIQ INTERFACE; PLAIN SHAFT, TOLERANCE N; WITH HOLDING BRAKE DEGREE OF PROTECTION IP65 AS FLANGE IP67; PAINT FINISH RAL7016 | - | 0 | 0
1FK7040-5AK71-1PH8 |  | 1FK7040-5AK71-1PH8 | 1 | UN | 1 | 60 | X | D | N | N | 85015100 | 1 |  | 4.102 | KG | 1430.34 | 1430.34 | MC05 | MC05 | SIMOTICS S Synchronous servo motor 1FK7 Compact 1.6Nm, 100K, 6000rpm 0.69kW, Naturally cooled IM B5 (IM V1, IM V3) power/signal connectors Connector can be rotated by 270Â° RESOLVER 2-POLE (RESOLVER P=1) WITH DRIVE-CLIQ INTERFACE; PLAIN SHAFT, TOLERANCE N; WITH HOLDING BRAKE DEGREE OF PROTECTION IP65 IP67 D-END FLANGE; RAL7016 COATING; METALLIC RATING PLATE AT MOTOR | - | 0 | 0
1FK7040-5AK71-1SA0 |  | 1FK7040-5AK71-1SA0 | 1 | UN | 1 | 60 | X | D | N | N | 85015100 | 1 |  | 3.503 | KG | 900.55 | 900.55 | MC05 | MC05 | SIMOTICS S Synchronous servo motor 1FK7 Compact 1.6Nm, 100K, 6000rpm 0.69kW, Naturally cooled IM B5 (IM V1, IM V3) power/signal connectors Connector can be rotated by 270Â° RESOLVER MULTI-POLE (RESOLVER P=4); SHAFT WITH FITTED KEY, TOLERANCE N; W/O HOLDING BRAKE DEGREE OF PROTECTION IP64 | - | 0 | 0
1FK7040-5AK71-1SA2 |  | 1FK7040-5AK71-1SA2 | 1 | UN | 1 | 60 | X | D | N | N | 85015100 | 1 |  | 3.503 | KG | 976.52 | 976.52 | MC05 | MC05 | SIMOTICS S Synchronous servo motor 1FK7 Compact 1.6Nm, 100K, 6000rpm 0.69kW, Naturally cooled IM B5 (IM V1, IM V3) power/signal connectors Connector can be rotated by 270Â° RESOLVER MULTI-POLE (RESOLVER P=4); SHAFT WITH FITTED KEY, TOLERANCE N; W/O HOLDING BRAKE DEGREE OF PROTECTION IP65 FLANGE ON DRIVE END IP67 | - | 0 | 0
1FK7040-5AK71-1SA3 |  | 1FK7040-5AK71-1SA3 | 1 | UN | 1 | 60 | X | D | N | N | 85015100 | 1 |  | 3.503 | KG | 937.36 | 937.36 | MC05 | MC05 | SIMOTICS S Synchronous servo motor 1FK7 Compact 1.6Nm, 100K, 6000rpm 0.69kW, Naturally cooled IM B5 (IM V1, IM V3) power/signal connectors Connector can be rotated by 270Â° RESOLVER MULTI-POLE (RESOLVER P=4); SHAFT WITH FITTED KEY, TOLERANCE N; W/O HOLDING BRAKE DEGREE OF PROTECTION IP64; PAINT FINISH RAL7016 | - | 0 | 0
1FK7040-5AK71-1SA5 |  | 1FK7040-5AK71-1SA5 | 1 | UN | 1 | 60 | X | D | N | N | 85015100 | 1 |  | 3.503 | KG | 1013.31 | 1013.31 | MC05 | MC05 | SIMOTICS S Synchronous servo motor 1FK7 Compact 1.6Nm, 100K, 6000rpm 0.69kW, Naturally cooled IM B5 (IM V1, IM V3) power/signal connectors Connector can be rotated by 270Â° RESOLVER MULTI-POLE (RESOLVER P=4); SHAFT WITH FITTED KEY, TOLERANCE N; W/O HOLDING BRAKE DEGREE OF PROTECTION IP65 AS FLANGE IP67; PAINT FINISH RAL7016 | - | 0 | 0
1FK7040-5AK71-1SA8 |  | 1FK7040-5AK71-1SA8 | 1 | UN | 1 | 60 | X | D | N | N | 85015100 | 1 |  | 3.503 | KG | 1094.52 | 1094.52 | MC05 | MC05 | SIMOTICS S Synchronous servo motor 1FK7 Compact 1.6Nm, 100K, 6000rpm 0.69kW, Naturally cooled IM B5 (IM V1, IM V3) power/signal connectors Connector can be rotated by 270Â° RESOLVER MULTI-POLE (RESOLVER P=4); SHAFT WITH FITTED KEY, TOLERANCE N; W/O HOLDING BRAKE DEGREE OF PROTECTION IP65 IP67 D-END FLANGE; RAL7016 COATING; METALLIC RATING PLATE AT MOTOR | - | 0 | 0
1FK7040-5AK71-1SB0 |  | 1FK7040-5AK71-1SB0 | 1 | UN | 1 | 60 | X | D | N | N | 85015100 | 1 |  | 4.102 | KG | 1112.49 | 1112.49 | MC05 | MC05 | SIMOTICS S Synchronous servo motor 1FK7 Compact 1.6Nm, 100K, 6000rpm 0.69kW, Naturally cooled IM B5 (IM V1, IM V3) power/signal connectors Connector can be rotated by 270Â° RESOLVER MULTI-POLE (RESOLVER P=4); SHAFT WITH FITTED KEY, TOLERANCE N; WITH HOLDING BRAKE DEGREE OF PROTECTION IP64 | - | 0 | 0
1FK7040-5AK71-1SB2 |  | 1FK7040-5AK71-1SB2 | 1 | UN | 1 | 60 | X | D | N | N | 85015100 | 1 |  | 4.102 | KG | 1188.46 | 1188.46 | MC05 | MC05 | SIMOTICS S Synchronous servo motor 1FK7 Compact 1.6Nm, 100K, 6000rpm 0.69kW, Naturally cooled IM B5 (IM V1, IM V3) power/signal connectors Connector can be rotated by 270Â° RESOLVER MULTI-POLE (RESOLVER P=4); SHAFT WITH FITTED KEY, TOLERANCE N; WITH HOLDING BRAKE DEGREE OF PROTECTION IP65 FLANGE ON DRIVE END IP67 | - | 0 | 0
1FK7040-5AK71-1SB3 |  | 1FK7040-5AK71-1SB3 | 1 | UN | 1 | 60 | X | D | N | N | 85015100 | 1 |  | 4.102 | KG | 1149.3 | 1149.3 | MC05 | MC05 | SIMOTICS S Synchronous servo motor 1FK7 Compact 1.6Nm, 100K, 6000rpm 0.69kW, Naturally cooled IM B5 (IM V1, IM V3) power/signal connectors Connector can be rotated by 270Â° RESOLVER MULTI-POLE (RESOLVER P=4); SHAFT WITH FITTED KEY, TOLERANCE N; WITH HOLDING BRAKE DEGREE OF PROTECTION IP64; PAINT FINISH RAL7016 | - | 0 | 0
1FK7040-5AK71-1SB5 |  | 1FK7040-5AK71-1SB5 | 1 | UN | 1 | 60 | X | D | N | N | 85015100 | 1 |  | 4.102 | KG | 1225.25 | 1225.25 | MC05 | MC05 | SIMOTICS S Synchronous servo motor 1FK7 Compact 1.6Nm, 100K, 6000rpm 0.69kW, Naturally cooled IM B5 (IM V1, IM V3) power/signal connectors Connector can be rotated by 270Â° RESOLVER MULTI-POLE (RESOLVER P=4); SHAFT WITH FITTED KEY, TOLERANCE N; WITH HOLDING BRAKE DEGREE OF PROTECTION IP65 AS FLANGE IP67; PAINT FINISH RAL7016 | - | 0 | 0
1FK7040-5AK71-1SB8 |  | 1FK7040-5AK71-1SB8 | 1 | UN | 1 | 60 | X | D | N | N | 85015100 | 1 |  | 4.102 | KG | 1306.46 | 1306.46 | MC05 | MC05 | SIMOTICS S Synchronous servo motor 1FK7 Compact 1.6Nm, 100K, 6000rpm 0.69kW, Naturally cooled IM B5 (IM V1, IM V3) power/signal connectors Connector can be rotated by 270Â° RESOLVER MULTI-POLE (RESOLVER P=4); SHAFT WITH FITTED KEY, TOLERANCE N; WITH HOLDING BRAKE DEGREE OF PROTECTION IP65 IP67 D-END FLANGE; RAL7016 COATING; METALLIC RATING PLATE AT MOTOR | - | 0 | 0
1FK7040-5AK71-1SG0 |  | 1FK7040-5AK71-1SG0 | 1 | UN | 1 | 60 | X | D | N | N | 85015100 | 1 |  | 3.503 | KG | 830.5 | 830.5 | MC05 | MC05 | SIMOTICS S Synchronous servo motor 1FK7 Compact 1.6Nm, 100K, 6000rpm 0.69kW, Naturally cooled IM B5 (IM V1, IM V3) power/signal connectors Connector can be rotated by 270Â° RESOLVER MULTI-POLE (RESOLVER P=4); PLAIN SHAFT, TOLERANCE N; W/O HOLDING BRAKE DEGREE OF PROTECTION IP64 | - | 0 | 0
1FK7040-5AK71-1SG2 |  | 1FK7040-5AK71-1SG2 | 1 | UN | 1 | 60 | X | D | N | N | 85015100 | 1 |  | 3.503 | KG | 906.47 | 906.47 | MC05 | MC05 | SIMOTICS S Synchronous servo motor 1FK7 Compact 1.6Nm, 100K, 6000rpm 0.69kW, Naturally cooled IM B5 (IM V1, IM V3) power/signal connectors Connector can be rotated by 270Â° RESOLVER MULTI-POLE (RESOLVER P=4); PLAIN SHAFT, TOLERANCE N; W/O HOLDING BRAKE DEGREE OF PROTECTION IP65 FLANGE ON DRIVE END IP67 | - | 0 | 0
1FK7040-5AK71-1SG3 |  | 1FK7040-5AK71-1SG3 | 1 | UN | 1 | 60 | X | D | N | N | 85015100 | 1 |  | 3.503 | KG | 867.31 | 867.31 | MC05 | MC05 | SIMOTICS S Synchronous servo motor 1FK7 Compact 1.6Nm, 100K, 6000rpm 0.69kW, Naturally cooled IM B5 (IM V1, IM V3) power/signal connectors Connector can be rotated by 270Â° RESOLVER MULTI-POLE (RESOLVER P=4); PLAIN SHAFT, TOLERANCE N; W/O HOLDING BRAKE DEGREE OF PROTECTION IP64; PAINT FINISH RAL7016 | - | 0 | 0
1FK7040-5AK71-1SG5 |  | 1FK7040-5AK71-1SG5 | 1 | UN | 1 | 60 | X | D | N | N | 85015100 | 1 |  | 3.503 | KG | 943.26 | 943.26 | MC05 | MC05 | SIMOTICS S Synchronous servo motor 1FK7 Compact 1.6Nm, 100K, 6000rpm 0.69kW, Naturally cooled IM B5 (IM V1, IM V3) power/signal connectors Connector can be rotated by 270Â° RESOLVER MULTI-POLE (RESOLVER P=4); PLAIN SHAFT, TOLERANCE N; W/O HOLDING BRAKE DEGREE OF PROTECTION IP65 AS FLANGE IP67; PAINT FINISH RAL7016 | - | 0 | 0
1FK7040-5AK71-1SG8 |  | 1FK7040-5AK71-1SG8 | 1 | UN | 1 | 60 | X | D | N | N | 85015100 | 1 |  | 3.503 | KG | 1024.47 | 1024.47 | MC05 | MC05 | SIMOTICS S Synchronous servo motor 1FK7 Compact 1.6Nm, 100K, 6000rpm 0.69kW, Naturally cooled IM B5 (IM V1, IM V3) power/signal connectors Connector can be rotated by 270Â° RESOLVER MULTI-POLE (RESOLVER P=4); PLAIN SHAFT, TOLERANCE N; W/O HOLDING BRAKE DEGREE OF PROTECTION IP65 IP67 D-END FLANGE; RAL7016 COATING; METALLIC RATING PLATE AT MOTOR | - | 0 | 0
1FK7040-5AK71-1SH0 |  | 1FK7040-5AK71-1SH0 | 1 | UN | 1 | 60 | X | D | N | N | 85015100 | 1 |  | 4.102 | KG | 1040.63 | 1040.63 | MC05 | MC05 | SIMOTICS S Synchronous servo motor 1FK7 Compact 1.6Nm, 100K, 6000rpm 0.69kW, Naturally cooled IM B5 (IM V1, IM V3) power/signal connectors Connector can be rotated by 270Â° RESOLVER MULTI-POLE (RESOLVER P=4); PLAIN SHAFT, TOLERANCE N; WITH HOLDING BRAKE DEGREE OF PROTECTION IP64 | - | 0 | 0
1FK7040-5AK71-1SH2 |  | 1FK7040-5AK71-1SH2 | 1 | UN | 1 | 60 | X | D | N | N | 85015100 | 1 |  | 4.102 | KG | 1116.6 | 1116.6 | MC05 | MC05 | SIMOTICS S Synchronous servo motor 1FK7 Compact 1.6Nm, 100K, 6000rpm 0.69kW, Naturally cooled IM B5 (IM V1, IM V3) power/signal connectors Connector can be rotated by 270Â° RESOLVER MULTI-POLE (RESOLVER P=4); PLAIN SHAFT, TOLERANCE N; WITH HOLDING BRAKE DEGREE OF PROTECTION IP65 FLANGE ON DRIVE END IP67 | - | 0 | 0
1FK7040-5AK71-1SH3 |  | 1FK7040-5AK71-1SH3 | 1 | UN | 1 | 60 | X | D | N | N | 85015100 | 1 |  | 4.102 | KG | 1077.44 | 1077.44 | MC05 | MC05 | SIMOTICS S Synchronous servo motor 1FK7 Compact 1.6Nm, 100K, 6000rpm 0.69kW, Naturally cooled IM B5 (IM V1, IM V3) power/signal connectors Connector can be rotated by 270Â° RESOLVER MULTI-POLE (RESOLVER P=4); PLAIN SHAFT, TOLERANCE N; WITH HOLDING BRAKE DEGREE OF PROTECTION IP64; PAINT FINISH RAL7016 | - | 0 | 0
1FK7040-5AK71-1SH5 |  | 1FK7040-5AK71-1SH5 | 1 | UN | 1 | 60 | X | D | N | N | 85015100 | 1 |  | 4.102 | KG | 1153.39 | 1153.39 | MC05 | MC05 | SIMOTICS S Synchronous servo motor 1FK7 Compact 1.6Nm, 100K, 6000rpm 0.69kW, Naturally cooled IM B5 (IM V1, IM V3) power/signal connectors Connector can be rotated by 270Â° RESOLVER MULTI-POLE (RESOLVER P=4); PLAIN SHAFT, TOLERANCE N; WITH HOLDING BRAKE DEGREE OF PROTECTION IP65 AS FLANGE IP67; PAINT FINISH RAL7016 | - | 0 | 0
1FK7040-5AK71-1SH8 |  | 1FK7040-5AK71-1SH8 | 1 | UN | 1 | 60 | X | D | N | N | 85015100 | 1 |  | 4.102 | KG | 1234.6 | 1234.6 | MC05 | MC05 | SIMOTICS S Synchronous servo motor 1FK7 Compact 1.6Nm, 100K, 6000rpm 0.69kW, Naturally cooled IM B5 (IM V1, IM V3) power/signal connectors Connector can be rotated by 270Â° RESOLVER MULTI-POLE (RESOLVER P=4); PLAIN SHAFT, TOLERANCE N; WITH HOLDING BRAKE DEGREE OF PROTECTION IP65 IP67 D-END FLANGE; RAL7016 COATING; METALLIC RATING PLATE AT MOTOR | - | 0 | 0
1FK7040-5AK71-1TA0 |  | 1FK7040-5AK71-1TA0 | 1 | UN | 1 | 60 | X | D | N | N | 85015100 | 1 |  | 3.503 | KG | 900.55 | 900.55 | MC05 | MC05 | SIMOTICS S Synchronous servo motor 1FK7 Compact 1.6Nm, 100K, 6000rpm 0.69kW, Naturally cooled IM B5 (IM V1, IM V3) power/signal connectors Connector can be rotated by 270Â° RESOLVER 2-POLE (RESOLVER P=1); SHAFT WITH FITTED KEY, TOLERANCE N; W/O HOLDING BRAKE DEGREE OF PROTECTION IP64 | - | 0 | 0
1FK7040-5AK71-1TA2 |  | 1FK7040-5AK71-1TA2 | 1 | UN | 1 | 60 | X | D | N | N | 85015100 | 1 |  | 3.503 | KG | 976.52 | 976.52 | MC05 | MC05 | SIMOTICS S Synchronous servo motor 1FK7 Compact 1.6Nm, 100K, 6000rpm 0.69kW, Naturally cooled IM B5 (IM V1, IM V3) power/signal connectors Connector can be rotated by 270Â° RESOLVER 2-POLE (RESOLVER P=1); SHAFT WITH FITTED KEY, TOLERANCE N; W/O HOLDING BRAKE DEGREE OF PROTECTION IP65 FLANGE ON DRIVE END IP67 | - | 0 | 0
1FK7040-5AK71-1TA3 |  | 1FK7040-5AK71-1TA3 | 1 | UN | 1 | 60 | X | D | N | N | 85015100 | 1 |  | 3.503 | KG | 937.36 | 937.36 | MC05 | MC05 | SIMOTICS S Synchronous servo motor 1FK7 Compact 1.6Nm, 100K, 6000rpm 0.69kW, Naturally cooled IM B5 (IM V1, IM V3) power/signal connectors Connector can be rotated by 270Â° RESOLVER 2-POLE (RESOLVER P=1); SHAFT WITH FITTED KEY, TOLERANCE N; W/O HOLDING BRAKE DEGREE OF PROTECTION IP64; PAINT FINISH RAL7016 | - | 0 | 0
1FK7040-5AK71-1TA5 |  | 1FK7040-5AK71-1TA5 | 1 | UN | 1 | 60 | X | D | N | N | 85015100 | 1 |  | 3.503 | KG | 1013.31 | 1013.31 | MC05 | MC05 | SIMOTICS S Synchronous servo motor 1FK7 Compact 1.6Nm, 100K, 6000rpm 0.69kW, Naturally cooled IM B5 (IM V1, IM V3) power/signal connectors Connector can be rotated by 270Â° RESOLVER 2-POLE (RESOLVER P=1); SHAFT WITH FITTED KEY, TOLERANCE N; W/O HOLDING BRAKE DEGREE OF PROTECTION IP65 AS FLANGE IP67; PAINT FINISH RAL7016 | - | 0 | 0
1FK7040-5AK71-1TA8 |  | 1FK7040-5AK71-1TA8 | 1 | UN | 1 | 60 | X | D | N | N | 85015100 | 1 |  | 3.503 | KG | 1094.52 | 1094.52 | MC05 | MC05 | SIMOTICS S Synchronous servo motor 1FK7 Compact 1.6Nm, 100K, 6000rpm 0.69kW, Naturally cooled IM B5 (IM V1, IM V3) power/signal connectors Connector can be rotated by 270Â° RESOLVER 2-POLE (RESOLVER P=1); SHAFT WITH FITTED KEY, TOLERANCE N; W/O HOLDING BRAKE DEGREE OF PROTECTION IP65 IP67 D-END FLANGE; RAL7016 COATING; METALLIC RATING PLATE AT MOTOR | - | 0 | 0
1FK7040-5AK71-1TB0 |  | 1FK7040-5AK71-1TB0 | 1 | UN | 1 | 60 | X | D | N | N | 85015100 | 1 |  | 4.102 | KG | 1112.49 | 1112.49 | MC05 | MC05 | SIMOTICS S Synchronous servo motor 1FK7 Compact 1.6Nm, 100K, 6000rpm 0.69kW, Naturally cooled IM B5 (IM V1, IM V3) power/signal connectors Connector can be rotated by 270Â° RESOLVER 2-POLE (RESOLVER P=1); SHAFT WITH FITTED KEY, TOLERANCE N; WITH HOLDING BRAKE DEGREE OF PROTECTION IP64 | - | 0 | 0
1FK7040-5AK71-1TB2 |  | 1FK7040-5AK71-1TB2 | 1 | UN | 1 | 60 | X | D | N | N | 85015100 | 1 |  | 4.102 | KG | 1188.46 | 1188.46 | MC05 | MC05 | SIMOTICS S Synchronous servo motor 1FK7 Compact 1.6Nm, 100K, 6000rpm 0.69kW, Naturally cooled IM B5 (IM V1, IM V3) power/signal connectors Connector can be rotated by 270Â° RESOLVER 2-POLE (RESOLVER P=1); SHAFT WITH FITTED KEY, TOLERANCE N; WITH HOLDING BRAKE DEGREE OF PROTECTION IP65 FLANGE ON DRIVE END IP67 | - | 0 | 0
1FK7040-5AK71-1TB3 |  | 1FK7040-5AK71-1TB3 | 1 | UN | 1 | 60 | X | D | N | N | 85015100 | 1 |  | 4.102 | KG | 1149.3 | 1149.3 | MC05 | MC05 | SIMOTICS S Synchronous servo motor 1FK7 Compact 1.6Nm, 100K, 6000rpm 0.69kW, Naturally cooled IM B5 (IM V1, IM V3) power/signal connectors Connector can be rotated by 270Â° RESOLVER 2-POLE (RESOLVER P=1); SHAFT WITH FITTED KEY, TOLERANCE N; WITH HOLDING BRAKE DEGREE OF PROTECTION IP64; PAINT FINISH RAL7016 | - | 0 | 0
1FK7040-5AK71-1TB5 |  | 1FK7040-5AK71-1TB5 | 1 | UN | 1 | 60 | X | D | N | N | 85015100 | 1 |  | 4.102 | KG | 1225.25 | 1225.25 | MC05 | MC05 | SIMOTICS S Synchronous servo motor 1FK7 Compact 1.6Nm, 100K, 6000rpm 0.69kW, Naturally cooled IM B5 (IM V1, IM V3) power/signal connectors Connector can be rotated by 270Â° RESOLVER 2-POLE (RESOLVER P=1); SHAFT WITH FITTED KEY, TOLERANCE N; WITH HOLDING BRAKE DEGREE OF PROTECTION IP65 AS FLANGE IP67; PAINT FINISH RAL7016 | - | 0 | 0
1FK7040-5AK71-1TB8 |  | 1FK7040-5AK71-1TB8 | 1 | UN | 1 | 60 | X | D | N | N | 85015100 | 1 |  | 4.102 | KG | 1306.46 | 1306.46 | MC05 | MC05 | SIMOTICS S Synchronous servo motor 1FK7 Compact 1.6Nm, 100K, 6000rpm 0.69kW, Naturally cooled IM B5 (IM V1, IM V3) power/signal connectors Connector can be rotated by 270Â° RESOLVER 2-POLE (RESOLVER P=1); SHAFT WITH FITTED KEY, TOLERANCE N; WITH HOLDING BRAKE DEGREE OF PROTECTION IP65 IP67 D-END FLANGE; RAL7016 COATING; METALLIC RATING PLATE AT MOTOR | - | 0 | 0
1FK7040-5AK71-1TG0 |  | 1FK7040-5AK71-1TG0 | 1 | UN | 1 | 60 | X | D | N | N | 85015100 | 1 | 4019169392693 | 3.503 | KG | 830.5 | 830.5 | MC05 | MC05 | SIMOTICS S Synchronous servo motor 1FK7 Compact 1.6Nm, 100K, 6000rpm 0.69kW, Naturally cooled IM B5 (IM V1, IM V3) power/signal connectors Connector can be rotated by 270Â° RESOLVER 2-POLE (RESOLVER P=1); PLAIN SHAFT, TOLERANCE N; W/O HOLDING BRAKE DEGREE OF PROTECTION IP64 | - | 0 | 7
1FK7040-5AK71-1TG2 |  | 1FK7040-5AK71-1TG2 | 1 | UN | 1 | 60 | X | D | N | N | 85015100 | 1 |  | 3.503 | KG | 906.47 | 906.47 | MC05 | MC05 | SIMOTICS S Synchronous servo motor 1FK7 Compact 1.6Nm, 100K, 6000rpm 0.69kW, Naturally cooled IM B5 (IM V1, IM V3) power/signal connectors Connector can be rotated by 270Â° RESOLVER 2-POLE (RESOLVER P=1); PLAIN SHAFT, TOLERANCE N; W/O HOLDING BRAKE DEGREE OF PROTECTION IP65 FLANGE ON DRIVE END IP67 | - | 0 | 0
1FK7040-5AK71-1TG3 |  | 1FK7040-5AK71-1TG3 | 1 | UN | 1 | 60 | X | D | N | N | 85015100 | 1 |  | 3.503 | KG | 867.31 | 867.31 | MC05 | MC05 | SIMOTICS S Synchronous servo motor 1FK7 Compact 1.6Nm, 100K, 6000rpm 0.69kW, Naturally cooled IM B5 (IM V1, IM V3) power/signal connectors Connector can be rotated by 270Â° RESOLVER 2-POLE (RESOLVER P=1); PLAIN SHAFT, TOLERANCE N; W/O HOLDING BRAKE DEGREE OF PROTECTION IP64; PAINT FINISH RAL7016 | - | 0 | 0
1FK7040-5AK71-1TG5 |  | 1FK7040-5AK71-1TG5 | 1 | UN | 1 | 60 | X | D | N | N | 85015100 | 1 |  | 3.503 | KG | 943.26 | 943.26 | MC05 | MC05 | SIMOTICS S Synchronous servo motor 1FK7 Compact 1.6Nm, 100K, 6000rpm 0.69kW, Naturally cooled IM B5 (IM V1, IM V3) power/signal connectors Connector can be rotated by 270Â° RESOLVER 2-POLE (RESOLVER P=1); PLAIN SHAFT, TOLERANCE N; W/O HOLDING BRAKE DEGREE OF PROTECTION IP65 AS FLANGE IP67; PAINT FINISH RAL7016 | - | 0 | 0
1FK7040-5AK71-1TG8 |  | 1FK7040-5AK71-1TG8 | 1 | UN | 1 | 60 | X | D | N | N | 85015100 | 1 |  | 3.503 | KG | 1024.47 | 1024.47 | MC05 | MC05 | SIMOTICS S Synchronous servo motor 1FK7 Compact 1.6Nm, 100K, 6000rpm 0.69kW, Naturally cooled IM B5 (IM V1, IM V3) power/signal connectors Connector can be rotated by 270Â° RESOLVER 2-POLE (RESOLVER P=1); PLAIN SHAFT, TOLERANCE N; W/O HOLDING BRAKE DEGREE OF PROTECTION IP65 IP67 D-END FLANGE; RAL7016 COATING; METALLIC RATING PLATE AT MOTOR | - | 0 | 0
1FK7040-5AK71-1TH0 |  | 1FK7040-5AK71-1TH0 | 1 | UN | 1 | 60 | X | D | N | N | 85015100 | 1 |  | 4.102 | KG | 1040.63 | 1040.63 | MC05 | MC05 | SIMOTICS S Synchronous servo motor 1FK7 Compact 1.6Nm, 100K, 6000rpm 0.69kW, Naturally cooled IM B5 (IM V1, IM V3) power/signal connectors Connector can be rotated by 270Â° RESOLVER 2-POLE (RESOLVER P=1); PLAIN SHAFT, TOLERANCE N; WITH HOLDING BRAKE DEGREE OF PROTECTION IP64 | - | 0 | 0
1FK7040-5AK71-1TH2 |  | 1FK7040-5AK71-1TH2 | 1 | UN | 1 | 60 | X | D | N | N | 85015100 | 1 |  | 4.102 | KG | 1116.6 | 1116.6 | MC05 | MC05 | SIMOTICS S Synchronous servo motor 1FK7 Compact 1.6Nm, 100K, 6000rpm 0.69kW, Naturally cooled IM B5 (IM V1, IM V3) power/signal connectors Connector can be rotated by 270Â° RESOLVER 2-POLE (RESOLVER P=1); PLAIN SHAFT, TOLERANCE N; WITH HOLDING BRAKE DEGREE OF PROTECTION IP65 FLANGE ON DRIVE END IP67 | - | 0 | 0
1FK7040-5AK71-1TH3 |  | 1FK7040-5AK71-1TH3 | 1 | UN | 1 | 60 | X | D | N | N | 85015100 | 1 |  | 4.102 | KG | 1077.44 | 1077.44 | MC05 | MC05 | SIMOTICS S Synchronous servo motor 1FK7 Compact 1.6Nm, 100K, 6000rpm 0.69kW, Naturally cooled IM B5 (IM V1, IM V3) power/signal connectors Connector can be rotated by 270Â° RESOLVER 2-POLE (RESOLVER P=1); PLAIN SHAFT, TOLERANCE N; WITH HOLDING BRAKE DEGREE OF PROTECTION IP64; PAINT FINISH RAL7016 | - | 0 | 0
1FK7040-5AK71-1TH5 |  | 1FK7040-5AK71-1TH5 | 1 | UN | 1 | 60 | X | D | N | N | 85015100 | 1 |  | 4.102 | KG | 1153.39 | 1153.39 | MC05 | MC05 | SIMOTICS S Synchronous servo motor 1FK7 Compact 1.6Nm, 100K, 6000rpm 0.69kW, Naturally cooled IM B5 (IM V1, IM V3) power/signal connectors Connector can be rotated by 270Â° RESOLVER 2-POLE (RESOLVER P=1); PLAIN SHAFT, TOLERANCE N; WITH HOLDING BRAKE DEGREE OF PROTECTION IP65 AS FLANGE IP67; PAINT FINISH RAL7016 | - | 0 | 0
1FK7040-5AK71-1TH8 |  | 1FK7040-5AK71-1TH8 | 1 | UN | 1 | 60 | X | D | N | N | 85015100 | 1 |  | 4.102 | KG | 1234.6 | 1234.6 | MC05 | MC05 | SIMOTICS S Synchronous servo motor 1FK7 Compact 1.6Nm, 100K, 6000rpm 0.69kW, Naturally cooled IM B5 (IM V1, IM V3) power/signal connectors Connector can be rotated by 270Â° RESOLVER 2-POLE (RESOLVER P=1); PLAIN SHAFT, TOLERANCE N; WITH HOLDING BRAKE DEGREE OF PROTECTION IP65 IP67 D-END FLANGE; RAL7016 COATING; METALLIC RATING PLATE AT MOTOR | - | 0 | 0
1FK7040-5AK71-1UA0 |  | 1FK7040-5AK71-1UA0 | 1 | UN | 1 | 60 | X | D | N | N | 85015100 | 1 |  | 3.503 | KG | 1096.29 | 1096.29 | MC05 | MC05 | SIMOTICS S Synchronous servo motor 1FK7 Compact 1.6Nm, 100K, 6000rpm 0.69kW, Naturally cooled IM B5 (IM V1, IM V3) power/signal connectors Connector can be rotated by 270Â° RESOLVER MULTI-POLE (RESOLVER P=4) WITH DRIVE-CLIQ INTERFACE; SHAFT WITH FITTED KEY, TOLERANCE N; W/O HOLDING BRAKE DEGREE OF PROTECTION IP64 | - | 0 | 0
1FK7040-5AK71-1UA2 |  | 1FK7040-5AK71-1UA2 | 1 | UN | 1 | 60 | X | D | N | N | 85015100 | 1 |  | 3.503 | KG | 1172.26 | 1172.26 | MC05 | MC05 | SIMOTICS S Synchronous servo motor 1FK7 Compact 1.6Nm, 100K, 6000rpm 0.69kW, Naturally cooled IM B5 (IM V1, IM V3) power/signal connectors Connector can be rotated by 270Â° RESOLVER MULTI-POLE (RESOLVER P=4) WITH DRIVE-CLIQ INTERFACE; SHAFT WITH FITTED KEY, TOLERANCE N; W/O HOLDING BRAKE DEGREE OF PROTECTION IP65 FLANGE ON DRIVE END IP67 | - | 0 | 0
1FK7040-5AK71-1UA3 |  | 1FK7040-5AK71-1UA3 | 1 | UN | 1 | 60 | X | D | N | N | 85015100 | 1 |  | 3.503 | KG | 1133.1 | 1133.1 | MC05 | MC05 | SIMOTICS S Synchronous servo motor 1FK7 Compact 1.6Nm, 100K, 6000rpm 0.69kW, Naturally cooled IM B5 (IM V1, IM V3) power/signal connectors Connector can be rotated by 270Â° RESOLVER MULTI-POLE (RESOLVER P=4) WITH DRIVE-CLIQ INTERFACE; SHAFT WITH FITTED KEY, TOLERANCE N; W/O HOLDING BRAKE DEGREE OF PROTECTION IP64; PAINT FINISH RAL7016 | - | 0 | 0
1FK7040-5AK71-1UA5 |  | 1FK7040-5AK71-1UA5 | 1 | UN | 1 | 60 | X | D | N | N | 85015100 | 1 |  | 3.503 | KG | 1209.05 | 1209.05 | MC05 | MC05 | SIMOTICS S Synchronous servo motor 1FK7 Compact 1.6Nm, 100K, 6000rpm 0.69kW, Naturally cooled IM B5 (IM V1, IM V3) power/signal connectors Connector can be rotated by 270Â° RESOLVER MULTI-POLE (RESOLVER P=4) WITH DRIVE-CLIQ INTERFACE; SHAFT WITH FITTED KEY, TOLERANCE N; W/O HOLDING BRAKE DEGREE OF PROTECTION IP65 AS FLANGE IP67; PAINT FINISH RAL7016 | - | 0 | 0
1FK7040-5AK71-1UA8 |  | 1FK7040-5AK71-1UA8 | 1 | UN | 1 | 60 | X | D | N | N | 85015100 | 1 |  | 3.503 | KG | 1290.26 | 1290.26 | MC05 | MC05 | SIMOTICS S Synchronous servo motor 1FK7 Compact 1.6Nm, 100K, 6000rpm 0.69kW, Naturally cooled IM B5 (IM V1, IM V3) power/signal connectors Connector can be rotated by 270Â° RESOLVER MULTI-POLE (RESOLVER P=4) WITH DRIVE-CLIQ INTERFACE; SHAFT WITH FITTED KEY, TOLERANCE N; W/O HOLDING BRAKE DEGREE OF PROTECTION IP65 IP67 D-END FLANGE; RAL7016 COATING; METALLIC RATING PLATE AT MOTOR | - | 0 | 0
1FK7040-5AK71-1UB0 |  | 1FK7040-5AK71-1UB0 | 1 | UN | 1 | 60 | X | D | N | N | 85015100 | 1 |  | 4.102 | KG | 1308.23 | 1308.23 | MC05 | MC05 | SIMOTICS S Synchronous servo motor 1FK7 Compact 1.6Nm, 100K, 6000rpm 0.69kW, Naturally cooled IM B5 (IM V1, IM V3) power/signal connectors Connector can be rotated by 270Â° RESOLVER MULTI-POLE (RESOLVER P=4) WITH DRIVE-CLIQ INTERFACE; SHAFT WITH FITTED KEY, TOLERANCE N; WITH HOLDING BRAKE DEGREE OF PROTECTION IP64 | - | 0 | 0
1FK7040-5AK71-1UB2 |  | 1FK7040-5AK71-1UB2 | 1 | UN | 1 | 60 | X | D | N | N | 85015100 | 1 |  | 4.102 | KG | 1384.2 | 1384.2 | MC05 | MC05 | SIMOTICS S Synchronous servo motor 1FK7 Compact 1.6Nm, 100K, 6000rpm 0.69kW, Naturally cooled IM B5 (IM V1, IM V3) power/signal connectors Connector can be rotated by 270Â° RESOLVER MULTI-POLE (RESOLVER P=4) WITH DRIVE-CLIQ INTERFACE; SHAFT WITH FITTED KEY, TOLERANCE N; WITH HOLDING BRAKE DEGREE OF PROTECTION IP65 FLANGE ON DRIVE END IP67 | - | 0 | 0
1FK7040-5AK71-1UB3 |  | 1FK7040-5AK71-1UB3 | 1 | UN | 1 | 60 | X | D | N | N | 85015100 | 1 |  | 4.102 | KG | 1345.04 | 1345.04 | MC05 | MC05 | SIMOTICS S Synchronous servo motor 1FK7 Compact 1.6Nm, 100K, 6000rpm 0.69kW, Naturally cooled IM B5 (IM V1, IM V3) power/signal connectors Connector can be rotated by 270Â° RESOLVER MULTI-POLE (RESOLVER P=4) WITH DRIVE-CLIQ INTERFACE; SHAFT WITH FITTED KEY, TOLERANCE N; WITH HOLDING BRAKE DEGREE OF PROTECTION IP64; PAINT FINISH RAL7016 | - | 0 | 0
1FK7040-5AK71-1UB5 |  | 1FK7040-5AK71-1UB5 | 1 | UN | 1 | 60 | X | D | N | N | 85015100 | 1 |  | 4.102 | KG | 1420.99 | 1420.99 | MC05 | MC05 | SIMOTICS S Synchronous servo motor 1FK7 Compact 1.6Nm, 100K, 6000rpm 0.69kW, Naturally cooled IM B5 (IM V1, IM V3) power/signal connectors Connector can be rotated by 270Â° RESOLVER MULTI-POLE (RESOLVER P=4) WITH DRIVE-CLIQ INTERFACE; SHAFT WITH FITTED KEY, TOLERANCE N; WITH HOLDING BRAKE DEGREE OF PROTECTION IP65 AS FLANGE IP67; PAINT FINISH RAL7016 | - | 0 | 0
1FK7040-5AK71-1UB8 |  | 1FK7040-5AK71-1UB8 | 1 | UN | 1 | 60 | X | D | N | N | 85015100 | 1 |  | 4.102 | KG | 1502.2 | 1502.2 | MC05 | MC05 | SIMOTICS S Synchronous servo motor 1FK7 Compact 1.6Nm, 100K, 6000rpm 0.69kW, Naturally cooled IM B5 (IM V1, IM V3) power/signal connectors Connector can be rotated by 270Â° RESOLVER MULTI-POLE (RESOLVER P=4) WITH DRIVE-CLIQ INTERFACE; SHAFT WITH FITTED KEY, TOLERANCE N; WITH HOLDING BRAKE DEGREE OF PROTECTION IP65 IP67 D-END FLANGE; RAL7016 COATING; METALLIC RATING PLATE AT MOTOR | - | 0 | 0
1FK7040-5AK71-1UG0 |  | 1FK7040-5AK71-1UG0 | 1 | UN | 1 | 60 | X | D | N | N | 85015100 | 1 |  | 3.503 | KG | 1026.24 | 1026.24 | MC05 | MC05 | SIMOTICS S Synchronous servo motor 1FK7 Compact 1.6Nm, 100K, 6000rpm 0.69kW, Naturally cooled IM B5 (IM V1, IM V3) power/signal connectors Connector can be rotated by 270Â° RESOLVER MULTI-POLE (RESOLVER P=4) WITH DRIVE-CLIQ INTERFACE; PLAIN SHAFT, TOLERANCE N; W/O HOLDING BRAKE DEGREE OF PROTECTION IP64 | - | 0 | 0
1FK7040-5AK71-1UG2 |  | 1FK7040-5AK71-1UG2 | 1 | UN | 1 | 60 | X | D | N | N | 85015100 | 1 |  | 3.503 | KG | 1102.21 | 1102.21 | MC05 | MC05 | SIMOTICS S Synchronous servo motor 1FK7 Compact 1.6Nm, 100K, 6000rpm 0.69kW, Naturally cooled IM B5 (IM V1, IM V3) power/signal connectors Connector can be rotated by 270Â° RESOLVER MULTI-POLE (RESOLVER P=4) WITH DRIVE-CLIQ INTERFACE; PLAIN SHAFT, TOLERANCE N; W/O HOLDING BRAKE DEGREE OF PROTECTION IP65 FLANGE ON DRIVE END IP67 | - | 0 | 0
1FK7040-5AK71-1UG3 |  | 1FK7040-5AK71-1UG3 | 1 | UN | 1 | 60 | X | D | N | N | 85015100 | 1 |  | 3.503 | KG | 1063.05 | 1063.05 | MC05 | MC05 | SIMOTICS S Synchronous servo motor 1FK7 Compact 1.6Nm, 100K, 6000rpm 0.69kW, Naturally cooled IM B5 (IM V1, IM V3) power/signal connectors Connector can be rotated by 270Â° RESOLVER MULTI-POLE (RESOLVER P=4) WITH DRIVE-CLIQ INTERFACE; PLAIN SHAFT, TOLERANCE N; W/O HOLDING BRAKE DEGREE OF PROTECTION IP64; PAINT FINISH RAL7016 | - | 0 | 0
1FK7040-5AK71-1UG5 |  | 1FK7040-5AK71-1UG5 | 1 | UN | 1 | 60 | X | D | N | N | 85015100 | 1 |  | 3.503 | KG | 1139 | 1139 | MC05 | MC05 | SIMOTICS S Synchronous servo motor 1FK7 Compact 1.6Nm, 100K, 6000rpm 0.69kW, Naturally cooled IM B5 (IM V1, IM V3) power/signal connectors Connector can be rotated by 270Â° RESOLVER MULTI-POLE (RESOLVER P=4) WITH DRIVE-CLIQ INTERFACE; PLAIN SHAFT, TOLERANCE N; W/O HOLDING BRAKE DEGREE OF PROTECTION IP65 AS FLANGE IP67; PAINT FINISH RAL7016 | - | 0 | 0
1FK7040-5AK71-1UG8 |  | 1FK7040-5AK71-1UG8 | 1 | UN | 1 | 60 | X | D | N | N | 85015100 | 1 |  | 3.503 | KG | 1220.21 | 1220.21 | MC05 | MC05 | SIMOTICS S Synchronous servo motor 1FK7 Compact 1.6Nm, 100K, 6000rpm 0.69kW, Naturally cooled IM B5 (IM V1, IM V3) power/signal connectors Connector can be rotated by 270Â° RESOLVER MULTI-POLE (RESOLVER P=4) WITH DRIVE-CLIQ INTERFACE; PLAIN SHAFT, TOLERANCE N; W/O HOLDING BRAKE DEGREE OF PROTECTION IP65 IP67 D-END FLANGE; RAL7016 COATING; METALLIC RATING PLATE AT MOTOR | - | 0 | 0
1FK7040-5AK71-1UH0 |  | 1FK7040-5AK71-1UH0 | 1 | UN | 1 | 60 | X | D | N | N | 85015100 | 1 |  | 4.102 | KG | 1236.37 | 1236.37 | MC05 | MC05 | SIMOTICS S Synchronous servo motor 1FK7 Compact 1.6Nm, 100K, 6000rpm 0.69kW, Naturally cooled IM B5 (IM V1, IM V3) power/signal connectors Connector can be rotated by 270Â° RESOLVER MULTI-POLE (RESOLVER P=4) WITH DRIVE-CLIQ INTERFACE; PLAIN SHAFT, TOLERANCE N; WITH HOLDING BRAKE DEGREE OF PROTECTION IP64 | - | 0 | 0
1FK7040-5AK71-1UH2 |  | 1FK7040-5AK71-1UH2 | 1 | UN | 1 | 60 | X | D | N | N | 85015100 | 1 |  | 4.102 | KG | 1312.34 | 1312.34 | MC05 | MC05 | SIMOTICS S Synchronous servo motor 1FK7 Compact 1.6Nm, 100K, 6000rpm 0.69kW, Naturally cooled IM B5 (IM V1, IM V3) power/signal connectors Connector can be rotated by 270Â° RESOLVER MULTI-POLE (RESOLVER P=4) WITH DRIVE-CLIQ INTERFACE; PLAIN SHAFT, TOLERANCE N; WITH HOLDING BRAKE DEGREE OF PROTECTION IP65 FLANGE ON DRIVE END IP67 | - | 0 | 0
1FK7040-5AK71-1UH3 |  | 1FK7040-5AK71-1UH3 | 1 | UN | 1 | 60 | X | D | N | N | 85015100 | 1 |  | 4.102 | KG | 1273.18 | 1273.18 | MC05 | MC05 | SIMOTICS S Synchronous servo motor 1FK7 Compact 1.6Nm, 100K, 6000rpm 0.69kW, Naturally cooled IM B5 (IM V1, IM V3) power/signal connectors Connector can be rotated by 270Â° RESOLVER MULTI-POLE (RESOLVER P=4) WITH DRIVE-CLIQ INTERFACE; PLAIN SHAFT, TOLERANCE N; WITH HOLDING BRAKE DEGREE OF PROTECTION IP64; PAINT FINISH RAL7016 | - | 0 | 0
1FK7040-5AK71-1UH5 |  | 1FK7040-5AK71-1UH5 | 1 | UN | 1 | 60 | X | D | N | N | 85015100 | 1 |  | 4.102 | KG | 1349.13 | 1349.13 | MC05 | MC05 | SIMOTICS S Synchronous servo motor 1FK7 Compact 1.6Nm, 100K, 6000rpm 0.69kW, Naturally cooled IM B5 (IM V1, IM V3) power/signal connectors Connector can be rotated by 270Â° RESOLVER MULTI-POLE (RESOLVER P=4) WITH DRIVE-CLIQ INTERFACE; PLAIN SHAFT, TOLERANCE N; WITH HOLDING BRAKE DEGREE OF PROTECTION IP65 AS FLANGE IP67; PAINT FINISH RAL7016 | - | 0 | 0
1FK7040-5AK71-1UH8 |  | 1FK7040-5AK71-1UH8 | 1 | UN | 1 | 60 | X | D | N | N | 85015100 | 1 |  | 4.102 | KG | 1430.34 | 1430.34 | MC05 | MC05 | SIMOTICS S Synchronous servo motor 1FK7 Compact 1.6Nm, 100K, 6000rpm 0.69kW, Naturally cooled IM B5 (IM V1, IM V3) power/signal connectors Connector can be rotated by 270Â° RESOLVER MULTI-POLE (RESOLVER P=4) WITH DRIVE-CLIQ INTERFACE; PLAIN SHAFT, TOLERANCE N; WITH HOLDING BRAKE DEGREE OF PROTECTION IP65 IP67 D-END FLANGE; RAL7016 COATING; METALLIC RATING PLATE AT MOTOR | - | 0 | 0
1FK7042-2AC71-1AA0 |  | 1FK7042-2AC71-1AA0 | 1 | UN | 1 | 15 | C | D | N | N | 85015100 | 1 |  | 4.601 | KG | 1146.89 | 1146.89 | MC05 | MC05 | SIMOTICS S Synchronous motor 1FK7-CT PN=0.59kW; UDC=600V M0=3Nm (100K); NN=2000rpm; Naturally cooled FRAME SIZE IMB 5 (IM V1, IM V3) FLANGE 1, WITH KTY TEMPERATURESENSOR POWER CONNECTOR ROTATABLE INCREMENTAL ENCODER SIN/COS 1VPP;2048 S/R W. C-AND D-SPUR (ENCODER IC2048S/R) SHAFT WITH FITTED KEY, TOLERANCE N; W/O HOLDING BRAKE PROTECTION CLASS IP64; | - | 0 | 0
1FK7042-2AC71-1AA1 |  | 1FK7042-2AC71-1AA1 | 1 | UN | 1 | 15 | C | D | N | N | 85015100 | 1 |  | 4.601 | KG | 1209.23 | 1209.23 | MC05 | MC05 | SIMOTICS S Synchronous motor 1FK7-CT PN=0.59kW; UDC=600V M0=3Nm (100K); NN=2000rpm; Naturally cooled FRAME SIZE IMB 5 (IM V1, IM V3) FLANGE 1, WITH KTY TEMPERATURESENSOR POWER CONNECTOR ROTATABLE INCREMENTAL ENCODER SIN/COS 1VPP;2048 S/R W. C-AND D-SPUR (ENCODER IC2048S/R) SHAFT WITH FITTED KEY, TOLERANCE N; W/O HOLDING BRAKE PROTECTION CLASS IP65, | - | 0 | 0
1FK7042-2AC71-1AA2 |  | 1FK7042-2AC71-1AA2 | 1 | UN | 1 | 15 | C | D | N | N | 85015100 | 1 |  | 4.601 | KG | 1209.23 | 1209.23 | MC05 | MC05 | SIMOTICS S Synchronous motor 1FK7-CT PN=0.59kW; UDC=600V M0=3Nm (100K); NN=2000rpm; Naturally cooled FRAME SIZE IMB 5 (IM V1, IM V3) FLANGE 1, WITH KTY TEMPERATURESENSOR POWER CONNECTOR ROTATABLE INCREMENTAL ENCODER SIN/COS 1VPP;2048 S/R W. C-AND D-SPUR (ENCODER IC2048S/R) SHAFT WITH FITTED KEY, TOLERANCE N; W/O HOLDING BRAKE PROTECTION CLASS IP65, FLANGE ON DRIVE END IP67; | - | 0 | 0
1FK7042-2AC71-1AB0 |  | 1FK7042-2AC71-1AB0 | 1 | UN | 1 | 15 | C | D | N | N | 85015100 | 1 |  | 4.9 | KG | 1320.85 | 1320.85 | MC05 | MC05 | SIMOTICS S Synchronous motor 1FK7-CT PN=0.59kW; UDC=600V M0=3Nm (100K); NN=2000rpm; Naturally cooled FRAME SIZE IMB 5 (IM V1, IM V3) FLANGE 1, WITH KTY TEMPERATURESENSOR POWER CONNECTOR ROTATABLE INCREMENTAL ENCODER SIN/COS 1VPP;2048 S/R W. C-AND D-SPUR (ENCODER IC2048S/R) SHAFT WITH FITTED KEY, TOLERANCE N; WITH HOLDING BRAKE PROTECTION CLASS IP64; | - | 0 | 0
1FK7042-2AC71-1AB1 |  | 1FK7042-2AC71-1AB1 | 1 | UN | 1 | 15 | C | D | N | N | 85015100 | 1 |  | 4.9 | KG | 1383.19 | 1383.19 | MC05 | MC05 | SIMOTICS S Synchronous motor 1FK7-CT PN=0.59kW; UDC=600V M0=3Nm (100K); NN=2000rpm; Naturally cooled FRAME SIZE IMB 5 (IM V1, IM V3) FLANGE 1, WITH KTY TEMPERATURESENSOR POWER CONNECTOR ROTATABLE INCREMENTAL ENCODER SIN/COS 1VPP;2048 S/R W. C-AND D-SPUR (ENCODER IC2048S/R) SHAFT WITH FITTED KEY, TOLERANCE N; WITH HOLDING BRAKE PROTECTION CLASS IP65, | - | 0 | 0
1FK7042-2AC71-1AB2 |  | 1FK7042-2AC71-1AB2 | 1 | UN | 1 | 15 | C | D | N | N | 85015100 | 1 |  | 4.9 | KG | 1383.19 | 1383.19 | MC05 | MC05 | SIMOTICS S Synchronous motor 1FK7-CT PN=0.59kW; UDC=600V M0=3Nm (100K); NN=2000rpm; Naturally cooled FRAME SIZE IMB 5 (IM V1, IM V3) FLANGE 1, WITH KTY TEMPERATURESENSOR POWER CONNECTOR ROTATABLE INCREMENTAL ENCODER SIN/COS 1VPP;2048 S/R W. C-AND D-SPUR (ENCODER IC2048S/R) SHAFT WITH FITTED KEY, TOLERANCE N; WITH HOLDING BRAKE PROTECTION CLASS IP65, FLANGE ON DRIVE END IP67; | - | 0 | 0
1FK7042-2AC71-1AG0 |  | 1FK7042-2AC71-1AG0 | 1 | UN | 1 | 15 | C | D | N | N | 85015100 | 1 |  | 4.601 | KG | 1089.4 | 1089.4 | MC05 | MC05 | SIMOTICS S Synchronous motor 1FK7-CT PN=0.59kW; UDC=600V M0=3Nm (100K); NN=2000rpm; Naturally cooled FRAME SIZE IMB 5 (IM V1, IM V3) FLANGE 1, WITH KTY TEMPERATURESENSOR POWER CONNECTOR ROTATABLE INCREMENTAL ENCODER SIN/COS 1VPP;2048 S/R W. C-AND D-SPUR (ENCODER IC2048S/R) PLAIN SHAFT, TOLERANCE N; W/O HOLDING BRAKE PROTECTION CLASS IP64; | - | 0 | 0
1FK7042-2AC71-1AG1 |  | 1FK7042-2AC71-1AG1 | 1 | UN | 1 | 15 | C | D | N | N | 85015100 | 1 |  | 4.601 | KG | 1151.74 | 1151.74 | MC05 | MC05 | SIMOTICS S Synchronous motor 1FK7-CT PN=0.59kW; UDC=600V M0=3Nm (100K); NN=2000rpm; Naturally cooled FRAME SIZE IMB 5 (IM V1, IM V3) FLANGE 1, WITH KTY TEMPERATURESENSOR POWER CONNECTOR ROTATABLE INCREMENTAL ENCODER SIN/COS 1VPP;2048 S/R W. C-AND D-SPUR (ENCODER IC2048S/R) PLAIN SHAFT, TOLERANCE N; W/O HOLDING BRAKE PROTECTION CLASS IP65, | - | 0 | 0
1FK7042-2AC71-1AG2 |  | 1FK7042-2AC71-1AG2 | 1 | UN | 1 | 15 | C | D | N | N | 85015100 | 1 |  | 4.601 | KG | 1151.74 | 1151.74 | MC05 | MC05 | SIMOTICS S Synchronous motor 1FK7-CT PN=0.59kW; UDC=600V M0=3Nm (100K); NN=2000rpm; Naturally cooled FRAME SIZE IMB 5 (IM V1, IM V3) FLANGE 1, WITH KTY TEMPERATURESENSOR POWER CONNECTOR ROTATABLE INCREMENTAL ENCODER SIN/COS 1VPP;2048 S/R W. C-AND D-SPUR (ENCODER IC2048S/R) PLAIN SHAFT, TOLERANCE N; W/O HOLDING BRAKE PROTECTION CLASS IP65, FLANGE ON DRIVE END IP67; | - | 0 | 0
1FK7042-2AC71-1AH0 |  | 1FK7042-2AC71-1AH0 | 1 | UN | 1 | 15 | C | D | N | N | 85015100 | 1 |  | 4.9 | KG | 1261.87 | 1261.87 | MC05 | MC05 | SIMOTICS S Synchronous motor 1FK7-CT PN=0.59kW; UDC=600V M0=3Nm (100K); NN=2000rpm; Naturally cooled FRAME SIZE IMB 5 (IM V1, IM V3) FLANGE 1, WITH KTY TEMPERATURESENSOR POWER CONNECTOR ROTATABLE INCREMENTAL ENCODER SIN/COS 1VPP;2048 S/R W. C-AND D-SPUR (ENCODER IC2048S/R) PLAIN SHAFT, TOLERANCE N; WITH HOLDING BRAKE PROTECTION CLASS IP64; | - | 0 | 0
1FK7042-2AC71-1AH1 |  | 1FK7042-2AC71-1AH1 | 1 | UN | 1 | 15 | C | D | N | N | 85015100 | 1 |  | 4.9 | KG | 1324.21 | 1324.21 | MC05 | MC05 | SIMOTICS S Synchronous motor 1FK7-CT PN=0.59kW; UDC=600V M0=3Nm (100K); NN=2000rpm; Naturally cooled FRAME SIZE IMB 5 (IM V1, IM V3) FLANGE 1, WITH KTY TEMPERATURESENSOR POWER CONNECTOR ROTATABLE INCREMENTAL ENCODER SIN/COS 1VPP;2048 S/R W. C-AND D-SPUR (ENCODER IC2048S/R) PLAIN SHAFT, TOLERANCE N; WITH HOLDING BRAKE PROTECTION CLASS IP65, | - | 0 | 0
1FK7042-2AC71-1AH2 |  | 1FK7042-2AC71-1AH2 | 1 | UN | 1 | 15 | C | D | N | N | 85015100 | 1 |  | 4.9 | KG | 1324.21 | 1324.21 | MC05 | MC05 | SIMOTICS S Synchronous motor 1FK7-CT PN=0.59kW; UDC=600V M0=3Nm (100K); NN=2000rpm; Naturally cooled FRAME SIZE IMB 5 (IM V1, IM V3) FLANGE 1, WITH KTY TEMPERATURESENSOR POWER CONNECTOR ROTATABLE INCREMENTAL ENCODER SIN/COS 1VPP;2048 S/R W. C-AND D-SPUR (ENCODER IC2048S/R) PLAIN SHAFT, TOLERANCE N; WITH HOLDING BRAKE PROTECTION CLASS IP65, FLANGE ON DRIVE END IP67; | - | 0 | 0
1FK7042-2AC71-1BA0 |  | 1FK7042-2AC71-1BA0 | 1 | UN | 1 | 15 | C | D | N | N | 85015100 | 1 |  | 4.601 | KG | 1307.6 | 1307.6 | MC05 | MC05 | SIMOTICS S Synchronous motor 1FK7-CT PN=0.59kW; UDC=600V M0=3Nm (100K); NN=2000rpm; Naturally cooled FRAME SIZE IMB 5 (IM V1, IM V3) FLANGE 1 POWER CONNECTOR ROTATABLE ABSOLUTE ENCODER SINGLETURN 24 BIT WITH DRIVE CLIQ INTERFACE (ENCODER AS24DQI) SHAFT WITH FITTED KEY, TOLERANCE N; W/O HOLDING BRAKE PROTECTION CLASS IP64; | - | 0 | 0
1FK7042-2AC71-1BA1 |  | 1FK7042-2AC71-1BA1 | 1 | UN | 1 | 15 | C | D | N | N | 85015100 | 1 |  | 4.601 | KG | 1369.93 | 1369.93 | MC05 | MC05 | SIMOTICS S Synchronous motor 1FK7-CT PN=0.59kW; UDC=600V M0=3Nm (100K); NN=2000rpm; Naturally cooled IMB 5 design (IM V1, IM V3) Flange 1 Power connector rotatable Absolute encoder single-turn 24-bit with Drive-CLiQ interface (encoder AS24DQI) shaft with feather key, tolerance N without holding brake IP65 degree of protection | - | 0 | 0
1FK7042-2AC71-1BA2 |  | 1FK7042-2AC71-1BA2 | 1 | UN | 1 | 15 | C | D | N | N | 85015100 | 1 |  | 4.601 | KG | 1369.93 | 1369.93 | MC05 | MC05 | SIMOTICS S Synchronous motor 1FK7-CT PN=0.59kW; UDC=600V M0=3Nm (100K); NN=2000rpm; Naturally cooled IMB 5 design (IM V1, IM V3) Flange 1 Power connector rotatable Absolute encoder single-turn 24-bit with Drive-CLiQ interface (encoder AS24DQI) shaft with feather key, tolerance N without holding brake IP65 degree of protection DE flange IP67 | - | 0 | 0
1FK7042-2AC71-1BB0 |  | 1FK7042-2AC71-1BB0 | 1 | UN | 1 | 15 | C | D | N | N | 85015100 | 1 |  | 4.9 | KG | 1481.56 | 1481.56 | MC05 | MC05 | SIMOTICS S Synchronous motor 1FK7-CT PN=0.59kW; UDC=600V M0=3Nm (100K); NN=2000rpm; Naturally cooled IMB 5 design (IM V1, IM V3) Flange 1 Power connector rotatable Absolute encoder single-turn 24-bit with Drive-CLiQ interface (encoder AS24DQI) shaft with feather key, tolerance N with holding brake IP64 degree of protection | - | 0 | 0
1FK7042-2AC71-1BB1 |  | 1FK7042-2AC71-1BB1 | 1 | UN | 1 | 15 | C | D | N | N | 85015100 | 1 |  | 4.9 | KG | 1543.89 | 1543.89 | MC05 | MC05 | SIMOTICS S Synchronous motor 1FK7-CT PN=0.59kW; UDC=600V M0=3Nm (100K); NN=2000rpm; Naturally cooled IMB 5 design (IM V1, IM V3) Flange 1 Power connector rotatable Absolute encoder single-turn 24-bit with Drive-CLiQ interface (encoder AS24DQI) shaft with feather key, tolerance N with holding brake IP65 degree of protection | - | 0 | 0
1FK7042-2AC71-1BB2 |  | 1FK7042-2AC71-1BB2 | 1 | UN | 1 | 15 | C | D | N | N | 85015100 | 1 |  | 4.9 | KG | 1543.89 | 1543.89 | MC05 | MC05 | SIMOTICS S Synchronous motor 1FK7-CT PN=0.59kW; UDC=600V M0=3Nm (100K); NN=2000rpm; Naturally cooled IMB 5 design (IM V1, IM V3) Flange 1 Power connector rotatable Absolute encoder single-turn 24-bit with Drive-CLiQ interface (encoder AS24DQI) shaft with feather key, tolerance N with holding brake IP65 degree of protection DE flange IP67 | - | 0 | 0
1FK7042-2AC71-1BG0 |  | 1FK7042-2AC71-1BG0 | 1 | UN | 1 | 15 | C | D | N | N | 85015100 | 1 |  | 4.601 | KG | 1250.11 | 1250.11 | MC05 | MC05 | SIMOTICS S Synchronous motor 1FK7-CT PN=0.59kW; UDC=600V M0=3Nm (100K); NN=2000rpm; Naturally cooled IMB 5 design (IM V1, IM V3) Flange 1 Power connector rotatable Absolute encoder single-turn 24-bit with Drive-CLiQ interface (encoder AS24DQI) smooth shaft, tolerance N without holding brake IP64 degree of protection | - | 0 | 0
1FK7042-2AC71-1BG1 |  | 1FK7042-2AC71-1BG1 | 1 | UN | 1 | 15 | C | D | N | N | 85015100 | 1 |  | 4.601 | KG | 1312.45 | 1312.45 | MC05 | MC05 | SIMOTICS S Synchronous motor 1FK7-CT PN=0.59kW; UDC=600V M0=3Nm (100K); NN=2000rpm; Naturally cooled IMB 5 design (IM V1, IM V3) Flange 1 Power connector rotatable Absolute encoder single-turn 24-bit with Drive-CLiQ interface (encoder AS24DQI) smooth shaft, tolerance N without holding brake IP65 degree of protection | - | 0 | 0
1FK7042-2AC71-1BG2 |  | 1FK7042-2AC71-1BG2 | 1 | UN | 1 | 15 | C | D | N | N | 85015100 | 1 |  | 4.601 | KG | 1312.45 | 1312.45 | MC05 | MC05 | SIMOTICS S Synchronous motor 1FK7-CT PN=0.59kW; UDC=600V M0=3Nm (100K); NN=2000rpm; Naturally cooled IMB 5 design (IM V1, IM V3) Flange 1 Power connector rotatable Absolute encoder single-turn 24-bit with Drive-CLiQ interface (encoder AS24DQI) smooth shaft, tolerance N without holding brake IP65 degree of protection DE flange IP67 | - | 0 | 0
1FK7042-2AC71-1BH0 |  | 1FK7042-2AC71-1BH0 | 1 | UN | 1 | 15 | C | D | N | N | 85015100 | 1 |  | 4.9 | KG | 1422.57 | 1422.57 | MC05 | MC05 | SIMOTICS S Synchronous motor 1FK7-CT PN=0.59kW; UDC=600V M0=3Nm (100K); NN=2000rpm; Naturally cooled IMB 5 design (IM V1, IM V3) Flange 1 Power connector rotatable Absolute encoder single-turn 24-bit with Drive-CLiQ interface (encoder AS24DQI) smooth shaft, tolerance N with holding brake IP64 degree of protection | - | 0 | 0
1FK7042-2AC71-1BH1 |  | 1FK7042-2AC71-1BH1 | 1 | UN | 1 | 15 | C | D | N | N | 85015100 | 1 |  | 4.9 | KG | 1484.92 | 1484.92 | MC05 | MC05 | SIMOTICS S Synchronous motor 1FK7-CT PN=0.59kW; UDC=600V M0=3Nm (100K); NN=2000rpm; Naturally cooled IMB 5 design (IM V1, IM V3) Flange 1 Power connector rotatable Absolute encoder single-turn 24-bit with Drive-CLiQ interface (encoder AS24DQI) smooth shaft, tolerance N with holding brake IP65 degree of protection | - | 0 | 0
1FK7042-2AC71-1BH2 |  | 1FK7042-2AC71-1BH2 | 1 | UN | 1 | 15 | C | D | N | N | 85015100 | 1 |  | 4.9 | KG | 1484.92 | 1484.92 | MC05 | MC05 | SIMOTICS S Synchronous motor 1FK7-CT PN=0.59kW; UDC=600V M0=3Nm (100K); NN=2000rpm; Naturally cooled IMB 5 design (IM V1, IM V3) Flange 1 Power connector rotatable Absolute encoder single-turn 24-bit with Drive-CLiQ interface (encoder AS24DQI) smooth shaft, tolerance N with holding brake IP65 degree of protection DE flange IP67 | - | 0 | 0
1FK7042-2AC71-1CA0 |  | 1FK7042-2AC71-1CA0 | 1 | UN | 1 | 15 | C | D | N | N | 85015100 | 1 |  | 4.601 | KG | 1553.76 | 1553.76 | MC05 | MC05 | SIMOTICS S Synchronous motor 1FK7-CT PN=0.59kW; UDC=600V M0=3Nm (100K); NN=2000rpm; Naturally cooled IMB 5 design (IM V1, IM V3) Flange 1 Power connector rotatable Absolute encoder 24-bit +12-bit multi-turn with Drive-CLiQ interface (encoder AM24DQI) shaft with feather key, tolerance N without holding brake IP64 degree of protection | - | 0 | 0
1FK7042-2AC71-1CA1 |  | 1FK7042-2AC71-1CA1 | 1 | UN | 1 | 15 | C | D | N | N | 85015100 | 1 |  | 4.601 | KG | 1616.09 | 1616.09 | MC05 | MC05 | SIMOTICS S Synchronous motor 1FK7-CT PN=0.59kW; UDC=600V M0=3Nm (100K); NN=2000rpm; Naturally cooled IMB 5 design (IM V1, IM V3) Flange 1 Power connector rotatable Absolute encoder 24-bit +12-bit multi-turn with Drive-CLiQ interface (encoder AM24DQI) shaft with feather key, tolerance N without holding brake IP65 degree of protection | - | 0 | 0
1FK7042-2AC71-1CA2 |  | 1FK7042-2AC71-1CA2 | 1 | UN | 1 | 15 | C | D | N | N | 85015100 | 1 |  | 4.601 | KG | 1616.09 | 1616.09 | MC05 | MC05 | SIMOTICS S Synchronous motor 1FK7-CT PN=0.59kW; UDC=600V M0=3Nm (100K); NN=2000rpm; Naturally cooled IMB 5 design (IM V1, IM V3) Flange 1 Power connector rotatable Absolute encoder 24-bit +12-bit multi-turn with Drive-CLiQ interface (encoder AM24DQI) shaft with feather key, tolerance N without holding brake IP65 degree of protection DE flange IP67 | - | 0 | 0
1FK7042-2AC71-1CB0 |  | 1FK7042-2AC71-1CB0 | 1 | UN | 1 | 15 | C | D | N | N | 85015100 | 1 |  | 4.9 | KG | 1727.72 | 1727.72 | MC05 | MC05 | SIMOTICS S Synchronous motor 1FK7-CT PN=0.59kW; UDC=600V M0=3Nm (100K); NN=2000rpm; Naturally cooled IMB 5 design (IM V1, IM V3) Flange 1 Power connector rotatable Absolute encoder 24-bit +12-bit multi-turn with Drive-CLiQ interface (encoder AM24DQI) shaft with feather key, tolerance N with holding brake IP64 degree of protection | - | 0 | 0
1FK7042-2AC71-1CB1 |  | 1FK7042-2AC71-1CB1 | 1 | UN | 1 | 15 | C | D | N | N | 85015100 | 1 |  | 4.9 | KG | 1790.05 | 1790.05 | MC05 | MC05 | SIMOTICS S Synchronous motor 1FK7-CT PN=0.59kW; UDC=600V M0=3Nm (100K); NN=2000rpm; Naturally cooled IMB 5 design (IM V1, IM V3) Flange 1 Power connector rotatable Absolute encoder 24-bit +12-bit multi-turn with Drive-CLiQ interface (encoder AM24DQI) shaft with feather key, tolerance N with holding brake IP65 degree of protection | - | 0 | 0
1FK7042-2AC71-1CB2 |  | 1FK7042-2AC71-1CB2 | 1 | UN | 1 | 15 | C | D | N | N | 85015100 | 1 |  | 4.9 | KG | 1790.05 | 1790.05 | MC05 | MC05 | SIMOTICS S Synchronous motor 1FK7-CT PN=0.59kW; UDC=600V M0=3Nm (100K); NN=2000rpm; Naturally cooled IMB 5 design (IM V1, IM V3) Flange 1 Power connector rotatable Absolute encoder 24-bit +12-bit multi-turn with Drive-CLiQ interface (encoder AM24DQI) shaft with feather key, tolerance N with holding brake IP65 degree of protection DE flange IP67 | - | 0 | 0
1FK7042-2AC71-1CG0 |  | 1FK7042-2AC71-1CG0 | 1 | UN | 1 | 15 | C | D | N | N | 85015100 | 1 |  | 4.601 | KG | 1496.27 | 1496.27 | MC05 | MC05 | SIMOTICS S Synchronous motor 1FK7-CT PN=0.59kW; UDC=600V M0=3Nm (100K); NN=2000rpm; Naturally cooled IMB 5 design (IM V1, IM V3) Flange 1 Power connector rotatable Absolute encoder 24-bit +12-bit multi-turn with Drive-CLiQ interface (encoder AM24DQI) smooth shaft, tolerance N without holding brake IP64 degree of protection | - | 0 | 0
1FK7042-2AC71-1CG1 |  | 1FK7042-2AC71-1CG1 | 1 | UN | 1 | 15 | C | D | N | N | 85015100 | 1 |  | 4.601 | KG | 1558.61 | 1558.61 | MC05 | MC05 | SIMOTICS S Synchronous motor 1FK7-CT PN=0.59kW; UDC=600V M0=3Nm (100K); NN=2000rpm; Naturally cooled IMB 5 design (IM V1, IM V3) Flange 1 Power connector rotatable Absolute encoder 24-bit +12-bit multi-turn with Drive-CLiQ interface (encoder AM24DQI) smooth shaft, tolerance N without holding brake IP65 degree of protection | - | 0 | 0
1FK7042-2AC71-1CG2 |  | 1FK7042-2AC71-1CG2 | 1 | UN | 1 | 15 | C | D | N | N | 85015100 | 1 |  | 4.601 | KG | 1558.61 | 1558.61 | MC05 | MC05 | SIMOTICS S Synchronous motor 1FK7-CT PN=0.59kW; UDC=600V M0=3Nm (100K); NN=2000rpm; Naturally cooled IMB 5 design (IM V1, IM V3) Flange 1 Power connector rotatable Absolute encoder 24-bit +12-bit multi-turn with Drive-CLiQ interface (encoder AM24DQI) smooth shaft, tolerance N without holding brake IP65 degree of protection DE flange IP67 | - | 0 | 0
1FK7042-2AC71-1CH0 |  | 1FK7042-2AC71-1CH0 | 1 | UN | 1 | 15 | C | D | N | N | 85015100 | 1 |  | 4.9 | KG | 1668.73 | 1668.73 | MC05 | MC05 | SIMOTICS S Synchronous motor 1FK7-CT PN=0.59kW; UDC=600V M0=3Nm (100K); NN=2000rpm; Naturally cooled IMB 5 design (IM V1, IM V3) Flange 1 Power connector rotatable Absolute encoder 24-bit +12-bit multi-turn with Drive-CLiQ interface (encoder AM24DQI) smooth shaft, tolerance N with holding brake IP64 degree of protection | - | 0 | 0
1FK7042-2AC71-1CH1 |  | 1FK7042-2AC71-1CH1 | 1 | UN | 1 | 15 | C | D | N | N | 85015100 | 1 |  | 4.9 | KG | 1731.08 | 1731.08 | MC05 | MC05 | SIMOTICS S Synchronous motor 1FK7-CT PN=0.59kW; UDC=600V M0=3Nm (100K); NN=2000rpm; Naturally cooled IMB 5 design (IM V1, IM V3) Flange 1 Power connector rotatable Absolute encoder 24-bit +12-bit multi-turn with Drive-CLiQ interface (encoder AM24DQI) smooth shaft, tolerance N with holding brake IP65 degree of protection | - | 0 | 0
1FK7042-2AC71-1CH1-Z | J17 | 1FK7042-2AC71-1CH1-ZJ17 | 1 | UN | 1 | 15 | C | D | N | N | 85015100 | 1 |  | 8.8 | KG | 4178.18 | 4178.18 | MC05 | MC05 | SIMOTICS S Synchronous motor 1FK7-CT PN=0.59kW; UDC=600V M0=3Nm (100K); NN=2000rpm; Naturally cooled IMB 5 design (IM V1, IM V3) Flange 1 Power connector rotatable Absolute encoder 24-bit +12-bit multi-turn with Drive-CLiQ interface (encoder AM24DQI) smooth shaft, tolerance N with holding brake IP65 degree of protection J17: ALPHA SP+, SP 100S-MF2 PLANETARY GEARING 2 STAGES, I=50, WITH FEATHER KEY | - | 0 | 0
1FK7042-2AC71-1CH2 |  | 1FK7042-2AC71-1CH2 | 1 | UN | 1 | 15 | C | D | N | N | 85015100 | 1 |  | 4.9 | KG | 1731.08 | 1731.08 | MC05 | MC05 | SIMOTICS S Synchronous motor 1FK7-CT PN=0.59kW; UDC=600V M0=3Nm (100K); NN=2000rpm; Naturally cooled IMB 5 design (IM V1, IM V3) Flange 1 Power connector rotatable Absolute encoder 24-bit +12-bit multi-turn with Drive-CLiQ interface (encoder AM24DQI) smooth shaft, tolerance N with holding brake IP65 degree of protection DE flange IP67 | - | 0 | 0
1FK7042-2AC71-1DA0 |  | 1FK7042-2AC71-1DA0 | 1 | UN | 1 | 15 | C | D | N | N | 85015100 | 1 |  | 4.602 | KG | 1361.02 | 1361.02 | MC05 | MC05 | SIMOTICS S Synchronous motor 1FK7-CT PN=0.59kW; UDC=600V M0=3Nm (100K); NN=2000rpm; Naturally cooled FRAME SIZE IMB 5 (IM V1, IM V3) FLANGE 1 POWER CONNECTOR ROTATABLE INCREMENTAL ENCODER 22 BIT WITH DRIVE-CLIQ INTERFACE (ENCODER IC22DQ) SHAFT WITH FITTED KEY, TOLERANCE N; W/O HOLDING BRAKE PROTECTION CLASS IP64; | - | 0 | 0
1FK7042-2AC71-1DA1 |  | 1FK7042-2AC71-1DA1 | 1 | UN | 1 | 15 | C | D | N | N | 85015100 | 1 |  | 4.602 | KG | 1423.36 | 1423.36 | MC05 | MC05 | SIMOTICS S Synchronous motor 1FK7-CT PN=0.59kW; UDC=600V M0=3Nm (100K); NN=2000rpm; Naturally cooled FRAME SIZE IMB 5 (IM V1, IM V3) FLANGE 1 POWER CONNECTOR ROTATABLE INCREMENTAL ENCODER 22 BIT WITH DRIVE-CLIQ INTERFACE (ENCODER IC22DQ) SHAFT WITH FITTED KEY, TOLERANCE N; W/O HOLDING BRAKE PROTECTION CLASS IP65, | - | 0 | 0
1FK7042-2AC71-1DA2 |  | 1FK7042-2AC71-1DA2 | 1 | UN | 1 | 15 | C | D | N | N | 85015100 | 1 |  | 4.602 | KG | 1423.36 | 1423.36 | MC05 | MC05 | SIMOTICS S Synchronous motor 1FK7-CT PN=0.59kW; UDC=600V M0=3Nm (100K); NN=2000rpm; Naturally cooled FRAME SIZE IMB 5 (IM V1, IM V3) FLANGE 1 POWER CONNECTOR ROTATABLE INCREMENTAL ENCODER 22 BIT WITH DRIVE-CLIQ INTERFACE (ENCODER IC22DQ) SHAFT WITH FITTED KEY, TOLERANCE N; W/O HOLDING BRAKE PROTECTION CLASS IP65, FLANGE ON DRIVE END IP67; | - | 0 | 0
1FK7042-2AC71-1DB0 |  | 1FK7042-2AC71-1DB0 | 1 | UN | 1 | 15 | C | D | N | N | 85015100 | 1 |  | 4.901 | KG | 1534.98 | 1534.98 | MC05 | MC05 | SIMOTICS S Synchronous motor 1FK7-CT PN=0.59kW; UDC=600V M0=3Nm (100K); NN=2000rpm; Naturally cooled FRAME SIZE IMB 5 (IM V1, IM V3) FLANGE 1 POWER CONNECTOR ROTATABLE INCREMENTAL ENCODER 22 BIT WITH DRIVE-CLIQ INTERFACE (ENCODER IC22DQ) SHAFT WITH FITTED KEY, TOLERANCE N; WITH HOLDING BRAKE PROTECTION CLASS IP64; | - | 0 | 0
1FK7042-2AC71-1DG0 |  | 1FK7042-2AC71-1DG0 | 1 | UN | 1 | 15 | C | D | N | N | 85015100 | 1 |  | 4.602 | KG | 1303.53 | 1303.53 | MC05 | MC05 | SIMOTICS S Synchronous motor 1FK7-CT PN=0.59kW; UDC=600V M0=3Nm (100K); NN=2000rpm; Naturally cooled FRAME SIZE IMB 5 (IM V1, IM V3) FLANGE 1 POWER CONNECTOR ROTATABLE INCREMENTAL ENCODER 22 BIT WITH DRIVE-CLIQ INTERFACE (ENCODER IC22DQ) PLAIN SHAFT, TOLERANCE N; W/O HOLDING BRAKE PROTECTION CLASS IP64; | - | 0 | 0
1FK7042-2AC71-1DG2 |  | 1FK7042-2AC71-1DG2 | 1 | UN | 1 | 15 | C | D | N | N | 85015100 | 1 |  | 4.602 | KG | 1365.87 | 1365.87 | MC05 | MC05 | SIMOTICS S Synchronous motor 1FK7-CT PN=0.59kW; UDC=600V M0=3Nm (100K); NN=2000rpm; Naturally cooled FRAME SIZE IMB 5 (IM V1, IM V3) FLANGE 1 POWER CONNECTOR ROTATABLE INCREMENTAL ENCODER 22 BIT WITH DRIVE-CLIQ INTERFACE (ENCODER IC22DQ) PLAIN SHAFT, TOLERANCE N; W/O HOLDING BRAKE PROTECTION CLASS IP65, FLANGE ON DRIVE END IP67; | - | 0 | 0
1FK7042-2AC71-1DH0 |  | 1FK7042-2AC71-1DH0 | 1 | UN | 1 | 15 | C | D | N | N | 85015100 | 1 |  | 4.901 | KG | 1476 | 1476 | MC05 | MC05 | SIMOTICS S Synchronous motor 1FK7-CT PN=0.59kW; UDC=600V M0=3Nm (100K); NN=2000rpm; Naturally cooled FRAME SIZE IMB 5 (IM V1, IM V3) FLANGE 1 POWER CONNECTOR ROTATABLE INCREMENTAL ENCODER 22 BIT WITH DRIVE-CLIQ INTERFACE (ENCODER IC22DQ) PLAIN SHAFT, TOLERANCE N; WITH HOLDING BRAKE PROTECTION CLASS IP64; | - | 0 | 0
1FK7042-2AC71-1EA0 |  | 1FK7042-2AC71-1EA0 | 1 | UN | 1 | 15 | C | D | N | N | 85015100 | 1 |  | 4.601 | KG | 1394.57 | 1394.57 | MC05 | MC05 | SIMOTICS S Synchronous motor 1FK7-CT PN=0.59kW; UDC=600V M0=3Nm (100K); NN=2000rpm; Naturally cooled FRAME SIZE IMB 5 (IM V1, IM V3) FLANGE 1, WITH KTY TEMPERATURESENSOR POWER CONNECTOR ROTATABLE ABSOLUTE ENCODERR 2048 S/R + 4096 UMDREHUNGEN MULTITURN, WITH ENDAT-SCHNITTSTELLE (ENCODER AM2048S/R) SHAFT WITH FITTED KEY, TOLERANCE N; W/O HOLDING BRAKE PROTECTION CLASS IP64; | - | 0 | 0
1FK7042-2AC71-1EA1 |  | 1FK7042-2AC71-1EA1 | 1 | UN | 1 | 15 | C | D | N | N | 85015100 | 1 |  | 4.601 | KG | 1456.91 | 1456.91 | MC05 | MC05 | SIMOTICS S Synchronous motor 1FK7-CT PN=0.59kW; UDC=600V M0=3Nm (100K); NN=2000rpm; Naturally cooled FRAME SIZE IMB 5 (IM V1, IM V3) FLANGE 1, WITH KTY TEMPERATURESENSOR POWER CONNECTOR ROTATABLE ABSOLUTE ENCODERR 2048 S/R + 4096 UMDREHUNGEN MULTITURN, WITH ENDAT-SCHNITTSTELLE (ENCODER AM2048S/R) SHAFT WITH FITTED KEY, TOLERANCE N; W/O HOLDING BRAKE PROTECTION CLASS IP65, | - | 0 | 0
1FK7042-2AC71-1EA2 |  | 1FK7042-2AC71-1EA2 | 1 | UN | 1 | 15 | C | D | N | N | 85015100 | 1 |  | 4.601 | KG | 1456.91 | 1456.91 | MC05 | MC05 | SIMOTICS S Synchronous motor 1FK7-CT PN=0.59kW; UDC=600V M0=3Nm (100K); NN=2000rpm; Naturally cooled FRAME SIZE IMB 5 (IM V1, IM V3) FLANGE 1, WITH KTY TEMPERATURESENSOR POWER CONNECTOR ROTATABLE ABSOLUTE ENCODERR 2048 S/R + 4096 UMDREHUNGEN MULTITURN, WITH ENDAT-SCHNITTSTELLE (ENCODER AM2048S/R) SHAFT WITH FITTED KEY, TOLERANCE N; W/O HOLDING BRAKE PROTECTION CLASS IP65, FLANGE ON DRIVE END IP67; | - | 0 | 0
1FK7042-2AC71-1EB0 |  | 1FK7042-2AC71-1EB0 | 1 | UN | 1 | 15 | C | D | N | N | 85015100 | 1 |  | 4.9 | KG | 1568.53 | 1568.53 | MC05 | MC05 | SIMOTICS S Synchronous motor 1FK7-CT PN=0.59kW; UDC=600V M0=3Nm (100K); NN=2000rpm; Naturally cooled FRAME SIZE IMB 5 (IM V1, IM V3) FLANGE 1, WITH KTY TEMPERATURESENSOR POWER CONNECTOR ROTATABLE ABSOLUTE ENCODERR 2048 S/R + 4096 UMDREHUNGEN MULTITURN, WITH ENDAT-SCHNITTSTELLE (ENCODER AM2048S/R) SHAFT WITH FITTED KEY, TOLERANCE N; WITH HOLDING BRAKE PROTECTION CLASS IP64; | - | 0 | 0
1FK7042-2AC71-1EB1 |  | 1FK7042-2AC71-1EB1 | 1 | UN | 1 | 15 | C | D | N | N | 85015100 | 1 |  | 4.9 | KG | 1630.87 | 1630.87 | MC05 | MC05 | SIMOTICS S Synchronous motor 1FK7-CT PN=0.59kW; UDC=600V M0=3Nm (100K); NN=2000rpm; Naturally cooled FRAME SIZE IMB 5 (IM V1, IM V3) FLANGE 1, WITH KTY TEMPERATURESENSOR POWER CONNECTOR ROTATABLE ABSOLUTE ENCODERR 2048 S/R + 4096 UMDREHUNGEN MULTITURN, WITH ENDAT-SCHNITTSTELLE (ENCODER AM2048S/R) SHAFT WITH FITTED KEY, TOLERANCE N; WITH HOLDING BRAKE PROTECTION CLASS IP65, | - | 0 | 0
1FK7042-2AC71-1EB2 |  | 1FK7042-2AC71-1EB2 | 1 | UN | 1 | 15 | C | D | N | N | 85015100 | 1 |  | 4.9 | KG | 1630.87 | 1630.87 | MC05 | MC05 | SIMOTICS S Synchronous motor 1FK7-CT PN=0.59kW; UDC=600V M0=3Nm (100K); NN=2000rpm; Naturally cooled FRAME SIZE IMB 5 (IM V1, IM V3) FLANGE 1, WITH KTY TEMPERATURESENSOR POWER CONNECTOR ROTATABLE ABSOLUTE ENCODERR 2048 S/R + 4096 UMDREHUNGEN MULTITURN, WITH ENDAT-SCHNITTSTELLE (ENCODER AM2048S/R) SHAFT WITH FITTED KEY, TOLERANCE N; WITH HOLDING BRAKE PROTECTION CLASS IP65, FLANGE ON DRIVE END IP67; | - | 0 | 0
1FK7042-2AC71-1EG0 |  | 1FK7042-2AC71-1EG0 | 1 | UN | 1 | 15 | C | D | N | N | 85015100 | 1 |  | 4.601 | KG | 1337.08 | 1337.08 | MC05 | MC05 | SIMOTICS S Synchronous motor 1FK7-CT PN=0.59kW; UDC=600V M0=3Nm (100K); NN=2000rpm; Naturally cooled FRAME SIZE IMB 5 (IM V1, IM V3) FLANGE 1, WITH KTY TEMPERATURESENSOR POWER CONNECTOR ROTATABLE ABSOLUTE ENCODERR 2048 S/R + 4096 UMDREHUNGEN MULTITURN, WITH ENDAT-SCHNITTSTELLE (ENCODER AM2048S/R) PLAIN SHAFT, TOLERANCE N; W/O HOLDING BRAKE PROTECTION CLASS IP64; | - | 0 | 0
1FK7042-2AC71-1EG0-Z | M03 | 1FK7042-2AC71-1EG0-ZM03 | 1 | UN | 1 | 15 | C | D | N | N | 85015100 | 1 |  | 4.602 | KG | 1436.31 | 1436.31 | MC05 | MC05 | SIMOTICS S Synchronous motor 1FK7-CT PN=0.59kW; UDC=600V M0=3Nm (100K); NN=2000rpm; Naturally cooled FRAME SIZE IMB 5 (IM V1, IM V3) FLANGE 1, WITH KTY TEMPERATURESENSOR POWER CONNECTOR ROTATABLE ABSOLUTE ENCODERR 2048 S/R + 4096 UMDREHUNGEN MULTITURN, WITH ENDAT-SCHNITTSTELLE (ENCODER AM2048S/R) PLAIN SHAFT, TOLERANCE N; W/O HOLDING BRAKE PROTECTION CLASS IP64; M03: FOR USE IN THE GAS EXPLOSION-PRONE AREA UNIT II, CATEGORY 3G (ZONE 2) TEMPERATURE CLASS T1 TO T3 OBSERVE PLANNING GUIDELINES SEE ENCLOSURE REGARDING THE DECLARATION OF CONFORMITY | - | 0 | 0
1FK7042-2AC71-1EG1 |  | 1FK7042-2AC71-1EG1 | 1 | UN | 1 | 15 | C | D | N | N | 85015100 | 1 |  | 4.601 | KG | 1399.42 | 1399.42 | MC05 | MC05 | SIMOTICS S Synchronous motor 1FK7-CT PN=0.59kW; UDC=600V M0=3Nm (100K); NN=2000rpm; Naturally cooled FRAME SIZE IMB 5 (IM V1, IM V3) FLANGE 1, WITH KTY TEMPERATURESENSOR POWER CONNECTOR ROTATABLE ABSOLUTE ENCODERR 2048 S/R + 4096 UMDREHUNGEN MULTITURN, WITH ENDAT-SCHNITTSTELLE (ENCODER AM2048S/R) PLAIN SHAFT, TOLERANCE N; W/O HOLDING BRAKE PROTECTION CLASS IP65, | - | 0 | 0
1FK7042-2AC71-1EG2 |  | 1FK7042-2AC71-1EG2 | 1 | UN | 1 | 15 | C | D | N | N | 85015100 | 1 |  | 4.601 | KG | 1399.42 | 1399.42 | MC05 | MC05 | SIMOTICS S Synchronous motor 1FK7-CT PN=0.59kW; UDC=600V M0=3Nm (100K); NN=2000rpm; Naturally cooled FRAME SIZE IMB 5 (IM V1, IM V3) FLANGE 1, WITH KTY TEMPERATURESENSOR POWER CONNECTOR ROTATABLE ABSOLUTE ENCODERR 2048 S/R + 4096 UMDREHUNGEN MULTITURN, WITH ENDAT-SCHNITTSTELLE (ENCODER AM2048S/R) PLAIN SHAFT, TOLERANCE N; W/O HOLDING BRAKE PROTECTION CLASS IP65, FLANGE ON DRIVE END IP67; | - | 0 | 0
1FK7042-2AC71-1EH0 |  | 1FK7042-2AC71-1EH0 | 1 | UN | 1 | 15 | C | D | N | N | 85015100 | 1 |  | 4.9 | KG | 1509.55 | 1509.55 | MC05 | MC05 | SIMOTICS S Synchronous motor 1FK7-CT PN=0.59kW; UDC=600V M0=3Nm (100K); NN=2000rpm; Naturally cooled FRAME SIZE IMB 5 (IM V1, IM V3) FLANGE 1, WITH KTY TEMPERATURESENSOR POWER CONNECTOR ROTATABLE ABSOLUTE ENCODERR 2048 S/R + 4096 UMDREHUNGEN MULTITURN, WITH ENDAT-SCHNITTSTELLE (ENCODER AM2048S/R) PLAIN SHAFT, TOLERANCE N; WITH HOLDING BRAKE PROTECTION CLASS IP64; | - | 0 | 0
1FK7042-2AC71-1EH1 |  | 1FK7042-2AC71-1EH1 | 1 | UN | 1 | 15 | C | D | N | N | 85015100 | 1 |  | 4.9 | KG | 1571.89 | 1571.89 | MC05 | MC05 | SIMOTICS S Synchronous motor 1FK7-CT PN=0.59kW; UDC=600V M0=3Nm (100K); NN=2000rpm; Naturally cooled FRAME SIZE IMB 5 (IM V1, IM V3) FLANGE 1, WITH KTY TEMPERATURESENSOR POWER CONNECTOR ROTATABLE ABSOLUTE ENCODERR 2048 S/R + 4096 UMDREHUNGEN MULTITURN, WITH ENDAT-SCHNITTSTELLE (ENCODER AM2048S/R) PLAIN SHAFT, TOLERANCE N; WITH HOLDING BRAKE PROTECTION CLASS IP65, | - | 0 | 0
1FK7042-2AC71-1EH2 |  | 1FK7042-2AC71-1EH2 | 1 | UN | 1 | 15 | C | D | N | N | 85015100 | 1 |  | 4.9 | KG | 1571.89 | 1571.89 | MC05 | MC05 | SIMOTICS S Synchronous motor 1FK7-CT PN=0.59kW; UDC=600V M0=3Nm (100K); NN=2000rpm; Naturally cooled FRAME SIZE IMB 5 (IM V1, IM V3) FLANGE 1, WITH KTY TEMPERATURESENSOR POWER CONNECTOR ROTATABLE ABSOLUTE ENCODERR 2048 S/R + 4096 UMDREHUNGEN MULTITURN, WITH ENDAT-SCHNITTSTELLE (ENCODER AM2048S/R) PLAIN SHAFT, TOLERANCE N; WITH HOLDING BRAKE PROTECTION CLASS IP65, FLANGE ON DRIVE END IP67; | - | 0 | 0
1FK7042-2AC71-1FA0 |  | 1FK7042-2AC71-1FA0 | 1 | UN | 1 | 15 | C | D | N | N | 85015100 | 1 |  | 4.601 | KG | 1607.19 | 1607.19 | MC05 | MC05 | SIMOTICS S Synchronous motor 1FK7-CT PN=0.59kW; UDC=600V M0=3Nm (100K); NN=2000rpm; Naturally cooled FRAME SIZE IMB 5 (IM V1, IM V3) FLANGE 1 POWER CONNECTOR ROTATABLE ABSOLUTE ENCODER 22BIT + 12 BIT MULTITURN, WITH DRIVE-CLIQ INTERFACE (ENCODER AM22DQ) SHAFT WITH FITTED KEY, TOLERANCE N; W/O HOLDING BRAKE PROTECTION CLASS IP64; | - | 0 | 0
1FK7042-2AC71-1FA2 |  | 1FK7042-2AC71-1FA2 | 1 | UN | 1 | 15 | C | D | N | N | 85015100 | 1 |  | 4.601 | KG | 1669.53 | 1669.53 | MC05 | MC05 | SIMOTICS S Synchronous motor 1FK7-CT PN=0.59kW; UDC=600V M0=3Nm (100K); NN=2000rpm; Naturally cooled FRAME SIZE IMB 5 (IM V1, IM V3) FLANGE 1 POWER CONNECTOR ROTATABLE ABSOLUTE ENCODER 22BIT + 12 BIT MULTITURN, WITH DRIVE-CLIQ INTERFACE (ENCODER AM22DQ) SHAFT WITH FITTED KEY, TOLERANCE N; W/O HOLDING BRAKE PROTECTION CLASS IP65, FLANGE ON DRIVE END IP67; | - | 0 | 0
1FK7042-2AC71-1FB0 |  | 1FK7042-2AC71-1FB0 | 1 | UN | 1 | 15 | C | D | N | N | 85015100 | 1 |  | 4.9 | KG | 1781.15 | 1781.15 | MC05 | MC05 | SIMOTICS S Synchronous motor 1FK7-CT PN=0.59kW; UDC=600V M0=3Nm (100K); NN=2000rpm; Naturally cooled FRAME SIZE IMB 5 (IM V1, IM V3) FLANGE 1 POWER CONNECTOR ROTATABLE ABSOLUTE ENCODER 22BIT + 12 BIT MULTITURN, WITH DRIVE-CLIQ INTERFACE (ENCODER AM22DQ) SHAFT WITH FITTED KEY, TOLERANCE N; WITH HOLDING BRAKE PROTECTION CLASS IP64; | - | 0 | 0
1FK7042-2AC71-1FB1 |  | 1FK7042-2AC71-1FB1 | 1 | UN | 1 | 15 | C | D | N | N | 85015100 | 1 |  | 4.9 | KG | 1843.49 | 1843.49 | MC05 | MC05 | SIMOTICS S Synchronous motor 1FK7-CT PN=0.59kW; UDC=600V M0=3Nm (100K); NN=2000rpm; Naturally cooled FRAME SIZE IMB 5 (IM V1, IM V3) FLANGE 1 POWER CONNECTOR ROTATABLE ABSOLUTE ENCODER 22BIT + 12 BIT MULTITURN, WITH DRIVE-CLIQ INTERFACE (ENCODER AM22DQ) SHAFT WITH FITTED KEY, TOLERANCE N; WITH HOLDING BRAKE PROTECTION CLASS IP65, | - | 0 | 0
1FK7042-2AC71-1FB2 |  | 1FK7042-2AC71-1FB2 | 1 | UN | 1 | 15 | C | D | N | N | 85015100 | 1 |  | 4.9 | KG | 1843.49 | 1843.49 | MC05 | MC05 | SIMOTICS S Synchronous motor 1FK7-CT PN=0.59kW; UDC=600V M0=3Nm (100K); NN=2000rpm; Naturally cooled FRAME SIZE IMB 5 (IM V1, IM V3) FLANGE 1 POWER CONNECTOR ROTATABLE ABSOLUTE ENCODER 22BIT + 12 BIT MULTITURN, WITH DRIVE-CLIQ INTERFACE (ENCODER AM22DQ) SHAFT WITH FITTED KEY, TOLERANCE N; WITH HOLDING BRAKE PROTECTION CLASS IP65, FLANGE ON DRIVE END IP67; | - | 0 | 0
1FK7042-2AC71-1FG0 |  | 1FK7042-2AC71-1FG0 | 1 | UN | 1 | 15 | C | D | N | N | 85015100 | 1 |  | 4.601 | KG | 1549.7 | 1549.7 | MC05 | MC05 | SIMOTICS S Synchronous motor 1FK7-CT PN=0.59kW; UDC=600V M0=3Nm (100K); NN=2000rpm; Naturally cooled FRAME SIZE IMB 5 (IM V1, IM V3) FLANGE 1 POWER CONNECTOR ROTATABLE ABSOLUTE ENCODER 22BIT + 12 BIT MULTITURN, WITH DRIVE-CLIQ INTERFACE (ENCODER AM22DQ) PLAIN SHAFT, TOLERANCE N; W/O HOLDING BRAKE PROTECTION CLASS IP64; | - | 0 | 0
1FK7042-2AC71-1FG1 |  | 1FK7042-2AC71-1FG1 | 1 | UN | 1 | 15 | C | D | N | N | 85015100 | 1 |  | 4.601 | KG | 1612.04 | 1612.04 | MC05 | MC05 | SIMOTICS S Synchronous motor 1FK7-CT PN=0.59kW; UDC=600V M0=3Nm (100K); NN=2000rpm; Naturally cooled FRAME SIZE IMB 5 (IM V1, IM V3) FLANGE 1 POWER CONNECTOR ROTATABLE ABSOLUTE ENCODER 22BIT + 12 BIT MULTITURN, WITH DRIVE-CLIQ INTERFACE (ENCODER AM22DQ) PLAIN SHAFT, TOLERANCE N; W/O HOLDING BRAKE PROTECTION CLASS IP65, | - | 0 | 0
1FK7042-2AC71-1FH0 |  | 1FK7042-2AC71-1FH0 | 1 | UN | 1 | 15 | C | D | N | N | 85015100 | 1 |  | 4.9 | KG | 1722.17 | 1722.17 | MC05 | MC05 | SIMOTICS S Synchronous motor 1FK7-CT PN=0.59kW; UDC=600V M0=3Nm (100K); NN=2000rpm; Naturally cooled FRAME SIZE IMB 5 (IM V1, IM V3) FLANGE 1 POWER CONNECTOR ROTATABLE ABSOLUTE ENCODER 22BIT + 12 BIT MULTITURN, WITH DRIVE-CLIQ INTERFACE (ENCODER AM22DQ) PLAIN SHAFT, TOLERANCE N; WITH HOLDING BRAKE PROTECTION CLASS IP64; | - | 0 | 0
1FK7042-2AC71-1FH2 |  | 1FK7042-2AC71-1FH2 | 1 | UN | 1 | 15 | C | D | N | N | 85015100 | 1 |  | 4.9 | KG | 1784.51 | 1784.51 | MC05 | MC05 | SIMOTICS S Synchronous motor 1FK7-CT PN=0.59kW; UDC=600V M0=3Nm (100K); NN=2000rpm; Naturally cooled FRAME SIZE IMB 5 (IM V1, IM V3) FLANGE 1 POWER CONNECTOR ROTATABLE ABSOLUTE ENCODER 22BIT + 12 BIT MULTITURN, WITH DRIVE-CLIQ INTERFACE (ENCODER AM22DQ) PLAIN SHAFT, TOLERANCE N; WITH HOLDING BRAKE PROTECTION CLASS IP65, FLANGE ON DRIVE END IP67; | - | 0 | 0
1FK7042-2AC71-1PA0 |  | 1FK7042-2AC71-1PA0 | 1 | UN | 1 | 15 | C | D | N | N | 85015100 | 1 |  | 4.701 | KG | 916.95 | 916.95 | MC05 | MC05 | SIMOTICS S Synchronous motor 1FK7-CT PN=0.59kW; UDC=600V M0=3Nm (100K); NN=2000rpm; Naturally cooled FRAME SIZE IMB 5 (IM V1, IM V3) FLANGE 1 POWER CONNECTOR ROTATABLE RESOLVER 2-POLE, WITH DRIVE CLIQ-INTERFACE SHAFT WITH FITTED KEY, TOLERANCE N; W/O HOLDING BRAKE PROTECTION CLASS IP64; | - | 0 | 0
1FK7042-2AC71-1PA1 |  | 1FK7042-2AC71-1PA1 | 1 | UN | 1 | 15 | C | D | N | N | 85015100 | 1 |  | 4.701 | KG | 979.29 | 979.29 | MC05 | MC05 | SIMOTICS S Synchronous motor 1FK7-CT PN=0.59kW; UDC=600V M0=3Nm (100K); NN=2000rpm; Naturally cooled FRAME SIZE IMB 5 (IM V1, IM V3) FLANGE 1 POWER CONNECTOR ROTATABLE RESOLVER 2-POLE, WITH DRIVE CLIQ-INTERFACE SHAFT WITH FITTED KEY, TOLERANCE N; W/O HOLDING BRAKE PROTECTION CLASS IP65, | - | 0 | 0
1FK7042-2AC71-1PA2 |  | 1FK7042-2AC71-1PA2 | 1 | UN | 1 | 15 | C | D | N | N | 85015100 | 1 |  | 4.701 | KG | 979.29 | 979.29 | MC05 | MC05 | SIMOTICS S Synchronous motor 1FK7-CT PN=0.59kW; UDC=600V M0=3Nm (100K); NN=2000rpm; Naturally cooled FRAME SIZE IMB 5 (IM V1, IM V3) FLANGE 1 POWER CONNECTOR ROTATABLE RESOLVER 2-POLE, WITH DRIVE CLIQ-INTERFACE SHAFT WITH FITTED KEY, TOLERANCE N; W/O HOLDING BRAKE PROTECTION CLASS IP65, FLANGE ON DRIVE END IP67; | - | 0 | 0
1FK7042-2AC71-1PB0 |  | 1FK7042-2AC71-1PB0 | 1 | UN | 1 | 15 | C | D | N | N | 85015100 | 1 |  | 5 | KG | 1090.91 | 1090.91 | MC05 | MC05 | SIMOTICS S Synchronous motor 1FK7-CT PN=0.59kW; UDC=600V M0=3Nm (100K); NN=2000rpm; Naturally cooled FRAME SIZE IMB 5 (IM V1, IM V3) FLANGE 1 POWER CONNECTOR ROTATABLE RESOLVER 2-POLE, WITH DRIVE CLIQ-INTERFACE SHAFT WITH FITTED KEY, TOLERANCE N; WITH HOLDING BRAKE PROTECTION CLASS IP64; | - | 0 | 0
1FK7042-2AC71-1PB1 |  | 1FK7042-2AC71-1PB1 | 1 | UN | 1 | 15 | C | D | N | N | 85015100 | 1 |  | 5 | KG | 1153.25 | 1153.25 | MC05 | MC05 | SIMOTICS S Synchronous motor 1FK7-CT PN=0.59kW; UDC=600V M0=3Nm (100K); NN=2000rpm; Naturally cooled FRAME SIZE IMB 5 (IM V1, IM V3) FLANGE 1 POWER CONNECTOR ROTATABLE RESOLVER 2-POLE, WITH DRIVE CLIQ-INTERFACE SHAFT WITH FITTED KEY, TOLERANCE N; WITH HOLDING BRAKE PROTECTION CLASS IP65, | - | 0 | 0
1FK7042-2AC71-1PB2 |  | 1FK7042-2AC71-1PB2 | 1 | UN | 1 | 15 | C | D | N | N | 85015100 | 1 |  | 5 | KG | 1153.25 | 1153.25 | MC05 | MC05 | SIMOTICS S Synchronous motor 1FK7-CT PN=0.59kW; UDC=600V M0=3Nm (100K); NN=2000rpm; Naturally cooled FRAME SIZE IMB 5 (IM V1, IM V3) FLANGE 1 POWER CONNECTOR ROTATABLE RESOLVER 2-POLE, WITH DRIVE CLIQ-INTERFACE SHAFT WITH FITTED KEY, TOLERANCE N; WITH HOLDING BRAKE PROTECTION CLASS IP65, FLANGE ON DRIVE END IP67; | - | 0 | 0
1FK7042-2AC71-1PG0 |  | 1FK7042-2AC71-1PG0 | 1 | UN | 1 | 15 | C | D | N | N | 85015100 | 1 |  | 4.701 | KG | 859.46 | 859.46 | MC05 | MC05 | SIMOTICS S Synchronous motor 1FK7-CT PN=0.59kW; UDC=600V M0=3Nm (100K); NN=2000rpm; Naturally cooled FRAME SIZE IMB 5 (IM V1, IM V3) FLANGE 1 POWER CONNECTOR ROTATABLE RESOLVER 2-POLE, WITH DRIVE CLIQ-INTERFACE PLAIN SHAFT, TOLERANCE N; W/O HOLDING BRAKE PROTECTION CLASS IP64; | - | 0 | 0
1FK7042-2AC71-1PG1 |  | 1FK7042-2AC71-1PG1 | 1 | UN | 1 | 15 | C | D | N | N | 85015100 | 1 |  | 4.701 | KG | 921.8 | 921.8 | MC05 | MC05 | SIMOTICS S Synchronous motor 1FK7-CT PN=0.59kW; UDC=600V M0=3Nm (100K); NN=2000rpm; Naturally cooled FRAME SIZE IMB 5 (IM V1, IM V3) FLANGE 1 POWER CONNECTOR ROTATABLE RESOLVER 2-POLE, WITH DRIVE CLIQ-INTERFACE PLAIN SHAFT, TOLERANCE N; W/O HOLDING BRAKE PROTECTION CLASS IP65, | - | 0 | 0
1FK7042-2AC71-1PG2 |  | 1FK7042-2AC71-1PG2 | 1 | UN | 1 | 15 | C | D | N | N | 85015100 | 1 |  | 4.701 | KG | 921.8 | 921.8 | MC05 | MC05 | SIMOTICS S Synchronous motor 1FK7-CT PN=0.59kW; UDC=600V M0=3Nm (100K); NN=2000rpm; Naturally cooled FRAME SIZE IMB 5 (IM V1, IM V3) FLANGE 1 POWER CONNECTOR ROTATABLE RESOLVER 2-POLE, WITH DRIVE CLIQ-INTERFACE PLAIN SHAFT, TOLERANCE N; W/O HOLDING BRAKE PROTECTION CLASS IP65, FLANGE ON DRIVE END IP67; | - | 0 | 0
1FK7042-2AC71-1PH0 |  | 1FK7042-2AC71-1PH0 | 1 | UN | 1 | 15 | C | D | N | N | 85015100 | 1 |  | 5 | KG | 1031.93 | 1031.93 | MC05 | MC05 | SIMOTICS S Synchronous motor 1FK7-CT PN=0.59kW; UDC=600V M0=3Nm (100K); NN=2000rpm; Naturally cooled FRAME SIZE IMB 5 (IM V1, IM V3) FLANGE 1 POWER CONNECTOR ROTATABLE RESOLVER 2-POLE, WITH DRIVE CLIQ-INTERFACE PLAIN SHAFT, TOLERANCE N; WITH HOLDING BRAKE PROTECTION CLASS IP64; | - | 0 | 0
1FK7042-2AC71-1PH1 |  | 1FK7042-2AC71-1PH1 | 1 | UN | 1 | 15 | C | D | N | N | 85015100 | 1 |  | 5 | KG | 1094.27 | 1094.27 | MC05 | MC05 | SIMOTICS S Synchronous motor 1FK7-CT PN=0.59kW; UDC=600V M0=3Nm (100K); NN=2000rpm; Naturally cooled FRAME SIZE IMB 5 (IM V1, IM V3) FLANGE 1 POWER CONNECTOR ROTATABLE RESOLVER 2-POLE, WITH DRIVE CLIQ-INTERFACE PLAIN SHAFT, TOLERANCE N; WITH HOLDING BRAKE PROTECTION CLASS IP65, | - | 0 | 0
1FK7042-2AC71-1PH2 |  | 1FK7042-2AC71-1PH2 | 1 | UN | 1 | 15 | C | D | N | N | 85015100 | 1 |  | 5 | KG | 1094.27 | 1094.27 | MC05 | MC05 | SIMOTICS S Synchronous motor 1FK7-CT PN=0.59kW; UDC=600V M0=3Nm (100K); NN=2000rpm; Naturally cooled FRAME SIZE IMB 5 (IM V1, IM V3) FLANGE 1 POWER CONNECTOR ROTATABLE RESOLVER 2-POLE, WITH DRIVE CLIQ-INTERFACE PLAIN SHAFT, TOLERANCE N; WITH HOLDING BRAKE PROTECTION CLASS IP65, FLANGE ON DRIVE END IP67; | - | 0 | 0
1FK7042-2AC71-1QA0 |  | 1FK7042-2AC71-1QA0 | 1 | UN | 1 | 15 | C | D | N | N | 85015100 | 1 |  | 4.601 | KG | 985.64 | 985.64 | MC05 | MC05 | SIMOTICS S Synchronous motor 1FK7-CT PN=0.59kW; UDC=600V M0=3Nm (100K); NN=2000rpm; Naturally cooled IMB 5 design (IM V1, IM V3) Flange 1 Power connector rotatable Absolute encoder single-turn 20-bit with Drive-CLiQ interface (encoder AS20DQI) shaft with feather key, tolerance N without holding brake IP64 degree of protection | - | 0 | 0
1FK7042-2AC71-1QA1 |  | 1FK7042-2AC71-1QA1 | 1 | UN | 1 | 15 | C | D | N | N | 85015100 | 1 |  | 4.601 | KG | 1047.98 | 1047.98 | MC05 | MC05 | SIMOTICS S Synchronous motor 1FK7-CT PN=0.59kW; UDC=600V M0=3Nm (100K); NN=2000rpm; Naturally cooled IMB 5 design (IM V1, IM V3) Flange 1 Power connector rotatable Absolute encoder single-turn 20-bit with Drive-CLiQ interface (encoder AS20DQI) shaft with feather key, tolerance N without holding brake IP65 degree of protection | - | 0 | 0
1FK7042-2AC71-1QA2 |  | 1FK7042-2AC71-1QA2 | 1 | UN | 1 | 15 | C | D | N | N | 85015100 | 1 |  | 4.601 | KG | 1047.98 | 1047.98 | MC05 | MC05 | SIMOTICS S Synchronous motor 1FK7-CT PN=0.59kW; UDC=600V M0=3Nm (100K); NN=2000rpm; Naturally cooled IMB 5 design (IM V1, IM V3) Flange 1 Power connector rotatable Absolute encoder single-turn 20-bit with Drive-CLiQ interface (encoder AS20DQI) shaft with feather key, tolerance N without holding brake IP65 degree of protection DE flange IP67 | - | 0 | 0
1FK7042-2AC71-1QB0 |  | 1FK7042-2AC71-1QB0 | 1 | UN | 1 | 15 | C | D | N | N | 85015100 | 1 |  | 4.9 | KG | 1159.6 | 1159.6 | MC05 | MC05 | SIMOTICS S Synchronous motor 1FK7-CT PN=0.59kW; UDC=600V M0=3Nm (100K); NN=2000rpm; Naturally cooled IMB 5 design (IM V1, IM V3) Flange 1 Power connector rotatable Absolute encoder single-turn 20-bit with Drive-CLiQ interface (encoder AS20DQI) shaft with feather key, tolerance N with holding brake IP64 degree of protection | - | 0 | 0
1FK7042-2AC71-1QB1 |  | 1FK7042-2AC71-1QB1 | 1 | UN | 1 | 15 | C | D | N | N | 85015100 | 1 |  | 4.9 | KG | 1221.94 | 1221.94 | MC05 | MC05 | SIMOTICS S Synchronous motor 1FK7-CT PN=0.59kW; UDC=600V M0=3Nm (100K); NN=2000rpm; Naturally cooled IMB 5 design (IM V1, IM V3) Flange 1 Power connector rotatable Absolute encoder single-turn 20-bit with Drive-CLiQ interface (encoder AS20DQI) shaft with feather key, tolerance N with holding brake IP65 degree of protection | - | 0 | 0
1FK7042-2AC71-1QB1-Z | B02L13 | 1FK7042-2AC71-1QB1-ZB02L13 | 1 | UN | 1 | 15 | C | D | N | N | 85015100 | 1 |  | 4.9 | KG | 1278.77 | 1278.77 | MC05 | MC05 | SIMOTICS S Synchronous motor 1FK7-CT PN=0.59kW; UDC=600V M0=3Nm (100K); NN=2000rpm; Naturally cooled IMB 5 design (IM V1, IM V3) Flange 1 Power connector rotatable Absolute encoder single-turn 20-bit with Drive-CLiQ interface (encoder AS20DQI) shaft with feather key, tolerance N with holding brake IP65 degree of protection B02:ACCEPTANCE TEST CERTIFICATE EN 10 204-3.1 L13: OUTER EARTHING SCREW | - | 0 | 0
1FK7042-2AC71-1QB2 |  | 1FK7042-2AC71-1QB2 | 1 | UN | 1 | 15 | C | D | N | N | 85015100 | 1 |  | 4.9 | KG | 1221.94 | 1221.94 | MC05 | MC05 | SIMOTICS S Synchronous motor 1FK7-CT PN=0.59kW; UDC=600V M0=3Nm (100K); NN=2000rpm; Naturally cooled IMB 5 design (IM V1, IM V3) Flange 1 Power connector rotatable Absolute encoder single-turn 20-bit with Drive-CLiQ interface (encoder AS20DQI) shaft with feather key, tolerance N with holding brake IP65 degree of protection DE flange IP67 | - | 0 | 0
1FK7042-2AC71-1QG1 |  | 1FK7042-2AC71-1QG1 | 1 | UN | 1 | 15 | C | D | N | N | 85015100 | 1 |  | 4.601 | KG | 990.49 | 990.49 | MC05 | MC05 | SIMOTICS S Synchronous motor 1FK7-CT PN=0.59kW; UDC=600V M0=3Nm (100K); NN=2000rpm; Naturally cooled IMB 5 design (IM V1, IM V3) Flange 1 Power connector rotatable Absolute encoder single-turn 20-bit with Drive-CLiQ interface (encoder AS20DQI) smooth shaft, tolerance N without holding brake IP65 degree of protection | - | 0 | 0
1FK7042-2AC71-1QG2 |  | 1FK7042-2AC71-1QG2 | 1 | UN | 1 | 15 | C | D | N | N | 85015100 | 1 |  | 4.601 | KG | 990.49 | 990.49 | MC05 | MC05 | SIMOTICS S Synchronous motor 1FK7-CT PN=0.59kW; UDC=600V M0=3Nm (100K); NN=2000rpm; Naturally cooled IMB 5 design (IM V1, IM V3) Flange 1 Power connector rotatable Absolute encoder single-turn 20-bit with Drive-CLiQ interface (encoder AS20DQI) smooth shaft, tolerance N without holding brake IP65 degree of protection DE flange IP67 | - | 0 | 0
1FK7042-2AC71-1QH1 |  | 1FK7042-2AC71-1QH1 | 1 | UN | 1 | 15 | C | D | N | N | 85015100 | 1 |  | 4.9 | KG | 1162.97 | 1162.97 | MC05 | MC05 | SIMOTICS S Synchronous motor 1FK7-CT PN=0.59kW; UDC=600V M0=3Nm (100K); NN=2000rpm; Naturally cooled IMB 5 design (IM V1, IM V3) Flange 1 Power connector rotatable Absolute encoder single-turn 20-bit with Drive-CLiQ interface (encoder AS20DQI) smooth shaft, tolerance N with holding brake IP65 degree of protection | - | 0 | 0
1FK7042-2AC71-1QH2 |  | 1FK7042-2AC71-1QH2 | 1 | UN | 1 | 15 | C | D | N | N | 85015100 | 1 |  | 4.9 | KG | 1162.97 | 1162.97 | MC05 | MC05 | SIMOTICS S Synchronous motor 1FK7-CT PN=0.59kW; UDC=600V M0=3Nm (100K); NN=2000rpm; Naturally cooled IMB 5 design (IM V1, IM V3) Flange 1 Power connector rotatable Absolute encoder single-turn 20-bit with Drive-CLiQ interface (encoder AS20DQI) smooth shaft, tolerance N with holding brake IP65 degree of protection DE flange IP67 | - | 0 | 0
1FK7042-2AC71-1RA0 |  | 1FK7042-2AC71-1RA0 | 1 | UN | 1 | 15 | C | D | N | N | 85015100 | 1 |  | 4.601 | KG | 1235.01 | 1235.01 | MC05 | MC05 | SIMOTICS S Synchronous motor 1FK7-CT PN=0.59kW; UDC=600V M0=3Nm (100K); NN=2000rpm; Naturally cooled IMB 5 design (IM V1, IM V3) Flange 1 Power connector rotatable Absolute encoder 20-bit +12-bit multi-turn with Drive-CLiQ interface (encoder AM20DQI) shaft with feather key, tolerance N without holding brake IP64 degree of protection | - | 0 | 0
1FK7042-2AC71-1RA0-Z | M39 | 1FK7042-2AC71-1RA0-ZM39 | 1 | UN | 1 | 15 | C | D | N | N | 85015100 | 1 |  | 4.602 | KG | 1336.18 | 1336.18 | MC05 | MC05 | SIMOTICS S Synchronous motor 1FK7-CT PN=0.59kW; UDC=600V M0=3Nm (100K); NN=2000rpm; Naturally cooled IMB 5 design (IM V1, IM V3) Flange 1 Power connector rotatable Absolute encoder 20-bit +12-bit multi-turn with Drive-CLiQ interface (encoder AM20DQI) shaft with feather key, tolerance N without holding brake IP64 degree of protection M39: For use in explosive dust atmosphere area Group II Category 3D (Zone 22) Max. surface temperature T=160Â° | - | 0 | 0
1FK7042-2AC71-1RA1 |  | 1FK7042-2AC71-1RA1 | 1 | UN | 1 | 15 | C | D | N | N | 85015100 | 1 |  | 4.601 | KG | 1297.35 | 1297.35 | MC05 | MC05 | SIMOTICS S Synchronous motor 1FK7-CT PN=0.59kW; UDC=600V M0=3Nm (100K); NN=2000rpm; Naturally cooled IMB 5 design (IM V1, IM V3) Flange 1 Power connector rotatable Absolute encoder 20-bit +12-bit multi-turn with Drive-CLiQ interface (encoder AM20DQI) shaft with feather key, tolerance N without holding brake IP65 degree of protection | - | 0 | 0
1FK7042-2AC71-1RA2 |  | 1FK7042-2AC71-1RA2 | 1 | UN | 1 | 15 | C | D | N | N | 85015100 | 1 |  | 4.601 | KG | 1297.35 | 1297.35 | MC05 | MC05 | SIMOTICS S Synchronous motor 1FK7-CT PN=0.59kW; UDC=600V M0=3Nm (100K); NN=2000rpm; Naturally cooled IMB 5 design (IM V1, IM V3) Flange 1 Power connector rotatable Absolute encoder 20-bit +12-bit multi-turn with Drive-CLiQ interface (encoder AM20DQI) shaft with feather key, tolerance N without holding brake IP65 degree of protection DE flange IP67 | - | 0 | 0
1FK7042-2AC71-1RB0 |  | 1FK7042-2AC71-1RB0 | 1 | UN | 1 | 15 | C | D | N | N | 85015100 | 1 |  | 4.9 | KG | 1408.99 | 1408.99 | MC05 | MC05 | SIMOTICS S Synchronous motor 1FK7-CT PN=0.59kW; UDC=600V M0=3Nm (100K); NN=2000rpm; Naturally cooled IMB 5 design (IM V1, IM V3) Flange 1 Power connector rotatable Absolute encoder 20-bit +12-bit multi-turn with Drive-CLiQ interface (encoder AM20DQI) shaft with feather key, tolerance N with holding brake IP64 degree of protection | - | 0 | 0
1FK7042-2AC71-1RB1 |  | 1FK7042-2AC71-1RB1 | 1 | UN | 1 | 15 | C | D | N | N | 85015100 | 1 |  | 4.9 | KG | 1471.32 | 1471.32 | MC05 | MC05 | SIMOTICS S Synchronous motor 1FK7-CT PN=0.59kW; UDC=600V M0=3Nm (100K); NN=2000rpm; Naturally cooled IMB 5 design (IM V1, IM V3) Flange 1 Power connector rotatable Absolute encoder 20-bit +12-bit multi-turn with Drive-CLiQ interface (encoder AM20DQI) shaft with feather key, tolerance N with holding brake IP65 degree of protection | - | 0 | 0
1FK7042-2AC71-1RB2 |  | 1FK7042-2AC71-1RB2 | 1 | UN | 1 | 15 | C | D | N | N | 85015100 | 1 |  | 4.9 | KG | 1471.32 | 1471.32 | MC05 | MC05 | SIMOTICS S Synchronous motor 1FK7-CT PN=0.59kW; UDC=600V M0=3Nm (100K); NN=2000rpm; Naturally cooled IMB 5 design (IM V1, IM V3) Flange 1 Power connector rotatable Absolute encoder 20-bit +12-bit multi-turn with Drive-CLiQ interface (encoder AM20DQI) shaft with feather key, tolerance N with holding brake IP65 degree of protection DE flange IP67 | - | 0 | 0
1FK7042-2AC71-1RG1 |  | 1FK7042-2AC71-1RG1 | 1 | UN | 1 | 15 | C | D | N | N | 85015100 | 1 |  | 4.601 | KG | 1239.86 | 1239.86 | MC05 | MC05 | SIMOTICS S Synchronous motor 1FK7-CT PN=0.59kW; UDC=600V M0=3Nm (100K); NN=2000rpm; Naturally cooled IMB 5 design (IM V1, IM V3) Flange 1 Power connector rotatable Absolute encoder 20-bit +12-bit multi-turn with Drive-CLiQ interface (encoder AM20DQI) smooth shaft, tolerance N without holding brake IP65 degree of protection | - | 0 | 0
1FK7042-2AC71-1RG2 |  | 1FK7042-2AC71-1RG2 | 1 | UN | 1 | 15 | C | D | N | N | 85015100 | 1 |  | 4.601 | KG | 1239.86 | 1239.86 | MC05 | MC05 | SIMOTICS S Synchronous motor 1FK7-CT PN=0.59kW; UDC=600V M0=3Nm (100K); NN=2000rpm; Naturally cooled IMB 5 design (IM V1, IM V3) Flange 1 Power connector rotatable Absolute encoder 20-bit +12-bit multi-turn with Drive-CLiQ interface (encoder AM20DQI) smooth shaft, tolerance N without holding brake IP65 degree of protection DE flange IP67 | - | 0 | 0
1FK7042-2AC71-1RH0-Z | V40 | 1FK7042-2AC71-1RH0-ZV40 | 1 | UN | 1 | 15 | C | D | N | N | 85015100 | 1 |  | 8.7 | KG | 2238.78 | 2238.78 | MC05 | MC05 | SIMOTICS S Synchronous motor 1FK7-CT PN=0.59kW; UDC=600V M0=3Nm (100K); NN=2000rpm; Naturally cooled IMB 5 design (IM V1, IM V3) Flange 1 Power connector rotatable Absolute encoder 20-bit +12-bit multi-turn with Drive-CLiQ interface (encoder AM20DQI) smooth shaft, tolerance N with holding brake IP64 degree of protection V40: ALPHA NP, NP 025 Planetary gear unit 1-stage, i=5, with feather key | - | 0 | 0
1FK7042-2AC71-1RH0-Z | V42 | 1FK7042-2AC71-1RH0-ZV42 | 1 | UN | 1 | 15 | C | D | N | N | 85015100 | 1 |  | 8.7 | KG | 2238.78 | 2238.78 | MC05 | MC05 | SIMOTICS S Synchronous motor 1FK7-CT PN=0.59kW; UDC=600V M0=3Nm (100K); NN=2000rpm; Naturally cooled IMB 5 design (IM V1, IM V3) Flange 1 Power connector rotatable Absolute encoder 20-bit +12-bit multi-turn with Drive-CLiQ interface (encoder AM20DQI) smooth shaft, tolerance N with holding brake IP64 degree of protection V42: ALPHA NP, NP 025 Planetary gear unit 1-stage, i=10, with feather key | - | 0 | 0
1FK7042-2AC71-1RH1 |  | 1FK7042-2AC71-1RH1 | 1 | UN | 1 | 15 | C | D | N | N | 85015100 | 1 |  | 4.9 | KG | 1412.34 | 1412.34 | MC05 | MC05 | SIMOTICS S Synchronous motor 1FK7-CT PN=0.59kW; UDC=600V M0=3Nm (100K); NN=2000rpm; Naturally cooled IMB 5 design (IM V1, IM V3) Flange 1 Power connector rotatable Absolute encoder 20-bit +12-bit multi-turn with Drive-CLiQ interface (encoder AM20DQI) smooth shaft, tolerance N with holding brake IP65 degree of protection | - | 0 | 0
1FK7042-2AC71-1RH1-Z | J23 | 1FK7042-2AC71-1RH1-ZJ23 | 1 | UN | 1 | 15 | C | D | N | N | 85015100 | 1 |  | 8.5 | KG | 2812.77 | 2812.77 | MC05 | MC05 | SIMOTICS S Synchronous motor 1FK7-CT PN=0.59kW; UDC=600V M0=3Nm (100K); NN=2000rpm; Naturally cooled IMB 5 design (IM V1, IM V3) Flange 1 Power connector rotatable Absolute encoder 20-bit +12-bit multi-turn with Drive-CLiQ interface (encoder AM20DQI) smooth shaft, tolerance N with holding brake IP65 degree of protection J23: ALPHA SP+, SP 075S-MF1 PLANETARY GEARING 1 STAGE,I=5, W/O FEATHER KEY | - | 0 | 0
1FK7042-2AC71-1RH2 |  | 1FK7042-2AC71-1RH2 | 1 | UN | 1 | 15 | C | D | N | N | 85015100 | 1 |  | 4.9 | KG | 1412.34 | 1412.34 | MC05 | MC05 | SIMOTICS S Synchronous motor 1FK7-CT PN=0.59kW; UDC=600V M0=3Nm (100K); NN=2000rpm; Naturally cooled IMB 5 design (IM V1, IM V3) Flange 1 Power connector rotatable Absolute encoder 20-bit +12-bit multi-turn with Drive-CLiQ interface (encoder AM20DQI) smooth shaft, tolerance N with holding brake IP65 degree of protection DE flange IP67 | - | 0 | 0
1FK7042-2AC71-1SA0 |  | 1FK7042-2AC71-1SA0 | 1 | UN | 1 | 15 | C | D | N | N | 85015100 | 1 |  | 4.602 | KG | 756.25 | 756.25 | MC05 | MC05 | SIMOTICS S Synchronous motor 1FK7-CT PN=0.59kW; UDC=600V M0=3Nm (100K); NN=2000rpm; Naturally cooled FRAME SIZE IMB 5 (IM V1, IM V3) FLANGE 1, WITH KTY TEMPERATURESENSOR POWER CONNECTOR ROTATABLE RESOLVER MULTI-POLE (RESOLVER P=4); SHAFT WITH FITTED KEY, TOLERANCE N; W/O HOLDING BRAKE PROTECTION CLASS IP64; | - | 0 | 0
1FK7042-2AC71-1SA1 |  | 1FK7042-2AC71-1SA1 | 1 | UN | 1 | 15 | C | D | N | N | 85015100 | 1 |  | 4.602 | KG | 818.59 | 818.59 | MC05 | MC05 | SIMOTICS S Synchronous motor 1FK7-CT PN=0.59kW; UDC=600V M0=3Nm (100K); NN=2000rpm; Naturally cooled FRAME SIZE IMB 5 (IM V1, IM V3) FLANGE 1, WITH KTY TEMPERATURESENSOR POWER CONNECTOR ROTATABLE RESOLVER MULTI-POLE (RESOLVER P=4); SHAFT WITH FITTED KEY, TOLERANCE N; W/O HOLDING BRAKE PROTECTION CLASS IP65, | - | 0 | 0
1FK7042-2AC71-1SA2 |  | 1FK7042-2AC71-1SA2 | 1 | UN | 1 | 15 | C | D | N | N | 85015100 | 1 |  | 4.602 | KG | 818.59 | 818.59 | MC05 | MC05 | SIMOTICS S Synchronous motor 1FK7-CT PN=0.59kW; UDC=600V M0=3Nm (100K); NN=2000rpm; Naturally cooled FRAME SIZE IMB 5 (IM V1, IM V3) FLANGE 1, WITH KTY TEMPERATURESENSOR POWER CONNECTOR ROTATABLE RESOLVER MULTI-POLE (RESOLVER P=4); SHAFT WITH FITTED KEY, TOLERANCE N; W/O HOLDING BRAKE PROTECTION CLASS IP65, FLANGE ON DRIVE END IP67; | - | 0 | 0
1FK7042-2AC71-1SB0 |  | 1FK7042-2AC71-1SB0 | 1 | UN | 1 | 15 | C | D | N | N | 85015100 | 1 |  | 4.901 | KG | 930.21 | 930.21 | MC05 | MC05 | SIMOTICS S Synchronous motor 1FK7-CT PN=0.59kW; UDC=600V M0=3Nm (100K); NN=2000rpm; Naturally cooled FRAME SIZE IMB 5 (IM V1, IM V3) FLANGE 1, WITH KTY TEMPERATURESENSOR POWER CONNECTOR ROTATABLE RESOLVER MULTI-POLE (RESOLVER P=4); SHAFT WITH FITTED KEY, TOLERANCE N; WITH HOLDING BRAKE PROTECTION CLASS IP64; | - | 0 | 0
1FK7042-2AC71-1SB1 |  | 1FK7042-2AC71-1SB1 | 1 | UN | 1 | 15 | C | D | N | N | 85015100 | 1 |  | 4.901 | KG | 992.55 | 992.55 | MC05 | MC05 | SIMOTICS S Synchronous motor 1FK7-CT PN=0.59kW; UDC=600V M0=3Nm (100K); NN=2000rpm; Naturally cooled FRAME SIZE IMB 5 (IM V1, IM V3) FLANGE 1, WITH KTY TEMPERATURESENSOR POWER CONNECTOR ROTATABLE RESOLVER MULTI-POLE (RESOLVER P=4); SHAFT WITH FITTED KEY, TOLERANCE N; WITH HOLDING BRAKE PROTECTION CLASS IP65, | - | 0 | 0
1FK7042-2AC71-1SB2 |  | 1FK7042-2AC71-1SB2 | 1 | UN | 1 | 15 | C | D | N | N | 85015100 | 1 |  | 4.901 | KG | 992.55 | 992.55 | MC05 | MC05 | SIMOTICS S Synchronous motor 1FK7-CT PN=0.59kW; UDC=600V M0=3Nm (100K); NN=2000rpm; Naturally cooled FRAME SIZE IMB 5 (IM V1, IM V3) FLANGE 1, WITH KTY TEMPERATURESENSOR POWER CONNECTOR ROTATABLE RESOLVER MULTI-POLE (RESOLVER P=4); SHAFT WITH FITTED KEY, TOLERANCE N; WITH HOLDING BRAKE PROTECTION CLASS IP65, FLANGE ON DRIVE END IP67; | - | 0 | 0
1FK7042-2AC71-1SG0 |  | 1FK7042-2AC71-1SG0 | 1 | UN | 1 | 15 | C | D | N | N | 85015100 | 1 |  | 4.602 | KG | 698.76 | 698.76 | MC05 | MC05 | SIMOTICS S Synchronous motor 1FK7-CT PN=0.59kW; UDC=600V M0=3Nm (100K); NN=2000rpm; Naturally cooled FRAME SIZE IMB 5 (IM V1, IM V3) FLANGE 1, WITH KTY TEMPERATURESENSOR POWER CONNECTOR ROTATABLE RESOLVER MULTI-POLE (RESOLVER P=4); PLAIN SHAFT, TOLERANCE N; W/O HOLDING BRAKE PROTECTION CLASS IP64; | - | 0 | 0
1FK7042-2AC71-1SG1 |  | 1FK7042-2AC71-1SG1 | 1 | UN | 1 | 15 | C | D | N | N | 85015100 | 1 |  | 4.602 | KG | 761.1 | 761.1 | MC05 | MC05 | SIMOTICS S Synchronous motor 1FK7-CT PN=0.59kW; UDC=600V M0=3Nm (100K); NN=2000rpm; Naturally cooled FRAME SIZE IMB 5 (IM V1, IM V3) FLANGE 1, WITH KTY TEMPERATURESENSOR POWER CONNECTOR ROTATABLE RESOLVER MULTI-POLE (RESOLVER P=4); PLAIN SHAFT, TOLERANCE N; W/O HOLDING BRAKE PROTECTION CLASS IP65, | - | 0 | 0
1FK7042-2AC71-1SG2 |  | 1FK7042-2AC71-1SG2 | 1 | UN | 1 | 15 | C | D | N | N | 85015100 | 1 |  | 4.602 | KG | 761.1 | 761.1 | MC05 | MC05 | SIMOTICS S Synchronous motor 1FK7-CT PN=0.59kW; UDC=600V M0=3Nm (100K); NN=2000rpm; Naturally cooled FRAME SIZE IMB 5 (IM V1, IM V3) FLANGE 1, WITH KTY TEMPERATURESENSOR POWER CONNECTOR ROTATABLE RESOLVER MULTI-POLE (RESOLVER P=4); PLAIN SHAFT, TOLERANCE N; W/O HOLDING BRAKE PROTECTION CLASS IP65, FLANGE ON DRIVE END IP67; | - | 0 | 0
1FK7042-2AC71-1SH0 |  | 1FK7042-2AC71-1SH0 | 1 | UN | 1 | 15 | C | D | N | N | 85015100 | 1 |  | 4.901 | KG | 871.23 | 871.23 | MC05 | MC05 | SIMOTICS S Synchronous motor 1FK7-CT PN=0.59kW; UDC=600V M0=3Nm (100K); NN=2000rpm; Naturally cooled FRAME SIZE IMB 5 (IM V1, IM V3) FLANGE 1, WITH KTY TEMPERATURESENSOR POWER CONNECTOR ROTATABLE RESOLVER MULTI-POLE (RESOLVER P=4); PLAIN SHAFT, TOLERANCE N; WITH HOLDING BRAKE PROTECTION CLASS IP64; | - | 0 | 0
1FK7042-2AC71-1SH1 |  | 1FK7042-2AC71-1SH1 | 1 | UN | 1 | 15 | C | D | N | N | 85015100 | 1 |  | 4.901 | KG | 933.57 | 933.57 | MC05 | MC05 | SIMOTICS S Synchronous motor 1FK7-CT PN=0.59kW; UDC=600V M0=3Nm (100K); NN=2000rpm; Naturally cooled FRAME SIZE IMB 5 (IM V1, IM V3) FLANGE 1, WITH KTY TEMPERATURESENSOR POWER CONNECTOR ROTATABLE RESOLVER MULTI-POLE (RESOLVER P=4); PLAIN SHAFT, TOLERANCE N; WITH HOLDING BRAKE PROTECTION CLASS IP65, | - | 0 | 0
1FK7042-2AC71-1SH2 |  | 1FK7042-2AC71-1SH2 | 1 | UN | 1 | 15 | C | D | N | N | 85015100 | 1 |  | 4.901 | KG | 933.57 | 933.57 | MC05 | MC05 | SIMOTICS S Synchronous motor 1FK7-CT PN=0.59kW; UDC=600V M0=3Nm (100K); NN=2000rpm; Naturally cooled FRAME SIZE IMB 5 (IM V1, IM V3) FLANGE 1, WITH KTY TEMPERATURESENSOR POWER CONNECTOR ROTATABLE RESOLVER MULTI-POLE (RESOLVER P=4); PLAIN SHAFT, TOLERANCE N; WITH HOLDING BRAKE PROTECTION CLASS IP65, FLANGE ON DRIVE END IP67; | - | 0 | 0
1FK7042-2AC71-1TA0 |  | 1FK7042-2AC71-1TA0 | 1 | UN | 1 | 15 | C | D | N | N | 85015100 | 1 |  | 4.602 | KG | 756.25 | 756.25 | MC05 | MC05 | SIMOTICS S Synchronous motor 1FK7-CT PN=0.59kW; UDC=600V M0=3Nm (100K); NN=2000rpm; Naturally cooled FRAME SIZE IMB 5 (IM V1, IM V3) FLANGE 1, WITH KTY TEMPERATURESENSOR POWER CONNECTOR ROTATABLE RESOLVER 2-POLE (RESOLVER P=1); SHAFT WITH FITTED KEY, TOLERANCE N; W/O HOLDING BRAKE PROTECTION CLASS IP64; | - | 0 | 0
1FK7042-2AC71-1TA1 |  | 1FK7042-2AC71-1TA1 | 1 | UN | 1 | 15 | C | D | N | N | 85015100 | 1 |  | 4.602 | KG | 818.59 | 818.59 | MC05 | MC05 | SIMOTICS S Synchronous motor 1FK7-CT PN=0.59kW; UDC=600V M0=3Nm (100K); NN=2000rpm; Naturally cooled FRAME SIZE IMB 5 (IM V1, IM V3) FLANGE 1, WITH KTY TEMPERATURESENSOR POWER CONNECTOR ROTATABLE RESOLVER 2-POLE (RESOLVER P=1); SHAFT WITH FITTED KEY, TOLERANCE N; W/O HOLDING BRAKE PROTECTION CLASS IP65, | - | 0 | 0
1FK7042-2AC71-1TA2 |  | 1FK7042-2AC71-1TA2 | 1 | UN | 1 | 15 | C | D | N | N | 85015100 | 1 |  | 4.602 | KG | 818.59 | 818.59 | MC05 | MC05 | SIMOTICS S Synchronous motor 1FK7-CT PN=0.59kW; UDC=600V M0=3Nm (100K); NN=2000rpm; Naturally cooled FRAME SIZE IMB 5 (IM V1, IM V3) FLANGE 1, WITH KTY TEMPERATURESENSOR POWER CONNECTOR ROTATABLE RESOLVER 2-POLE (RESOLVER P=1); SHAFT WITH FITTED KEY, TOLERANCE N; W/O HOLDING BRAKE PROTECTION CLASS IP65, FLANGE ON DRIVE END IP67; | - | 0 | 0
1FK7042-2AC71-1TB0 |  | 1FK7042-2AC71-1TB0 | 1 | UN | 1 | 15 | C | D | N | N | 85015100 | 1 |  | 4.901 | KG | 930.21 | 930.21 | MC05 | MC05 | SIMOTICS S Synchronous motor 1FK7-CT PN=0.59kW; UDC=600V M0=3Nm (100K); NN=2000rpm; Naturally cooled FRAME SIZE IMB 5 (IM V1, IM V3) FLANGE 1, WITH KTY TEMPERATURESENSOR POWER CONNECTOR ROTATABLE RESOLVER 2-POLE (RESOLVER P=1); SHAFT WITH FITTED KEY, TOLERANCE N; WITH HOLDING BRAKE PROTECTION CLASS IP64; | - | 0 | 0
1FK7042-2AC71-1TB1 |  | 1FK7042-2AC71-1TB1 | 1 | UN | 1 | 15 | C | D | N | N | 85015100 | 1 |  | 4.901 | KG | 992.55 | 992.55 | MC05 | MC05 | SIMOTICS S Synchronous motor 1FK7-CT PN=0.59kW; UDC=600V M0=3Nm (100K); NN=2000rpm; Naturally cooled FRAME SIZE IMB 5 (IM V1, IM V3) FLANGE 1, WITH KTY TEMPERATURESENSOR POWER CONNECTOR ROTATABLE RESOLVER 2-POLE (RESOLVER P=1); SHAFT WITH FITTED KEY, TOLERANCE N; WITH HOLDING BRAKE PROTECTION CLASS IP65, | - | 0 | 0
1FK7042-2AC71-1TB2 |  | 1FK7042-2AC71-1TB2 | 1 | UN | 1 | 15 | C | D | N | N | 85015100 | 1 |  | 4.901 | KG | 992.55 | 992.55 | MC05 | MC05 | SIMOTICS S Synchronous motor 1FK7-CT PN=0.59kW; UDC=600V M0=3Nm (100K); NN=2000rpm; Naturally cooled FRAME SIZE IMB 5 (IM V1, IM V3) FLANGE 1, WITH KTY TEMPERATURESENSOR POWER CONNECTOR ROTATABLE RESOLVER 2-POLE (RESOLVER P=1); SHAFT WITH FITTED KEY, TOLERANCE N; WITH HOLDING BRAKE PROTECTION CLASS IP65, FLANGE ON DRIVE END IP67; | - | 0 | 0
1FK7042-2AC71-1TG0 |  | 1FK7042-2AC71-1TG0 | 1 | UN | 1 | 15 | C | D | N | N | 85015100 | 1 |  | 4.602 | KG | 698.76 | 698.76 | MC05 | MC05 | SIMOTICS S Synchronous motor 1FK7-CT PN=0.59kW; UDC=600V M0=3Nm (100K); NN=2000rpm; Naturally cooled FRAME SIZE IMB 5 (IM V1, IM V3) FLANGE 1, WITH KTY TEMPERATURESENSOR POWER CONNECTOR ROTATABLE RESOLVER 2-POLE (RESOLVER P=1); PLAIN SHAFT, TOLERANCE N; W/O HOLDING BRAKE PROTECTION CLASS IP64; | - | 0 | 0
1FK7042-2AC71-1TG1 |  | 1FK7042-2AC71-1TG1 | 1 | UN | 1 | 15 | C | D | N | N | 85015100 | 1 |  | 4.602 | KG | 761.1 | 761.1 | MC05 | MC05 | SIMOTICS S Synchronous motor 1FK7-CT PN=0.59kW; UDC=600V M0=3Nm (100K); NN=2000rpm; Naturally cooled FRAME SIZE IMB 5 (IM V1, IM V3) FLANGE 1, WITH KTY TEMPERATURESENSOR POWER CONNECTOR ROTATABLE RESOLVER 2-POLE (RESOLVER P=1); PLAIN SHAFT, TOLERANCE N; W/O HOLDING BRAKE PROTECTION CLASS IP65, | - | 0 | 0
1FK7042-2AC71-1TG2 |  | 1FK7042-2AC71-1TG2 | 1 | UN | 1 | 15 | C | D | N | N | 85015100 | 1 |  | 4.602 | KG | 761.1 | 761.1 | MC05 | MC05 | SIMOTICS S Synchronous motor 1FK7-CT PN=0.59kW; UDC=600V M0=3Nm (100K); NN=2000rpm; Naturally cooled FRAME SIZE IMB 5 (IM V1, IM V3) FLANGE 1, WITH KTY TEMPERATURESENSOR POWER CONNECTOR ROTATABLE RESOLVER 2-POLE (RESOLVER P=1); PLAIN SHAFT, TOLERANCE N; W/O HOLDING BRAKE PROTECTION CLASS IP65, FLANGE ON DRIVE END IP67; | - | 0 | 0
1FK7042-2AC71-1TH0 |  | 1FK7042-2AC71-1TH0 | 1 | UN | 1 | 15 | C | D | N | N | 85015100 | 1 |  | 4.901 | KG | 871.23 | 871.23 | MC05 | MC05 | SIMOTICS S Synchronous motor 1FK7-CT PN=0.59kW; UDC=600V M0=3Nm (100K); NN=2000rpm; Naturally cooled FRAME SIZE IMB 5 (IM V1, IM V3) FLANGE 1, WITH KTY TEMPERATURESENSOR POWER CONNECTOR ROTATABLE RESOLVER 2-POLE (RESOLVER P=1); PLAIN SHAFT, TOLERANCE N; WITH HOLDING BRAKE PROTECTION CLASS IP64; | - | 0 | 0
1FK7042-2AC71-1TH1 |  | 1FK7042-2AC71-1TH1 | 1 | UN | 1 | 15 | C | D | N | N | 85015100 | 1 |  | 4.901 | KG | 933.57 | 933.57 | MC05 | MC05 | SIMOTICS S Synchronous motor 1FK7-CT PN=0.59kW; UDC=600V M0=3Nm (100K); NN=2000rpm; Naturally cooled FRAME SIZE IMB 5 (IM V1, IM V3) FLANGE 1, WITH KTY TEMPERATURESENSOR POWER CONNECTOR ROTATABLE RESOLVER 2-POLE (RESOLVER P=1); PLAIN SHAFT, TOLERANCE N; WITH HOLDING BRAKE PROTECTION CLASS IP65, | - | 0 | 0
1FK7042-2AC71-1TH2 |  | 1FK7042-2AC71-1TH2 | 1 | UN | 1 | 15 | C | D | N | N | 85015100 | 1 |  | 4.901 | KG | 933.57 | 933.57 | MC05 | MC05 | SIMOTICS S Synchronous motor 1FK7-CT PN=0.59kW; UDC=600V M0=3Nm (100K); NN=2000rpm; Naturally cooled FRAME SIZE IMB 5 (IM V1, IM V3) FLANGE 1, WITH KTY TEMPERATURESENSOR POWER CONNECTOR ROTATABLE RESOLVER 2-POLE (RESOLVER P=1); PLAIN SHAFT, TOLERANCE N; WITH HOLDING BRAKE PROTECTION CLASS IP65, FLANGE ON DRIVE END IP67; | - | 0 | 0
1FK7042-2AC71-1UA0 |  | 1FK7042-2AC71-1UA0 | 1 | UN | 1 | 15 | C | D | N | N | 85015100 | 1 |  | 4.602 | KG | 916.95 | 916.95 | MC05 | MC05 | SIMOTICS S Synchronous motor 1FK7-CT PN=0.59kW; UDC=600V M0=3Nm (100K); NN=2000rpm; Naturally cooled FRAME SIZE IMB 5 (IM V1, IM V3) FLANGE 1 POWER CONNECTOR ROTATABLE RESOLVER MULTI-POLE WITH DRIVE-CLIQ INTERFACE; SHAFT WITH FITTED KEY, TOLERANCE N; W/O HOLDING BRAKE PROTECTION CLASS IP64; | - | 0 | 0
1FK7042-2AC71-1UA1 |  | 1FK7042-2AC71-1UA1 | 1 | UN | 1 | 15 | C | D | N | N | 85015100 | 1 |  | 4.602 | KG | 979.29 | 979.29 | MC05 | MC05 | SIMOTICS S Synchronous motor 1FK7-CT PN=0.59kW; UDC=600V M0=3Nm (100K); NN=2000rpm; Naturally cooled FRAME SIZE IMB 5 (IM V1, IM V3) FLANGE 1 POWER CONNECTOR ROTATABLE RESOLVER MULTI-POLE WITH DRIVE-CLIQ INTERFACE; SHAFT WITH FITTED KEY, TOLERANCE N; W/O HOLDING BRAKE PROTECTION CLASS IP65, | - | 0 | 0
1FK7042-2AC71-1UA2 |  | 1FK7042-2AC71-1UA2 | 1 | UN | 1 | 15 | C | D | N | N | 85015100 | 1 |  | 4.602 | KG | 979.29 | 979.29 | MC05 | MC05 | SIMOTICS S Synchronous motor 1FK7-CT PN=0.59kW; UDC=600V M0=3Nm (100K); NN=2000rpm; Naturally cooled FRAME SIZE IMB 5 (IM V1, IM V3) FLANGE 1 POWER CONNECTOR ROTATABLE RESOLVER MULTI-POLE WITH DRIVE-CLIQ INTERFACE; SHAFT WITH FITTED KEY, TOLERANCE N; W/O HOLDING BRAKE PROTECTION CLASS IP65, FLANGE ON DRIVE END IP67; | - | 0 | 0
1FK7042-2AC71-1UB0 |  | 1FK7042-2AC71-1UB0 | 1 | UN | 1 | 15 | C | D | N | N | 85015100 | 1 |  | 4.901 | KG | 1090.91 | 1090.91 | MC05 | MC05 | SIMOTICS S Synchronous motor 1FK7-CT PN=0.59kW; UDC=600V M0=3Nm (100K); NN=2000rpm; Naturally cooled FRAME SIZE IMB 5 (IM V1, IM V3) FLANGE 1 POWER CONNECTOR ROTATABLE RESOLVER MULTI-POLE WITH DRIVE-CLIQ INTERFACE; SHAFT WITH FITTED KEY, TOLERANCE N; WITH HOLDING BRAKE PROTECTION CLASS IP64; | - | 0 | 0
1FK7042-2AC71-1UB1 |  | 1FK7042-2AC71-1UB1 | 1 | UN | 1 | 15 | C | D | N | N | 85015100 | 1 |  | 4.901 | KG | 1153.25 | 1153.25 | MC05 | MC05 | SIMOTICS S Synchronous motor 1FK7-CT PN=0.59kW; UDC=600V M0=3Nm (100K); NN=2000rpm; Naturally cooled FRAME SIZE IMB 5 (IM V1, IM V3) FLANGE 1 POWER CONNECTOR ROTATABLE RESOLVER MULTI-POLE WITH DRIVE-CLIQ INTERFACE; SHAFT WITH FITTED KEY, TOLERANCE N; WITH HOLDING BRAKE PROTECTION CLASS IP65, | - | 0 | 0
1FK7042-2AC71-1UB2 |  | 1FK7042-2AC71-1UB2 | 1 | UN | 1 | 15 | C | D | N | N | 85015100 | 1 |  | 4.901 | KG | 1153.25 | 1153.25 | MC05 | MC05 | SIMOTICS S Synchronous motor 1FK7-CT PN=0.59kW; UDC=600V M0=3Nm (100K); NN=2000rpm; Naturally cooled FRAME SIZE IMB 5 (IM V1, IM V3) FLANGE 1 POWER CONNECTOR ROTATABLE RESOLVER MULTI-POLE WITH DRIVE-CLIQ INTERFACE; SHAFT WITH FITTED KEY, TOLERANCE N; WITH HOLDING BRAKE PROTECTION CLASS IP65, FLANGE ON DRIVE END IP67; | - | 0 | 0
1FK7042-2AC71-1UG0 |  | 1FK7042-2AC71-1UG0 | 1 | UN | 1 | 15 | C | D | N | N | 85015100 | 1 |  | 4.602 | KG | 859.46 | 859.46 | MC05 | MC05 | SIMOTICS S Synchronous motor 1FK7-CT PN=0.59kW; UDC=600V M0=3Nm (100K); NN=2000rpm; Naturally cooled FRAME SIZE IMB 5 (IM V1, IM V3) FLANGE 1 POWER CONNECTOR ROTATABLE RESOLVER MULTI-POLE WITH DRIVE-CLIQ INTERFACE; PLAIN SHAFT, TOLERANCE N; W/O HOLDING BRAKE PROTECTION CLASS IP64; | - | 0 | 0
1FK7042-2AC71-1UG1 |  | 1FK7042-2AC71-1UG1 | 1 | UN | 1 | 15 | C | D | N | N | 85015100 | 1 |  | 4.602 | KG | 921.8 | 921.8 | MC05 | MC05 | SIMOTICS S Synchronous motor 1FK7-CT PN=0.59kW; UDC=600V M0=3Nm (100K); NN=2000rpm; Naturally cooled FRAME SIZE IMB 5 (IM V1, IM V3) FLANGE 1 POWER CONNECTOR ROTATABLE RESOLVER MULTI-POLE WITH DRIVE-CLIQ INTERFACE; PLAIN SHAFT, TOLERANCE N; W/O HOLDING BRAKE PROTECTION CLASS IP65, | - | 0 | 0
1FK7042-2AC71-1UG2 |  | 1FK7042-2AC71-1UG2 | 1 | UN | 1 | 15 | C | D | N | N | 85015100 | 1 |  | 4.602 | KG | 921.8 | 921.8 | MC05 | MC05 | SIMOTICS S Synchronous motor 1FK7-CT PN=0.59kW; UDC=600V M0=3Nm (100K); NN=2000rpm; Naturally cooled FRAME SIZE IMB 5 (IM V1, IM V3) FLANGE 1 POWER CONNECTOR ROTATABLE RESOLVER MULTI-POLE WITH DRIVE-CLIQ INTERFACE; PLAIN SHAFT, TOLERANCE N; W/O HOLDING BRAKE PROTECTION CLASS IP65, FLANGE ON DRIVE END IP67; | - | 0 | 0
1FK7042-2AC71-1UH0 |  | 1FK7042-2AC71-1UH0 | 1 | UN | 1 | 15 | C | D | N | N | 85015100 | 1 |  | 4.901 | KG | 1031.93 | 1031.93 | MC05 | MC05 | SIMOTICS S Synchronous motor 1FK7-CT PN=0.59kW; UDC=600V M0=3Nm (100K); NN=2000rpm; Naturally cooled FRAME SIZE IMB 5 (IM V1, IM V3) FLANGE 1 POWER CONNECTOR ROTATABLE RESOLVER MULTI-POLE WITH DRIVE-CLIQ INTERFACE; PLAIN SHAFT, TOLERANCE N; WITH HOLDING BRAKE PROTECTION CLASS IP64; | - | 0 | 0
1FK7042-2AC71-1UH1 |  | 1FK7042-2AC71-1UH1 | 1 | UN | 1 | 15 | C | D | N | N | 85015100 | 1 |  | 4.901 | KG | 1094.27 | 1094.27 | MC05 | MC05 | SIMOTICS S Synchronous motor 1FK7-CT PN=0.59kW; UDC=600V M0=3Nm (100K); NN=2000rpm; Naturally cooled FRAME SIZE IMB 5 (IM V1, IM V3) FLANGE 1 POWER CONNECTOR ROTATABLE RESOLVER MULTI-POLE WITH DRIVE-CLIQ INTERFACE; PLAIN SHAFT, TOLERANCE N; WITH HOLDING BRAKE PROTECTION CLASS IP65, | - | 0 | 0
1FK7042-2AC71-1UH2 |  | 1FK7042-2AC71-1UH2 | 1 | UN | 1 | 15 | C | D | N | N | 85015100 | 1 |  | 4.901 | KG | 1094.27 | 1094.27 | MC05 | MC05 | SIMOTICS S Synchronous motor 1FK7-CT PN=0.59kW; UDC=600V M0=3Nm (100K); NN=2000rpm; Naturally cooled FRAME SIZE IMB 5 (IM V1, IM V3) FLANGE 1 POWER CONNECTOR ROTATABLE RESOLVER MULTI-POLE WITH DRIVE-CLIQ INTERFACE; PLAIN SHAFT, TOLERANCE N; WITH HOLDING BRAKE PROTECTION CLASS IP65, FLANGE ON DRIVE END IP67; | - | 0 | 0
1FK7042-2AC74-1AA0 |  | 1FK7042-2AC74-1AA0 | 1 | UN | 1 | 15 | C | D | N | N | 85015100 | 1 |  | 4.601 | KG | 1146.89 | 1146.89 | MC05 | MC05 | SIMOTICS S Synchronous motor 1FK7-CT PN=0.59kW; UDC=600V M0=3Nm (100K); NN=2000rpm; Naturally cooled FRAME SIZE IMB 5 (IM V1, IM V3) FLANGE 1, WITH PT1000 TEMPERATURESENSOR POWER CONNECTOR ROTATABLE INCREMENTAL ENCODER SIN/COS 1VPP;2048 S/R W. C-AND D-SPUR (ENCODER IC2048S/R) SHAFT WITH FITTED KEY, TOLERANCE N; W/O HOLDING BRAKE PROTECTION CLASS IP64; | - | 0 | 0
1FK7042-2AC74-1AA1 |  | 1FK7042-2AC74-1AA1 | 1 | UN | 1 | 15 | C | D | N | N | 85015100 | 1 |  | 4.601 | KG | 1209.23 | 1209.23 | MC05 | MC05 | SIMOTICS S Synchronous motor 1FK7-CT PN=0.59kW; UDC=600V M0=3Nm (100K); NN=2000rpm; Naturally cooled FRAME SIZE IMB 5 (IM V1, IM V3) FLANGE 1, WITH PT1000 TEMPERATURESENSOR POWER CONNECTOR ROTATABLE INCREMENTAL ENCODER SIN/COS 1VPP;2048 S/R W. C-AND D-SPUR (ENCODER IC2048S/R) SHAFT WITH FITTED KEY, TOLERANCE N; W/O HOLDING BRAKE PROTECTION CLASS IP65, | - | 0 | 0
1FK7042-2AC74-1AA2 |  | 1FK7042-2AC74-1AA2 | 1 | UN | 1 | 15 | C | D | N | N | 85015100 | 1 |  | 4.601 | KG | 1209.23 | 1209.23 | MC05 | MC05 | SIMOTICS S Synchronous motor 1FK7-CT PN=0.59kW; UDC=600V M0=3Nm (100K); NN=2000rpm; Naturally cooled FRAME SIZE IMB 5 (IM V1, IM V3) FLANGE 1, WITH PT1000 TEMPERATURESENSOR POWER CONNECTOR ROTATABLE INCREMENTAL ENCODER SIN/COS 1VPP;2048 S/R W. C-AND D-SPUR (ENCODER IC2048S/R) SHAFT WITH FITTED KEY, TOLERANCE N; W/O HOLDING BRAKE PROTECTION CLASS IP65, FLANGE ON DRIVE END IP67; | - | 0 | 0
1FK7042-2AC74-1AB0 |  | 1FK7042-2AC74-1AB0 | 1 | UN | 1 | 15 | C | D | N | N | 85015100 | 1 |  | 4.9 | KG | 1320.85 | 1320.85 | MC05 | MC05 | SIMOTICS S Synchronous motor 1FK7-CT PN=0.59kW; UDC=600V M0=3Nm (100K); NN=2000rpm; Naturally cooled FRAME SIZE IMB 5 (IM V1, IM V3) FLANGE 1, WITH PT1000 TEMPERATURESENSOR POWER CONNECTOR ROTATABLE INCREMENTAL ENCODER SIN/COS 1VPP;2048 S/R W. C-AND D-SPUR (ENCODER IC2048S/R) SHAFT WITH FITTED KEY, TOLERANCE N; WITH HOLDING BRAKE PROTECTION CLASS IP64; | - | 0 | 0
1FK7042-2AC74-1AB1 |  | 1FK7042-2AC74-1AB1 | 1 | UN | 1 | 15 | C | D | N | N | 85015100 | 1 |  | 4.9 | KG | 1383.19 | 1383.19 | MC05 | MC05 | SIMOTICS S Synchronous motor 1FK7-CT PN=0.59kW; UDC=600V M0=3Nm (100K); NN=2000rpm; Naturally cooled FRAME SIZE IMB 5 (IM V1, IM V3) FLANGE 1, WITH PT1000 TEMPERATURESENSOR POWER CONNECTOR ROTATABLE INCREMENTAL ENCODER SIN/COS 1VPP;2048 S/R W. C-AND D-SPUR (ENCODER IC2048S/R) SHAFT WITH FITTED KEY, TOLERANCE N; WITH HOLDING BRAKE PROTECTION CLASS IP65, | - | 0 | 0
1FK7042-2AC74-1AB2 |  | 1FK7042-2AC74-1AB2 | 1 | UN | 1 | 15 | C | D | N | N | 85015100 | 1 |  | 4.9 | KG | 1383.19 | 1383.19 | MC05 | MC05 | SIMOTICS S Synchronous motor 1FK7-CT PN=0.59kW; UDC=600V M0=3Nm (100K); NN=2000rpm; Naturally cooled FRAME SIZE IMB 5 (IM V1, IM V3) FLANGE 1, WITH PT1000 TEMPERATURESENSOR POWER CONNECTOR ROTATABLE INCREMENTAL ENCODER SIN/COS 1VPP;2048 S/R W. C-AND D-SPUR (ENCODER IC2048S/R) SHAFT WITH FITTED KEY, TOLERANCE N; WITH HOLDING BRAKE PROTECTION CLASS IP65, FLANGE ON DRIVE END IP67; | - | 0 | 0
1FK7042-2AC74-1AG0 |  | 1FK7042-2AC74-1AG0 | 1 | UN | 1 | 15 | C | D | N | N | 85015100 | 1 |  | 4.601 | KG | 1089.4 | 1089.4 | MC05 | MC05 | SIMOTICS S Synchronous motor 1FK7-CT PN=0.59kW; UDC=600V M0=3Nm (100K); NN=2000rpm; Naturally cooled FRAME SIZE IMB 5 (IM V1, IM V3) FLANGE 1, WITH PT1000 TEMPERATURESENSOR POWER CONNECTOR ROTATABLE INCREMENTAL ENCODER SIN/COS 1VPP;2048 S/R W. C-AND D-SPUR (ENCODER IC2048S/R) PLAIN SHAFT, TOLERANCE N; W/O HOLDING BRAKE PROTECTION CLASS IP64; | - | 0 | 0
1FK7042-2AC74-1AG1 |  | 1FK7042-2AC74-1AG1 | 1 | UN | 1 | 15 | C | D | N | N | 85015100 | 1 |  | 4.601 | KG | 1151.74 | 1151.74 | MC05 | MC05 | SIMOTICS S Synchronous motor 1FK7-CT PN=0.59kW; UDC=600V M0=3Nm (100K); NN=2000rpm; Naturally cooled FRAME SIZE IMB 5 (IM V1, IM V3) FLANGE 1, WITH PT1000 TEMPERATURESENSOR POWER CONNECTOR ROTATABLE INCREMENTAL ENCODER SIN/COS 1VPP;2048 S/R W. C-AND D-SPUR (ENCODER IC2048S/R) PLAIN SHAFT, TOLERANCE N; W/O HOLDING BRAKE PROTECTION CLASS IP65, | - | 0 | 0
1FK7042-2AC74-1AG2 |  | 1FK7042-2AC74-1AG2 | 1 | UN | 1 | 15 | C | D | N | N | 85015100 | 1 |  | 4.601 | KG | 1151.74 | 1151.74 | MC05 | MC05 | SIMOTICS S Synchronous motor 1FK7-CT PN=0.59kW; UDC=600V M0=3Nm (100K); NN=2000rpm; Naturally cooled FRAME SIZE IMB 5 (IM V1, IM V3) FLANGE 1, WITH PT1000 TEMPERATURESENSOR POWER CONNECTOR ROTATABLE INCREMENTAL ENCODER SIN/COS 1VPP;2048 S/R W. C-AND D-SPUR (ENCODER IC2048S/R) PLAIN SHAFT, TOLERANCE N; W/O HOLDING BRAKE PROTECTION CLASS IP65, FLANGE ON DRIVE END IP67; | - | 0 | 0
1FK7042-2AC74-1AH0 |  | 1FK7042-2AC74-1AH0 | 1 | UN | 1 | 15 | C | D | N | N | 85015100 | 1 |  | 4.9 | KG | 1261.87 | 1261.87 | MC05 | MC05 | SIMOTICS S Synchronous motor 1FK7-CT PN=0.59kW; UDC=600V M0=3Nm (100K); NN=2000rpm; Naturally cooled FRAME SIZE IMB 5 (IM V1, IM V3) FLANGE 1, WITH PT1000 TEMPERATURESENSOR POWER CONNECTOR ROTATABLE INCREMENTAL ENCODER SIN/COS 1VPP;2048 S/R W. C-AND D-SPUR (ENCODER IC2048S/R) PLAIN SHAFT, TOLERANCE N; WITH HOLDING BRAKE PROTECTION CLASS IP64; | - | 0 | 0
1FK7042-2AC74-1AH1 |  | 1FK7042-2AC74-1AH1 | 1 | UN | 1 | 15 | C | D | N | N | 85015100 | 1 |  | 4.9 | KG | 1324.21 | 1324.21 | MC05 | MC05 | SIMOTICS S Synchronous motor 1FK7-CT PN=0.59kW; UDC=600V M0=3Nm (100K); NN=2000rpm; Naturally cooled FRAME SIZE IMB 5 (IM V1, IM V3) FLANGE 1, WITH PT1000 TEMPERATURESENSOR POWER CONNECTOR ROTATABLE INCREMENTAL ENCODER SIN/COS 1VPP;2048 S/R W. C-AND D-SPUR (ENCODER IC2048S/R) PLAIN SHAFT, TOLERANCE N; WITH HOLDING BRAKE PROTECTION CLASS IP65, | - | 0 | 0
1FK7042-2AC74-1AH2 |  | 1FK7042-2AC74-1AH2 | 1 | UN | 1 | 15 | C | D | N | N | 85015100 | 1 |  | 4.9 | KG | 1324.21 | 1324.21 | MC05 | MC05 | SIMOTICS S Synchronous motor 1FK7-CT PN=0.59kW; UDC=600V M0=3Nm (100K); NN=2000rpm; Naturally cooled FRAME SIZE IMB 5 (IM V1, IM V3) FLANGE 1, WITH PT1000 TEMPERATURESENSOR POWER CONNECTOR ROTATABLE INCREMENTAL ENCODER SIN/COS 1VPP;2048 S/R W. C-AND D-SPUR (ENCODER IC2048S/R) PLAIN SHAFT, TOLERANCE N; WITH HOLDING BRAKE PROTECTION CLASS IP65, FLANGE ON DRIVE END IP67; | - | 0 | 0
1FK7042-2AC74-1EA0 |  | 1FK7042-2AC74-1EA0 | 1 | UN | 1 | 15 | C | D | N | N | 85015100 | 1 |  | 4.601 | KG | 1394.57 | 1394.57 | MC05 | MC05 | SIMOTICS S Synchronous motor 1FK7-CT PN=0.59kW; UDC=600V M0=3Nm (100K); NN=2000rpm; Naturally cooled FRAME SIZE IMB 5 (IM V1, IM V3) FLANGE 1, WITH PT1000 TEMPERATURESENSOR POWER CONNECTOR ROTATABLE ABSOLUTE ENCODERR 2048 S/R + 4096 UMDREHUNGEN MULTITURN, WITH ENDAT-SCHNITTSTELLE (ENCODER AM2048S/R) SHAFT WITH FITTED KEY, TOLERANCE N; W/O HOLDING BRAKE PROTECTION CLASS IP64; | - | 0 | 0
1FK7042-2AC74-1EA1 |  | 1FK7042-2AC74-1EA1 | 1 | UN | 1 | 15 | C | D | N | N | 85015100 | 1 |  | 4.601 | KG | 1456.91 | 1456.91 | MC05 | MC05 | SIMOTICS S Synchronous motor 1FK7-CT PN=0.59kW; UDC=600V M0=3Nm (100K); NN=2000rpm; Naturally cooled FRAME SIZE IMB 5 (IM V1, IM V3) FLANGE 1, WITH PT1000 TEMPERATURESENSOR POWER CONNECTOR ROTATABLE ABSOLUTE ENCODERR 2048 S/R + 4096 UMDREHUNGEN MULTITURN, WITH ENDAT-SCHNITTSTELLE (ENCODER AM2048S/R) SHAFT WITH FITTED KEY, TOLERANCE N; W/O HOLDING BRAKE PROTECTION CLASS IP65, | - | 0 | 0
1FK7042-2AC74-1EA2 |  | 1FK7042-2AC74-1EA2 | 1 | UN | 1 | 15 | C | D | N | N | 85015100 | 1 |  | 4.601 | KG | 1456.91 | 1456.91 | MC05 | MC05 | SIMOTICS S Synchronous motor 1FK7-CT PN=0.59kW; UDC=600V M0=3Nm (100K); NN=2000rpm; Naturally cooled FRAME SIZE IMB 5 (IM V1, IM V3) FLANGE 1, WITH PT1000 TEMPERATURESENSOR POWER CONNECTOR ROTATABLE ABSOLUTE ENCODERR 2048 S/R + 4096 UMDREHUNGEN MULTITURN, WITH ENDAT-SCHNITTSTELLE (ENCODER AM2048S/R) SHAFT WITH FITTED KEY, TOLERANCE N; W/O HOLDING BRAKE PROTECTION CLASS IP65, FLANGE ON DRIVE END IP67; | - | 0 | 0
1FK7042-2AC74-1EB0 |  | 1FK7042-2AC74-1EB0 | 1 | UN | 1 | 15 | C | D | N | N | 85015100 | 1 |  | 4.9 | KG | 1568.53 | 1568.53 | MC05 | MC05 | SIMOTICS S Synchronous motor 1FK7-CT PN=0.59kW; UDC=600V M0=3Nm (100K); NN=2000rpm; Naturally cooled FRAME SIZE IMB 5 (IM V1, IM V3) FLANGE 1, WITH PT1000 TEMPERATURESENSOR POWER CONNECTOR ROTATABLE ABSOLUTE ENCODERR 2048 S/R + 4096 UMDREHUNGEN MULTITURN, WITH ENDAT-SCHNITTSTELLE (ENCODER AM2048S/R) SHAFT WITH FITTED KEY, TOLERANCE N; WITH HOLDING BRAKE PROTECTION CLASS IP64; | - | 0 | 0
1FK7042-2AC74-1EB1 |  | 1FK7042-2AC74-1EB1 | 1 | UN | 1 | 15 | C | D | N | N | 85015100 | 1 |  | 4.9 | KG | 1630.87 | 1630.87 | MC05 | MC05 | SIMOTICS S Synchronous motor 1FK7-CT PN=0.59kW; UDC=600V M0=3Nm (100K); NN=2000rpm; Naturally cooled FRAME SIZE IMB 5 (IM V1, IM V3) FLANGE 1, WITH PT1000 TEMPERATURESENSOR POWER CONNECTOR ROTATABLE ABSOLUTE ENCODERR 2048 S/R + 4096 UMDREHUNGEN MULTITURN, WITH ENDAT-SCHNITTSTELLE (ENCODER AM2048S/R) SHAFT WITH FITTED KEY, TOLERANCE N; WITH HOLDING BRAKE PROTECTION CLASS IP65, | - | 0 | 0
1FK7042-2AC74-1EB2 |  | 1FK7042-2AC74-1EB2 | 1 | UN | 1 | 15 | C | D | N | N | 85015100 | 1 |  | 4.9 | KG | 1630.87 | 1630.87 | MC05 | MC05 | SIMOTICS S Synchronous motor 1FK7-CT PN=0.59kW; UDC=600V M0=3Nm (100K); NN=2000rpm; Naturally cooled FRAME SIZE IMB 5 (IM V1, IM V3) FLANGE 1, WITH PT1000 TEMPERATURESENSOR POWER CONNECTOR ROTATABLE ABSOLUTE ENCODERR 2048 S/R + 4096 UMDREHUNGEN MULTITURN, WITH ENDAT-SCHNITTSTELLE (ENCODER AM2048S/R) SHAFT WITH FITTED KEY, TOLERANCE N; WITH HOLDING BRAKE PROTECTION CLASS IP65, FLANGE ON DRIVE END IP67; | - | 0 | 0
1FK7042-2AC74-1EG0 |  | 1FK7042-2AC74-1EG0 | 1 | UN | 1 | 15 | C | D | N | N | 85015100 | 1 |  | 4.601 | KG | 1337.08 | 1337.08 | MC05 | MC05 | SIMOTICS S Synchronous motor 1FK7-CT PN=0.59kW; UDC=600V M0=3Nm (100K); NN=2000rpm; Naturally cooled FRAME SIZE IMB 5 (IM V1, IM V3) FLANGE 1, WITH PT1000 TEMPERATURESENSOR POWER CONNECTOR ROTATABLE ABSOLUTE ENCODERR 2048 S/R + 4096 UMDREHUNGEN MULTITURN, WITH ENDAT-SCHNITTSTELLE (ENCODER AM2048S/R) PLAIN SHAFT, TOLERANCE N; W/O HOLDING BRAKE PROTECTION CLASS IP64; | - | 0 | 0
1FK7042-2AC74-1EG1 |  | 1FK7042-2AC74-1EG1 | 1 | UN | 1 | 15 | C | D | N | N | 85015100 | 1 |  | 4.601 | KG | 1399.42 | 1399.42 | MC05 | MC05 | SIMOTICS S Synchronous motor 1FK7-CT PN=0.59kW; UDC=600V M0=3Nm (100K); NN=2000rpm; Naturally cooled FRAME SIZE IMB 5 (IM V1, IM V3) FLANGE 1, WITH PT1000 TEMPERATURESENSOR POWER CONNECTOR ROTATABLE ABSOLUTE ENCODERR 2048 S/R + 4096 UMDREHUNGEN MULTITURN, WITH ENDAT-SCHNITTSTELLE (ENCODER AM2048S/R) PLAIN SHAFT, TOLERANCE N; W/O HOLDING BRAKE PROTECTION CLASS IP65, | - | 0 | 0
1FK7042-2AC74-1EG2 |  | 1FK7042-2AC74-1EG2 | 1 | UN | 1 | 15 | C | D | N | N | 85015100 | 1 |  | 4.601 | KG | 1399.42 | 1399.42 | MC05 | MC05 | SIMOTICS S Synchronous motor 1FK7-CT PN=0.59kW; UDC=600V M0=3Nm (100K); NN=2000rpm; Naturally cooled FRAME SIZE IMB 5 (IM V1, IM V3) FLANGE 1, WITH PT1000 TEMPERATURESENSOR POWER CONNECTOR ROTATABLE ABSOLUTE ENCODERR 2048 S/R + 4096 UMDREHUNGEN MULTITURN, WITH ENDAT-SCHNITTSTELLE (ENCODER AM2048S/R) PLAIN SHAFT, TOLERANCE N; W/O HOLDING BRAKE PROTECTION CLASS IP65, FLANGE ON DRIVE END IP67; | - | 0 | 0
1FK7042-2AC74-1EH0 |  | 1FK7042-2AC74-1EH0 | 1 | UN | 1 | 15 | C | D | N | N | 85015100 | 1 |  | 4.9 | KG | 1509.55 | 1509.55 | MC05 | MC05 | SIMOTICS S Synchronous motor 1FK7-CT PN=0.59kW; UDC=600V M0=3Nm (100K); NN=2000rpm; Naturally cooled FRAME SIZE IMB 5 (IM V1, IM V3) FLANGE 1, WITH PT1000 TEMPERATURESENSOR POWER CONNECTOR ROTATABLE ABSOLUTE ENCODERR 2048 S/R + 4096 UMDREHUNGEN MULTITURN, WITH ENDAT-SCHNITTSTELLE (ENCODER AM2048S/R) PLAIN SHAFT, TOLERANCE N; WITH HOLDING BRAKE PROTECTION CLASS IP64; | - | 0 | 0
1FK7042-2AC74-1EH1 |  | 1FK7042-2AC74-1EH1 | 1 | UN | 1 | 15 | C | D | N | N | 85015100 | 1 |  | 4.9 | KG | 1571.89 | 1571.89 | MC05 | MC05 | SIMOTICS S Synchronous motor 1FK7-CT PN=0.59kW; UDC=600V M0=3Nm (100K); NN=2000rpm; Naturally cooled FRAME SIZE IMB 5 (IM V1, IM V3) FLANGE 1, WITH PT1000 TEMPERATURESENSOR POWER CONNECTOR ROTATABLE ABSOLUTE ENCODERR 2048 S/R + 4096 UMDREHUNGEN MULTITURN, WITH ENDAT-SCHNITTSTELLE (ENCODER AM2048S/R) PLAIN SHAFT, TOLERANCE N; WITH HOLDING BRAKE PROTECTION CLASS IP65, | - | 0 | 0
1FK7042-2AC74-1EH2 |  | 1FK7042-2AC74-1EH2 | 1 | UN | 1 | 15 | C | D | N | N | 85015100 | 1 |  | 4.9 | KG | 1571.89 | 1571.89 | MC05 | MC05 | SIMOTICS S Synchronous motor 1FK7-CT PN=0.59kW; UDC=600V M0=3Nm (100K); NN=2000rpm; Naturally cooled FRAME SIZE IMB 5 (IM V1, IM V3) FLANGE 1, WITH PT1000 TEMPERATURESENSOR POWER CONNECTOR ROTATABLE ABSOLUTE ENCODERR 2048 S/R + 4096 UMDREHUNGEN MULTITURN, WITH ENDAT-SCHNITTSTELLE (ENCODER AM2048S/R) PLAIN SHAFT, TOLERANCE N; WITH HOLDING BRAKE PROTECTION CLASS IP65, FLANGE ON DRIVE END IP67; | - | 0 | 0
1FK7042-2AC74-1SA0 |  | 1FK7042-2AC74-1SA0 | 1 | UN | 1 | 15 | C | D | N | N | 85015100 | 1 |  | 4.602 | KG | 756.25 | 756.25 | MC05 | MC05 | SIMOTICS S Synchronous motor 1FK7-CT PN=0.59kW; UDC=600V M0=3Nm (100K); NN=2000rpm; Naturally cooled FRAME SIZE IMB 5 (IM V1, IM V3) FLANGE 1, WITH PT1000 TEMPERATURESENSOR POWER CONNECTOR ROTATABLE RESOLVER MULTI-POLE (RESOLVER P=4); SHAFT WITH FITTED KEY, TOLERANCE N; W/O HOLDING BRAKE PROTECTION CLASS IP64; | - | 0 | 0
1FK7042-2AC74-1SA1 |  | 1FK7042-2AC74-1SA1 | 1 | UN | 1 | 15 | C | D | N | N | 85015100 | 1 |  | 4.602 | KG | 818.59 | 818.59 | MC05 | MC05 | SIMOTICS S Synchronous motor 1FK7-CT PN=0.59kW; UDC=600V M0=3Nm (100K); NN=2000rpm; Naturally cooled FRAME SIZE IMB 5 (IM V1, IM V3) FLANGE 1, WITH PT1000 TEMPERATURESENSOR POWER CONNECTOR ROTATABLE RESOLVER MULTI-POLE (RESOLVER P=4); SHAFT WITH FITTED KEY, TOLERANCE N; W/O HOLDING BRAKE PROTECTION CLASS IP65, | - | 0 | 0
1FK7042-2AC74-1SA2 |  | 1FK7042-2AC74-1SA2 | 1 | UN | 1 | 15 | C | D | N | N | 85015100 | 1 |  | 4.602 | KG | 818.59 | 818.59 | MC05 | MC05 | SIMOTICS S Synchronous motor 1FK7-CT PN=0.59kW; UDC=600V M0=3Nm (100K); NN=2000rpm; Naturally cooled FRAME SIZE IMB 5 (IM V1, IM V3) FLANGE 1, WITH PT1000 TEMPERATURESENSOR POWER CONNECTOR ROTATABLE RESOLVER MULTI-POLE (RESOLVER P=4); SHAFT WITH FITTED KEY, TOLERANCE N; W/O HOLDING BRAKE PROTECTION CLASS IP65, FLANGE ON DRIVE END IP67; | - | 0 | 0
1FK7042-2AC74-1SB0 |  | 1FK7042-2AC74-1SB0 | 1 | UN | 1 | 15 | C | D | N | N | 85015100 | 1 |  | 4.901 | KG | 930.21 | 930.21 | MC05 | MC05 | SIMOTICS S Synchronous motor 1FK7-CT PN=0.59kW; UDC=600V M0=3Nm (100K); NN=2000rpm; Naturally cooled FRAME SIZE IMB 5 (IM V1, IM V3) FLANGE 1, WITH PT1000 TEMPERATURESENSOR POWER CONNECTOR ROTATABLE RESOLVER MULTI-POLE (RESOLVER P=4); SHAFT WITH FITTED KEY, TOLERANCE N; WITH HOLDING BRAKE PROTECTION CLASS IP64; | - | 0 | 0
1FK7042-2AC74-1SB1 |  | 1FK7042-2AC74-1SB1 | 1 | UN | 1 | 15 | C | D | N | N | 85015100 | 1 |  | 4.901 | KG | 992.55 | 992.55 | MC05 | MC05 | SIMOTICS S Synchronous motor 1FK7-CT PN=0.59kW; UDC=600V M0=3Nm (100K); NN=2000rpm; Naturally cooled FRAME SIZE IMB 5 (IM V1, IM V3) FLANGE 1, WITH PT1000 TEMPERATURESENSOR POWER CONNECTOR ROTATABLE RESOLVER MULTI-POLE (RESOLVER P=4); SHAFT WITH FITTED KEY, TOLERANCE N; WITH HOLDING BRAKE PROTECTION CLASS IP65, | - | 0 | 0
1FK7042-2AC74-1SB2 |  | 1FK7042-2AC74-1SB2 | 1 | UN | 1 | 15 | C | D | N | N | 85015100 | 1 |  | 4.901 | KG | 992.55 | 992.55 | MC05 | MC05 | SIMOTICS S Synchronous motor 1FK7-CT PN=0.59kW; UDC=600V M0=3Nm (100K); NN=2000rpm; Naturally cooled FRAME SIZE IMB 5 (IM V1, IM V3) FLANGE 1, WITH PT1000 TEMPERATURESENSOR POWER CONNECTOR ROTATABLE RESOLVER MULTI-POLE (RESOLVER P=4); SHAFT WITH FITTED KEY, TOLERANCE N; WITH HOLDING BRAKE PROTECTION CLASS IP65, FLANGE ON DRIVE END IP67; | - | 0 | 0
1FK7042-2AC74-1SG0 |  | 1FK7042-2AC74-1SG0 | 1 | UN | 1 | 15 | C | D | N | N | 85015100 | 1 |  | 4.602 | KG | 698.76 | 698.76 | MC05 | MC05 | SIMOTICS S Synchronous motor 1FK7-CT PN=0.59kW; UDC=600V M0=3Nm (100K); NN=2000rpm; Naturally cooled FRAME SIZE IMB 5 (IM V1, IM V3) FLANGE 1, WITH PT1000 TEMPERATURESENSOR POWER CONNECTOR ROTATABLE RESOLVER MULTI-POLE (RESOLVER P=4); PLAIN SHAFT, TOLERANCE N; W/O HOLDING BRAKE PROTECTION CLASS IP64; | - | 0 | 0
1FK7042-2AC74-1SG1 |  | 1FK7042-2AC74-1SG1 | 1 | UN | 1 | 15 | C | D | N | N | 85015100 | 1 |  | 4.602 | KG | 761.1 | 761.1 | MC05 | MC05 | SIMOTICS S Synchronous motor 1FK7-CT PN=0.59kW; UDC=600V M0=3Nm (100K); NN=2000rpm; Naturally cooled FRAME SIZE IMB 5 (IM V1, IM V3) FLANGE 1, WITH PT1000 TEMPERATURESENSOR POWER CONNECTOR ROTATABLE RESOLVER MULTI-POLE (RESOLVER P=4); PLAIN SHAFT, TOLERANCE N; W/O HOLDING BRAKE PROTECTION CLASS IP65, | - | 0 | 0
1FK7042-2AC74-1SG2 |  | 1FK7042-2AC74-1SG2 | 1 | UN | 1 | 15 | C | D | N | N | 85015100 | 1 |  | 4.602 | KG | 761.1 | 761.1 | MC05 | MC05 | SIMOTICS S Synchronous motor 1FK7-CT PN=0.59kW; UDC=600V M0=3Nm (100K); NN=2000rpm; Naturally cooled FRAME SIZE IMB 5 (IM V1, IM V3) FLANGE 1, WITH PT1000 TEMPERATURESENSOR POWER CONNECTOR ROTATABLE RESOLVER MULTI-POLE (RESOLVER P=4); PLAIN SHAFT, TOLERANCE N; W/O HOLDING BRAKE PROTECTION CLASS IP65, FLANGE ON DRIVE END IP67; | - | 0 | 0
1FK7042-2AC74-1SH0 |  | 1FK7042-2AC74-1SH0 | 1 | UN | 1 | 15 | C | D | N | N | 85015100 | 1 |  | 4.901 | KG | 871.23 | 871.23 | MC05 | MC05 | SIMOTICS S Synchronous motor 1FK7-CT PN=0.59kW; UDC=600V M0=3Nm (100K); NN=2000rpm; Naturally cooled FRAME SIZE IMB 5 (IM V1, IM V3) FLANGE 1, WITH PT1000 TEMPERATURESENSOR POWER CONNECTOR ROTATABLE RESOLVER MULTI-POLE (RESOLVER P=4); PLAIN SHAFT, TOLERANCE N; WITH HOLDING BRAKE PROTECTION CLASS IP64; | - | 0 | 0
1FK7042-2AC74-1SH1 |  | 1FK7042-2AC74-1SH1 | 1 | UN | 1 | 15 | C | D | N | N | 85015100 | 1 |  | 4.901 | KG | 933.57 | 933.57 | MC05 | MC05 | SIMOTICS S Synchronous motor 1FK7-CT PN=0.59kW; UDC=600V M0=3Nm (100K); NN=2000rpm; Naturally cooled FRAME SIZE IMB 5 (IM V1, IM V3) FLANGE 1, WITH PT1000 TEMPERATURESENSOR POWER CONNECTOR ROTATABLE RESOLVER MULTI-POLE (RESOLVER P=4); PLAIN SHAFT, TOLERANCE N; WITH HOLDING BRAKE PROTECTION CLASS IP65, | - | 0 | 0
1FK7042-2AC74-1SH2 |  | 1FK7042-2AC74-1SH2 | 1 | UN | 1 | 15 | C | D | N | N | 85015100 | 1 |  | 4.901 | KG | 933.57 | 933.57 | MC05 | MC05 | SIMOTICS S Synchronous motor 1FK7-CT PN=0.59kW; UDC=600V M0=3Nm (100K); NN=2000rpm; Naturally cooled FRAME SIZE IMB 5 (IM V1, IM V3) FLANGE 1, WITH PT1000 TEMPERATURESENSOR POWER CONNECTOR ROTATABLE RESOLVER MULTI-POLE (RESOLVER P=4); PLAIN SHAFT, TOLERANCE N; WITH HOLDING BRAKE PROTECTION CLASS IP65, FLANGE ON DRIVE END IP67; | - | 0 | 0
1FK7042-2AC74-1TA0 |  | 1FK7042-2AC74-1TA0 | 1 | UN | 1 | 15 | C | D | N | N | 85015100 | 1 |  | 4.602 | KG | 756.25 | 756.25 | MC05 | MC05 | SIMOTICS S Synchronous motor 1FK7-CT PN=0.59kW; UDC=600V M0=3Nm (100K); NN=2000rpm; Naturally cooled FRAME SIZE IMB 5 (IM V1, IM V3) FLANGE 1, WITH PT1000 TEMPERATURESENSOR POWER CONNECTOR ROTATABLE RESOLVER 2-POLE (RESOLVER P=1); SHAFT WITH FITTED KEY, TOLERANCE N; W/O HOLDING BRAKE PROTECTION CLASS IP64; | - | 0 | 0
1FK7042-2AC74-1TA1 |  | 1FK7042-2AC74-1TA1 | 1 | UN | 1 | 15 | C | D | N | N | 85015100 | 1 |  | 4.602 | KG | 818.59 | 818.59 | MC05 | MC05 | SIMOTICS S Synchronous motor 1FK7-CT PN=0.59kW; UDC=600V M0=3Nm (100K); NN=2000rpm; Naturally cooled FRAME SIZE IMB 5 (IM V1, IM V3) FLANGE 1, WITH PT1000 TEMPERATURESENSOR POWER CONNECTOR ROTATABLE RESOLVER 2-POLE (RESOLVER P=1); SHAFT WITH FITTED KEY, TOLERANCE N; W/O HOLDING BRAKE PROTECTION CLASS IP65, | - | 0 | 0
1FK7042-2AC74-1TA2 |  | 1FK7042-2AC74-1TA2 | 1 | UN | 1 | 15 | C | D | N | N | 85015100 | 1 |  | 4.602 | KG | 818.59 | 818.59 | MC05 | MC05 | SIMOTICS S Synchronous motor 1FK7-CT PN=0.59kW; UDC=600V M0=3Nm (100K); NN=2000rpm; Naturally cooled FRAME SIZE IMB 5 (IM V1, IM V3) FLANGE 1, WITH PT1000 TEMPERATURESENSOR POWER CONNECTOR ROTATABLE RESOLVER 2-POLE (RESOLVER P=1); SHAFT WITH FITTED KEY, TOLERANCE N; W/O HOLDING BRAKE PROTECTION CLASS IP65, FLANGE ON DRIVE END IP67; | - | 0 | 0
1FK7042-2AC74-1TB0 |  | 1FK7042-2AC74-1TB0 | 1 | UN | 1 | 15 | C | D | N | N | 85015100 | 1 |  | 4.901 | KG | 930.21 | 930.21 | MC05 | MC05 | SIMOTICS S Synchronous motor 1FK7-CT PN=0.59kW; UDC=600V M0=3Nm (100K); NN=2000rpm; Naturally cooled FRAME SIZE IMB 5 (IM V1, IM V3) FLANGE 1, WITH PT1000 TEMPERATURESENSOR POWER CONNECTOR ROTATABLE RESOLVER 2-POLE (RESOLVER P=1); SHAFT WITH FITTED KEY, TOLERANCE N; WITH HOLDING BRAKE PROTECTION CLASS IP64; | - | 0 | 0
1FK7042-2AC74-1TB1 |  | 1FK7042-2AC74-1TB1 | 1 | UN | 1 | 15 | C | D | N | N | 85015100 | 1 |  | 4.901 | KG | 992.55 | 992.55 | MC05 | MC05 | SIMOTICS S Synchronous motor 1FK7-CT PN=0.59kW; UDC=600V M0=3Nm (100K); NN=2000rpm; Naturally cooled FRAME SIZE IMB 5 (IM V1, IM V3) FLANGE 1, WITH PT1000 TEMPERATURESENSOR POWER CONNECTOR ROTATABLE RESOLVER 2-POLE (RESOLVER P=1); SHAFT WITH FITTED KEY, TOLERANCE N; WITH HOLDING BRAKE PROTECTION CLASS IP65, | - | 0 | 0
1FK7042-2AC74-1TB2 |  | 1FK7042-2AC74-1TB2 | 1 | UN | 1 | 15 | C | D | N | N | 85015100 | 1 |  | 4.901 | KG | 992.55 | 992.55 | MC05 | MC05 | SIMOTICS S Synchronous motor 1FK7-CT PN=0.59kW; UDC=600V M0=3Nm (100K); NN=2000rpm; Naturally cooled FRAME SIZE IMB 5 (IM V1, IM V3) FLANGE 1, WITH PT1000 TEMPERATURESENSOR POWER CONNECTOR ROTATABLE RESOLVER 2-POLE (RESOLVER P=1); SHAFT WITH FITTED KEY, TOLERANCE N; WITH HOLDING BRAKE PROTECTION CLASS IP65, FLANGE ON DRIVE END IP67; | - | 0 | 0
1FK7042-2AC74-1TG0 |  | 1FK7042-2AC74-1TG0 | 1 | UN | 1 | 15 | C | D | N | N | 85015100 | 1 |  | 4.602 | KG | 698.76 | 698.76 | MC05 | MC05 | SIMOTICS S Synchronous motor 1FK7-CT PN=0.59kW; UDC=600V M0=3Nm (100K); NN=2000rpm; Naturally cooled FRAME SIZE IMB 5 (IM V1, IM V3) FLANGE 1, WITH PT1000 TEMPERATURESENSOR POWER CONNECTOR ROTATABLE RESOLVER 2-POLE (RESOLVER P=1); PLAIN SHAFT, TOLERANCE N; W/O HOLDING BRAKE PROTECTION CLASS IP64; | - | 0 | 0
1FK7042-2AC74-1TG1 |  | 1FK7042-2AC74-1TG1 | 1 | UN | 1 | 15 | C | D | N | N | 85015100 | 1 |  | 4.602 | KG | 761.1 | 761.1 | MC05 | MC05 | SIMOTICS S Synchronous motor 1FK7-CT PN=0.59kW; UDC=600V M0=3Nm (100K); NN=2000rpm; Naturally cooled FRAME SIZE IMB 5 (IM V1, IM V3) FLANGE 1, WITH PT1000 TEMPERATURESENSOR POWER CONNECTOR ROTATABLE RESOLVER 2-POLE (RESOLVER P=1); PLAIN SHAFT, TOLERANCE N; W/O HOLDING BRAKE PROTECTION CLASS IP65, | - | 0 | 0
1FK7042-2AC74-1TG2 |  | 1FK7042-2AC74-1TG2 | 1 | UN | 1 | 15 | C | D | N | N | 85015100 | 1 |  | 4.602 | KG | 761.1 | 761.1 | MC05 | MC05 | SIMOTICS S Synchronous motor 1FK7-CT PN=0.59kW; UDC=600V M0=3Nm (100K); NN=2000rpm; Naturally cooled FRAME SIZE IMB 5 (IM V1, IM V3) FLANGE 1, WITH PT1000 TEMPERATURESENSOR POWER CONNECTOR ROTATABLE RESOLVER 2-POLE (RESOLVER P=1); PLAIN SHAFT, TOLERANCE N; W/O HOLDING BRAKE PROTECTION CLASS IP65, FLANGE ON DRIVE END IP67; | - | 0 | 0
1FK7042-2AC74-1TH0 |  | 1FK7042-2AC74-1TH0 | 1 | UN | 1 | 15 | C | D | N | N | 85015100 | 1 |  | 4.901 | KG | 871.23 | 871.23 | MC05 | MC05 | SIMOTICS S Synchronous motor 1FK7-CT PN=0.59kW; UDC=600V M0=3Nm (100K); NN=2000rpm; Naturally cooled FRAME SIZE IMB 5 (IM V1, IM V3) FLANGE 1, WITH PT1000 TEMPERATURESENSOR POWER CONNECTOR ROTATABLE RESOLVER 2-POLE (RESOLVER P=1); PLAIN SHAFT, TOLERANCE N; WITH HOLDING BRAKE PROTECTION CLASS IP64; | - | 0 | 0
1FK7042-2AC74-1TH1 |  | 1FK7042-2AC74-1TH1 | 1 | UN | 1 | 15 | C | D | N | N | 85015100 | 1 |  | 4.901 | KG | 933.57 | 933.57 | MC05 | MC05 | SIMOTICS S Synchronous motor 1FK7-CT PN=0.59kW; UDC=600V M0=3Nm (100K); NN=2000rpm; Naturally cooled FRAME SIZE IMB 5 (IM V1, IM V3) FLANGE 1, WITH PT1000 TEMPERATURESENSOR POWER CONNECTOR ROTATABLE RESOLVER 2-POLE (RESOLVER P=1); PLAIN SHAFT, TOLERANCE N; WITH HOLDING BRAKE PROTECTION CLASS IP65, | - | 0 | 0
1FK7042-2AC74-1TH2 |  | 1FK7042-2AC74-1TH2 | 1 | UN | 1 | 15 | C | D | N | N | 85015100 | 1 |  | 4.901 | KG | 933.57 | 933.57 | MC05 | MC05 | SIMOTICS S Synchronous motor 1FK7-CT PN=0.59kW; UDC=600V M0=3Nm (100K); NN=2000rpm; Naturally cooled FRAME SIZE IMB 5 (IM V1, IM V3) FLANGE 1, WITH PT1000 TEMPERATURESENSOR POWER CONNECTOR ROTATABLE RESOLVER 2-POLE (RESOLVER P=1); PLAIN SHAFT, TOLERANCE N; WITH HOLDING BRAKE PROTECTION CLASS IP65, FLANGE ON DRIVE END IP67; | - | 0 | 0
1FK7042-2AF21-1AA0 |  | 1FK7042-2AF21-1AA0 | 1 | UN | 1 | 15 | C | D | N | N | 85015220 | 1 |  | 4.601 | KG | 1146.89 | 1146.89 | MC05 | MC05 | SIMOTICS S Synchronous motor 1FK7-CT PN=0.82kW; UDC=300V; M0=3Nm (100K); NN=3000rpm; Naturally cooled FRAME SIZE IMB 5 (IM V1, IM V3) FLANGE 1, WITH KTY TEMPERATURESENSOR POWER CONNECTOR ROTATABLE INCREMENTAL ENCODER SIN/COS 1VPP;2048 S/R W. C-AND D-SPUR (ENCODER IC2048S/R) SHAFT WITH FITTED KEY, TOLERANCE N; W/O HOLDING BRAKE PROTECTION CLASS IP64; | - | 0 | 0
1FK7042-2AF21-1AA1 |  | 1FK7042-2AF21-1AA1 | 1 | UN | 1 | 15 | C | D | N | N | 85015220 | 1 |  | 4.601 | KG | 1209.23 | 1209.23 | MC05 | MC05 | SIMOTICS S Synchronous motor 1FK7-CT PN=0.82kW; UDC=300V; M0=3Nm (100K); NN=3000rpm; Naturally cooled FRAME SIZE IMB 5 (IM V1, IM V3) FLANGE 1, WITH KTY TEMPERATURESENSOR POWER CONNECTOR ROTATABLE INCREMENTAL ENCODER SIN/COS 1VPP;2048 S/R W. C-AND D-SPUR (ENCODER IC2048S/R) SHAFT WITH FITTED KEY, TOLERANCE N; W/O HOLDING BRAKE PROTECTION CLASS IP65, | - | 0 | 0
1FK7042-2AF21-1AA2 |  | 1FK7042-2AF21-1AA2 | 1 | UN | 1 | 15 | C | D | N | N | 85015220 | 1 |  | 4.601 | KG | 1209.23 | 1209.23 | MC05 | MC05 | SIMOTICS S Synchronous motor 1FK7-CT PN=0.82kW; UDC=300V; M0=3Nm (100K); NN=3000rpm; Naturally cooled FRAME SIZE IMB 5 (IM V1, IM V3) FLANGE 1, WITH KTY TEMPERATURESENSOR POWER CONNECTOR ROTATABLE INCREMENTAL ENCODER SIN/COS 1VPP;2048 S/R W. C-AND D-SPUR (ENCODER IC2048S/R) SHAFT WITH FITTED KEY, TOLERANCE N; W/O HOLDING BRAKE PROTECTION CLASS IP65, FLANGE ON DRIVE END IP67; | - | 0 | 0
1FK7042-2AF21-1AB0 |  | 1FK7042-2AF21-1AB0 | 1 | UN | 1 | 15 | C | D | N | N | 85015220 | 1 |  | 4.9 | KG | 1320.85 | 1320.85 | MC05 | MC05 | SIMOTICS S Synchronous motor 1FK7-CT PN=0.82kW; UDC=300V; M0=3Nm (100K); NN=3000rpm; Naturally cooled FRAME SIZE IMB 5 (IM V1, IM V3) FLANGE 1, WITH KTY TEMPERATURESENSOR POWER CONNECTOR ROTATABLE INCREMENTAL ENCODER SIN/COS 1VPP;2048 S/R W. C-AND D-SPUR (ENCODER IC2048S/R) SHAFT WITH FITTED KEY, TOLERANCE N; WITH HOLDING BRAKE PROTECTION CLASS IP64; | - | 0 | 0
1FK7042-2AF21-1AB1 |  | 1FK7042-2AF21-1AB1 | 1 | UN | 1 | 15 | C | D | N | N | 85015220 | 1 |  | 4.9 | KG | 1383.19 | 1383.19 | MC05 | MC05 | SIMOTICS S Synchronous motor 1FK7-CT PN=0.82kW; UDC=300V; M0=3Nm (100K); NN=3000rpm; Naturally cooled FRAME SIZE IMB 5 (IM V1, IM V3) FLANGE 1, WITH KTY TEMPERATURESENSOR POWER CONNECTOR ROTATABLE INCREMENTAL ENCODER SIN/COS 1VPP;2048 S/R W. C-AND D-SPUR (ENCODER IC2048S/R) SHAFT WITH FITTED KEY, TOLERANCE N; WITH HOLDING BRAKE PROTECTION CLASS IP65, | - | 0 | 0
1FK7042-2AF21-1AB2 |  | 1FK7042-2AF21-1AB2 | 1 | UN | 1 | 15 | C | D | N | N | 85015220 | 1 |  | 4.9 | KG | 1383.19 | 1383.19 | MC05 | MC05 | SIMOTICS S Synchronous motor 1FK7-CT PN=0.82kW; UDC=300V; M0=3Nm (100K); NN=3000rpm; Naturally cooled FRAME SIZE IMB 5 (IM V1, IM V3) FLANGE 1, WITH KTY TEMPERATURESENSOR POWER CONNECTOR ROTATABLE INCREMENTAL ENCODER SIN/COS 1VPP;2048 S/R W. C-AND D-SPUR (ENCODER IC2048S/R) SHAFT WITH FITTED KEY, TOLERANCE N; WITH HOLDING BRAKE PROTECTION CLASS IP65, FLANGE ON DRIVE END IP67; | - | 0 | 0
1FK7042-2AF21-1AG0 |  | 1FK7042-2AF21-1AG0 | 1 | UN | 1 | 15 | C | D | N | N | 85015220 | 1 |  | 4.601 | KG | 1089.4 | 1089.4 | MC05 | MC05 | SIMOTICS S Synchronous motor 1FK7-CT PN=0.82kW; UDC=300V; M0=3Nm (100K); NN=3000rpm; Naturally cooled FRAME SIZE IMB 5 (IM V1, IM V3) FLANGE 1, WITH KTY TEMPERATURESENSOR POWER CONNECTOR ROTATABLE INCREMENTAL ENCODER SIN/COS 1VPP;2048 S/R W. C-AND D-SPUR (ENCODER IC2048S/R) PLAIN SHAFT, TOLERANCE N; W/O HOLDING BRAKE PROTECTION CLASS IP64; | - | 0 | 0
1FK7042-2AF21-1AG1 |  | 1FK7042-2AF21-1AG1 | 1 | UN | 1 | 15 | C | D | N | N | 85015220 | 1 |  | 4.601 | KG | 1151.74 | 1151.74 | MC05 | MC05 | SIMOTICS S Synchronous motor 1FK7-CT PN=0.82kW; UDC=300V; M0=3Nm (100K); NN=3000rpm; Naturally cooled FRAME SIZE IMB 5 (IM V1, IM V3) FLANGE 1, WITH KTY TEMPERATURESENSOR POWER CONNECTOR ROTATABLE INCREMENTAL ENCODER SIN/COS 1VPP;2048 S/R W. C-AND D-SPUR (ENCODER IC2048S/R) PLAIN SHAFT, TOLERANCE N; W/O HOLDING BRAKE PROTECTION CLASS IP65, | - | 0 | 0
1FK7042-2AF21-1AG2 |  | 1FK7042-2AF21-1AG2 | 1 | UN | 1 | 15 | C | D | N | N | 85015220 | 1 |  | 4.601 | KG | 1151.74 | 1151.74 | MC05 | MC05 | SIMOTICS S Synchronous motor 1FK7-CT PN=0.82kW; UDC=300V; M0=3Nm (100K); NN=3000rpm; Naturally cooled FRAME SIZE IMB 5 (IM V1, IM V3) FLANGE 1, WITH KTY TEMPERATURESENSOR POWER CONNECTOR ROTATABLE INCREMENTAL ENCODER SIN/COS 1VPP;2048 S/R W. C-AND D-SPUR (ENCODER IC2048S/R) PLAIN SHAFT, TOLERANCE N; W/O HOLDING BRAKE PROTECTION CLASS IP65, FLANGE ON DRIVE END IP67; | - | 0 | 0
1FK7042-2AF21-1AH0 |  | 1FK7042-2AF21-1AH0 | 1 | UN | 1 | 15 | C | D | N | N | 85015220 | 1 |  | 4.9 | KG | 1261.87 | 1261.87 | MC05 | MC05 | SIMOTICS S Synchronous motor 1FK7-CT PN=0.82kW; UDC=300V; M0=3Nm (100K); NN=3000rpm; Naturally cooled FRAME SIZE IMB 5 (IM V1, IM V3) FLANGE 1, WITH KTY TEMPERATURESENSOR POWER CONNECTOR ROTATABLE INCREMENTAL ENCODER SIN/COS 1VPP;2048 S/R W. C-AND D-SPUR (ENCODER IC2048S/R) PLAIN SHAFT, TOLERANCE N; WITH HOLDING BRAKE PROTECTION CLASS IP64; | - | 0 | 0
1FK7042-2AF21-1AH1 |  | 1FK7042-2AF21-1AH1 | 1 | UN | 1 | 15 | C | D | N | N | 85015220 | 1 |  | 4.9 | KG | 1324.21 | 1324.21 | MC05 | MC05 | SIMOTICS S Synchronous motor 1FK7-CT PN=0.82kW; UDC=300V; M0=3Nm (100K); NN=3000rpm; Naturally cooled FRAME SIZE IMB 5 (IM V1, IM V3) FLANGE 1, WITH KTY TEMPERATURESENSOR POWER CONNECTOR ROTATABLE INCREMENTAL ENCODER SIN/COS 1VPP;2048 S/R W. C-AND D-SPUR (ENCODER IC2048S/R) PLAIN SHAFT, TOLERANCE N; WITH HOLDING BRAKE PROTECTION CLASS IP65, | - | 0 | 0
1FK7042-2AF21-1AH2 |  | 1FK7042-2AF21-1AH2 | 1 | UN | 1 | 15 | C | D | N | N | 85015220 | 1 |  | 4.9 | KG | 1324.21 | 1324.21 | MC05 | MC05 | SIMOTICS S Synchronous motor 1FK7-CT PN=0.82kW; UDC=300V; M0=3Nm (100K); NN=3000rpm; Naturally cooled FRAME SIZE IMB 5 (IM V1, IM V3) FLANGE 1, WITH KTY TEMPERATURESENSOR POWER CONNECTOR ROTATABLE INCREMENTAL ENCODER SIN/COS 1VPP;2048 S/R W. C-AND D-SPUR (ENCODER IC2048S/R) PLAIN SHAFT, TOLERANCE N; WITH HOLDING BRAKE PROTECTION CLASS IP65, FLANGE ON DRIVE END IP67; | - | 0 | 0
1FK7042-2AF21-1BA0 |  | 1FK7042-2AF21-1BA0 | 1 | UN | 1 | 15 | C | D | N | N | 85015220 | 1 |  | 4.601 | KG | 1307.59 | 1307.59 | MC05 | MC05 | SIMOTICS S Synchronous motor 1FK7-CT PN=0.82kW; UDC=300V; M0=3Nm (100K); NN=3000rpm; Naturally cooled FRAME SIZE IMB 5 (IM V1, IM V3) FLANGE 1 POWER CONNECTOR ROTATABLE ABSOLUTE ENCODER SINGLETURN 24 BIT WITH DRIVE CLIQ INTERFACE (ENCODER AS24DQI) SHAFT WITH FITTED KEY, TOLERANCE N; W/O HOLDING BRAKE PROTECTION CLASS IP64; | - | 0 | 0
1FK7042-2AF21-1BA1 |  | 1FK7042-2AF21-1BA1 | 1 | UN | 1 | 15 | C | D | N | N | 85015220 | 1 |  | 4.601 | KG | 1369.93 | 1369.93 | MC05 | MC05 | SIMOTICS S Synchronous motor 1FK7-CT PN=0.82kW; UDC=300V; M0=3Nm (100K); NN=3000rpm; Naturally cooled FRAME SIZE IMB 5 (IM V1, IM V3) FLANGE 1 POWER CONNECTOR ROTATABLE ABSOLUTE ENCODER SINGLETURN 24 BIT WITH DRIVE CLIQ INTERFACE (ENCODER AS24DQI) SHAFT WITH FITTED KEY, TOLERANCE N; W/O HOLDING BRAKE PROTECTION CLASS IP65, | - | 0 | 0
1FK7042-2AF21-1BA2 |  | 1FK7042-2AF21-1BA2 | 1 | UN | 1 | 15 | C | D | N | N | 85015220 | 1 |  | 4.601 | KG | 1369.93 | 1369.93 | MC05 | MC05 | SIMOTICS S Synchronous motor 1FK7-CT PN=0.82kW; UDC=300V; M0=3Nm (100K); NN=3000rpm; Naturally cooled FRAME SIZE IMB 5 (IM V1, IM V3) FLANGE 1 POWER CONNECTOR ROTATABLE ABSOLUTE ENCODER SINGLETURN 24 BIT WITH DRIVE CLIQ INTERFACE (ENCODER AS24DQI) SHAFT WITH FITTED KEY, TOLERANCE N; W/O HOLDING BRAKE PROTECTION CLASS IP65, FLANGE ON DRIVE END IP67; | - | 0 | 0
1FK7042-2AF21-1BB0 |  | 1FK7042-2AF21-1BB0 | 1 | UN | 1 | 15 | C | D | N | N | 85015220 | 1 |  | 4.9 | KG | 1481.55 | 1481.55 | MC05 | MC05 | SIMOTICS S Synchronous motor 1FK7-CT PN=0.82kW; UDC=300V; M0=3Nm (100K); NN=3000rpm; Naturally cooled FRAME SIZE IMB 5 (IM V1, IM V3) FLANGE 1 POWER CONNECTOR ROTATABLE ABSOLUTE ENCODER SINGLETURN 24 BIT WITH DRIVE CLIQ INTERFACE (ENCODER AS24DQI) SHAFT WITH FITTED KEY, TOLERANCE N; WITH HOLDING BRAKE PROTECTION CLASS IP64; | - | 0 | 0
1FK7042-2AF21-1BB1 |  | 1FK7042-2AF21-1BB1 | 1 | UN | 1 | 15 | C | D | N | N | 85015220 | 1 |  | 4.9 | KG | 1543.89 | 1543.89 | MC05 | MC05 | SIMOTICS S Synchronous motor 1FK7-CT PN=0.82kW; UDC=300V; M0=3Nm (100K); NN=3000rpm; Naturally cooled FRAME SIZE IMB 5 (IM V1, IM V3) FLANGE 1 POWER CONNECTOR ROTATABLE ABSOLUTE ENCODER SINGLETURN 24 BIT WITH DRIVE CLIQ INTERFACE (ENCODER AS24DQI) SHAFT WITH FITTED KEY, TOLERANCE N; WITH HOLDING BRAKE PROTECTION CLASS IP65, | - | 0 | 0
1FK7042-2AF21-1BB2 |  | 1FK7042-2AF21-1BB2 | 1 | UN | 1 | 15 | C | D | N | N | 85015220 | 1 |  | 4.9 | KG | 1543.89 | 1543.89 | MC05 | MC05 | SIMOTICS S Synchronous motor 1FK7-CT PN=0.82kW; UDC=300V; M0=3Nm (100K); NN=3000rpm; Naturally cooled FRAME SIZE IMB 5 (IM V1, IM V3) FLANGE 1 POWER CONNECTOR ROTATABLE ABSOLUTE ENCODER SINGLETURN 24 BIT WITH DRIVE CLIQ INTERFACE (ENCODER AS24DQI) SHAFT WITH FITTED KEY, TOLERANCE N; WITH HOLDING BRAKE PROTECTION CLASS IP65, FLANGE ON DRIVE END IP67; | - | 0 | 0
1FK7042-2AF21-1BG0 |  | 1FK7042-2AF21-1BG0 | 1 | UN | 1 | 15 | C | D | N | N | 85015220 | 1 |  | 4.601 | KG | 1250.1 | 1250.1 | MC05 | MC05 | SIMOTICS S Synchronous motor 1FK7-CT PN=0.82kW; UDC=300V; M0=3Nm (100K); NN=3000rpm; Naturally cooled FRAME SIZE IMB 5 (IM V1, IM V3) FLANGE 1 POWER CONNECTOR ROTATABLE ABSOLUTE ENCODER SINGLETURN 24 BIT WITH DRIVE CLIQ INTERFACE (ENCODER AS24DQI) PLAIN SHAFT, TOLERANCE N; W/O HOLDING BRAKE PROTECTION CLASS IP64; | - | 0 | 0
1FK7042-2AF21-1BG1 |  | 1FK7042-2AF21-1BG1 | 1 | UN | 1 | 15 | C | D | N | N | 85015220 | 1 |  | 4.601 | KG | 1312.44 | 1312.44 | MC05 | MC05 | SIMOTICS S Synchronous motor 1FK7-CT PN=0.82kW; UDC=300V; M0=3Nm (100K); NN=3000rpm; Naturally cooled FRAME SIZE IMB 5 (IM V1, IM V3) FLANGE 1 POWER CONNECTOR ROTATABLE ABSOLUTE ENCODER SINGLETURN 24 BIT WITH DRIVE CLIQ INTERFACE (ENCODER AS24DQI) PLAIN SHAFT, TOLERANCE N; W/O HOLDING BRAKE PROTECTION CLASS IP65, | - | 0 | 0
1FK7042-2AF21-1BG2 |  | 1FK7042-2AF21-1BG2 | 1 | UN | 1 | 15 | C | D | N | N | 85015220 | 1 |  | 4.601 | KG | 1312.44 | 1312.44 | MC05 | MC05 | SIMOTICS S Synchronous motor 1FK7-CT PN=0.82kW; UDC=300V; M0=3Nm (100K); NN=3000rpm; Naturally cooled FRAME SIZE IMB 5 (IM V1, IM V3) FLANGE 1 POWER CONNECTOR ROTATABLE ABSOLUTE ENCODER SINGLETURN 24 BIT WITH DRIVE CLIQ INTERFACE (ENCODER AS24DQI) PLAIN SHAFT, TOLERANCE N; W/O HOLDING BRAKE PROTECTION CLASS IP65, FLANGE ON DRIVE END IP67; | - | 0 | 0
1FK7042-2AF21-1BH0 |  | 1FK7042-2AF21-1BH0 | 1 | UN | 1 | 15 | C | D | N | N | 85015220 | 1 |  | 4.9 | KG | 1422.57 | 1422.57 | MC05 | MC05 | SIMOTICS S Synchronous motor 1FK7-CT PN=0.82kW; UDC=300V; M0=3Nm (100K); NN=3000rpm; Naturally cooled FRAME SIZE IMB 5 (IM V1, IM V3) FLANGE 1 POWER CONNECTOR ROTATABLE ABSOLUTE ENCODER SINGLETURN 24 BIT WITH DRIVE CLIQ INTERFACE (ENCODER AS24DQI) PLAIN SHAFT, TOLERANCE N; WITH HOLDING BRAKE PROTECTION CLASS IP64; | - | 0 | 0
1FK7042-2AF21-1BH1 |  | 1FK7042-2AF21-1BH1 | 1 | UN | 1 | 15 | C | D | N | N | 85015220 | 1 |  | 4.9 | KG | 1484.91 | 1484.91 | MC05 | MC05 | SIMOTICS S Synchronous motor 1FK7-CT PN=0.82kW; UDC=300V; M0=3Nm (100K); NN=3000rpm; Naturally cooled FRAME SIZE IMB 5 (IM V1, IM V3) FLANGE 1 POWER CONNECTOR ROTATABLE ABSOLUTE ENCODER SINGLETURN 24 BIT WITH DRIVE CLIQ INTERFACE (ENCODER AS24DQI) PLAIN SHAFT, TOLERANCE N; WITH HOLDING BRAKE PROTECTION CLASS IP65, | - | 0 | 0
1FK7042-2AF21-1BH2 |  | 1FK7042-2AF21-1BH2 | 1 | UN | 1 | 15 | C | D | N | N | 85015220 | 1 |  | 4.9 | KG | 1484.91 | 1484.91 | MC05 | MC05 | SIMOTICS S Synchronous motor 1FK7-CT PN=0.82kW; UDC=300V; M0=3Nm (100K); NN=3000rpm; Naturally cooled FRAME SIZE IMB 5 (IM V1, IM V3) FLANGE 1 POWER CONNECTOR ROTATABLE ABSOLUTE ENCODER SINGLETURN 24 BIT WITH DRIVE CLIQ INTERFACE (ENCODER AS24DQI) PLAIN SHAFT, TOLERANCE N; WITH HOLDING BRAKE PROTECTION CLASS IP65, FLANGE ON DRIVE END IP67; | - | 0 | 0
1FK7042-2AF21-1CA0 |  | 1FK7042-2AF21-1CA0 | 1 | UN | 1 | 15 | C | D | N | N | 85015220 | 1 |  | 4.601 | KG | 1553.75 | 1553.75 | MC05 | MC05 | SIMOTICS S Synchronous motor 1FK7-CT PN=0.82kW; UDC=300V; M0=3Nm (100K); NN=3000rpm; Naturally cooled FRAME SIZE IMB 5 (IM V1, IM V3) FLANGE 1 POWER CONNECTOR ROTATABLE ABSOLUTE ENCODER 24 BIT + 12 BIT MULTITURN WITH DRIVE-CLIQ INTERFACE (ENCODER AM24DQI) SHAFT WITH FITTED KEY, TOLERANCE N; W/O HOLDING BRAKE PROTECTION CLASS IP64; | - | 0 | 0
1FK7042-2AF21-1CA1 |  | 1FK7042-2AF21-1CA1 | 1 | UN | 1 | 15 | C | D | N | N | 85015220 | 1 |  | 4.601 | KG | 1616.09 | 1616.09 | MC05 | MC05 | SIMOTICS S Synchronous motor 1FK7-CT PN=0.82kW; UDC=300V; M0=3Nm (100K); NN=3000rpm; Naturally cooled FRAME SIZE IMB 5 (IM V1, IM V3) FLANGE 1 POWER CONNECTOR ROTATABLE ABSOLUTE ENCODER 24 BIT + 12 BIT MULTITURN WITH DRIVE-CLIQ INTERFACE (ENCODER AM24DQI) SHAFT WITH FITTED KEY, TOLERANCE N; W/O HOLDING BRAKE PROTECTION CLASS IP65, | - | 0 | 0
1FK7042-2AF21-1CA2 |  | 1FK7042-2AF21-1CA2 | 1 | UN | 1 | 15 | C | D | N | N | 85015220 | 1 |  | 4.601 | KG | 1616.09 | 1616.09 | MC05 | MC05 | SIMOTICS S Synchronous motor 1FK7-CT PN=0.82kW; UDC=300V; M0=3Nm (100K); NN=3000rpm; Naturally cooled FRAME SIZE IMB 5 (IM V1, IM V3) FLANGE 1 POWER CONNECTOR ROTATABLE ABSOLUTE ENCODER 24 BIT + 12 BIT MULTITURN WITH DRIVE-CLIQ INTERFACE (ENCODER AM24DQI) SHAFT WITH FITTED KEY, TOLERANCE N; W/O HOLDING BRAKE PROTECTION CLASS IP65, FLANGE ON DRIVE END IP67; | - | 0 | 0
1FK7042-2AF21-1CB0 |  | 1FK7042-2AF21-1CB0 | 1 | UN | 1 | 15 | C | D | N | N | 85015220 | 1 |  | 4.9 | KG | 1727.71 | 1727.71 | MC05 | MC05 | SIMOTICS S Synchronous motor 1FK7-CT PN=0.82kW; UDC=300V; M0=3Nm (100K); NN=3000rpm; Naturally cooled FRAME SIZE IMB 5 (IM V1, IM V3) FLANGE 1 POWER CONNECTOR ROTATABLE ABSOLUTE ENCODER 24 BIT + 12 BIT MULTITURN WITH DRIVE-CLIQ INTERFACE (ENCODER AM24DQI) SHAFT WITH FITTED KEY, TOLERANCE N; WITH HOLDING BRAKE PROTECTION CLASS IP64; | - | 0 | 0
1FK7042-2AF21-1CB1 |  | 1FK7042-2AF21-1CB1 | 1 | UN | 1 | 15 | C | D | N | N | 85015220 | 1 |  | 4.9 | KG | 1790.05 | 1790.05 | MC05 | MC05 | SIMOTICS S Synchronous motor 1FK7-CT PN=0.82kW; UDC=300V; M0=3Nm (100K); NN=3000rpm; Naturally cooled FRAME SIZE IMB 5 (IM V1, IM V3) FLANGE 1 POWER CONNECTOR ROTATABLE ABSOLUTE ENCODER 24 BIT + 12 BIT MULTITURN WITH DRIVE-CLIQ INTERFACE (ENCODER AM24DQI) SHAFT WITH FITTED KEY, TOLERANCE N; WITH HOLDING BRAKE PROTECTION CLASS IP65, | - | 0 | 0
1FK7042-2AF21-1CB2 |  | 1FK7042-2AF21-1CB2 | 1 | UN | 1 | 15 | C | D | N | N | 85015220 | 1 |  | 4.9 | KG | 1790.05 | 1790.05 | MC05 | MC05 | SIMOTICS S Synchronous motor 1FK7-CT PN=0.82kW; UDC=300V; M0=3Nm (100K); NN=3000rpm; Naturally cooled FRAME SIZE IMB 5 (IM V1, IM V3) FLANGE 1 POWER CONNECTOR ROTATABLE ABSOLUTE ENCODER 24 BIT + 12 BIT MULTITURN WITH DRIVE-CLIQ INTERFACE (ENCODER AM24DQI) SHAFT WITH FITTED KEY, TOLERANCE N; WITH HOLDING BRAKE PROTECTION CLASS IP65, FLANGE ON DRIVE END IP67; | - | 0 | 0
1FK7042-2AF21-1CG0 |  | 1FK7042-2AF21-1CG0 | 1 | UN | 1 | 15 | C | D | N | N | 85015220 | 1 |  | 4.601 | KG | 1496.26 | 1496.26 | MC05 | MC05 | SIMOTICS S Synchronous motor 1FK7-CT PN=0.82kW; UDC=300V; M0=3Nm (100K); NN=3000rpm; Naturally cooled FRAME SIZE IMB 5 (IM V1, IM V3) FLANGE 1 POWER CONNECTOR ROTATABLE ABSOLUTE ENCODER 24 BIT + 12 BIT MULTITURN WITH DRIVE-CLIQ INTERFACE (ENCODER AM24DQI) PLAIN SHAFT, TOLERANCE N; W/O HOLDING BRAKE PROTECTION CLASS IP64; | - | 0 | 0
1FK7042-2AF21-1CG1 |  | 1FK7042-2AF21-1CG1 | 1 | UN | 1 | 15 | C | D | N | N | 85015220 | 1 |  | 4.601 | KG | 1558.6 | 1558.6 | MC05 | MC05 | SIMOTICS S Synchronous motor 1FK7-CT PN=0.82kW; UDC=300V; M0=3Nm (100K); NN=3000rpm; Naturally cooled FRAME SIZE IMB 5 (IM V1, IM V3) FLANGE 1 POWER CONNECTOR ROTATABLE ABSOLUTE ENCODER 24 BIT + 12 BIT MULTITURN WITH DRIVE-CLIQ INTERFACE (ENCODER AM24DQI) PLAIN SHAFT, TOLERANCE N; W/O HOLDING BRAKE PROTECTION CLASS IP65, | - | 0 | 0
1FK7042-2AF21-1CG1-Z | J35 | 1FK7042-2AF21-1CG1-ZJ35 | 1 | UN | 1 | 15 | C | D | N | N | 85015220 | 1 |  | 12.501 | KG | 4005.7 | 4005.7 | MC05 | MC05 | SIMOTICS S Synchronous motor 1FK7-CT PN=0.82kW; UDC=300V; M0=3Nm (100K); NN=3000rpm; Naturally cooled FRAME SIZE IMB 5 (IM V1, IM V3) FLANGE 1 POWER CONNECTOR ROTATABLE ABSOLUTE ENCODER 24 BIT + 12 BIT MULTITURN WITH DRIVE-CLIQ INTERFACE (ENCODER AM24DQI) PLAIN SHAFT, TOLERANCE N; W/O HOLDING BRAKE PROTECTION CLASS IP65, J35: ALPHA SP+, SP 100S-MF2 PLANETARY GEARING 2 STAGES, I=28, WITHOUT FEATHER KEY | - | 0 | 0
1FK7042-2AF21-1CG2 |  | 1FK7042-2AF21-1CG2 | 1 | UN | 1 | 15 | C | D | N | N | 85015220 | 1 |  | 4.601 | KG | 1558.6 | 1558.6 | MC05 | MC05 | SIMOTICS S Synchronous motor 1FK7-CT PN=0.82kW; UDC=300V; M0=3Nm (100K); NN=3000rpm; Naturally cooled FRAME SIZE IMB 5 (IM V1, IM V3) FLANGE 1 POWER CONNECTOR ROTATABLE ABSOLUTE ENCODER 24 BIT + 12 BIT MULTITURN WITH DRIVE-CLIQ INTERFACE (ENCODER AM24DQI) PLAIN SHAFT, TOLERANCE N; W/O HOLDING BRAKE PROTECTION CLASS IP65, FLANGE ON DRIVE END IP67; | - | 0 | 0
1FK7042-2AF21-1CH0 |  | 1FK7042-2AF21-1CH0 | 1 | UN | 1 | 15 | C | D | N | N | 85015220 | 1 |  | 4.9 | KG | 1668.73 | 1668.73 | MC05 | MC05 | SIMOTICS S Synchronous motor 1FK7-CT PN=0.82kW; UDC=300V; M0=3Nm (100K); NN=3000rpm; Naturally cooled FRAME SIZE IMB 5 (IM V1, IM V3) FLANGE 1 POWER CONNECTOR ROTATABLE ABSOLUTE ENCODER 24 BIT + 12 BIT MULTITURN WITH DRIVE-CLIQ INTERFACE (ENCODER AM24DQI) PLAIN SHAFT, TOLERANCE N; WITH HOLDING BRAKE PROTECTION CLASS IP64; | - | 0 | 0
1FK7042-2AF21-1CH1 |  | 1FK7042-2AF21-1CH1 | 1 | UN | 1 | 15 | C | D | N | N | 85015220 | 1 |  | 4.9 | KG | 1731.07 | 1731.07 | MC05 | MC05 | SIMOTICS S Synchronous motor 1FK7-CT PN=0.82kW; UDC=300V; M0=3Nm (100K); NN=3000rpm; Naturally cooled FRAME SIZE IMB 5 (IM V1, IM V3) FLANGE 1 POWER CONNECTOR ROTATABLE ABSOLUTE ENCODER 24 BIT + 12 BIT MULTITURN WITH DRIVE-CLIQ INTERFACE (ENCODER AM24DQI) PLAIN SHAFT, TOLERANCE N; WITH HOLDING BRAKE PROTECTION CLASS IP65, | - | 0 | 0
1FK7042-2AF21-1CH2 |  | 1FK7042-2AF21-1CH2 | 1 | UN | 1 | 15 | C | D | N | N | 85015220 | 1 |  | 4.9 | KG | 1731.07 | 1731.07 | MC05 | MC05 | SIMOTICS S Synchronous motor 1FK7-CT PN=0.82kW; UDC=300V; M0=3Nm (100K); NN=3000rpm; Naturally cooled FRAME SIZE IMB 5 (IM V1, IM V3) FLANGE 1 POWER CONNECTOR ROTATABLE ABSOLUTE ENCODER 24 BIT + 12 BIT MULTITURN WITH DRIVE-CLIQ INTERFACE (ENCODER AM24DQI) PLAIN SHAFT, TOLERANCE N; WITH HOLDING BRAKE PROTECTION CLASS IP65, FLANGE ON DRIVE END IP67; | - | 0 | 0
1FK7042-2AF21-1DA0 |  | 1FK7042-2AF21-1DA0 | 1 | UN | 1 | 15 | C | D | N | N | 85015220 | 1 |  | 4.602 | KG | 1361.02 | 1361.02 | MC05 | MC05 | SIMOTICS S Synchronous motor 1FK7-CT PN=0.82kW; UDC=300V; M0=3Nm (100K); NN=3000rpm; Naturally cooled FRAME SIZE IMB 5 (IM V1, IM V3) FLANGE 1 POWER CONNECTOR ROTATABLE INCREMENTAL ENCODER 22 BIT WITH DRIVE-CLIQ INTERFACE (ENCODER IC22DQ) SHAFT WITH FITTED KEY, TOLERANCE N; W/O HOLDING BRAKE PROTECTION CLASS IP64; | - | 0 | 0
1FK7042-2AF21-1DB0 |  | 1FK7042-2AF21-1DB0 | 1 | UN | 1 | 15 | C | D | N | N | 85015220 | 1 |  | 4.901 | KG | 1534.98 | 1534.98 | MC05 | MC05 | SIMOTICS S Synchronous motor 1FK7-CT PN=0.82kW; UDC=300V; M0=3Nm (100K); NN=3000rpm; Naturally cooled FRAME SIZE IMB 5 (IM V1, IM V3) FLANGE 1 POWER CONNECTOR ROTATABLE INCREMENTAL ENCODER 22 BIT WITH DRIVE-CLIQ INTERFACE (ENCODER IC22DQ) SHAFT WITH FITTED KEY, TOLERANCE N; WITH HOLDING BRAKE PROTECTION CLASS IP64; | - | 0 | 0
1FK7042-2AF21-1DG0 |  | 1FK7042-2AF21-1DG0 | 1 | UN | 1 | 15 | C | D | N | N | 85015220 | 1 |  | 4.602 | KG | 1303.53 | 1303.53 | MC05 | MC05 | SIMOTICS S Synchronous motor 1FK7-CT PN=0.82kW; UDC=300V; M0=3Nm (100K); NN=3000rpm; Naturally cooled FRAME SIZE IMB 5 (IM V1, IM V3) FLANGE 1 POWER CONNECTOR ROTATABLE INCREMENTAL ENCODER 22 BIT WITH DRIVE-CLIQ INTERFACE (ENCODER IC22DQ) PLAIN SHAFT, TOLERANCE N; W/O HOLDING BRAKE PROTECTION CLASS IP64; | - | 0 | 0
1FK7042-2AF21-1DH0 |  | 1FK7042-2AF21-1DH0 | 1 | UN | 1 | 15 | C | D | N | N | 85015220 | 1 |  | 4.901 | KG | 1476 | 1476 | MC05 | MC05 | SIMOTICS S Synchronous motor 1FK7-CT PN=0.82kW; UDC=300V; M0=3Nm (100K); NN=3000rpm; Naturally cooled FRAME SIZE IMB 5 (IM V1, IM V3) FLANGE 1 POWER CONNECTOR ROTATABLE INCREMENTAL ENCODER 22 BIT WITH DRIVE-CLIQ INTERFACE (ENCODER IC22DQ) PLAIN SHAFT, TOLERANCE N; WITH HOLDING BRAKE PROTECTION CLASS IP64; | - | 0 | 0
1FK7042-2AF21-1EA0 |  | 1FK7042-2AF21-1EA0 | 1 | UN | 1 | 15 | C | D | N | N | 85015220 | 1 |  | 4.601 | KG | 1394.57 | 1394.57 | MC05 | MC05 | SIMOTICS S Synchronous motor 1FK7-CT PN=0.82kW; UDC=300V; M0=3Nm (100K); NN=3000rpm; Naturally cooled FRAME SIZE IMB 5 (IM V1, IM V3) FLANGE 1, WITH KTY TEMPERATURESENSOR POWER CONNECTOR ROTATABLE ABSOLUTE ENCODERR 2048 S/R + 4096 UMDREHUNGEN MULTITURN, WITH ENDAT-SCHNITTSTELLE (ENCODER AM2048S/R) SHAFT WITH FITTED KEY, TOLERANCE N; W/O HOLDING BRAKE PROTECTION CLASS IP64; | - | 0 | 0
1FK7042-2AF21-1EA1 |  | 1FK7042-2AF21-1EA1 | 1 | UN | 1 | 15 | C | D | N | N | 85015220 | 1 |  | 4.601 | KG | 1456.91 | 1456.91 | MC05 | MC05 | SIMOTICS S Synchronous motor 1FK7-CT PN=0.82kW; UDC=300V; M0=3Nm (100K); NN=3000rpm; Naturally cooled FRAME SIZE IMB 5 (IM V1, IM V3) FLANGE 1, WITH KTY TEMPERATURESENSOR POWER CONNECTOR ROTATABLE ABSOLUTE ENCODERR 2048 S/R + 4096 UMDREHUNGEN MULTITURN, WITH ENDAT-SCHNITTSTELLE (ENCODER AM2048S/R) SHAFT WITH FITTED KEY, TOLERANCE N; W/O HOLDING BRAKE PROTECTION CLASS IP65, | - | 0 | 0
1FK7042-2AF21-1EA2 |  | 1FK7042-2AF21-1EA2 | 1 | UN | 1 | 15 | C | D | N | N | 85015220 | 1 |  | 4.601 | KG | 1456.91 | 1456.91 | MC05 | MC05 | SIMOTICS S Synchronous motor 1FK7-CT PN=0.82kW; UDC=300V; M0=3Nm (100K); NN=3000rpm; Naturally cooled FRAME SIZE IMB 5 (IM V1, IM V3) FLANGE 1, WITH KTY TEMPERATURESENSOR POWER CONNECTOR ROTATABLE ABSOLUTE ENCODERR 2048 S/R + 4096 UMDREHUNGEN MULTITURN, WITH ENDAT-SCHNITTSTELLE (ENCODER AM2048S/R) SHAFT WITH FITTED KEY, TOLERANCE N; W/O HOLDING BRAKE PROTECTION CLASS IP65, FLANGE ON DRIVE END IP67; | - | 0 | 0
1FK7042-2AF21-1EB0 |  | 1FK7042-2AF21-1EB0 | 1 | UN | 1 | 15 | C | D | N | N | 85015220 | 1 |  | 4.9 | KG | 1568.53 | 1568.53 | MC05 | MC05 | SIMOTICS S Synchronous motor 1FK7-CT PN=0.82kW; UDC=300V; M0=3Nm (100K); NN=3000rpm; Naturally cooled FRAME SIZE IMB 5 (IM V1, IM V3) FLANGE 1, WITH KTY TEMPERATURESENSOR POWER CONNECTOR ROTATABLE ABSOLUTE ENCODERR 2048 S/R + 4096 UMDREHUNGEN MULTITURN, WITH ENDAT-SCHNITTSTELLE (ENCODER AM2048S/R) SHAFT WITH FITTED KEY, TOLERANCE N; WITH HOLDING BRAKE PROTECTION CLASS IP64; | - | 0 | 0
1FK7042-2AF21-1EB1 |  | 1FK7042-2AF21-1EB1 | 1 | UN | 1 | 15 | C | D | N | N | 85015220 | 1 |  | 4.9 | KG | 1630.87 | 1630.87 | MC05 | MC05 | SIMOTICS S Synchronous motor 1FK7-CT PN=0.82kW; UDC=300V; M0=3Nm (100K); NN=3000rpm; Naturally cooled FRAME SIZE IMB 5 (IM V1, IM V3) FLANGE 1, WITH KTY TEMPERATURESENSOR POWER CONNECTOR ROTATABLE ABSOLUTE ENCODERR 2048 S/R + 4096 UMDREHUNGEN MULTITURN, WITH ENDAT-SCHNITTSTELLE (ENCODER AM2048S/R) SHAFT WITH FITTED KEY, TOLERANCE N; WITH HOLDING BRAKE PROTECTION CLASS IP65, | - | 0 | 0
1FK7042-2AF21-1EB2 |  | 1FK7042-2AF21-1EB2 | 1 | UN | 1 | 15 | C | D | N | N | 85015220 | 1 |  | 4.9 | KG | 1630.87 | 1630.87 | MC05 | MC05 | SIMOTICS S Synchronous motor 1FK7-CT PN=0.82kW; UDC=300V; M0=3Nm (100K); NN=3000rpm; Naturally cooled FRAME SIZE IMB 5 (IM V1, IM V3) FLANGE 1, WITH KTY TEMPERATURESENSOR POWER CONNECTOR ROTATABLE ABSOLUTE ENCODERR 2048 S/R + 4096 UMDREHUNGEN MULTITURN, WITH ENDAT-SCHNITTSTELLE (ENCODER AM2048S/R) SHAFT WITH FITTED KEY, TOLERANCE N; WITH HOLDING BRAKE PROTECTION CLASS IP65, FLANGE ON DRIVE END IP67; | - | 0 | 0
1FK7042-2AF21-1EG0 |  | 1FK7042-2AF21-1EG0 | 1 | UN | 1 | 15 | C | D | N | N | 85015220 | 1 |  | 4.601 | KG | 1337.08 | 1337.08 | MC05 | MC05 | SIMOTICS S Synchronous motor 1FK7-CT PN=0.82kW; UDC=300V; M0=3Nm (100K); NN=3000rpm; Naturally cooled FRAME SIZE IMB 5 (IM V1, IM V3) FLANGE 1, WITH KTY TEMPERATURESENSOR POWER CONNECTOR ROTATABLE ABSOLUTE ENCODERR 2048 S/R + 4096 UMDREHUNGEN MULTITURN, WITH ENDAT-SCHNITTSTELLE (ENCODER AM2048S/R) PLAIN SHAFT, TOLERANCE N; W/O HOLDING BRAKE PROTECTION CLASS IP64; | - | 0 | 0
1FK7042-2AF21-1EG1 |  | 1FK7042-2AF21-1EG1 | 1 | UN | 1 | 15 | C | D | N | N | 85015220 | 1 |  | 4.601 | KG | 1399.42 | 1399.42 | MC05 | MC05 | SIMOTICS S Synchronous motor 1FK7-CT PN=0.82kW; UDC=300V; M0=3Nm (100K); NN=3000rpm; Naturally cooled FRAME SIZE IMB 5 (IM V1, IM V3) FLANGE 1, WITH KTY TEMPERATURESENSOR POWER CONNECTOR ROTATABLE ABSOLUTE ENCODERR 2048 S/R + 4096 UMDREHUNGEN MULTITURN, WITH ENDAT-SCHNITTSTELLE (ENCODER AM2048S/R) PLAIN SHAFT, TOLERANCE N; W/O HOLDING BRAKE PROTECTION CLASS IP65, | - | 0 | 0
1FK7042-2AF21-1EG2 |  | 1FK7042-2AF21-1EG2 | 1 | UN | 1 | 15 | C | D | N | N | 85015220 | 1 |  | 4.601 | KG | 1399.42 | 1399.42 | MC05 | MC05 | SIMOTICS S Synchronous motor 1FK7-CT PN=0.82kW; UDC=300V; M0=3Nm (100K); NN=3000rpm; Naturally cooled FRAME SIZE IMB 5 (IM V1, IM V3) FLANGE 1, WITH KTY TEMPERATURESENSOR POWER CONNECTOR ROTATABLE ABSOLUTE ENCODERR 2048 S/R + 4096 UMDREHUNGEN MULTITURN, WITH ENDAT-SCHNITTSTELLE (ENCODER AM2048S/R) PLAIN SHAFT, TOLERANCE N; W/O HOLDING BRAKE PROTECTION CLASS IP65, FLANGE ON DRIVE END IP67; | - | 0 | 0
1FK7042-2AF21-1EH0 |  | 1FK7042-2AF21-1EH0 | 1 | UN | 1 | 15 | C | D | N | N | 85015220 | 1 |  | 4.9 | KG | 1509.55 | 1509.55 | MC05 | MC05 | SIMOTICS S Synchronous motor 1FK7-CT PN=0.82kW; UDC=300V; M0=3Nm (100K); NN=3000rpm; Naturally cooled FRAME SIZE IMB 5 (IM V1, IM V3) FLANGE 1, WITH KTY TEMPERATURESENSOR POWER CONNECTOR ROTATABLE ABSOLUTE ENCODERR 2048 S/R + 4096 UMDREHUNGEN MULTITURN, WITH ENDAT-SCHNITTSTELLE (ENCODER AM2048S/R) PLAIN SHAFT, TOLERANCE N; WITH HOLDING BRAKE PROTECTION CLASS IP64; | - | 0 | 0
1FK7042-2AF21-1EH1 |  | 1FK7042-2AF21-1EH1 | 1 | UN | 1 | 15 | C | D | N | N | 85015220 | 1 |  | 4.9 | KG | 1571.89 | 1571.89 | MC05 | MC05 | SIMOTICS S Synchronous motor 1FK7-CT PN=0.82kW; UDC=300V; M0=3Nm (100K); NN=3000rpm; Naturally cooled FRAME SIZE IMB 5 (IM V1, IM V3) FLANGE 1, WITH KTY TEMPERATURESENSOR POWER CONNECTOR ROTATABLE ABSOLUTE ENCODERR 2048 S/R + 4096 UMDREHUNGEN MULTITURN, WITH ENDAT-SCHNITTSTELLE (ENCODER AM2048S/R) PLAIN SHAFT, TOLERANCE N; WITH HOLDING BRAKE PROTECTION CLASS IP65, | - | 0 | 0
1FK7042-2AF21-1EH2 |  | 1FK7042-2AF21-1EH2 | 1 | UN | 1 | 15 | C | D | N | N | 85015220 | 1 |  | 4.9 | KG | 1571.89 | 1571.89 | MC05 | MC05 | SIMOTICS S Synchronous motor 1FK7-CT PN=0.82kW; UDC=300V; M0=3Nm (100K); NN=3000rpm; Naturally cooled FRAME SIZE IMB 5 (IM V1, IM V3) FLANGE 1, WITH KTY TEMPERATURESENSOR POWER CONNECTOR ROTATABLE ABSOLUTE ENCODERR 2048 S/R + 4096 UMDREHUNGEN MULTITURN, WITH ENDAT-SCHNITTSTELLE (ENCODER AM2048S/R) PLAIN SHAFT, TOLERANCE N; WITH HOLDING BRAKE PROTECTION CLASS IP65, FLANGE ON DRIVE END IP67; | - | 0 | 0
1FK7042-2AF21-1FB1 |  | 1FK7042-2AF21-1FB1 | 1 | UN | 1 | 15 | C | D | N | N | 85015220 | 1 |  | 4.9 | KG | 1843.49 | 1843.49 | MC05 | MC05 | SIMOTICS S Synchronous motor 1FK7-CT PN=0.82kW; UDC=300V; M0=3Nm (100K); NN=3000rpm; Naturally cooled FRAME SIZE IMB 5 (IM V1, IM V3) FLANGE 1 POWER CONNECTOR ROTATABLE ABSOLUTE ENCODER 22BIT + 12 BIT MULTITURN, WITH DRIVE-CLIQ INTERFACE (ENCODER AM22DQ) SHAFT WITH FITTED KEY, TOLERANCE N; WITH HOLDING BRAKE PROTECTION CLASS IP65, | - | 0 | 0
1FK7042-2AF21-1PA0 |  | 1FK7042-2AF21-1PA0 | 1 | UN | 1 | 15 | C | D | N | N | 85015220 | 1 |  | 4.701 | KG | 916.95 | 916.95 | MC05 | MC05 | SIMOTICS S Synchronous motor 1FK7-CT PN=0.82kW; UDC=300V; M0=3Nm (100K); NN=3000rpm; Naturally cooled FRAME SIZE IMB 5 (IM V1, IM V3) FLANGE 1 POWER CONNECTOR ROTATABLE RESOLVER 2-POLE, WITH DRIVE CLIQ-INTERFACE SHAFT WITH FITTED KEY, TOLERANCE N; W/O HOLDING BRAKE PROTECTION CLASS IP64; | - | 0 | 0
1FK7042-2AF21-1PA1 |  | 1FK7042-2AF21-1PA1 | 1 | UN | 1 | 15 | C | D | N | N | 85015220 | 1 |  | 4.701 | KG | 979.29 | 979.29 | MC05 | MC05 | SIMOTICS S Synchronous motor 1FK7-CT PN=0.82kW; UDC=300V; M0=3Nm (100K); NN=3000rpm; Naturally cooled FRAME SIZE IMB 5 (IM V1, IM V3) FLANGE 1 POWER CONNECTOR ROTATABLE RESOLVER 2-POLE, WITH DRIVE CLIQ-INTERFACE SHAFT WITH FITTED KEY, TOLERANCE N; W/O HOLDING BRAKE PROTECTION CLASS IP65, | - | 0 | 0
1FK7042-2AF21-1PA2 |  | 1FK7042-2AF21-1PA2 | 1 | UN | 1 | 15 | C | D | N | N | 85015220 | 1 |  | 4.701 | KG | 979.29 | 979.29 | MC05 | MC05 | SIMOTICS S Synchronous motor 1FK7-CT PN=0.82kW; UDC=300V; M0=3Nm (100K); NN=3000rpm; Naturally cooled FRAME SIZE IMB 5 (IM V1, IM V3) FLANGE 1 POWER CONNECTOR ROTATABLE RESOLVER 2-POLE, WITH DRIVE CLIQ-INTERFACE SHAFT WITH FITTED KEY, TOLERANCE N; W/O HOLDING BRAKE PROTECTION CLASS IP65, FLANGE ON DRIVE END IP67; | - | 0 | 0
1FK7042-2AF21-1PB0 |  | 1FK7042-2AF21-1PB0 | 1 | UN | 1 | 15 | C | D | N | N | 85015220 | 1 |  | 5 | KG | 1090.91 | 1090.91 | MC05 | MC05 | SIMOTICS S Synchronous motor 1FK7-CT PN=0.82kW; UDC=300V; M0=3Nm (100K); NN=3000rpm; Naturally cooled FRAME SIZE IMB 5 (IM V1, IM V3) FLANGE 1 POWER CONNECTOR ROTATABLE RESOLVER 2-POLE, WITH DRIVE CLIQ-INTERFACE SHAFT WITH FITTED KEY, TOLERANCE N; WITH HOLDING BRAKE PROTECTION CLASS IP64; | - | 0 | 0
1FK7042-2AF21-1PB1 |  | 1FK7042-2AF21-1PB1 | 1 | UN | 1 | 15 | C | D | N | N | 85015220 | 1 |  | 5 | KG | 1153.25 | 1153.25 | MC05 | MC05 | SIMOTICS S Synchronous motor 1FK7-CT PN=0.82kW; UDC=300V; M0=3Nm (100K); NN=3000rpm; Naturally cooled FRAME SIZE IMB 5 (IM V1, IM V3) FLANGE 1 POWER CONNECTOR ROTATABLE RESOLVER 2-POLE, WITH DRIVE CLIQ-INTERFACE SHAFT WITH FITTED KEY, TOLERANCE N; WITH HOLDING BRAKE PROTECTION CLASS IP65, | - | 0 | 0
1FK7042-2AF21-1PB2 |  | 1FK7042-2AF21-1PB2 | 1 | UN | 1 | 15 | C | D | N | N | 85015220 | 1 |  | 5 | KG | 1153.25 | 1153.25 | MC05 | MC05 | SIMOTICS S Synchronous motor 1FK7-CT PN=0.82kW; UDC=300V; M0=3Nm (100K); NN=3000rpm; Naturally cooled FRAME SIZE IMB 5 (IM V1, IM V3) FLANGE 1 POWER CONNECTOR ROTATABLE RESOLVER 2-POLE, WITH DRIVE CLIQ-INTERFACE SHAFT WITH FITTED KEY, TOLERANCE N; WITH HOLDING BRAKE PROTECTION CLASS IP65, FLANGE ON DRIVE END IP67; | - | 0 | 0
1FK7042-2AF21-1PG0 |  | 1FK7042-2AF21-1PG0 | 1 | UN | 1 | 15 | C | D | N | N | 85015220 | 1 |  | 4.701 | KG | 859.46 | 859.46 | MC05 | MC05 | SIMOTICS S Synchronous motor 1FK7-CT PN=0.82kW; UDC=300V; M0=3Nm (100K); NN=3000rpm; Naturally cooled FRAME SIZE IMB 5 (IM V1, IM V3) FLANGE 1 POWER CONNECTOR ROTATABLE RESOLVER 2-POLE, WITH DRIVE CLIQ-INTERFACE PLAIN SHAFT, TOLERANCE N; W/O HOLDING BRAKE PROTECTION CLASS IP64; | - | 0 | 0
1FK7042-2AF21-1PG1 |  | 1FK7042-2AF21-1PG1 | 1 | UN | 1 | 15 | C | D | N | N | 85015220 | 1 |  | 4.701 | KG | 921.8 | 921.8 | MC05 | MC05 | SIMOTICS S Synchronous motor 1FK7-CT PN=0.82kW; UDC=300V; M0=3Nm (100K); NN=3000rpm; Naturally cooled FRAME SIZE IMB 5 (IM V1, IM V3) FLANGE 1 POWER CONNECTOR ROTATABLE RESOLVER 2-POLE, WITH DRIVE CLIQ-INTERFACE PLAIN SHAFT, TOLERANCE N; W/O HOLDING BRAKE PROTECTION CLASS IP65, | - | 0 | 0
1FK7042-2AF21-1PG2 |  | 1FK7042-2AF21-1PG2 | 1 | UN | 1 | 15 | C | D | N | N | 85015220 | 1 |  | 4.701 | KG | 921.8 | 921.8 | MC05 | MC05 | SIMOTICS S Synchronous motor 1FK7-CT PN=0.82kW; UDC=300V; M0=3Nm (100K); NN=3000rpm; Naturally cooled FRAME SIZE IMB 5 (IM V1, IM V3) FLANGE 1 POWER CONNECTOR ROTATABLE RESOLVER 2-POLE, WITH DRIVE CLIQ-INTERFACE PLAIN SHAFT, TOLERANCE N; W/O HOLDING BRAKE PROTECTION CLASS IP65, FLANGE ON DRIVE END IP67; | - | 0 | 0
1FK7042-2AF21-1PH0 |  | 1FK7042-2AF21-1PH0 | 1 | UN | 1 | 15 | C | D | N | N | 85015220 | 1 |  | 5 | KG | 1031.93 | 1031.93 | MC05 | MC05 | SIMOTICS S Synchronous motor 1FK7-CT PN=0.82kW; UDC=300V; M0=3Nm (100K); NN=3000rpm; Naturally cooled FRAME SIZE IMB 5 (IM V1, IM V3) FLANGE 1 POWER CONNECTOR ROTATABLE RESOLVER 2-POLE, WITH DRIVE CLIQ-INTERFACE PLAIN SHAFT, TOLERANCE N; WITH HOLDING BRAKE PROTECTION CLASS IP64; | - | 0 | 0
1FK7042-2AF21-1PH1 |  | 1FK7042-2AF21-1PH1 | 1 | UN | 1 | 15 | C | D | N | N | 85015220 | 1 |  | 5 | KG | 1094.27 | 1094.27 | MC05 | MC05 | SIMOTICS S Synchronous motor 1FK7-CT PN=0.82kW; UDC=300V; M0=3Nm (100K); NN=3000rpm; Naturally cooled FRAME SIZE IMB 5 (IM V1, IM V3) FLANGE 1 POWER CONNECTOR ROTATABLE RESOLVER 2-POLE, WITH DRIVE CLIQ-INTERFACE PLAIN SHAFT, TOLERANCE N; WITH HOLDING BRAKE PROTECTION CLASS IP65, | - | 0 | 0
1FK7042-2AF21-1PH2 |  | 1FK7042-2AF21-1PH2 | 1 | UN | 1 | 15 | C | D | N | N | 85015220 | 1 |  | 5 | KG | 1094.27 | 1094.27 | MC05 | MC05 | SIMOTICS S Synchronous motor 1FK7-CT PN=0.82kW; UDC=300V; M0=3Nm (100K); NN=3000rpm; Naturally cooled FRAME SIZE IMB 5 (IM V1, IM V3) FLANGE 1 POWER CONNECTOR ROTATABLE RESOLVER 2-POLE, WITH DRIVE CLIQ-INTERFACE PLAIN SHAFT, TOLERANCE N; WITH HOLDING BRAKE PROTECTION CLASS IP65, FLANGE ON DRIVE END IP67; | - | 0 | 0
1FK7042-2AF21-1QA0 |  | 1FK7042-2AF21-1QA0 | 1 | UN | 1 | 15 | C | D | N | N | 85015220 | 1 |  | 4.601 | KG | 985.65 | 985.65 | MC05 | MC05 | SIMOTICS S Synchronous motor 1FK7-CT PN=0.82kW; UDC=300V; M0=3Nm (100K); NN=3000rpm; Naturally cooled FRAME SIZE IMB 5 (IM V1, IM V3) FLANGE 1 POWER CONNECTOR ROTATABLE ABSOLUTE ENCODER SINGLETURN 20 BIT WITH DRIVE-CLIQ INTERFACE (ENCODER AS20DQI) SHAFT WITH FITTED KEY, TOLERANCE N; W/O HOLDING BRAKE PROTECTION CLASS IP64; | - | 0 | 0
1FK7042-2AF21-1QA1 |  | 1FK7042-2AF21-1QA1 | 1 | UN | 1 | 15 | C | D | N | N | 85015220 | 1 |  | 4.601 | KG | 1047.99 | 1047.99 | MC05 | MC05 | SIMOTICS S Synchronous motor 1FK7-CT PN=0.82kW; UDC=300V; M0=3Nm (100K); NN=3000rpm; Naturally cooled FRAME SIZE IMB 5 (IM V1, IM V3) FLANGE 1 POWER CONNECTOR ROTATABLE ABSOLUTE ENCODER SINGLETURN 20 BIT WITH DRIVE-CLIQ INTERFACE (ENCODER AS20DQI) SHAFT WITH FITTED KEY, TOLERANCE N; W/O HOLDING BRAKE PROTECTION CLASS IP65, | - | 0 | 0
1FK7042-2AF21-1QA2 |  | 1FK7042-2AF21-1QA2 | 1 | UN | 1 | 15 | C | D | N | N | 85015220 | 1 |  | 4.601 | KG | 1047.99 | 1047.99 | MC05 | MC05 | SIMOTICS S Synchronous motor 1FK7-CT PN=0.82kW; UDC=300V; M0=3Nm (100K); NN=3000rpm; Naturally cooled FRAME SIZE IMB 5 (IM V1, IM V3) FLANGE 1 POWER CONNECTOR ROTATABLE ABSOLUTE ENCODER SINGLETURN 20 BIT WITH DRIVE-CLIQ INTERFACE (ENCODER AS20DQI) SHAFT WITH FITTED KEY, TOLERANCE N; W/O HOLDING BRAKE PROTECTION CLASS IP65, FLANGE ON DRIVE END IP67; | - | 0 | 0
1FK7042-2AF21-1QB0 |  | 1FK7042-2AF21-1QB0 | 1 | UN | 1 | 15 | C | D | N | N | 85015220 | 1 |  | 4.9 | KG | 1159.61 | 1159.61 | MC05 | MC05 | SIMOTICS S Synchronous motor 1FK7-CT PN=0.82kW; UDC=300V; M0=3Nm (100K); NN=3000rpm; Naturally cooled FRAME SIZE IMB 5 (IM V1, IM V3) FLANGE 1 POWER CONNECTOR ROTATABLE ABSOLUTE ENCODER SINGLETURN 20 BIT WITH DRIVE-CLIQ INTERFACE (ENCODER AS20DQI) SHAFT WITH FITTED KEY, TOLERANCE N; WITH HOLDING BRAKE PROTECTION CLASS IP64; | - | 0 | 0
1FK7042-2AF21-1QB1 |  | 1FK7042-2AF21-1QB1 | 1 | UN | 1 | 15 | C | D | N | N | 85015220 | 1 |  | 4.9 | KG | 1221.95 | 1221.95 | MC05 | MC05 | SIMOTICS S Synchronous motor 1FK7-CT PN=0.82kW; UDC=300V; M0=3Nm (100K); NN=3000rpm; Naturally cooled FRAME SIZE IMB 5 (IM V1, IM V3) FLANGE 1 POWER CONNECTOR ROTATABLE ABSOLUTE ENCODER SINGLETURN 20 BIT WITH DRIVE-CLIQ INTERFACE (ENCODER AS20DQI) SHAFT WITH FITTED KEY, TOLERANCE N; WITH HOLDING BRAKE PROTECTION CLASS IP65, | - | 0 | 0
1FK7042-2AF21-1QB2 |  | 1FK7042-2AF21-1QB2 | 1 | UN | 1 | 15 | C | D | N | N | 85015220 | 1 |  | 4.9 | KG | 1221.95 | 1221.95 | MC05 | MC05 | SIMOTICS S Synchronous motor 1FK7-CT PN=0.82kW; UDC=300V; M0=3Nm (100K); NN=3000rpm; Naturally cooled FRAME SIZE IMB 5 (IM V1, IM V3) FLANGE 1 POWER CONNECTOR ROTATABLE ABSOLUTE ENCODER SINGLETURN 20 BIT WITH DRIVE-CLIQ INTERFACE (ENCODER AS20DQI) SHAFT WITH FITTED KEY, TOLERANCE N; WITH HOLDING BRAKE PROTECTION CLASS IP65, FLANGE ON DRIVE END IP67; | - | 0 | 0
1FK7042-2AF21-1QG0 |  | 1FK7042-2AF21-1QG0 | 1 | UN | 1 | 15 | C | D | N | N | 85015220 | 1 |  | 4.601 | KG | 928.16 | 928.16 | MC05 | MC05 | SIMOTICS S Synchronous motor 1FK7-CT PN=0.82kW; UDC=300V; M0=3Nm (100K); NN=3000rpm; Naturally cooled FRAME SIZE IMB 5 (IM V1, IM V3) FLANGE 1 POWER CONNECTOR ROTATABLE ABSOLUTE ENCODER SINGLETURN 20 BIT WITH DRIVE-CLIQ INTERFACE (ENCODER AS20DQI) PLAIN SHAFT, TOLERANCE N; W/O HOLDING BRAKE PROTECTION CLASS IP64; | - | 0 | 0
1FK7042-2AF21-1QG1 |  | 1FK7042-2AF21-1QG1 | 1 | UN | 1 | 15 | C | D | N | N | 85015220 | 1 |  | 4.601 | KG | 990.5 | 990.5 | MC05 | MC05 | SIMOTICS S Synchronous motor 1FK7-CT PN=0.82kW; UDC=300V; M0=3Nm (100K); NN=3000rpm; Naturally cooled FRAME SIZE IMB 5 (IM V1, IM V3) FLANGE 1 POWER CONNECTOR ROTATABLE ABSOLUTE ENCODER SINGLETURN 20 BIT WITH DRIVE-CLIQ INTERFACE (ENCODER AS20DQI) PLAIN SHAFT, TOLERANCE N; W/O HOLDING BRAKE PROTECTION CLASS IP65, | - | 0 | 0
1FK7042-2AF21-1QG2 |  | 1FK7042-2AF21-1QG2 | 1 | UN | 1 | 15 | C | D | N | N | 85015220 | 1 |  | 4.601 | KG | 990.5 | 990.5 | MC05 | MC05 | SIMOTICS S Synchronous motor 1FK7-CT PN=0.82kW; UDC=300V; M0=3Nm (100K); NN=3000rpm; Naturally cooled FRAME SIZE IMB 5 (IM V1, IM V3) FLANGE 1 POWER CONNECTOR ROTATABLE ABSOLUTE ENCODER SINGLETURN 20 BIT WITH DRIVE-CLIQ INTERFACE (ENCODER AS20DQI) PLAIN SHAFT, TOLERANCE N; W/O HOLDING BRAKE PROTECTION CLASS IP65, FLANGE ON DRIVE END IP67; | - | 0 | 0
1FK7042-2AF21-1QH0 |  | 1FK7042-2AF21-1QH0 | 1 | UN | 1 | 15 | C | D | N | N | 85015220 | 1 |  | 4.9 | KG | 1100.63 | 1100.63 | MC05 | MC05 | SIMOTICS S Synchronous motor 1FK7-CT PN=0.82kW; UDC=300V; M0=3Nm (100K); NN=3000rpm; Naturally cooled FRAME SIZE IMB 5 (IM V1, IM V3) FLANGE 1 POWER CONNECTOR ROTATABLE ABSOLUTE ENCODER SINGLETURN 20 BIT WITH DRIVE-CLIQ INTERFACE (ENCODER AS20DQI) PLAIN SHAFT, TOLERANCE N; WITH HOLDING BRAKE PROTECTION CLASS IP64; | - | 0 | 0
1FK7042-2AF21-1QH1 |  | 1FK7042-2AF21-1QH1 | 1 | UN | 1 | 15 | C | D | N | N | 85015220 | 1 |  | 4.9 | KG | 1162.97 | 1162.97 | MC05 | MC05 | SIMOTICS S Synchronous motor 1FK7-CT PN=0.82kW; UDC=300V; M0=3Nm (100K); NN=3000rpm; Naturally cooled FRAME SIZE IMB 5 (IM V1, IM V3) FLANGE 1 POWER CONNECTOR ROTATABLE ABSOLUTE ENCODER SINGLETURN 20 BIT WITH DRIVE-CLIQ INTERFACE (ENCODER AS20DQI) PLAIN SHAFT, TOLERANCE N; WITH HOLDING BRAKE PROTECTION CLASS IP65, | - | 0 | 0
1FK7042-2AF21-1QH2 |  | 1FK7042-2AF21-1QH2 | 1 | UN | 1 | 15 | C | D | N | N | 85015220 | 1 |  | 4.9 | KG | 1162.97 | 1162.97 | MC05 | MC05 | SIMOTICS S Synchronous motor 1FK7-CT PN=0.82kW; UDC=300V; M0=3Nm (100K); NN=3000rpm; Naturally cooled FRAME SIZE IMB 5 (IM V1, IM V3) FLANGE 1 POWER CONNECTOR ROTATABLE ABSOLUTE ENCODER SINGLETURN 20 BIT WITH DRIVE-CLIQ INTERFACE (ENCODER AS20DQI) PLAIN SHAFT, TOLERANCE N; WITH HOLDING BRAKE PROTECTION CLASS IP65, FLANGE ON DRIVE END IP67; | - | 0 | 0
1FK7042-2AF21-1RA0 |  | 1FK7042-2AF21-1RA0 | 1 | UN | 1 | 15 | C | D | N | N | 85015220 | 1 |  | 4.601 | KG | 1235.02 | 1235.02 | MC05 | MC05 | SIMOTICS S Synchronous motor 1FK7-CT PN=0.82kW; UDC=300V; M0=3Nm (100K); NN=3000rpm; Naturally cooled FRAME SIZE IMB 5 (IM V1, IM V3) FLANGE 1 POWER CONNECTOR ROTATABLE ABSOLUTE ENCODER 20 BIT + 12 BIT MULTITURN WITH DRIVE-CLIQ INTERFACE (ENCODER AM20DQI) SHAFT WITH FITTED KEY, TOLERANCE N; W/O HOLDING BRAKE PROTECTION CLASS IP64; | - | 0 | 0
1FK7042-2AF21-1RA1 |  | 1FK7042-2AF21-1RA1 | 1 | UN | 1 | 15 | C | D | N | N | 85015220 | 1 |  | 4.601 | KG | 1297.36 | 1297.36 | MC05 | MC05 | SIMOTICS S Synchronous motor 1FK7-CT PN=0.82kW; UDC=300V; M0=3Nm (100K); NN=3000rpm; Naturally cooled FRAME SIZE IMB 5 (IM V1, IM V3) FLANGE 1 POWER CONNECTOR ROTATABLE ABSOLUTE ENCODER 20 BIT + 12 BIT MULTITURN WITH DRIVE-CLIQ INTERFACE (ENCODER AM20DQI) SHAFT WITH FITTED KEY, TOLERANCE N; W/O HOLDING BRAKE PROTECTION CLASS IP65, | - | 0 | 0
1FK7042-2AF21-1RA2 |  | 1FK7042-2AF21-1RA2 | 1 | UN | 1 | 15 | C | D | N | N | 85015220 | 1 |  | 4.601 | KG | 1297.36 | 1297.36 | MC05 | MC05 | SIMOTICS S Synchronous motor 1FK7-CT PN=0.82kW; UDC=300V; M0=3Nm (100K); NN=3000rpm; Naturally cooled FRAME SIZE IMB 5 (IM V1, IM V3) FLANGE 1 POWER CONNECTOR ROTATABLE ABSOLUTE ENCODER 20 BIT + 12 BIT MULTITURN WITH DRIVE-CLIQ INTERFACE (ENCODER AM20DQI) SHAFT WITH FITTED KEY, TOLERANCE N; W/O HOLDING BRAKE PROTECTION CLASS IP65, FLANGE ON DRIVE END IP67; | - | 0 | 0
1FK7042-2AF21-1RB0 |  | 1FK7042-2AF21-1RB0 | 1 | UN | 1 | 15 | C | D | N | N | 85015220 | 1 |  | 4.9 | KG | 1408.98 | 1408.98 | MC05 | MC05 | SIMOTICS S Synchronous motor 1FK7-CT PN=0.82kW; UDC=300V; M0=3Nm (100K); NN=3000rpm; Naturally cooled FRAME SIZE IMB 5 (IM V1, IM V3) FLANGE 1 POWER CONNECTOR ROTATABLE ABSOLUTE ENCODER 20 BIT + 12 BIT MULTITURN WITH DRIVE-CLIQ INTERFACE (ENCODER AM20DQI) SHAFT WITH FITTED KEY, TOLERANCE N; WITH HOLDING BRAKE PROTECTION CLASS IP64; | - | 0 | 0
1FK7042-2AF21-1RB1 |  | 1FK7042-2AF21-1RB1 | 1 | UN | 1 | 15 | C | D | N | N | 85015220 | 1 |  | 4.9 | KG | 1471.32 | 1471.32 | MC05 | MC05 | SIMOTICS S Synchronous motor 1FK7-CT PN=0.82kW; UDC=300V; M0=3Nm (100K); NN=3000rpm; Naturally cooled FRAME SIZE IMB 5 (IM V1, IM V3) FLANGE 1 POWER CONNECTOR ROTATABLE ABSOLUTE ENCODER 20 BIT + 12 BIT MULTITURN WITH DRIVE-CLIQ INTERFACE (ENCODER AM20DQI) SHAFT WITH FITTED KEY, TOLERANCE N; WITH HOLDING BRAKE PROTECTION CLASS IP65, | - | 0 | 0
1FK7042-2AF21-1RB2 |  | 1FK7042-2AF21-1RB2 | 1 | UN | 1 | 15 | C | D | N | N | 85015220 | 1 |  | 4.9 | KG | 1471.32 | 1471.32 | MC05 | MC05 | SIMOTICS S Synchronous motor 1FK7-CT PN=0.82kW; UDC=300V; M0=3Nm (100K); NN=3000rpm; Naturally cooled FRAME SIZE IMB 5 (IM V1, IM V3) FLANGE 1 POWER CONNECTOR ROTATABLE ABSOLUTE ENCODER 20 BIT + 12 BIT MULTITURN WITH DRIVE-CLIQ INTERFACE (ENCODER AM20DQI) SHAFT WITH FITTED KEY, TOLERANCE N; WITH HOLDING BRAKE PROTECTION CLASS IP65, FLANGE ON DRIVE END IP67; | - | 0 | 0
1FK7042-2AF21-1RG0 |  | 1FK7042-2AF21-1RG0 | 1 | UN | 1 | 15 | C | D | N | N | 85015220 | 1 |  | 4.601 | KG | 1177.53 | 1177.53 | MC05 | MC05 | SIMOTICS S Synchronous motor 1FK7-CT PN=0.82kW; UDC=300V; M0=3Nm (100K); NN=3000rpm; Naturally cooled FRAME SIZE IMB 5 (IM V1, IM V3) FLANGE 1 POWER CONNECTOR ROTATABLE ABSOLUTE ENCODER 20 BIT + 12 BIT MULTITURN WITH DRIVE-CLIQ INTERFACE (ENCODER AM20DQI) PLAIN SHAFT, TOLERANCE N; W/O HOLDING BRAKE PROTECTION CLASS IP64; | - | 0 | 0
1FK7042-2AF21-1RG1 |  | 1FK7042-2AF21-1RG1 | 1 | UN | 1 | 15 | C | D | N | N | 85015220 | 1 |  | 4.601 | KG | 1239.87 | 1239.87 | MC05 | MC05 | SIMOTICS S Synchronous motor 1FK7-CT PN=0.82kW; UDC=300V; M0=3Nm (100K); NN=3000rpm; Naturally cooled FRAME SIZE IMB 5 (IM V1, IM V3) FLANGE 1 POWER CONNECTOR ROTATABLE ABSOLUTE ENCODER 20 BIT + 12 BIT MULTITURN WITH DRIVE-CLIQ INTERFACE (ENCODER AM20DQI) PLAIN SHAFT, TOLERANCE N; W/O HOLDING BRAKE PROTECTION CLASS IP65, | - | 0 | 0
1FK7042-2AF21-1RG2 |  | 1FK7042-2AF21-1RG2 | 1 | UN | 1 | 15 | C | D | N | N | 85015220 | 1 |  | 4.601 | KG | 1239.87 | 1239.87 | MC05 | MC05 | SIMOTICS S Synchronous motor 1FK7-CT PN=0.82kW; UDC=300V; M0=3Nm (100K); NN=3000rpm; Naturally cooled FRAME SIZE IMB 5 (IM V1, IM V3) FLANGE 1 POWER CONNECTOR ROTATABLE ABSOLUTE ENCODER 20 BIT + 12 BIT MULTITURN WITH DRIVE-CLIQ INTERFACE (ENCODER AM20DQI) PLAIN SHAFT, TOLERANCE N; W/O HOLDING BRAKE PROTECTION CLASS IP65, FLANGE ON DRIVE END IP67; | - | 0 | 0
1FK7042-2AF21-1RH0 |  | 1FK7042-2AF21-1RH0 | 1 | UN | 1 | 15 | C | D | N | N | 85015220 | 1 |  | 4.9 | KG | 1350 | 1350 | MC05 | MC05 | SIMOTICS S Synchronous motor 1FK7-CT PN=0.82kW; UDC=300V; M0=3Nm (100K); NN=3000rpm; Naturally cooled FRAME SIZE IMB 5 (IM V1, IM V3) FLANGE 1 POWER CONNECTOR ROTATABLE ABSOLUTE ENCODER 20 BIT + 12 BIT MULTITURN WITH DRIVE-CLIQ INTERFACE (ENCODER AM20DQI) PLAIN SHAFT, TOLERANCE N; WITH HOLDING BRAKE PROTECTION CLASS IP64; | - | 0 | 0
1FK7042-2AF21-1RH1 |  | 1FK7042-2AF21-1RH1 | 1 | UN | 1 | 15 | C | D | N | N | 85015220 | 1 |  | 4.9 | KG | 1412.34 | 1412.34 | MC05 | MC05 | SIMOTICS S Synchronous motor 1FK7-CT PN=0.82kW; UDC=300V; M0=3Nm (100K); NN=3000rpm; Naturally cooled FRAME SIZE IMB 5 (IM V1, IM V3) FLANGE 1 POWER CONNECTOR ROTATABLE ABSOLUTE ENCODER 20 BIT + 12 BIT MULTITURN WITH DRIVE-CLIQ INTERFACE (ENCODER AM20DQI) PLAIN SHAFT, TOLERANCE N; WITH HOLDING BRAKE PROTECTION CLASS IP65, | - | 0 | 0
1FK7042-2AF21-1RH2 |  | 1FK7042-2AF21-1RH2 | 1 | UN | 1 | 15 | C | D | N | N | 85015220 | 1 |  | 4.9 | KG | 1412.34 | 1412.34 | MC05 | MC05 | SIMOTICS S Synchronous motor 1FK7-CT PN=0.82kW; UDC=300V; M0=3Nm (100K); NN=3000rpm; Naturally cooled FRAME SIZE IMB 5 (IM V1, IM V3) FLANGE 1 POWER CONNECTOR ROTATABLE ABSOLUTE ENCODER 20 BIT + 12 BIT MULTITURN WITH DRIVE-CLIQ INTERFACE (ENCODER AM20DQI) PLAIN SHAFT, TOLERANCE N; WITH HOLDING BRAKE PROTECTION CLASS IP65, FLANGE ON DRIVE END IP67; | - | 0 | 0
1FK7042-2AF21-1SA0 |  | 1FK7042-2AF21-1SA0 | 1 | UN | 1 | 15 | C | D | N | N | 85015220 | 1 |  | 4.602 | KG | 756.25 | 756.25 | MC05 | MC05 | SIMOTICS S Synchronous motor 1FK7-CT PN=0.82kW; UDC=300V; M0=3Nm (100K); NN=3000rpm; Naturally cooled FRAME SIZE IMB 5 (IM V1, IM V3) FLANGE 1, WITH KTY TEMPERATURESENSOR POWER CONNECTOR ROTATABLE RESOLVER MULTI-POLE (RESOLVER P=4); SHAFT WITH FITTED KEY, TOLERANCE N; W/O HOLDING BRAKE PROTECTION CLASS IP64; | - | 0 | 0
1FK7042-2AF21-1SA1 |  | 1FK7042-2AF21-1SA1 | 1 | UN | 1 | 15 | C | D | N | N | 85015220 | 1 |  | 4.602 | KG | 818.59 | 818.59 | MC05 | MC05 | SIMOTICS S Synchronous motor 1FK7-CT PN=0.82kW; UDC=300V; M0=3Nm (100K); NN=3000rpm; Naturally cooled FRAME SIZE IMB 5 (IM V1, IM V3) FLANGE 1, WITH KTY TEMPERATURESENSOR POWER CONNECTOR ROTATABLE RESOLVER MULTI-POLE (RESOLVER P=4); SHAFT WITH FITTED KEY, TOLERANCE N; W/O HOLDING BRAKE PROTECTION CLASS IP65, | - | 0 | 0
1FK7042-2AF21-1SA2 |  | 1FK7042-2AF21-1SA2 | 1 | UN | 1 | 15 | C | D | N | N | 85015220 | 1 |  | 4.602 | KG | 818.59 | 818.59 | MC05 | MC05 | SIMOTICS S Synchronous motor 1FK7-CT PN=0.82kW; UDC=300V; M0=3Nm (100K); NN=3000rpm; Naturally cooled FRAME SIZE IMB 5 (IM V1, IM V3) FLANGE 1, WITH KTY TEMPERATURESENSOR POWER CONNECTOR ROTATABLE RESOLVER MULTI-POLE (RESOLVER P=4); SHAFT WITH FITTED KEY, TOLERANCE N; W/O HOLDING BRAKE PROTECTION CLASS IP65, FLANGE ON DRIVE END IP67; | - | 0 | 0
1FK7042-2AF21-1SB0 |  | 1FK7042-2AF21-1SB0 | 1 | UN | 1 | 15 | C | D | N | N | 85015220 | 1 |  | 4.901 | KG | 930.21 | 930.21 | MC05 | MC05 | SIMOTICS S Synchronous motor 1FK7-CT PN=0.82kW; UDC=300V; M0=3Nm (100K); NN=3000rpm; Naturally cooled FRAME SIZE IMB 5 (IM V1, IM V3) FLANGE 1, WITH KTY TEMPERATURESENSOR POWER CONNECTOR ROTATABLE RESOLVER MULTI-POLE (RESOLVER P=4); SHAFT WITH FITTED KEY, TOLERANCE N; WITH HOLDING BRAKE PROTECTION CLASS IP64; | - | 0 | 0
1FK7042-2AF21-1SB1 |  | 1FK7042-2AF21-1SB1 | 1 | UN | 1 | 15 | C | D | N | N | 85015220 | 1 |  | 4.901 | KG | 992.55 | 992.55 | MC05 | MC05 | SIMOTICS S Synchronous motor 1FK7-CT PN=0.82kW; UDC=300V; M0=3Nm (100K); NN=3000rpm; Naturally cooled FRAME SIZE IMB 5 (IM V1, IM V3) FLANGE 1, WITH KTY TEMPERATURESENSOR POWER CONNECTOR ROTATABLE RESOLVER MULTI-POLE (RESOLVER P=4); SHAFT WITH FITTED KEY, TOLERANCE N; WITH HOLDING BRAKE PROTECTION CLASS IP65, | - | 0 | 0
1FK7042-2AF21-1SB2 |  | 1FK7042-2AF21-1SB2 | 1 | UN | 1 | 15 | C | D | N | N | 85015220 | 1 |  | 4.901 | KG | 992.55 | 992.55 | MC05 | MC05 | SIMOTICS S Synchronous motor 1FK7-CT PN=0.82kW; UDC=300V; M0=3Nm (100K); NN=3000rpm; Naturally cooled FRAME SIZE IMB 5 (IM V1, IM V3) FLANGE 1, WITH KTY TEMPERATURESENSOR POWER CONNECTOR ROTATABLE RESOLVER MULTI-POLE (RESOLVER P=4); SHAFT WITH FITTED KEY, TOLERANCE N; WITH HOLDING BRAKE PROTECTION CLASS IP65, FLANGE ON DRIVE END IP67; | - | 0 | 0
1FK7042-2AF21-1SG0 |  | 1FK7042-2AF21-1SG0 | 1 | UN | 1 | 15 | C | D | N | N | 85015220 | 1 |  | 4.602 | KG | 698.76 | 698.76 | MC05 | MC05 | SIMOTICS S Synchronous motor 1FK7-CT PN=0.82kW; UDC=300V; M0=3Nm (100K); NN=3000rpm; Naturally cooled FRAME SIZE IMB 5 (IM V1, IM V3) FLANGE 1, WITH KTY TEMPERATURESENSOR POWER CONNECTOR ROTATABLE RESOLVER MULTI-POLE (RESOLVER P=4); PLAIN SHAFT, TOLERANCE N; W/O HOLDING BRAKE PROTECTION CLASS IP64; | - | 0 | 0
1FK7042-2AF21-1SG1 |  | 1FK7042-2AF21-1SG1 | 1 | UN | 1 | 15 | C | D | N | N | 85015220 | 1 |  | 4.602 | KG | 761.1 | 761.1 | MC05 | MC05 | SIMOTICS S Synchronous motor 1FK7-CT PN=0.82kW; UDC=300V; M0=3Nm (100K); NN=3000rpm; Naturally cooled FRAME SIZE IMB 5 (IM V1, IM V3) FLANGE 1, WITH KTY TEMPERATURESENSOR POWER CONNECTOR ROTATABLE RESOLVER MULTI-POLE (RESOLVER P=4); PLAIN SHAFT, TOLERANCE N; W/O HOLDING BRAKE PROTECTION CLASS IP65, | - | 0 | 0
1FK7042-2AF21-1SG2 |  | 1FK7042-2AF21-1SG2 | 1 | UN | 1 | 15 | C | D | N | N | 85015220 | 1 |  | 4.602 | KG | 761.1 | 761.1 | MC05 | MC05 | SIMOTICS S Synchronous motor 1FK7-CT PN=0.82kW; UDC=300V; M0=3Nm (100K); NN=3000rpm; Naturally cooled FRAME SIZE IMB 5 (IM V1, IM V3) FLANGE 1, WITH KTY TEMPERATURESENSOR POWER CONNECTOR ROTATABLE RESOLVER MULTI-POLE (RESOLVER P=4); PLAIN SHAFT, TOLERANCE N; W/O HOLDING BRAKE PROTECTION CLASS IP65, FLANGE ON DRIVE END IP67; | - | 0 | 0
1FK7042-2AF21-1SH0 |  | 1FK7042-2AF21-1SH0 | 1 | UN | 1 | 15 | C | D | N | N | 85015220 | 1 |  | 4.901 | KG | 871.23 | 871.23 | MC05 | MC05 | SIMOTICS S Synchronous motor 1FK7-CT PN=0.82kW; UDC=300V; M0=3Nm (100K); NN=3000rpm; Naturally cooled FRAME SIZE IMB 5 (IM V1, IM V3) FLANGE 1, WITH KTY TEMPERATURESENSOR POWER CONNECTOR ROTATABLE RESOLVER MULTI-POLE (RESOLVER P=4); PLAIN SHAFT, TOLERANCE N; WITH HOLDING BRAKE PROTECTION CLASS IP64; | - | 0 | 0
1FK7042-2AF21-1SH1 |  | 1FK7042-2AF21-1SH1 | 1 | UN | 1 | 15 | C | D | N | N | 85015220 | 1 |  | 4.901 | KG | 933.57 | 933.57 | MC05 | MC05 | SIMOTICS S Synchronous motor 1FK7-CT PN=0.82kW; UDC=300V; M0=3Nm (100K); NN=3000rpm; Naturally cooled FRAME SIZE IMB 5 (IM V1, IM V3) FLANGE 1, WITH KTY TEMPERATURESENSOR POWER CONNECTOR ROTATABLE RESOLVER MULTI-POLE (RESOLVER P=4); PLAIN SHAFT, TOLERANCE N; WITH HOLDING BRAKE PROTECTION CLASS IP65, | - | 0 | 0
1FK7042-2AF21-1SH2 |  | 1FK7042-2AF21-1SH2 | 1 | UN | 1 | 15 | C | D | N | N | 85015220 | 1 |  | 4.901 | KG | 933.57 | 933.57 | MC05 | MC05 | SIMOTICS S Synchronous motor 1FK7-CT PN=0.82kW; UDC=300V; M0=3Nm (100K); NN=3000rpm; Naturally cooled FRAME SIZE IMB 5 (IM V1, IM V3) FLANGE 1, WITH KTY TEMPERATURESENSOR POWER CONNECTOR ROTATABLE RESOLVER MULTI-POLE (RESOLVER P=4); PLAIN SHAFT, TOLERANCE N; WITH HOLDING BRAKE PROTECTION CLASS IP65, FLANGE ON DRIVE END IP67; | - | 0 | 0
1FK7042-2AF21-1TA0 |  | 1FK7042-2AF21-1TA0 | 1 | UN | 1 | 15 | C | D | N | N | 85015220 | 1 |  | 4.602 | KG | 756.25 | 756.25 | MC05 | MC05 | SIMOTICS S Synchronous motor 1FK7-CT PN=0.82kW; UDC=300V; M0=3Nm (100K); NN=3000rpm; Naturally cooled FRAME SIZE IMB 5 (IM V1, IM V3) FLANGE 1, WITH KTY TEMPERATURESENSOR POWER CONNECTOR ROTATABLE RESOLVER 2-POLE (RESOLVER P=1); SHAFT WITH FITTED KEY, TOLERANCE N; W/O HOLDING BRAKE PROTECTION CLASS IP64; | - | 0 | 0
1FK7042-2AF21-1TA1 |  | 1FK7042-2AF21-1TA1 | 1 | UN | 1 | 15 | C | D | N | N | 85015220 | 1 |  | 4.602 | KG | 818.59 | 818.59 | MC05 | MC05 | SIMOTICS S Synchronous motor 1FK7-CT PN=0.82kW; UDC=300V; M0=3Nm (100K); NN=3000rpm; Naturally cooled FRAME SIZE IMB 5 (IM V1, IM V3) FLANGE 1, WITH KTY TEMPERATURESENSOR POWER CONNECTOR ROTATABLE RESOLVER 2-POLE (RESOLVER P=1); SHAFT WITH FITTED KEY, TOLERANCE N; W/O HOLDING BRAKE PROTECTION CLASS IP65, | - | 0 | 0
1FK7042-2AF21-1TA2 |  | 1FK7042-2AF21-1TA2 | 1 | UN | 1 | 15 | C | D | N | N | 85015220 | 1 |  | 4.602 | KG | 818.59 | 818.59 | MC05 | MC05 | SIMOTICS S Synchronous motor 1FK7-CT PN=0.82kW; UDC=300V; M0=3Nm (100K); NN=3000rpm; Naturally cooled FRAME SIZE IMB 5 (IM V1, IM V3) FLANGE 1, WITH KTY TEMPERATURESENSOR POWER CONNECTOR ROTATABLE RESOLVER 2-POLE (RESOLVER P=1); SHAFT WITH FITTED KEY, TOLERANCE N; W/O HOLDING BRAKE PROTECTION CLASS IP65, FLANGE ON DRIVE END IP67; | - | 0 | 0
1FK7042-2AF21-1TB0 |  | 1FK7042-2AF21-1TB0 | 1 | UN | 1 | 15 | C | D | N | N | 85015220 | 1 |  | 4.901 | KG | 930.21 | 930.21 | MC05 | MC05 | SIMOTICS S Synchronous motor 1FK7-CT PN=0.82kW; UDC=300V; M0=3Nm (100K); NN=3000rpm; Naturally cooled FRAME SIZE IMB 5 (IM V1, IM V3) FLANGE 1, WITH KTY TEMPERATURESENSOR POWER CONNECTOR ROTATABLE RESOLVER 2-POLE (RESOLVER P=1); SHAFT WITH FITTED KEY, TOLERANCE N; WITH HOLDING BRAKE PROTECTION CLASS IP64; | - | 0 | 0
1FK7042-2AF21-1TB1 |  | 1FK7042-2AF21-1TB1 | 1 | UN | 1 | 15 | C | D | N | N | 85015220 | 1 |  | 4.901 | KG | 992.55 | 992.55 | MC05 | MC05 | SIMOTICS S Synchronous motor 1FK7-CT PN=0.82kW; UDC=300V; M0=3Nm (100K); NN=3000rpm; Naturally cooled FRAME SIZE IMB 5 (IM V1, IM V3) FLANGE 1, WITH KTY TEMPERATURESENSOR POWER CONNECTOR ROTATABLE RESOLVER 2-POLE (RESOLVER P=1); SHAFT WITH FITTED KEY, TOLERANCE N; WITH HOLDING BRAKE PROTECTION CLASS IP65, | - | 0 | 0
1FK7042-2AF21-1TB2 |  | 1FK7042-2AF21-1TB2 | 1 | UN | 1 | 15 | C | D | N | N | 85015220 | 1 |  | 4.901 | KG | 992.55 | 992.55 | MC05 | MC05 | SIMOTICS S Synchronous motor 1FK7-CT PN=0.82kW; UDC=300V; M0=3Nm (100K); NN=3000rpm; Naturally cooled FRAME SIZE IMB 5 (IM V1, IM V3) FLANGE 1, WITH KTY TEMPERATURESENSOR POWER CONNECTOR ROTATABLE RESOLVER 2-POLE (RESOLVER P=1); SHAFT WITH FITTED KEY, TOLERANCE N; WITH HOLDING BRAKE PROTECTION CLASS IP65, FLANGE ON DRIVE END IP67; | - | 0 | 0
1FK7042-2AF21-1TG0 |  | 1FK7042-2AF21-1TG0 | 1 | UN | 1 | 15 | C | D | N | N | 85015220 | 1 |  | 4.602 | KG | 698.76 | 698.76 | MC05 | MC05 | SIMOTICS S Synchronous motor 1FK7-CT PN=0.82kW; UDC=300V; M0=3Nm (100K); NN=3000rpm; Naturally cooled FRAME SIZE IMB 5 (IM V1, IM V3) FLANGE 1, WITH KTY TEMPERATURESENSOR POWER CONNECTOR ROTATABLE RESOLVER 2-POLE (RESOLVER P=1); PLAIN SHAFT, TOLERANCE N; W/O HOLDING BRAKE PROTECTION CLASS IP64; | - | 0 | 0
1FK7042-2AF21-1TG1 |  | 1FK7042-2AF21-1TG1 | 1 | UN | 1 | 15 | C | D | N | N | 85015220 | 1 |  | 4.602 | KG | 761.1 | 761.1 | MC05 | MC05 | SIMOTICS S Synchronous motor 1FK7-CT PN=0.82kW; UDC=300V; M0=3Nm (100K); NN=3000rpm; Naturally cooled FRAME SIZE IMB 5 (IM V1, IM V3) FLANGE 1, WITH KTY TEMPERATURESENSOR POWER CONNECTOR ROTATABLE RESOLVER 2-POLE (RESOLVER P=1); PLAIN SHAFT, TOLERANCE N; W/O HOLDING BRAKE PROTECTION CLASS IP65, | - | 0 | 0
1FK7042-2AF21-1TG2 |  | 1FK7042-2AF21-1TG2 | 1 | UN | 1 | 15 | C | D | N | N | 85015220 | 1 |  | 4.602 | KG | 761.1 | 761.1 | MC05 | MC05 | SIMOTICS S Synchronous motor 1FK7-CT PN=0.82kW; UDC=300V; M0=3Nm (100K); NN=3000rpm; Naturally cooled FRAME SIZE IMB 5 (IM V1, IM V3) FLANGE 1, WITH KTY TEMPERATURESENSOR POWER CONNECTOR ROTATABLE RESOLVER 2-POLE (RESOLVER P=1); PLAIN SHAFT, TOLERANCE N; W/O HOLDING BRAKE PROTECTION CLASS IP65, FLANGE ON DRIVE END IP67; | - | 0 | 0
1FK7042-2AF21-1TH0 |  | 1FK7042-2AF21-1TH0 | 1 | UN | 1 | 15 | C | D | N | N | 85015220 | 1 |  | 4.901 | KG | 871.23 | 871.23 | MC05 | MC05 | SIMOTICS S Synchronous motor 1FK7-CT PN=0.82kW; UDC=300V; M0=3Nm (100K); NN=3000rpm; Naturally cooled FRAME SIZE IMB 5 (IM V1, IM V3) FLANGE 1, WITH KTY TEMPERATURESENSOR POWER CONNECTOR ROTATABLE RESOLVER 2-POLE (RESOLVER P=1); PLAIN SHAFT, TOLERANCE N; WITH HOLDING BRAKE PROTECTION CLASS IP64; | - | 0 | 0
1FK7042-2AF21-1TH1 |  | 1FK7042-2AF21-1TH1 | 1 | UN | 1 | 15 | C | D | N | N | 85015220 | 1 |  | 4.901 | KG | 933.57 | 933.57 | MC05 | MC05 | SIMOTICS S Synchronous motor 1FK7-CT PN=0.82kW; UDC=300V; M0=3Nm (100K); NN=3000rpm; Naturally cooled FRAME SIZE IMB 5 (IM V1, IM V3) FLANGE 1, WITH KTY TEMPERATURESENSOR POWER CONNECTOR ROTATABLE RESOLVER 2-POLE (RESOLVER P=1); PLAIN SHAFT, TOLERANCE N; WITH HOLDING BRAKE PROTECTION CLASS IP65, | - | 0 | 0
1FK7042-2AF21-1TH2 |  | 1FK7042-2AF21-1TH2 | 1 | UN | 1 | 15 | C | D | N | N | 85015220 | 1 |  | 4.901 | KG | 933.57 | 933.57 | MC05 | MC05 | SIMOTICS S Synchronous motor 1FK7-CT PN=0.82kW; UDC=300V; M0=3Nm (100K); NN=3000rpm; Naturally cooled FRAME SIZE IMB 5 (IM V1, IM V3) FLANGE 1, WITH KTY TEMPERATURESENSOR POWER CONNECTOR ROTATABLE RESOLVER 2-POLE (RESOLVER P=1); PLAIN SHAFT, TOLERANCE N; WITH HOLDING BRAKE PROTECTION CLASS IP65, FLANGE ON DRIVE END IP67; | - | 0 | 0
1FK7042-2AF21-1UA0 |  | 1FK7042-2AF21-1UA0 | 1 | UN | 1 | 15 | C | D | N | N | 85015220 | 1 |  | 4.602 | KG | 916.95 | 916.95 | MC05 | MC05 | SIMOTICS S Synchronous motor 1FK7-CT PN=0.82kW; UDC=300V; M0=3Nm (100K); NN=3000rpm; Naturally cooled FRAME SIZE IMB 5 (IM V1, IM V3) FLANGE 1 POWER CONNECTOR ROTATABLE RESOLVER MULTI-POLE WITH DRIVE-CLIQ INTERFACE; SHAFT WITH FITTED KEY, TOLERANCE N; W/O HOLDING BRAKE PROTECTION CLASS IP64; | - | 0 | 0
1FK7042-2AF21-1UA1 |  | 1FK7042-2AF21-1UA1 | 1 | UN | 1 | 15 | C | D | N | N | 85015220 | 1 |  | 4.602 | KG | 979.29 | 979.29 | MC05 | MC05 | SIMOTICS S Synchronous motor 1FK7-CT PN=0.82kW; UDC=300V; M0=3Nm (100K); NN=3000rpm; Naturally cooled FRAME SIZE IMB 5 (IM V1, IM V3) FLANGE 1 POWER CONNECTOR ROTATABLE RESOLVER MULTI-POLE WITH DRIVE-CLIQ INTERFACE; SHAFT WITH FITTED KEY, TOLERANCE N; W/O HOLDING BRAKE PROTECTION CLASS IP65, | - | 0 | 0
1FK7042-2AF21-1UA2 |  | 1FK7042-2AF21-1UA2 | 1 | UN | 1 | 15 | C | D | N | N | 85015220 | 1 |  | 4.602 | KG | 979.29 | 979.29 | MC05 | MC05 | SIMOTICS S Synchronous motor 1FK7-CT PN=0.82kW; UDC=300V; M0=3Nm (100K); NN=3000rpm; Naturally cooled FRAME SIZE IMB 5 (IM V1, IM V3) FLANGE 1 POWER CONNECTOR ROTATABLE RESOLVER MULTI-POLE WITH DRIVE-CLIQ INTERFACE; SHAFT WITH FITTED KEY, TOLERANCE N; W/O HOLDING BRAKE PROTECTION CLASS IP65, FLANGE ON DRIVE END IP67; | - | 0 | 0
1FK7042-2AF21-1UB0 |  | 1FK7042-2AF21-1UB0 | 1 | UN | 1 | 15 | C | D | N | N | 85015220 | 1 |  | 4.901 | KG | 1090.91 | 1090.91 | MC05 | MC05 | SIMOTICS S Synchronous motor 1FK7-CT PN=0.82kW; UDC=300V; M0=3Nm (100K); NN=3000rpm; Naturally cooled FRAME SIZE IMB 5 (IM V1, IM V3) FLANGE 1 POWER CONNECTOR ROTATABLE RESOLVER MULTI-POLE WITH DRIVE-CLIQ INTERFACE; SHAFT WITH FITTED KEY, TOLERANCE N; WITH HOLDING BRAKE PROTECTION CLASS IP64; | - | 0 | 0
1FK7042-2AF21-1UB1 |  | 1FK7042-2AF21-1UB1 | 1 | UN | 1 | 15 | C | D | N | N | 85015220 | 1 |  | 4.901 | KG | 1153.25 | 1153.25 | MC05 | MC05 | SIMOTICS S Synchronous motor 1FK7-CT PN=0.82kW; UDC=300V; M0=3Nm (100K); NN=3000rpm; Naturally cooled FRAME SIZE IMB 5 (IM V1, IM V3) FLANGE 1 POWER CONNECTOR ROTATABLE RESOLVER MULTI-POLE WITH DRIVE-CLIQ INTERFACE; SHAFT WITH FITTED KEY, TOLERANCE N; WITH HOLDING BRAKE PROTECTION CLASS IP65, | - | 0 | 0
1FK7042-2AF21-1UB2 |  | 1FK7042-2AF21-1UB2 | 1 | UN | 1 | 15 | C | D | N | N | 85015220 | 1 |  | 4.901 | KG | 1153.25 | 1153.25 | MC05 | MC05 | SIMOTICS S Synchronous motor 1FK7-CT PN=0.82kW; UDC=300V; M0=3Nm (100K); NN=3000rpm; Naturally cooled FRAME SIZE IMB 5 (IM V1, IM V3) FLANGE 1 POWER CONNECTOR ROTATABLE RESOLVER MULTI-POLE WITH DRIVE-CLIQ INTERFACE; SHAFT WITH FITTED KEY, TOLERANCE N; WITH HOLDING BRAKE PROTECTION CLASS IP65, FLANGE ON DRIVE END IP67; | - | 0 | 0
1FK7042-2AF21-1UG0 |  | 1FK7042-2AF21-1UG0 | 1 | UN | 1 | 15 | C | D | N | N | 85015220 | 1 |  | 4.602 | KG | 859.46 | 859.46 | MC05 | MC05 | SIMOTICS S Synchronous motor 1FK7-CT PN=0.82kW; UDC=300V; M0=3Nm (100K); NN=3000rpm; Naturally cooled FRAME SIZE IMB 5 (IM V1, IM V3) FLANGE 1 POWER CONNECTOR ROTATABLE RESOLVER MULTI-POLE WITH DRIVE-CLIQ INTERFACE; PLAIN SHAFT, TOLERANCE N; W/O HOLDING BRAKE PROTECTION CLASS IP64; | - | 0 | 0
1FK7042-2AF21-1UG1 |  | 1FK7042-2AF21-1UG1 | 1 | UN | 1 | 15 | C | D | N | N | 85015220 | 1 |  | 4.602 | KG | 921.8 | 921.8 | MC05 | MC05 | SIMOTICS S Synchronous motor 1FK7-CT PN=0.82kW; UDC=300V; M0=3Nm (100K); NN=3000rpm; Naturally cooled FRAME SIZE IMB 5 (IM V1, IM V3) FLANGE 1 POWER CONNECTOR ROTATABLE RESOLVER MULTI-POLE WITH DRIVE-CLIQ INTERFACE; PLAIN SHAFT, TOLERANCE N; W/O HOLDING BRAKE PROTECTION CLASS IP65, | - | 0 | 0
1FK7042-2AF21-1UG2 |  | 1FK7042-2AF21-1UG2 | 1 | UN | 1 | 15 | C | D | N | N | 85015220 | 1 |  | 4.602 | KG | 921.8 | 921.8 | MC05 | MC05 | SIMOTICS S Synchronous motor 1FK7-CT PN=0.82kW; UDC=300V; M0=3Nm (100K); NN=3000rpm; Naturally cooled FRAME SIZE IMB 5 (IM V1, IM V3) FLANGE 1 POWER CONNECTOR ROTATABLE RESOLVER MULTI-POLE WITH DRIVE-CLIQ INTERFACE; PLAIN SHAFT, TOLERANCE N; W/O HOLDING BRAKE PROTECTION CLASS IP65, FLANGE ON DRIVE END IP67; | - | 0 | 0
1FK7042-2AF21-1UH0 |  | 1FK7042-2AF21-1UH0 | 1 | UN | 1 | 15 | C | D | N | N | 85015220 | 1 |  | 4.901 | KG | 1031.93 | 1031.93 | MC05 | MC05 | SIMOTICS S Synchronous motor 1FK7-CT PN=0.82kW; UDC=300V; M0=3Nm (100K); NN=3000rpm; Naturally cooled FRAME SIZE IMB 5 (IM V1, IM V3) FLANGE 1 POWER CONNECTOR ROTATABLE RESOLVER MULTI-POLE WITH DRIVE-CLIQ INTERFACE; PLAIN SHAFT, TOLERANCE N; WITH HOLDING BRAKE PROTECTION CLASS IP64; | - | 0 | 0
1FK7042-2AF21-1UH1 |  | 1FK7042-2AF21-1UH1 | 1 | UN | 1 | 15 | C | D | N | N | 85015220 | 1 |  | 4.901 | KG | 1094.27 | 1094.27 | MC05 | MC05 | SIMOTICS S Synchronous motor 1FK7-CT PN=0.82kW; UDC=300V; M0=3Nm (100K); NN=3000rpm; Naturally cooled FRAME SIZE IMB 5 (IM V1, IM V3) FLANGE 1 POWER CONNECTOR ROTATABLE RESOLVER MULTI-POLE WITH DRIVE-CLIQ INTERFACE; PLAIN SHAFT, TOLERANCE N; WITH HOLDING BRAKE PROTECTION CLASS IP65, | - | 0 | 0
1FK7042-2AF21-1UH2 |  | 1FK7042-2AF21-1UH2 | 1 | UN | 1 | 15 | C | D | N | N | 85015220 | 1 |  | 4.901 | KG | 1094.27 | 1094.27 | MC05 | MC05 | SIMOTICS S Synchronous motor 1FK7-CT PN=0.82kW; UDC=300V; M0=3Nm (100K); NN=3000rpm; Naturally cooled FRAME SIZE IMB 5 (IM V1, IM V3) FLANGE 1 POWER CONNECTOR ROTATABLE RESOLVER MULTI-POLE WITH DRIVE-CLIQ INTERFACE; PLAIN SHAFT, TOLERANCE N; WITH HOLDING BRAKE PROTECTION CLASS IP65, FLANGE ON DRIVE END IP67; | - | 0 | 0
1FK7042-2AF71-1AA0 |  | 1FK7042-2AF71-1AA0 | 1 | UN | 1 | 15 | C | D | N | N | 85015220 | 1 |  | 4.601 | KG | 1146.89 | 1146.89 | MC05 | MC05 | SIMOTICS S SIMOTICS S-1FK7 Synchronous motor 1FK7-CT PN=0.82kW; UDC=600V M0=3Nm (100K); NN=3000rpm; Naturally cooled FRAME SIZE IMB 5 (IM V1, IM V3) FLANGE 1, WITH KTY TEMPERATURESENSOR POWER CONNECTOR ROTATABLE INCREMENTAL ENCODER SIN/COS 1VPP;2048 S/R W. C-AND D-SPUR (ENCODER IC2048S/R) SHAFT WITH FITTED KEY, TOLERANCE N; W/O HOLDING BRAKE PROTECTION CLASS IP64; | - | 0 | 0
1FK7042-2AF71-1AA0-Z | M03 | 1FK7042-2AF71-1AA0-ZM03 | 1 | UN | 1 | 15 | C | D | N | N | 85015220 | 1 |  | 4.602 | KG | 1246.12 | 1246.12 | MC05 | MC05 | SIMOTICS S SIMOTICS S-1FK7 Synchronous motor 1FK7-CT PN=0.82kW; UDC=600V M0=3Nm (100K); NN=3000rpm; Naturally cooled FRAME SIZE IMB 5 (IM V1, IM V3) FLANGE 1, WITH KTY TEMPERATURESENSOR POWER CONNECTOR ROTATABLE INCREMENTAL ENCODER SIN/COS 1VPP;2048 S/R W. C-AND D-SPUR (ENCODER IC2048S/R) SHAFT WITH FITTED KEY, TOLERANCE N; W/O HOLDING BRAKE PROTECTION CLASS IP64; M03: FOR USE IN THE GAS EXPLOSION-PRONE AREA UNIT II, CATEGORY 3G (ZONE 2) TEMPERATURE CLASS T1 TO T3 OBSERVE PLANNING GUIDELINES SEE ENCLOSURE REGARDING THE DECLARATION OF CONFORMITY | - | 0 | 0
1FK7042-2AF71-1AA0-Z | M39 | 1FK7042-2AF71-1AA0-ZM39 | 1 | UN | 1 | 15 | C | D | N | N | 85015220 | 1 |  | 4.602 | KG | 1248.06 | 1248.06 | MC05 | MC05 | SIMOTICS S SIMOTICS S-1FK7 Synchronous motor 1FK7-CT PN=0.82kW; UDC=600V M0=3Nm (100K); NN=3000rpm; Naturally cooled FRAME SIZE IMB 5 (IM V1, IM V3) FLANGE 1, WITH KTY TEMPERATURESENSOR POWER CONNECTOR ROTATABLE INCREMENTAL ENCODER SIN/COS 1VPP;2048 S/R W. C-AND D-SPUR (ENCODER IC2048S/R) SHAFT WITH FITTED KEY, TOLERANCE N; W/O HOLDING BRAKE PROTECTION CLASS IP64; M39: For use in explosive dust atmosphere area Group II Category 3D (Zone 22) Max. surface temperature T=160Â° | - | 0 | 0
1FK7042-2AF71-1AA1 |  | 1FK7042-2AF71-1AA1 | 1 | UN | 1 | 15 | C | D | N | N | 85015220 | 1 |  | 4.601 | KG | 1209.23 | 1209.23 | MC05 | MC05 | SIMOTICS S SIMOTICS S-1FK7 Synchronous motor 1FK7-CT PN=0.82kW; UDC=600V M0=3Nm (100K); NN=3000rpm; Naturally cooled FRAME SIZE IMB 5 (IM V1, IM V3) FLANGE 1, WITH KTY TEMPERATURESENSOR POWER CONNECTOR ROTATABLE INCREMENTAL ENCODER SIN/COS 1VPP;2048 S/R W. C-AND D-SPUR (ENCODER IC2048S/R) SHAFT WITH FITTED KEY, TOLERANCE N; W/O HOLDING BRAKE PROTECTION CLASS IP65, | - | 0 | 0
1FK7042-2AF71-1AA2 |  | 1FK7042-2AF71-1AA2 | 1 | UN | 1 | 15 | C | D | N | N | 85015220 | 1 |  | 4.601 | KG | 1209.23 | 1209.23 | MC05 | MC05 | SIMOTICS S SIMOTICS S-1FK7 Synchronous motor 1FK7-CT PN=0.82kW; UDC=600V M0=3Nm (100K); NN=3000rpm; Naturally cooled FRAME SIZE IMB 5 (IM V1, IM V3) FLANGE 1, WITH KTY TEMPERATURESENSOR POWER CONNECTOR ROTATABLE INCREMENTAL ENCODER SIN/COS 1VPP;2048 S/R W. C-AND D-SPUR (ENCODER IC2048S/R) SHAFT WITH FITTED KEY, TOLERANCE N; W/O HOLDING BRAKE PROTECTION CLASS IP65, FLANGE ON DRIVE END IP67; | - | 0 | 0
1FK7042-2AF71-1AB0 |  | 1FK7042-2AF71-1AB0 | 1 | UN | 1 | 15 | C | D | N | N | 85015220 | 1 |  | 4.9 | KG | 1320.85 | 1320.85 | MC05 | MC05 | SIMOTICS S SIMOTICS S-1FK7 Synchronous motor 1FK7-CT PN=0.82kW; UDC=600V M0=3Nm (100K); NN=3000rpm; Naturally cooled FRAME SIZE IMB 5 (IM V1, IM V3) FLANGE 1, WITH KTY TEMPERATURESENSOR POWER CONNECTOR ROTATABLE INCREMENTAL ENCODER SIN/COS 1VPP;2048 S/R W. C-AND D-SPUR (ENCODER IC2048S/R) SHAFT WITH FITTED KEY, TOLERANCE N; WITH HOLDING BRAKE PROTECTION CLASS IP64; | - | 0 | 0
1FK7042-2AF71-1AB1 |  | 1FK7042-2AF71-1AB1 | 1 | UN | 1 | 15 | C | D | N | N | 85015220 | 1 |  | 4.9 | KG | 1383.19 | 1383.19 | MC05 | MC05 | SIMOTICS S SIMOTICS S-1FK7 Synchronous motor 1FK7-CT PN=0.82kW; UDC=600V M0=3Nm (100K); NN=3000rpm; Naturally cooled FRAME SIZE IMB 5 (IM V1, IM V3) FLANGE 1, WITH KTY TEMPERATURESENSOR POWER CONNECTOR ROTATABLE INCREMENTAL ENCODER SIN/COS 1VPP;2048 S/R W. C-AND D-SPUR (ENCODER IC2048S/R) SHAFT WITH FITTED KEY, TOLERANCE N; WITH HOLDING BRAKE PROTECTION CLASS IP65, | - | 0 | 0
1FK7042-2AF71-1AB2 |  | 1FK7042-2AF71-1AB2 | 1 | UN | 1 | 15 | C | D | N | N | 85015220 | 1 |  | 4.9 | KG | 1383.19 | 1383.19 | MC05 | MC05 | SIMOTICS S SIMOTICS S-1FK7 Synchronous motor 1FK7-CT PN=0.82kW; UDC=600V M0=3Nm (100K); NN=3000rpm; Naturally cooled FRAME SIZE IMB 5 (IM V1, IM V3) FLANGE 1, WITH KTY TEMPERATURESENSOR POWER CONNECTOR ROTATABLE INCREMENTAL ENCODER SIN/COS 1VPP;2048 S/R W. C-AND D-SPUR (ENCODER IC2048S/R) SHAFT WITH FITTED KEY, TOLERANCE N; WITH HOLDING BRAKE PROTECTION CLASS IP65, FLANGE ON DRIVE END IP67; | - | 0 | 0
1FK7042-2AF71-1AG0 |  | 1FK7042-2AF71-1AG0 | 1 | UN | 1 | 15 | C | D | N | N | 85015220 | 1 |  | 4.601 | KG | 1089.4 | 1089.4 | MC05 | MC05 | SIMOTICS S SIMOTICS S-1FK7 Synchronous motor 1FK7-CT PN=0.82kW; UDC=600V M0=3Nm (100K); NN=3000rpm; Naturally cooled FRAME SIZE IMB 5 (IM V1, IM V3) FLANGE 1, WITH KTY TEMPERATURESENSOR POWER CONNECTOR ROTATABLE INCREMENTAL ENCODER SIN/COS 1VPP;2048 S/R W. C-AND D-SPUR (ENCODER IC2048S/R) PLAIN SHAFT, TOLERANCE N; W/O HOLDING BRAKE PROTECTION CLASS IP64; | - | 0 | 0
1FK7042-2AF71-1AG1 |  | 1FK7042-2AF71-1AG1 | 1 | UN | 1 | 15 | C | D | N | N | 85015220 | 1 |  | 4.601 | KG | 1151.74 | 1151.74 | MC05 | MC05 | SIMOTICS S SIMOTICS S-1FK7 Synchronous motor 1FK7-CT PN=0.82kW; UDC=600V M0=3Nm (100K); NN=3000rpm; Naturally cooled FRAME SIZE IMB 5 (IM V1, IM V3) FLANGE 1, WITH KTY TEMPERATURESENSOR POWER CONNECTOR ROTATABLE INCREMENTAL ENCODER SIN/COS 1VPP;2048 S/R W. C-AND D-SPUR (ENCODER IC2048S/R) PLAIN SHAFT, TOLERANCE N; W/O HOLDING BRAKE PROTECTION CLASS IP65, | - | 0 | 0
1FK7042-2AF71-1AG2 |  | 1FK7042-2AF71-1AG2 | 1 | UN | 1 | 15 | C | D | N | N | 85015220 | 1 |  | 4.601 | KG | 1151.74 | 1151.74 | MC05 | MC05 | SIMOTICS S SIMOTICS S-1FK7 Synchronous motor 1FK7-CT PN=0.82kW; UDC=600V M0=3Nm (100K); NN=3000rpm; Naturally cooled FRAME SIZE IMB 5 (IM V1, IM V3) FLANGE 1, WITH KTY TEMPERATURESENSOR POWER CONNECTOR ROTATABLE INCREMENTAL ENCODER SIN/COS 1VPP;2048 S/R W. C-AND D-SPUR (ENCODER IC2048S/R) PLAIN SHAFT, TOLERANCE N; W/O HOLDING BRAKE PROTECTION CLASS IP65, FLANGE ON DRIVE END IP67; | - | 0 | 0
1FK7042-2AF71-1AH0 |  | 1FK7042-2AF71-1AH0 | 1 | UN | 1 | 15 | C | D | N | N | 85015220 | 1 |  | 4.9 | KG | 1261.87 | 1261.87 | MC05 | MC05 | SIMOTICS S SIMOTICS S-1FK7 Synchronous motor 1FK7-CT PN=0.82kW; UDC=600V M0=3Nm (100K); NN=3000rpm; Naturally cooled FRAME SIZE IMB 5 (IM V1, IM V3) FLANGE 1, WITH KTY TEMPERATURESENSOR POWER CONNECTOR ROTATABLE INCREMENTAL ENCODER SIN/COS 1VPP;2048 S/R W. C-AND D-SPUR (ENCODER IC2048S/R) PLAIN SHAFT, TOLERANCE N; WITH HOLDING BRAKE PROTECTION CLASS IP64; | - | 0 | 0
1FK7042-2AF71-1AH1 |  | 1FK7042-2AF71-1AH1 | 1 | UN | 1 | 15 | C | D | N | N | 85015220 | 1 |  | 4.9 | KG | 1324.21 | 1324.21 | MC05 | MC05 | SIMOTICS S SIMOTICS S-1FK7 Synchronous motor 1FK7-CT PN=0.82kW; UDC=600V M0=3Nm (100K); NN=3000rpm; Naturally cooled FRAME SIZE IMB 5 (IM V1, IM V3) FLANGE 1, WITH KTY TEMPERATURESENSOR POWER CONNECTOR ROTATABLE INCREMENTAL ENCODER SIN/COS 1VPP;2048 S/R W. C-AND D-SPUR (ENCODER IC2048S/R) PLAIN SHAFT, TOLERANCE N; WITH HOLDING BRAKE PROTECTION CLASS IP65, | - | 0 | 0
1FK7042-2AF71-1AH2 |  | 1FK7042-2AF71-1AH2 | 1 | UN | 1 | 15 | C | D | N | N | 85015220 | 1 |  | 4.9 | KG | 1324.21 | 1324.21 | MC05 | MC05 | SIMOTICS S SIMOTICS S-1FK7 Synchronous motor 1FK7-CT PN=0.82kW; UDC=600V M0=3Nm (100K); NN=3000rpm; Naturally cooled FRAME SIZE IMB 5 (IM V1, IM V3) FLANGE 1, WITH KTY TEMPERATURESENSOR POWER CONNECTOR ROTATABLE INCREMENTAL ENCODER SIN/COS 1VPP;2048 S/R W. C-AND D-SPUR (ENCODER IC2048S/R) PLAIN SHAFT, TOLERANCE N; WITH HOLDING BRAKE PROTECTION CLASS IP65, FLANGE ON DRIVE END IP67; | - | 0 | 0
1FK7042-2AF71-1BA0 |  | 1FK7042-2AF71-1BA0 | 1 | UN | 1 | 15 | C | D | N | N | 85015220 | 1 |  | 4.601 | KG | 1307.6 | 1307.6 | MC05 | MC05 | SIMOTICS S SIMOTICS S-1FK7 1FK7-CT synchronous motor PN=0.82kW UDC=600V M0=3Nm (100K); NN=3000rpm; naturally cooled IMB 5 design (IM V1, IM V3) Flange 1 power connector rotatable, absolute encoder Single-turn 24-bit with Drive- CLiQ interface (encoder AS24DQI), shaft with feather key, tolerance N without holding brake Degree of protection IP64 | - | 0 | 0
1FK7042-2AF71-1BA0-Z | S03 | 1FK7042-2AF71-1BA0-ZS03 | 1 | UN | 1 | 15 | C | D | N | N | 85015220 | 1 |  | 5 | KG | 1507.93 | 1507.93 | MC05 | MC05 | SIMOTICS S SIMOTICS S-1FK7 Synchronous motor 1FK7-CT PN=0.82kW; UDC=600V M0=3Nm (100K); NN=3000rpm; Naturally cooled IMB 5 design (IM V1, IM V3) Flange 1 Power connector rotatable Absolute encoder single-turn 24-bit with Drive-CLiQ interface (encoder AS24DQI) Shaft with feather key Tolerance N without holding brake; Degree of protection IP64; S03: Special shaft extension+special end shield+special bearing DE customer-specific motor according to SMR-121-2014 | - | 0 | 7
1FK7042-2AF71-1BA1 |  | 1FK7042-2AF71-1BA1 | 1 | UN | 1 | 15 | C | D | N | N | 85015220 | 1 |  | 4.601 | KG | 1369.93 | 1369.93 | MC05 | MC05 | SIMOTICS S SIMOTICS S-1FK7 1FK7-CT synchronous motor PN=0.82 kW UDC=600V M0=3Nm (100K); NN=3000rpm; Naturally cooled IMB 5 design (IM V1, IM V3) Flange 1 power connector rotatable, absolute encoder Single Turn 24 bit with Drive-CLiQ; interface (encoder AS24DQI) shaft with feather key, Tolerance N without holding brake, type of protection IP64 | - | 0 | 0
1FK7042-2AF71-1BA2 |  | 1FK7042-2AF71-1BA2 | 1 | UN | 1 | 15 | C | D | N | N | 85015220 | 1 |  | 4.601 | KG | 1369.93 | 1369.93 | MC05 | MC05 | SIMOTICS S SIMOTICS S-1FK7 1FK7-CT synchronous motor PN=0.82 kW UDC=600V M0=3Nm (100K); NN=3000rpm; Naturally cooled IMB 5 design (IM V1, IM V3) Flange 1 power connector rotatable, absolute encoder single- turn 24 bit with Drive-CLiQ; interface (encoder AS24DQI) shaft with feather key, Tolerance N without holding brake, type of protection Flange IP67 | - | 0 | 0
1FK7042-2AF71-1BB0 |  | 1FK7042-2AF71-1BB0 | 1 | UN | 1 | 15 | C | D | N | N | 85015220 | 1 |  | 4.9 | KG | 1481.56 | 1481.56 | MC05 | MC05 | SIMOTICS S SIMOTICS S-1FK7 1FK7-CT synchronous motor PN=0.82 kW UDC=600V M0=3Nm (100K); NN=3000rpm; Naturally cooled Bf MB 5 (IM V1, IM V3) Flange 1 Power connector rotatable Absolute encoder single-turn 24 bit with Drive-CLiQ interface (encoder AS24DQI) shaft with parallel key, tolerance N with Holding brake, type of protection IP64 | - | 0 | 0
1FK7042-2AF71-1BB1 |  | 1FK7042-2AF71-1BB1 | 1 | UN | 1 | 15 | C | D | N | N | 85015220 | 1 |  | 4.9 | KG | 1543.89 | 1543.89 | MC05 | MC05 | SIMOTICS S SIMOTICS S-1FK7 1FK7-CT synchronous motor PN=0.82kW UDC=600V M0=3Nm (100K); NN=3000rpm; naturally cooled IMB 5 design (IM V1, IM V3) Flange 1 power connector rotatable, absolute encoder Single-turn 24-bit with Drive- CLiQ interface (encoder AS24DQI), shaft with feather key, tolerance N with holding brake Degree of protection IP65 | - | 0 | 0
1FK7042-2AF71-1BB2 |  | 1FK7042-2AF71-1BB2 | 1 | UN | 1 | 15 | C | D | N | N | 85015220 | 1 |  | 4.9 | KG | 1543.89 | 1543.89 | MC05 | MC05 | SIMOTICS S SIMOTICS S-1FK7 Synchronous motor 1FK7-CT PN=0.82k UDC=600V M0=3Nm (100K); NN=3000rpm; naturally cooled design MB 5 (IM V1, IM V3) Flange 1 Power connector rotatable Absolute encoder single-turn 24-bit with Drive-CLiQ interface (encoder AS24DQI) shaft with feather key, tolerance N with holding brake, degree of protection IP65 DE Flange, IP67 | - | 0 | 0
1FK7042-2AF71-1BG0 |  | 1FK7042-2AF71-1BG0 | 1 | UN | 1 | 15 | C | D | N | N | 85015220 | 1 |  | 4.601 | KG | 1250.11 | 1250.11 | MC05 | MC05 | SIMOTICS S SIMOTICS S-1FK7 Synchronous motor 1FK7-CT PN=0.82k UDC=600V M0=3Nm (100K); NN=3000rpm; naturally cooled design MB 5 (IM V1, IM V3) Flange 1 Power connector rotatable Absolute encoder single-turn 24-bit with Drive-CLiQ interface (encoder AS24DQI) Smooth shaft, tolerance N without holding brake, degree of protection IP64 | - | 0 | 0
1FK7042-2AF71-1BG1 |  | 1FK7042-2AF71-1BG1 | 1 | UN | 1 | 15 | C | D | N | N | 85015220 | 1 |  | 4.601 | KG | 1312.45 | 1312.45 | MC05 | MC05 | SIMOTICS S SIMOTICS S-1FK7 Synchronous motor 1FK7-CT PN=0.82k UDC=600V M0=3Nm (100K); NN=3000rpm; naturally cooled design MB 5 (IM V1, IM V3) Flange 1 Power connector rotatable Absolute encoder single-turn 24-bit with Drive-CLiQ interface (encoder AS24DQI) Smooth shaft, tolerance N without holding brake, degree of protection IP65 | - | 0 | 0
1FK7042-2AF71-1BG1-Z | N05 | 1FK7042-2AF71-1BG1-ZN05 | 1 | UN | 1 | 15 | C | D | N | N | 85015220 | 1 |  | 4.602 | KG | 1515.89 | 1515.89 | MC05 | MC05 | SIMOTICS S SIMOTICS S-1FK7 Synchronous motor 1FK7-CT PN=0.82k UDC=600V M0=3Nm (100K); NN=3000rpm; naturally cooled design MB 5 (IM V1, IM V3) Flange 1 Power connector rotatable Absolute encoder single-turn 24-bit with Drive-CLiQ interface (encoder AS24DQI) Smooth shaft, tolerance N without holding brake, degree of protection IP65 N05: Compatibility of the shaft extension dimensions with 1FT504X (Configuration information to be considered, see notification number 14361688) | - | 0 | 0
1FK7042-2AF71-1BG2 |  | 1FK7042-2AF71-1BG2 | 1 | UN | 1 | 15 | C | D | N | N | 85015220 | 1 |  | 4.601 | KG | 1312.45 | 1312.45 | MC05 | MC05 | SIMOTICS S SIMOTICS S-1FK7 Synchronous motor 1FK7-CT PN=0.82k UDC=600V M0=3Nm (100K); NN=3000rpm; naturally cooled design MB 5 (IM V1, IM V3) Flange 1 Power connector rotatable Absolute encoder single-turn 24-bit with Drive-CLiQ interface (encoder AS24DQI) Smooth shaft, tolerance N without holding brake, degree of protection IP65 DE Flange, IP67 | - | 0 | 0
1FK7042-2AF71-1BH0 |  | 1FK7042-2AF71-1BH0 | 1 | UN | 1 | 15 | C | D | N | N | 85015220 | 1 |  | 4.9 | KG | 1422.57 | 1422.57 | MC05 | MC05 | SIMOTICS S SIMOTICS S-1FK7 Synchronous motor 1FK7-CT PN=0.82k UDC=600V M0=3Nm (100K); NN=3000rpm; naturally cooled design MB 5 (IM V1, IM V3) Flange 1 Power connector rotatable Absolute encoder single-turn 24-bit with Drive-CLiQ interface (encoder AS24DQI) Smooth shaft, tolerance N with holding brake, degree of protection IP64 | - | 0 | 0
1FK7042-2AF71-1BH1 |  | 1FK7042-2AF71-1BH1 | 1 | UN | 1 | 15 | C | D | N | N | 85015220 | 1 |  | 4.9 | KG | 1484.92 | 1484.92 | MC05 | MC05 | SIMOTICS S SIMOTICS S-1FK7 Synchronous motor 1FK7-CT PN=0.82k UDC=600V M0=3Nm (100K); NN=3000rpm; naturally cooled design MB 5 (IM V1, IM V3) Flange 1 Power connector rotatable Absolute encoder single-turn 24-bit with Drive-CLiQ interface (encoder AS24DQI) Smooth shaft, tolerance N with holding brake, degree of protection IP65 | - | 0 | 0
1FK7042-2AF71-1BH2 |  | 1FK7042-2AF71-1BH2 | 1 | UN | 1 | 15 | C | D | N | N | 85015220 | 1 |  | 4.9 | KG | 1484.92 | 1484.92 | MC05 | MC05 | SIMOTICS S SIMOTICS S-1FK7 Synchronous motor 1FK7-CT PN=0.82k UDC=600V M0=3Nm (100K); NN=3000rpm; naturally cooled design MB 5 (IM V1, IM V3) Flange 1 Power connector rotatable Absolute encoder single-turn 24-bit with Drive-CLiQ interface (encoder AS24DQI) Smooth shaft, tolerance N with holding brake, degree of protection IP65 DE Flange, IP67 | - | 0 | 0
1FK7042-2AF71-1CA0 |  | 1FK7042-2AF71-1CA0 | 1 | UN | 1 | 15 | C | D | N | N | 85015220 | 1 |  | 4.601 | KG | 1553.76 | 1553.76 | MC05 | MC05 | SIMOTICS S SIMOTICS S-1FK7 Synchronous motor 1FK7-CT PN=0.82k UDC=600V M0=3Nm (100K); NN=3000rpm; naturally cooled design MB 5 (IM V1, IM V3) Flange 1 Power connector rotatable Absolute encoder 24-bit + 12-bit multiturn with DRIVE-CLiQ interface (encoder AM24DQI) shaft with feather key, tolerance N without holding brake, degree of protection IP64 | - | 0 | 0
1FK7042-2AF71-1CA1 |  | 1FK7042-2AF71-1CA1 | 1 | UN | 1 | 15 | C | D | N | N | 85015220 | 1 |  | 4.601 | KG | 1616.09 | 1616.09 | MC05 | MC05 | SIMOTICS S SIMOTICS S-1FK7 synchronous motor 1FK7-CT PN=0.82k UDC=600V M0=3Nm (100K); NN=3000rpm; naturally cooled design MB 5 (IM V1, IM V3) Flange 1 Power connector rotatable Absolute encoder 24-bit + 12-bit multiturn with DRIVE-CLiQ interface (encoder AM24DQI) shaft with feather key, tolerance N without holding brake, degree of protection IP65 | - | 0 | 0
1FK7042-2AF71-1CA2 |  | 1FK7042-2AF71-1CA2 | 1 | UN | 1 | 15 | C | D | N | N | 85015220 | 1 |  | 4.601 | KG | 1616.09 | 1616.09 | MC05 | MC05 | SIMOTICS S SIMOTICS S-1FK7 synchronous motor 1FK7-CT PN=0.82k UDC=600V M0=3Nm (100K); NN=3000rpm; naturally cooled design MB 5 (IM V1, IM V3) Flange 1 Power connector rotatable Absolute encoder 24-bit + 12-bit multiturn with DRIVE-CLiQ interface (encoder AM24DQI) shaft with feather key, tolerance N without holding brake, degree of protection IP65 DE Flange IP67 | - | 0 | 0
1FK7042-2AF71-1CB0 |  | 1FK7042-2AF71-1CB0 | 1 | UN | 1 | 15 | C | D | N | N | 85015220 | 1 |  | 4.9 | KG | 1727.72 | 1727.72 | MC05 | MC05 | SIMOTICS S SIMOTICS S-1FK7 Synchronous motor 1FK7-CT PN=0.82k UDC=600V M0=3Nm (100K); NN=3000rpm; naturally cooled design MB 5 (IM V1, IM V3) Flange 1 Power connector rotatable Absolute encoder 24-bit + 12-bit multiturn with DRIVE-CLiQ interface (encoder AM24DQI) shaft with feather key, tolerance N with holding brake, degree of protection IP64 | - | 0 | 0
1FK7042-2AF71-1CB1 |  | 1FK7042-2AF71-1CB1 | 1 | UN | 1 | 15 | C | D | N | N | 85015220 | 1 |  | 4.9 | KG | 1790.05 | 1790.05 | MC05 | MC05 | SIMOTICS S SIMOTICS S-1FK7 Synchronous motor 1FK7-CT PN=0.82k UDC=600V M0=3Nm (100K); NN=3000rpm; naturally cooled design MB 5 (IM V1, IM V3) Flange 1 Power connector rotatable Absolute encoder 24-bit + 12-bit multiturn with DRIVE-CLiQ interface (encoder AM24DQI) shaft with feather key, tolerance N with holding brake, degree of protection IP65 | - | 0 | 0
1FK7042-2AF71-1CB1-Z | N05Q31 | 1FK7042-2AF71-1CB1-ZN05Q31 | 1 | UN | 1 | 15 | C | D | N | N | 85015220 | 1 |  | 4.951 | KG | 2055.99 | 2055.99 | MC05 | MC05 | SIMOTICS S SIMOTICS S-1FK7 Synchronous motor 1FK7-CT PN=0.82k UDC=600V M0=3Nm (100K); NN=3000rpm; naturally cooled design MB 5 (IM V1, IM V3) Flange 1 Power connector rotatable Absolute encoder 24-bit + 12-bit multiturn with DRIVE-CLiQ interface (encoder AM24DQI) shaft with feather key, tolerance N with holding brake, degree of protection IP65 N05: Compatibility of the shaft extension dimensions with 1FT504X (Configuration information to be considered, see notification number 14361688) Q31: METALLIC RATING PLATE ON MOTOR | - | 0 | 0
1FK7042-2AF71-1CB1-Z | X01 | 1FK7042-2AF71-1CB1-ZX01 | 1 | UN | 1 | 15 | C | D | N | N | 85015220 | 1 |  | 4.901 | KG | 1852.39 | 1852.39 | MC05 | MC05 | SIMOTICS S SIMOTICS S-1FK7 Synchronous motor 1FK7-CT PN=0.82k UDC=600V M0=3Nm (100K); NN=3000rpm; naturally cooled design MB 5 (IM V1, IM V3) Flange 1 Power connector rotatable Absolute encoder 24-bit + 12-bit multiturn with DRIVE-CLiQ interface (encoder AM24DQI) shaft with feather key, tolerance N with holding brake, degree of protection IP65 X01: PAINT FINISH DULL BLACK RAL9005 | - | 0 | 0
1FK7042-2AF71-1CB2 |  | 1FK7042-2AF71-1CB2 | 1 | UN | 1 | 15 | C | D | N | N | 85015220 | 1 |  | 4.9 | KG | 1790.05 | 1790.05 | MC05 | MC05 | SIMOTICS S SIMOTICS S-1FK7 Synchronous motor 1FK7-CT PN=0.82k UDC=600V M0=3Nm (100K); NN=3000rpm; naturally cooled design MB 5 (IM V1, IM V3) Flange 1 Power connector rotatable Absolute encoder 24-bit + 12-bit multiturn with DRIVE-CLiQ interface (encoder AM24DQI) shaft with feather key, tolerance N with holding brake, degree of protection IP65 DE Flange, IP67 | - | 0 | 0
1FK7042-2AF71-1CG0 |  | 1FK7042-2AF71-1CG0 | 1 | UN | 1 | 15 | C | D | N | N | 85015220 | 1 |  | 4.601 | KG | 1496.27 | 1496.27 | MC05 | MC05 | SIMOTICS S SIMOTICS S-1FK7 synchronous motor 1FK7-CT PN=0.82k UDC=600V M0=3Nm (100K); NN=3000rpm; naturally cooled design MB 5 (IM V1, IM V3) Flange 1 Power connector rotatable Absolute encoder 24-bit + 12-bit multiturn with DRIVE-CLiQ interface (encoder AM24DQI) Smooth shaft, tolerance N without holding brake, degree of protection IP64 | - | 0 | 0
1FK7042-2AF71-1CG0-Z | M39 | 1FK7042-2AF71-1CG0-ZM39 | 1 | UN | 1 | 15 | C | D | N | N | 85015220 | 1 |  | 4.602 | KG | 1597.44 | 1597.44 | MC05 | MC05 | SIMOTICS S SIMOTICS S-1FK7 synchronous motor 1FK7-CT PN=0.82k UDC=600V M0=3Nm (100K); NN=3000rpm; naturally cooled design MB 5 (IM V1, IM V3) Flange 1 Power connector rotatable Absolute encoder 24-bit + 12-bit multiturn with DRIVE-CLiQ interface (encoder AM24DQI) Smooth shaft, tolerance N without holding brake, degree of protection IP64 M39: For use in explosive dust atmosphere area Group II Category 3D (Zone 22) Max. surface temperature T=160Â° | - | 0 | 0
1FK7042-2AF71-1CG1 |  | 1FK7042-2AF71-1CG1 | 1 | UN | 1 | 15 | C | D | N | N | 85015220 | 1 |  | 4.601 | KG | 1558.61 | 1558.61 | MC05 | MC05 | SIMOTICS S SIMOTICS S-1FK7 synchronous motor 1FK7-CT PN=0.82k UDC=600V M0=3Nm (100K); NN=3000rpm; naturally cooled design MB 5 (IM V1, IM V3) Flange 1 Power connector rotatable Absolute encoder 24-bit + 12-bit multiturn with DRIVE-CLiQ interface (encoder AM24DQI) Smooth shaft, tolerance N without holding brake, degree of protection IP65 | - | 0 | 0
1FK7042-2AF71-1CG1-Z | Q31 | 1FK7042-2AF71-1CG1-ZQ31 | 1 | UN | 1 | 15 | C | D | N | N | 85015220 | 1 |  | 4.651 | KG | 1621.11 | 1621.11 | MC05 | MC05 | SIMOTICS S SIMOTICS S-1FK7 synchronous motor 1FK7-CT PN=0.82k UDC=600V M0=3Nm (100K); NN=3000rpm; naturally cooled design MB 5 (IM V1, IM V3) Flange 1 Power connector rotatable Absolute encoder 24-bit + 12-bit multiturn with DRIVE-CLiQ interface (encoder AM24DQI) Smooth shaft, tolerance N without holding brake, degree of protection IP65 Q31: METALLIC RATING PLATE ON MOTOR | - | 0 | 0
1FK7042-2AF71-1CG2 |  | 1FK7042-2AF71-1CG2 | 1 | UN | 1 | 15 | C | D | N | N | 85015220 | 1 |  | 4.601 | KG | 1558.61 | 1558.61 | MC05 | MC05 | SIMOTICS S SIMOTICS S-1FK7 synchronous motor 1FK7-CT PN=0.82k UDC=600V M0=3Nm (100K); NN=3000rpm; naturally cooled design MB 5 (IM V1, IM V3) Flange 1 Power connector rotatable Absolute encoder 24-bit + 12-bit multiturn with DRIVE-CLiQ interface (encoder AM24DQI) Smooth shaft, tolerance N without holding brake, degree of protection IP65 DE Flange IP67 | - | 0 | 0
1FK7042-2AF71-1CH0 |  | 1FK7042-2AF71-1CH0 | 1 | UN | 1 | 15 | C | D | N | N | 85015220 | 1 |  | 4.9 | KG | 1668.73 | 1668.73 | MC05 | MC05 | SIMOTICS S SIMOTICS S-1FK7 synchronous motor 1FK7-CT PN=0.82k UDC=600V M0=3Nm (100K); NN=3000rpm; naturally cooled design MB 5 (IM V1, IM V3) Flange 1 Power connector rotatable Absolute encoder 24-bit + 12-bit multiturn with DRIVE-CLiQ interface (encoder AM24DQI) Smooth shaft, tolerance N with holding brake, degree of protection IP64 | - | 0 | 0
1FK7042-2AF71-1CH1 |  | 1FK7042-2AF71-1CH1 | 1 | UN | 1 | 15 | C | D | N | N | 85015220 | 1 |  | 4.9 | KG | 1731.08 | 1731.08 | MC05 | MC05 | SIMOTICS S SIMOTICS S-1FK7 synchronous motor 1FK7-CT PN=0.82k UDC=600V M0=3Nm (100K); NN=3000rpm; naturally cooled design MB 5 (IM V1, IM V3) Flange 1 Power connector rotatable Absolute encoder 24-bit + 12-bit multiturn with DRIVE-CLiQ interface (encoder AM24DQI) Smooth shaft, tolerance N with holding brake, degree of protection IP65 | - | 0 | 0
1FK7042-2AF71-1CH1-Z | J17 | 1FK7042-2AF71-1CH1-ZJ17 | 1 | UN | 1 | 15 | C | D | N | N | 85015220 | 1 |  | 8.8 | KG | 4178.18 | 4178.18 | MC05 | MC05 | SIMOTICS S SIMOTICS S-1FK7 synchronous motor 1FK7-CT PN=0.82k UDC=600V M0=3Nm (100K); NN=3000rpm; naturally cooled design MB 5 (IM V1, IM V3) Flange 1 Power connector rotatable Absolute encoder 24-bit + 12-bit multiturn with DRIVE-CLiQ interface (encoder AM24DQI) Smooth shaft, tolerance N with holding brake, degree of protection IP65 J17: ALPHA SP+, SP 100S-MF2 PLANETARY GEARING 2 STAGES, I=50, WITH FEATHER KEY | - | 0 | 0
1FK7042-2AF71-1CH1-Z | J22X01 | 1FK7042-2AF71-1CH1-ZJ22X01 | 1 | UN | 1 | 15 | C | D | N | N | 85015220 | 1 |  | 8.501 | KG | 3193.85 | 3193.85 | MC05 | MC05 | SIMOTICS S SIMOTICS S-1FK7 synchronous motor 1FK7-CT PN=0.82k UDC=600V M0=3Nm (100K); NN=3000rpm; naturally cooled design MB 5 (IM V1, IM V3) Flange 1 Power connector rotatable Absolute encoder 24-bit + 12-bit multiturn with DRIVE-CLiQ interface (encoder AM24DQI) Smooth shaft, tolerance N with holding brake, degree of protection IP65 J22: ALPHA SP+, SP 075S-MF1 PLANETARY GEARING 1 STAGE,I=4, W/O FEATHER KEY X01: PAINT FINISH DULL BLACK RAL9005 | - | 0 | 0
1FK7042-2AF71-1CH1-Z | J23 | 1FK7042-2AF71-1CH1-ZJ23 | 1 | UN | 1 | 15 | C | D | N | N | 85015220 | 1 |  | 8.5 | KG | 3131.51 | 3131.51 | MC05 | MC05 | SIMOTICS S SIMOTICS S-1FK7 synchronous motor 1FK7-CT PN=0.82k UDC=600V M0=3Nm (100K); NN=3000rpm; naturally cooled design MB 5 (IM V1, IM V3) Flange 1 Power connector rotatable Absolute encoder 24-bit + 12-bit multiturn with DRIVE-CLiQ interface (encoder AM24DQI) Smooth shaft, tolerance N with holding brake, degree of protection IP65 J23: ALPHA SP+, SP 075S-MF1 PLANETARY GEARING 1 STAGE,I=5, W/O FEATHER KEY | - | 0 | 0
1FK7042-2AF71-1CH1-Z | J37 | 1FK7042-2AF71-1CH1-ZJ37 | 1 | UN | 1 | 15 | C | D | N | N | 85015220 | 1 |  | 8.8 | KG | 4178.18 | 4178.18 | MC05 | MC05 | SIMOTICS S SIMOTICS S-1FK7 synchronous motor 1FK7-CT PN=0.82k UDC=600V M0=3Nm (100K); NN=3000rpm; naturally cooled design MB 5 (IM V1, IM V3) Flange 1 Power connector rotatable Absolute encoder 24-bit + 12-bit multiturn with DRIVE-CLiQ interface (encoder AM24DQI) Smooth shaft, tolerance N with holding brake, degree of protection IP65 J37: ALPHA SP+, SP 100S-MF2 PLANETARY GEARING 2 STAGES, I=50, WITHOUT FEATHER KEY | - | 0 | 0
1FK7042-2AF71-1CH1-Z | Q31 | 1FK7042-2AF71-1CH1-ZQ31 | 1 | UN | 1 | 15 | C | D | N | N | 85015220 | 1 |  | 4.95 | KG | 1793.58 | 1793.58 | MC05 | MC05 | SIMOTICS S SIMOTICS S-1FK7 synchronous motor 1FK7-CT PN=0.82k UDC=600V M0=3Nm (100K); NN=3000rpm; naturally cooled design MB 5 (IM V1, IM V3) Flange 1 Power connector rotatable Absolute encoder 24-bit + 12-bit multiturn with DRIVE-CLiQ interface (encoder AM24DQI) Smooth shaft, tolerance N with holding brake, degree of protection IP65 Q31: METALLIC RATING PLATE ON MOTOR | - | 0 | 0
1FK7042-2AF71-1CH2 |  | 1FK7042-2AF71-1CH2 | 1 | UN | 1 | 15 | C | D | N | N | 85015220 | 1 |  | 4.9 | KG | 1731.08 | 1731.08 | MC05 | MC05 | SIMOTICS S SIMOTICS S-1FK7 synchronous motor 1FK7-CT PN=0.82k UDC=600V M0=3Nm (100K); NN=3000rpm; naturally cooled design MB 5 (IM V1, IM V3) Flange 1 Power connector rotatable Absolute encoder 24-bit + 12-bit multiturn with DRIVE-CLiQ interface (encoder AM24DQI) Smooth shaft, tolerance N with holding brake, degree of protection IP65 DE Flange IP67 | - | 0 | 0
1FK7042-2AF71-1CH2-Z | N16 | 1FK7042-2AF71-1CH2-ZN16 | 1 | UN | 1 | 15 | C | D | N | N | 85015220 | 1 |  | 4.9 | KG | 2074.99 | 2074.99 | MC05 | MC05 | SIMOTICS S SIMOTICS S-1FK7 synchronous motor 1FK7-CT PN=0.82k UDC=600V M0=3Nm (100K); NN=3000rpm; naturally cooled design MB 5 (IM V1, IM V3) Flange 1 Power connector rotatable Absolute encoder 24-bit + 12-bit multiturn with DRIVE-CLiQ interface (encoder AM24DQI) Smooth shaft, tolerance N with holding brake, degree of protection IP65 DE Flange IP67 N16: EXECUTION FOR INCREASED CHEMICAL RESISTANCE | - | 0 | 0
1FK7042-2AF71-1CH2-Z | Q13Q20 | 1FK7042-2AF71-1CH2-ZQ13Q20 | 1 | UN | 1 | 15 | C | D | N | N | 85015220 | 1 |  | 5.74 | KG | 1928.03 | 1928.03 | MC05 | MC05 | SIMOTICS S Synchronous motor 1FK7-CT PN=0.82kW; UDC=600V M0=3Nm (100K); NN=3000rpm; Naturally cooled IMB 5 design (IM V1, IM V3) Flange 1 Power connector rotatable Absolute encoder 24-bit +12-bit multi-turn with Drive-CLiQ interface (encoder AM24DQI) smooth shaft, Tolerance N with holding brake; Degree of protection IP65 DE flange IP67 Q13: customer-specific additional seal encoder flange No encoder replacement in the field possible Q20: Pressure compensation M5 | - | 0 | 7
1FK7042-2AF71-1DA0 |  | 1FK7042-2AF71-1DA0 | 1 | UN | 1 | 15 | C | D | N | N | 85015220 | 1 |  | 4.602 | KG | 1361.02 | 1361.02 | MC05 | MC05 | SIMOTICS S SIMOTICS S-1FK7 Synchronous motor 1FK7-CT PN=0.82kW; UDC=600V M0=3Nm (100K); NN=3000rpm; Naturally cooled FRAME SIZE IMB 5 (IM V1, IM V3) FLANGE 1 POWER CONNECTOR ROTATABLE INCREMENTAL ENCODER 22 BIT WITH DRIVE-CLIQ INTERFACE (ENCODER IC22DQ) SHAFT WITH FITTED KEY, TOLERANCE N; W/O HOLDING BRAKE PROTECTION CLASS IP64; | - | 0 | 0
1FK7042-2AF71-1DA2 |  | 1FK7042-2AF71-1DA2 | 1 | UN | 1 | 15 | C | D | N | N | 85015220 | 1 |  | 4.602 | KG | 1423.36 | 1423.36 | MC05 | MC05 | SIMOTICS S SIMOTICS S-1FK7 Synchronous motor 1FK7-CT PN=0.82kW; UDC=600V M0=3Nm (100K); NN=3000rpm; Naturally cooled FRAME SIZE IMB 5 (IM V1, IM V3) FLANGE 1 POWER CONNECTOR ROTATABLE INCREMENTAL ENCODER 22 BIT WITH DRIVE-CLIQ INTERFACE (ENCODER IC22DQ) SHAFT WITH FITTED KEY, TOLERANCE N; W/O HOLDING BRAKE PROTECTION CLASS IP65, FLANGE ON DRIVE END IP67; | - | 0 | 0
1FK7042-2AF71-1DB0 |  | 1FK7042-2AF71-1DB0 | 1 | UN | 1 | 15 | C | D | N | N | 85015220 | 1 |  | 4.901 | KG | 1534.98 | 1534.98 | MC05 | MC05 | SIMOTICS S SIMOTICS S-1FK7 Synchronous motor 1FK7-CT PN=0.82kW; UDC=600V M0=3Nm (100K); NN=3000rpm; Naturally cooled FRAME SIZE IMB 5 (IM V1, IM V3) FLANGE 1 POWER CONNECTOR ROTATABLE INCREMENTAL ENCODER 22 BIT WITH DRIVE-CLIQ INTERFACE (ENCODER IC22DQ) SHAFT WITH FITTED KEY, TOLERANCE N; WITH HOLDING BRAKE PROTECTION CLASS IP64; | - | 0 | 0
1FK7042-2AF71-1DB1 |  | 1FK7042-2AF71-1DB1 | 1 | UN | 1 | 15 | C | D | N | N | 85015220 | 1 |  | 4.901 | KG | 1597.32 | 1597.32 | MC05 | MC05 | SIMOTICS S SIMOTICS S-1FK7 Synchronous motor 1FK7-CT PN=0.82kW; UDC=600V M0=3Nm (100K); NN=3000rpm; Naturally cooled FRAME SIZE IMB 5 (IM V1, IM V3) FLANGE 1 POWER CONNECTOR ROTATABLE INCREMENTAL ENCODER 22 BIT WITH DRIVE-CLIQ INTERFACE (ENCODER IC22DQ) SHAFT WITH FITTED KEY, TOLERANCE N; WITH HOLDING BRAKE PROTECTION CLASS IP65, | - | 0 | 0
1FK7042-2AF71-1DB2 |  | 1FK7042-2AF71-1DB2 | 1 | UN | 1 | 15 | C | D | N | N | 85015220 | 1 |  | 4.901 | KG | 1597.32 | 1597.32 | MC05 | MC05 | SIMOTICS S SIMOTICS S-1FK7 Synchronous motor 1FK7-CT PN=0.82kW; UDC=600V M0=3Nm (100K); NN=3000rpm; Naturally cooled FRAME SIZE IMB 5 (IM V1, IM V3) FLANGE 1 POWER CONNECTOR ROTATABLE INCREMENTAL ENCODER 22 BIT WITH DRIVE-CLIQ INTERFACE (ENCODER IC22DQ) SHAFT WITH FITTED KEY, TOLERANCE N; WITH HOLDING BRAKE PROTECTION CLASS IP65, FLANGE ON DRIVE END IP67; | - | 0 | 0
1FK7042-2AF71-1DG0 |  | 1FK7042-2AF71-1DG0 | 1 | UN | 1 | 15 | C | D | N | N | 85015220 | 1 |  | 4.602 | KG | 1303.53 | 1303.53 | MC05 | MC05 | SIMOTICS S SIMOTICS S-1FK7 Synchronous motor 1FK7-CT PN=0.82kW; UDC=600V M0=3Nm (100K); NN=3000rpm; Naturally cooled FRAME SIZE IMB 5 (IM V1, IM V3) FLANGE 1 POWER CONNECTOR ROTATABLE INCREMENTAL ENCODER 22 BIT WITH DRIVE-CLIQ INTERFACE (ENCODER IC22DQ) PLAIN SHAFT, TOLERANCE N; W/O HOLDING BRAKE PROTECTION CLASS IP64; | - | 0 | 0
1FK7042-2AF71-1DG1 |  | 1FK7042-2AF71-1DG1 | 1 | UN | 1 | 15 | C | D | N | N | 85015220 | 1 |  | 4.602 | KG | 1365.87 | 1365.87 | MC05 | MC05 | SIMOTICS S SIMOTICS S-1FK7 Synchronous motor 1FK7-CT PN=0.82kW; UDC=600V M0=3Nm (100K); NN=3000rpm; Naturally cooled FRAME SIZE IMB 5 (IM V1, IM V3) FLANGE 1 POWER CONNECTOR ROTATABLE INCREMENTAL ENCODER 22 BIT WITH DRIVE-CLIQ INTERFACE (ENCODER IC22DQ) PLAIN SHAFT, TOLERANCE N; W/O HOLDING BRAKE PROTECTION CLASS IP65, | - | 0 | 0
1FK7042-2AF71-1DG2 |  | 1FK7042-2AF71-1DG2 | 1 | UN | 1 | 15 | C | D | N | N | 85015220 | 1 |  | 4.602 | KG | 1365.87 | 1365.87 | MC05 | MC05 | SIMOTICS S SIMOTICS S-1FK7 Synchronous motor 1FK7-CT PN=0.82kW; UDC=600V M0=3Nm (100K); NN=3000rpm; Naturally cooled FRAME SIZE IMB 5 (IM V1, IM V3) FLANGE 1 POWER CONNECTOR ROTATABLE INCREMENTAL ENCODER 22 BIT WITH DRIVE-CLIQ INTERFACE (ENCODER IC22DQ) PLAIN SHAFT, TOLERANCE N; W/O HOLDING BRAKE PROTECTION CLASS IP65, FLANGE ON DRIVE END IP67; | - | 0 | 0
1FK7042-2AF71-1DH0 |  | 1FK7042-2AF71-1DH0 | 1 | UN | 1 | 15 | C | D | N | N | 85015220 | 1 |  | 4.901 | KG | 1476 | 1476 | MC05 | MC05 | SIMOTICS S SIMOTICS S-1FK7 Synchronous motor 1FK7-CT PN=0.82kW; UDC=600V M0=3Nm (100K); NN=3000rpm; Naturally cooled FRAME SIZE IMB 5 (IM V1, IM V3) FLANGE 1 POWER CONNECTOR ROTATABLE INCREMENTAL ENCODER 22 BIT WITH DRIVE-CLIQ INTERFACE (ENCODER IC22DQ) PLAIN SHAFT, TOLERANCE N; WITH HOLDING BRAKE PROTECTION CLASS IP64; | - | 0 | 0
1FK7042-2AF71-1EA0 |  | 1FK7042-2AF71-1EA0 | 1 | UN | 1 | 15 | C | D | N | N | 85015220 | 1 |  | 4.601 | KG | 1394.57 | 1394.57 | MC05 | MC05 | SIMOTICS S SIMOTICS S-1FK7 Synchronous motor 1FK7-CT PN=0.82kW; UDC=600V M0=3Nm (100K); NN=3000rpm; Naturally cooled FRAME SIZE IMB 5 (IM V1, IM V3) FLANGE 1, WITH KTY TEMPERATURESENSOR POWER CONNECTOR ROTATABLE ABSOLUTE ENCODERR 2048 S/R + 4096 UMDREHUNGEN MULTITURN, WITH ENDAT-SCHNITTSTELLE (ENCODER AM2048S/R) SHAFT WITH FITTED KEY, TOLERANCE N; W/O HOLDING BRAKE PROTECTION CLASS IP64; | - | 0 | 0
1FK7042-2AF71-1EA1 |  | 1FK7042-2AF71-1EA1 | 1 | UN | 1 | 15 | C | D | N | N | 85015220 | 1 |  | 4.601 | KG | 1456.91 | 1456.91 | MC05 | MC05 | SIMOTICS S SIMOTICS S-1FK7 Synchronous motor 1FK7-CT PN=0.82kW; UDC=600V M0=3Nm (100K); NN=3000rpm; Naturally cooled FRAME SIZE IMB 5 (IM V1, IM V3) FLANGE 1, WITH KTY TEMPERATURESENSOR POWER CONNECTOR ROTATABLE ABSOLUTE ENCODERR 2048 S/R + 4096 UMDREHUNGEN MULTITURN, WITH ENDAT-SCHNITTSTELLE (ENCODER AM2048S/R) SHAFT WITH FITTED KEY, TOLERANCE N; W/O HOLDING BRAKE PROTECTION CLASS IP65, | - | 0 | 0
1FK7042-2AF71-1EA2 |  | 1FK7042-2AF71-1EA2 | 1 | UN | 1 | 15 | C | D | N | N | 85015220 | 1 |  | 4.601 | KG | 1456.91 | 1456.91 | MC05 | MC05 | SIMOTICS S SIMOTICS S-1FK7 Synchronous motor 1FK7-CT PN=0.82kW; UDC=600V M0=3Nm (100K); NN=3000rpm; Naturally cooled FRAME SIZE IMB 5 (IM V1, IM V3) FLANGE 1, WITH KTY TEMPERATURESENSOR POWER CONNECTOR ROTATABLE ABSOLUTE ENCODERR 2048 S/R + 4096 UMDREHUNGEN MULTITURN, WITH ENDAT-SCHNITTSTELLE (ENCODER AM2048S/R) SHAFT WITH FITTED KEY, TOLERANCE N; W/O HOLDING BRAKE PROTECTION CLASS IP65, FLANGE ON DRIVE END IP67; | - | 0 | 0
1FK7042-2AF71-1EB0 |  | 1FK7042-2AF71-1EB0 | 1 | UN | 1 | 15 | C | D | N | N | 85015220 | 1 |  | 4.9 | KG | 1568.53 | 1568.53 | MC05 | MC05 | SIMOTICS S SIMOTICS S-1FK7 Synchronous motor 1FK7-CT PN=0.82kW; UDC=600V M0=3Nm (100K); NN=3000rpm; Naturally cooled FRAME SIZE IMB 5 (IM V1, IM V3) FLANGE 1, WITH KTY TEMPERATURESENSOR POWER CONNECTOR ROTATABLE ABSOLUTE ENCODERR 2048 S/R + 4096 UMDREHUNGEN MULTITURN, WITH ENDAT-SCHNITTSTELLE (ENCODER AM2048S/R) SHAFT WITH FITTED KEY, TOLERANCE N; WITH HOLDING BRAKE PROTECTION CLASS IP64; | - | 0 | 0
1FK7042-2AF71-1EB1 |  | 1FK7042-2AF71-1EB1 | 1 | UN | 1 | 15 | C | D | N | N | 85015220 | 1 |  | 4.9 | KG | 1630.87 | 1630.87 | MC05 | MC05 | SIMOTICS S SIMOTICS S-1FK7 Synchronous motor 1FK7-CT PN=0.82kW; UDC=600V M0=3Nm (100K); NN=3000rpm; Naturally cooled FRAME SIZE IMB 5 (IM V1, IM V3) FLANGE 1, WITH KTY TEMPERATURESENSOR POWER CONNECTOR ROTATABLE ABSOLUTE ENCODERR 2048 S/R + 4096 UMDREHUNGEN MULTITURN, WITH ENDAT-SCHNITTSTELLE (ENCODER AM2048S/R) SHAFT WITH FITTED KEY, TOLERANCE N; WITH HOLDING BRAKE PROTECTION CLASS IP65, | - | 0 | 0
1FK7042-2AF71-1EB2 |  | 1FK7042-2AF71-1EB2 | 1 | UN | 1 | 15 | C | D | N | N | 85015220 | 1 |  | 4.9 | KG | 1630.87 | 1630.87 | MC05 | MC05 | SIMOTICS S SIMOTICS S-1FK7 Synchronous motor 1FK7-CT PN=0.82kW; UDC=600V M0=3Nm (100K); NN=3000rpm; Naturally cooled FRAME SIZE IMB 5 (IM V1, IM V3) FLANGE 1, WITH KTY TEMPERATURESENSOR POWER CONNECTOR ROTATABLE ABSOLUTE ENCODERR 2048 S/R + 4096 UMDREHUNGEN MULTITURN, WITH ENDAT-SCHNITTSTELLE (ENCODER AM2048S/R) SHAFT WITH FITTED KEY, TOLERANCE N; WITH HOLDING BRAKE PROTECTION CLASS IP65, FLANGE ON DRIVE END IP67; | - | 0 | 0
1FK7042-2AF71-1EG0 |  | 1FK7042-2AF71-1EG0 | 1 | UN | 1 | 15 | C | D | N | N | 85015220 | 1 |  | 4.601 | KG | 1337.08 | 1337.08 | MC05 | MC05 | SIMOTICS S SIMOTICS S-1FK7 Synchronous motor 1FK7-CT PN=0.82kW; UDC=600V M0=3Nm (100K); NN=3000rpm; Naturally cooled FRAME SIZE IMB 5 (IM V1, IM V3) FLANGE 1, WITH KTY TEMPERATURESENSOR POWER CONNECTOR ROTATABLE ABSOLUTE ENCODERR 2048 S/R + 4096 UMDREHUNGEN MULTITURN, WITH ENDAT-SCHNITTSTELLE (ENCODER AM2048S/R) PLAIN SHAFT, TOLERANCE N; W/O HOLDING BRAKE PROTECTION CLASS IP64; | - | 0 | 0
1FK7042-2AF71-1EG1 |  | 1FK7042-2AF71-1EG1 | 1 | UN | 1 | 15 | C | D | N | N | 85015220 | 1 |  | 4.601 | KG | 1399.42 | 1399.42 | MC05 | MC05 | SIMOTICS S SIMOTICS S-1FK7 Synchronous motor 1FK7-CT PN=0.82kW; UDC=600V M0=3Nm (100K); NN=3000rpm; Naturally cooled FRAME SIZE IMB 5 (IM V1, IM V3) FLANGE 1, WITH KTY TEMPERATURESENSOR POWER CONNECTOR ROTATABLE ABSOLUTE ENCODERR 2048 S/R + 4096 UMDREHUNGEN MULTITURN, WITH ENDAT-SCHNITTSTELLE (ENCODER AM2048S/R) PLAIN SHAFT, TOLERANCE N; W/O HOLDING BRAKE PROTECTION CLASS IP65, | - | 0 | 0
1FK7042-2AF71-1EG2 |  | 1FK7042-2AF71-1EG2 | 1 | UN | 1 | 15 | C | D | N | N | 85015220 | 1 |  | 4.601 | KG | 1399.42 | 1399.42 | MC05 | MC05 | SIMOTICS S SIMOTICS S-1FK7 Synchronous motor 1FK7-CT PN=0.82kW; UDC=600V M0=3Nm (100K); NN=3000rpm; Naturally cooled FRAME SIZE IMB 5 (IM V1, IM V3) FLANGE 1, WITH KTY TEMPERATURESENSOR POWER CONNECTOR ROTATABLE ABSOLUTE ENCODERR 2048 S/R + 4096 UMDREHUNGEN MULTITURN, WITH ENDAT-SCHNITTSTELLE (ENCODER AM2048S/R) PLAIN SHAFT, TOLERANCE N; W/O HOLDING BRAKE PROTECTION CLASS IP65, FLANGE ON DRIVE END IP67; | - | 0 | 0
1FK7042-2AF71-1EH0 |  | 1FK7042-2AF71-1EH0 | 1 | UN | 1 | 15 | C | D | N | N | 85015220 | 1 |  | 4.9 | KG | 1509.55 | 1509.55 | MC05 | MC05 | SIMOTICS S SIMOTICS S-1FK7 Synchronous motor 1FK7-CT PN=0.82kW; UDC=600V M0=3Nm (100K); NN=3000rpm; Naturally cooled FRAME SIZE IMB 5 (IM V1, IM V3) FLANGE 1, WITH KTY TEMPERATURESENSOR POWER CONNECTOR ROTATABLE ABSOLUTE ENCODERR 2048 S/R + 4096 UMDREHUNGEN MULTITURN, WITH ENDAT-SCHNITTSTELLE (ENCODER AM2048S/R) PLAIN SHAFT, TOLERANCE N; WITH HOLDING BRAKE PROTECTION CLASS IP64; | - | 0 | 0
1FK7042-2AF71-1EH0-Z | V42 | 1FK7042-2AF71-1EH0-ZV42 | 1 | UN | 1 | 15 | C | D | N | N | 85015220 | 1 |  | 8.7 | KG | 2398.33 | 2398.33 | MC05 | MC05 | SIMOTICS S SIMOTICS S-1FK7 Synchronous motor 1FK7-CT PN=0.82kW; UDC=600V M0=3Nm (100K); NN=3000rpm; Naturally cooled FRAME SIZE IMB 5 (IM V1, IM V3) FLANGE 1, WITH KTY TEMPERATURESENSOR POWER CONNECTOR ROTATABLE ABSOLUTE ENCODERR 2048 S/R + 4096 UMDREHUNGEN MULTITURN, WITH ENDAT-SCHNITTSTELLE (ENCODER AM2048S/R) PLAIN SHAFT, TOLERANCE N; WITH HOLDING BRAKE PROTECTION CLASS IP64; V42: ALPHA NP, NP 025 Planetary gear unit 1-stage, i=10, with feather key | - | 0 | 0
1FK7042-2AF71-1EH1 |  | 1FK7042-2AF71-1EH1 | 1 | UN | 1 | 15 | C | D | N | N | 85015220 | 1 |  | 4.9 | KG | 1571.89 | 1571.89 | MC05 | MC05 | SIMOTICS S SIMOTICS S-1FK7 Synchronous motor 1FK7-CT PN=0.82kW; UDC=600V M0=3Nm (100K); NN=3000rpm; Naturally cooled FRAME SIZE IMB 5 (IM V1, IM V3) FLANGE 1, WITH KTY TEMPERATURESENSOR POWER CONNECTOR ROTATABLE ABSOLUTE ENCODERR 2048 S/R + 4096 UMDREHUNGEN MULTITURN, WITH ENDAT-SCHNITTSTELLE (ENCODER AM2048S/R) PLAIN SHAFT, TOLERANCE N; WITH HOLDING BRAKE PROTECTION CLASS IP65, | - | 0 | 0
1FK7042-2AF71-1EH2 |  | 1FK7042-2AF71-1EH2 | 1 | UN | 1 | 15 | C | D | N | N | 85015220 | 1 |  | 4.9 | KG | 1571.89 | 1571.89 | MC05 | MC05 | SIMOTICS S SIMOTICS S-1FK7 Synchronous motor 1FK7-CT PN=0.82kW; UDC=600V M0=3Nm (100K); NN=3000rpm; Naturally cooled FRAME SIZE IMB 5 (IM V1, IM V3) FLANGE 1, WITH KTY TEMPERATURESENSOR POWER CONNECTOR ROTATABLE ABSOLUTE ENCODERR 2048 S/R + 4096 UMDREHUNGEN MULTITURN, WITH ENDAT-SCHNITTSTELLE (ENCODER AM2048S/R) PLAIN SHAFT, TOLERANCE N; WITH HOLDING BRAKE PROTECTION CLASS IP65, FLANGE ON DRIVE END IP67; | - | 0 | 0
1FK7042-2AF71-1FA0 |  | 1FK7042-2AF71-1FA0 | 1 | UN | 1 | 15 | C | D | N | N | 85015220 | 1 |  | 4.601 | KG | 1607.19 | 1607.19 | MC05 | MC05 | SIMOTICS S SIMOTICS S-1FK7 Synchronous motor 1FK7-CT PN=0.82kW; UDC=600V M0=3Nm (100K); NN=3000rpm; Naturally cooled FRAME SIZE IMB 5 (IM V1, IM V3) FLANGE 1 POWER CONNECTOR ROTATABLE ABSOLUTE ENCODER 22BIT + 12 BIT MULTITURN, WITH DRIVE-CLIQ INTERFACE (ENCODER AM22DQ) SHAFT WITH FITTED KEY, TOLERANCE N; W/O HOLDING BRAKE PROTECTION CLASS IP64; | - | 0 | 0
1FK7042-2AF71-1FA1 |  | 1FK7042-2AF71-1FA1 | 1 | UN | 1 | 15 | C | D | N | N | 85015220 | 1 |  | 4.601 | KG | 1669.53 | 1669.53 | MC05 | MC05 | SIMOTICS S SIMOTICS S-1FK7 Synchronous motor 1FK7-CT PN=0.82kW; UDC=600V M0=3Nm (100K); NN=3000rpm; Naturally cooled FRAME SIZE IMB 5 (IM V1, IM V3) FLANGE 1 POWER CONNECTOR ROTATABLE ABSOLUTE ENCODER 22BIT + 12 BIT MULTITURN, WITH DRIVE-CLIQ INTERFACE (ENCODER AM22DQ) SHAFT WITH FITTED KEY, TOLERANCE N; W/O HOLDING BRAKE PROTECTION CLASS IP65, | - | 0 | 0
1FK7042-2AF71-1FA2 |  | 1FK7042-2AF71-1FA2 | 1 | UN | 1 | 15 | C | D | N | N | 85015220 | 1 |  | 4.601 | KG | 1669.53 | 1669.53 | MC05 | MC05 | SIMOTICS S SIMOTICS S-1FK7 Synchronous motor 1FK7-CT PN=0.82kW; UDC=600V M0=3Nm (100K); NN=3000rpm; Naturally cooled FRAME SIZE IMB 5 (IM V1, IM V3) FLANGE 1 POWER CONNECTOR ROTATABLE ABSOLUTE ENCODER 22BIT + 12 BIT MULTITURN, WITH DRIVE-CLIQ INTERFACE (ENCODER AM22DQ) SHAFT WITH FITTED KEY, TOLERANCE N; W/O HOLDING BRAKE PROTECTION CLASS IP65, FLANGE ON DRIVE END IP67; | - | 0 | 0
1FK7042-2AF71-1FB0 |  | 1FK7042-2AF71-1FB0 | 1 | UN | 1 | 15 | C | D | N | N | 85015220 | 1 |  | 4.9 | KG | 1781.15 | 1781.15 | MC05 | MC05 | SIMOTICS S SIMOTICS S-1FK7 Synchronous motor 1FK7-CT PN=0.82kW; UDC=600V M0=3Nm (100K); NN=3000rpm; Naturally cooled FRAME SIZE IMB 5 (IM V1, IM V3) FLANGE 1 POWER CONNECTOR ROTATABLE ABSOLUTE ENCODER 22BIT + 12 BIT MULTITURN, WITH DRIVE-CLIQ INTERFACE (ENCODER AM22DQ) SHAFT WITH FITTED KEY, TOLERANCE N; WITH HOLDING BRAKE PROTECTION CLASS IP64; | - | 0 | 0
1FK7042-2AF71-1FB2 |  | 1FK7042-2AF71-1FB2 | 1 | UN | 1 | 15 | C | D | N | N | 85015220 | 1 |  | 4.9 | KG | 1843.49 | 1843.49 | MC05 | MC05 | SIMOTICS S SIMOTICS S-1FK7 Synchronous motor 1FK7-CT PN=0.82kW; UDC=600V M0=3Nm (100K); NN=3000rpm; Naturally cooled FRAME SIZE IMB 5 (IM V1, IM V3) FLANGE 1 POWER CONNECTOR ROTATABLE ABSOLUTE ENCODER 22BIT + 12 BIT MULTITURN, WITH DRIVE-CLIQ INTERFACE (ENCODER AM22DQ) SHAFT WITH FITTED KEY, TOLERANCE N; WITH HOLDING BRAKE PROTECTION CLASS IP65, FLANGE ON DRIVE END IP67; | - | 0 | 0
1FK7042-2AF71-1FG0 |  | 1FK7042-2AF71-1FG0 | 1 | UN | 1 | 15 | C | D | N | N | 85015220 | 1 |  | 4.601 | KG | 1549.7 | 1549.7 | MC05 | MC05 | SIMOTICS S SIMOTICS S-1FK7 Synchronous motor 1FK7-CT PN=0.82kW; UDC=600V M0=3Nm (100K); NN=3000rpm; Naturally cooled FRAME SIZE IMB 5 (IM V1, IM V3) FLANGE 1 POWER CONNECTOR ROTATABLE ABSOLUTE ENCODER 22BIT + 12 BIT MULTITURN, WITH DRIVE-CLIQ INTERFACE (ENCODER AM22DQ) PLAIN SHAFT, TOLERANCE N; W/O HOLDING BRAKE PROTECTION CLASS IP64; | - | 0 | 0
1FK7042-2AF71-1FG1 |  | 1FK7042-2AF71-1FG1 | 1 | UN | 1 | 15 | C | D | N | N | 85015220 | 1 |  | 4.601 | KG | 1612.04 | 1612.04 | MC05 | MC05 | SIMOTICS S SIMOTICS S-1FK7 Synchronous motor 1FK7-CT PN=0.82kW; UDC=600V M0=3Nm (100K); NN=3000rpm; Naturally cooled FRAME SIZE IMB 5 (IM V1, IM V3) FLANGE 1 POWER CONNECTOR ROTATABLE ABSOLUTE ENCODER 22BIT + 12 BIT MULTITURN, WITH DRIVE-CLIQ INTERFACE (ENCODER AM22DQ) PLAIN SHAFT, TOLERANCE N; W/O HOLDING BRAKE PROTECTION CLASS IP65, | - | 0 | 0
1FK7042-2AF71-1FG2 |  | 1FK7042-2AF71-1FG2 | 1 | UN | 1 | 15 | C | D | N | N | 85015220 | 1 |  | 4.601 | KG | 1612.04 | 1612.04 | MC05 | MC05 | SIMOTICS S SIMOTICS S-1FK7 Synchronous motor 1FK7-CT PN=0.82kW; UDC=600V M0=3Nm (100K); NN=3000rpm; Naturally cooled FRAME SIZE IMB 5 (IM V1, IM V3) FLANGE 1 POWER CONNECTOR ROTATABLE ABSOLUTE ENCODER 22BIT + 12 BIT MULTITURN, WITH DRIVE-CLIQ INTERFACE (ENCODER AM22DQ) PLAIN SHAFT, TOLERANCE N; W/O HOLDING BRAKE PROTECTION CLASS IP65, FLANGE ON DRIVE END IP67; | - | 0 | 0
1FK7042-2AF71-1FH0 |  | 1FK7042-2AF71-1FH0 | 1 | UN | 1 | 15 | C | D | N | N | 85015220 | 1 |  | 4.9 | KG | 1722.17 | 1722.17 | MC05 | MC05 | SIMOTICS S SIMOTICS S-1FK7 Synchronous motor 1FK7-CT PN=0.82kW; UDC=600V M0=3Nm (100K); NN=3000rpm; Naturally cooled FRAME SIZE IMB 5 (IM V1, IM V3) FLANGE 1 POWER CONNECTOR ROTATABLE ABSOLUTE ENCODER 22BIT + 12 BIT MULTITURN, WITH DRIVE-CLIQ INTERFACE (ENCODER AM22DQ) PLAIN SHAFT, TOLERANCE N; WITH HOLDING BRAKE PROTECTION CLASS IP64; | - | 0 | 0
1FK7042-2AF71-1FH1 |  | 1FK7042-2AF71-1FH1 | 1 | UN | 1 | 15 | C | D | N | N | 85015220 | 1 |  | 4.9 | KG | 1784.51 | 1784.51 | MC05 | MC05 | SIMOTICS S SIMOTICS S-1FK7 Synchronous motor 1FK7-CT PN=0.82kW; UDC=600V M0=3Nm (100K); NN=3000rpm; Naturally cooled FRAME SIZE IMB 5 (IM V1, IM V3) FLANGE 1 POWER CONNECTOR ROTATABLE ABSOLUTE ENCODER 22BIT + 12 BIT MULTITURN, WITH DRIVE-CLIQ INTERFACE (ENCODER AM22DQ) PLAIN SHAFT, TOLERANCE N; WITH HOLDING BRAKE PROTECTION CLASS IP65, | - | 0 | 0
1FK7042-2AF71-1FH2 |  | 1FK7042-2AF71-1FH2 | 1 | UN | 1 | 15 | C | D | N | N | 85015220 | 1 |  | 4.9 | KG | 1784.51 | 1784.51 | MC05 | MC05 | SIMOTICS S SIMOTICS S-1FK7 Synchronous motor 1FK7-CT PN=0.82kW; UDC=600V M0=3Nm (100K); NN=3000rpm; Naturally cooled FRAME SIZE IMB 5 (IM V1, IM V3) FLANGE 1 POWER CONNECTOR ROTATABLE ABSOLUTE ENCODER 22BIT + 12 BIT MULTITURN, WITH DRIVE-CLIQ INTERFACE (ENCODER AM22DQ) PLAIN SHAFT, TOLERANCE N; WITH HOLDING BRAKE PROTECTION CLASS IP65, FLANGE ON DRIVE END IP67; | - | 0 | 0
1FK7042-2AF71-1GA0 |  | 1FK7042-2AF71-1GA0 | 1 | UN | 1 | 15 | C | D | N | N | 85015220 | 1 |  | 4.601 | KG | 1049.61 | 1049.61 | MC05 | MC05 | SIMOTICS S SIMOTICS S-1FK7 Synchronous motor 1FK7-CT PN=0.82kW; UDC=600V M0=3Nm (100K); NN=3000rpm; Naturally cooled FRAME SIZE IMB 5 (IM V1, IM V3) FLANGE 1, WITH KTY TEMPERATURESENSOR POWER CONNECTOR ROTATABLE ABSOLUTE ENCODER 32 S/R SINGLETURN, 4096 ROTATION MULTITURN, WITH ENDAT- INTERFACE (ENCODER AM32S/R) SHAFT WITH FITTED KEY, TOLERANCE N; W/O HOLDING BRAKE PROTECTION CLASS IP64; | - | 0 | 0
1FK7042-2AF71-1GA2 |  | 1FK7042-2AF71-1GA2 | 1 | UN | 1 | 15 | C | D | N | N | 85015220 | 1 |  | 4.601 | KG | 1111.95 | 1111.95 | MC05 | MC05 | SIMOTICS S SIMOTICS S-1FK7 Synchronous motor 1FK7-CT PN=0.82kW; UDC=600V M0=3Nm (100K); NN=3000rpm; Naturally cooled FRAME SIZE IMB 5 (IM V1, IM V3) FLANGE 1, WITH KTY TEMPERATURESENSOR POWER CONNECTOR ROTATABLE ABSOLUTE ENCODER 32 S/R SINGLETURN, 4096 ROTATION MULTITURN, WITH ENDAT- INTERFACE (ENCODER AM32S/R) SHAFT WITH FITTED KEY, TOLERANCE N; W/O HOLDING BRAKE PROTECTION CLASS IP65, FLANGE ON DRIVE END IP67; | - | 0 | 0
1FK7042-2AF71-1GB0 |  | 1FK7042-2AF71-1GB0 | 1 | UN | 1 | 15 | C | D | N | N | 85015220 | 1 |  | 4.9 | KG | 1223.57 | 1223.57 | MC05 | MC05 | SIMOTICS S SIMOTICS S-1FK7 Synchronous motor 1FK7-CT PN=0.82kW; UDC=600V M0=3Nm (100K); NN=3000rpm; Naturally cooled FRAME SIZE IMB 5 (IM V1, IM V3) FLANGE 1, WITH KTY TEMPERATURESENSOR POWER CONNECTOR ROTATABLE ABSOLUTE ENCODER 32 S/R SINGLETURN, 4096 ROTATION MULTITURN, WITH ENDAT- INTERFACE (ENCODER AM32S/R) SHAFT WITH FITTED KEY, TOLERANCE N; WITH HOLDING BRAKE PROTECTION CLASS IP64; | - | 0 | 0
1FK7042-2AF71-1GG0 |  | 1FK7042-2AF71-1GG0 | 1 | UN | 1 | 15 | C | D | N | N | 85015220 | 1 |  | 4.601 | KG | 992.12 | 992.12 | MC05 | MC05 | SIMOTICS S SIMOTICS S-1FK7 Synchronous motor 1FK7-CT PN=0.82kW; UDC=600V M0=3Nm (100K); NN=3000rpm; Naturally cooled FRAME SIZE IMB 5 (IM V1, IM V3) FLANGE 1, WITH KTY TEMPERATURESENSOR POWER CONNECTOR ROTATABLE ABSOLUTE ENCODER 32 S/R SINGLETURN, 4096 ROTATION MULTITURN, WITH ENDAT- INTERFACE (ENCODER AM32S/R) PLAIN SHAFT, TOLERANCE N; W/O HOLDING BRAKE PROTECTION CLASS IP64; | - | 0 | 0
1FK7042-2AF71-1GH0 |  | 1FK7042-2AF71-1GH0 | 1 | UN | 1 | 15 | C | D | N | N | 85015220 | 1 |  | 4.9 | KG | 1164.59 | 1164.59 | MC05 | MC05 | SIMOTICS S SIMOTICS S-1FK7 Synchronous motor 1FK7-CT PN=0.82kW; UDC=600V M0=3Nm (100K); NN=3000rpm; Naturally cooled FRAME SIZE IMB 5 (IM V1, IM V3) FLANGE 1, WITH KTY TEMPERATURESENSOR POWER CONNECTOR ROTATABLE ABSOLUTE ENCODER 32 S/R SINGLETURN, 4096 ROTATION MULTITURN, WITH ENDAT- INTERFACE (ENCODER AM32S/R) PLAIN SHAFT, TOLERANCE N; WITH HOLDING BRAKE PROTECTION CLASS IP64; | - | 0 | 0
1FK7042-2AF71-1GH2 |  | 1FK7042-2AF71-1GH2 | 1 | UN | 1 | 15 | C | D | N | N | 85015220 | 1 |  | 4.9 | KG | 1226.93 | 1226.93 | MC05 | MC05 | SIMOTICS S SIMOTICS S-1FK7 Synchronous motor 1FK7-CT PN=0.82kW; UDC=600V M0=3Nm (100K); NN=3000rpm; Naturally cooled FRAME SIZE IMB 5 (IM V1, IM V3) FLANGE 1, WITH KTY TEMPERATURESENSOR POWER CONNECTOR ROTATABLE ABSOLUTE ENCODER 32 S/R SINGLETURN, 4096 ROTATION MULTITURN, WITH ENDAT- INTERFACE (ENCODER AM32S/R) PLAIN SHAFT, TOLERANCE N; WITH HOLDING BRAKE PROTECTION CLASS IP65, FLANGE ON DRIVE END IP67; | - | 0 | 0
1FK7042-2AF71-1PA0 |  | 1FK7042-2AF71-1PA0 | 1 | UN | 1 | 15 | C | D | N | N | 85015220 | 1 |  | 4.701 | KG | 916.95 | 916.95 | MC05 | MC05 | SIMOTICS S SIMOTICS S-1FK7 Synchronous motor 1FK7-CT PN=0.82kW; UDC=600V M0=3Nm (100K); NN=3000rpm; Naturally cooled FRAME SIZE IMB 5 (IM V1, IM V3) FLANGE 1 POWER CONNECTOR ROTATABLE RESOLVER 2-POLE, WITH DRIVE CLIQ-INTERFACE SHAFT WITH FITTED KEY, TOLERANCE N; W/O HOLDING BRAKE PROTECTION CLASS IP64; | - | 0 | 0
1FK7042-2AF71-1PA1 |  | 1FK7042-2AF71-1PA1 | 1 | UN | 1 | 15 | C | D | N | N | 85015220 | 1 |  | 4.701 | KG | 979.29 | 979.29 | MC05 | MC05 | SIMOTICS S SIMOTICS S-1FK7 Synchronous motor 1FK7-CT PN=0.82kW; UDC=600V M0=3Nm (100K); NN=3000rpm; Naturally cooled FRAME SIZE IMB 5 (IM V1, IM V3) FLANGE 1 POWER CONNECTOR ROTATABLE RESOLVER 2-POLE, WITH DRIVE CLIQ-INTERFACE SHAFT WITH FITTED KEY, TOLERANCE N; W/O HOLDING BRAKE PROTECTION CLASS IP65, | - | 0 | 0
1FK7042-2AF71-1PA2 |  | 1FK7042-2AF71-1PA2 | 1 | UN | 1 | 15 | C | D | N | N | 85015220 | 1 |  | 4.701 | KG | 979.29 | 979.29 | MC05 | MC05 | SIMOTICS S SIMOTICS S-1FK7 Synchronous motor 1FK7-CT PN=0.82kW; UDC=600V M0=3Nm (100K); NN=3000rpm; Naturally cooled FRAME SIZE IMB 5 (IM V1, IM V3) FLANGE 1 POWER CONNECTOR ROTATABLE RESOLVER 2-POLE, WITH DRIVE CLIQ-INTERFACE SHAFT WITH FITTED KEY, TOLERANCE N; W/O HOLDING BRAKE PROTECTION CLASS IP65, FLANGE ON DRIVE END IP67; | - | 0 | 0
1FK7042-2AF71-1PB0 |  | 1FK7042-2AF71-1PB0 | 1 | UN | 1 | 15 | C | D | N | N | 85015220 | 1 |  | 5 | KG | 1090.91 | 1090.91 | MC05 | MC05 | SIMOTICS S SIMOTICS S-1FK7 Synchronous motor 1FK7-CT PN=0.82kW; UDC=600V M0=3Nm (100K); NN=3000rpm; Naturally cooled FRAME SIZE IMB 5 (IM V1, IM V3) FLANGE 1 POWER CONNECTOR ROTATABLE RESOLVER 2-POLE, WITH DRIVE CLIQ-INTERFACE SHAFT WITH FITTED KEY, TOLERANCE N; WITH HOLDING BRAKE PROTECTION CLASS IP64; | - | 0 | 0
1FK7042-2AF71-1PB1 |  | 1FK7042-2AF71-1PB1 | 1 | UN | 1 | 15 | C | D | N | N | 85015220 | 1 |  | 5 | KG | 1153.25 | 1153.25 | MC05 | MC05 | SIMOTICS S SIMOTICS S-1FK7 Synchronous motor 1FK7-CT PN=0.82kW; UDC=600V M0=3Nm (100K); NN=3000rpm; Naturally cooled FRAME SIZE IMB 5 (IM V1, IM V3) FLANGE 1 POWER CONNECTOR ROTATABLE RESOLVER 2-POLE, WITH DRIVE CLIQ-INTERFACE SHAFT WITH FITTED KEY, TOLERANCE N; WITH HOLDING BRAKE PROTECTION CLASS IP65, | - | 0 | 0
1FK7042-2AF71-1PB2 |  | 1FK7042-2AF71-1PB2 | 1 | UN | 1 | 15 | C | D | N | N | 85015220 | 1 |  | 5 | KG | 1153.25 | 1153.25 | MC05 | MC05 | SIMOTICS S SIMOTICS S-1FK7 Synchronous motor 1FK7-CT PN=0.82kW; UDC=600V M0=3Nm (100K); NN=3000rpm; Naturally cooled FRAME SIZE IMB 5 (IM V1, IM V3) FLANGE 1 POWER CONNECTOR ROTATABLE RESOLVER 2-POLE, WITH DRIVE CLIQ-INTERFACE SHAFT WITH FITTED KEY, TOLERANCE N; WITH HOLDING BRAKE PROTECTION CLASS IP65, FLANGE ON DRIVE END IP67; | - | 0 | 0
1FK7042-2AF71-1PG0 |  | 1FK7042-2AF71-1PG0 | 1 | UN | 1 | 15 | C | D | N | N | 85015220 | 1 |  | 4.701 | KG | 859.46 | 859.46 | MC05 | MC05 | SIMOTICS S SIMOTICS S-1FK7 Synchronous motor 1FK7-CT PN=0.82kW; UDC=600V M0=3Nm (100K); NN=3000rpm; Naturally cooled FRAME SIZE IMB 5 (IM V1, IM V3) FLANGE 1 POWER CONNECTOR ROTATABLE RESOLVER 2-POLE, WITH DRIVE CLIQ-INTERFACE PLAIN SHAFT, TOLERANCE N; W/O HOLDING BRAKE PROTECTION CLASS IP64; | - | 0 | 0
1FK7042-2AF71-1PG1 |  | 1FK7042-2AF71-1PG1 | 1 | UN | 1 | 15 | C | D | N | N | 85015220 | 1 |  | 4.701 | KG | 921.8 | 921.8 | MC05 | MC05 | SIMOTICS S SIMOTICS S-1FK7 Synchronous motor 1FK7-CT PN=0.82kW; UDC=600V M0=3Nm (100K); NN=3000rpm; Naturally cooled FRAME SIZE IMB 5 (IM V1, IM V3) FLANGE 1 POWER CONNECTOR ROTATABLE RESOLVER 2-POLE, WITH DRIVE CLIQ-INTERFACE PLAIN SHAFT, TOLERANCE N; W/O HOLDING BRAKE PROTECTION CLASS IP65, | - | 0 | 0
1FK7042-2AF71-1PG1-Z | J09 | 1FK7042-2AF71-1PG1-ZJ09 | 1 | UN | 1 | 15 | C | D | N | N | 85015220 | 1 |  | 8.301 | KG | 2322.23 | 2322.23 | MC05 | MC05 | SIMOTICS S SIMOTICS S-1FK7 Synchronous motor 1FK7-CT PN=0.82kW; UDC=600V M0=3Nm (100K); NN=3000rpm; Naturally cooled FRAME SIZE IMB 5 (IM V1, IM V3) FLANGE 1 POWER CONNECTOR ROTATABLE RESOLVER 2-POLE, WITH DRIVE CLIQ-INTERFACE PLAIN SHAFT, TOLERANCE N; W/O HOLDING BRAKE PROTECTION CLASS IP65, J09: ALPHA SP+, SP 075S-MF1 PLANETARY GEARING 1 STAGE, I=10, WITH FEATHER KEY | - | 0 | 0
1FK7042-2AF71-1PG2 |  | 1FK7042-2AF71-1PG2 | 1 | UN | 1 | 15 | C | D | N | N | 85015220 | 1 |  | 4.701 | KG | 921.8 | 921.8 | MC05 | MC05 | SIMOTICS S SIMOTICS S-1FK7 Synchronous motor 1FK7-CT PN=0.82kW; UDC=600V M0=3Nm (100K); NN=3000rpm; Naturally cooled FRAME SIZE IMB 5 (IM V1, IM V3) FLANGE 1 POWER CONNECTOR ROTATABLE RESOLVER 2-POLE, WITH DRIVE CLIQ-INTERFACE PLAIN SHAFT, TOLERANCE N; W/O HOLDING BRAKE PROTECTION CLASS IP65, FLANGE ON DRIVE END IP67; | - | 0 | 0
1FK7042-2AF71-1PH0 |  | 1FK7042-2AF71-1PH0 | 1 | UN | 1 | 15 | C | D | N | N | 85015220 | 1 |  | 5 | KG | 1031.93 | 1031.93 | MC05 | MC05 | SIMOTICS S SIMOTICS S-1FK7 Synchronous motor 1FK7-CT PN=0.82kW; UDC=600V M0=3Nm (100K); NN=3000rpm; Naturally cooled FRAME SIZE IMB 5 (IM V1, IM V3) FLANGE 1 POWER CONNECTOR ROTATABLE RESOLVER 2-POLE, WITH DRIVE CLIQ-INTERFACE PLAIN SHAFT, TOLERANCE N; WITH HOLDING BRAKE PROTECTION CLASS IP64; | - | 0 | 0
1FK7042-2AF71-1PH0-Z | V42 | 1FK7042-2AF71-1PH0-ZV42 | 1 | UN | 1 | 15 | C | D | N | N | 85015220 | 1 |  | 8.8 | KG | 1920.71 | 1920.71 | MC05 | MC05 | SIMOTICS S SIMOTICS S-1FK7 Synchronous motor 1FK7-CT PN=0.82kW; UDC=600V M0=3Nm (100K); NN=3000rpm; Naturally cooled FRAME SIZE IMB 5 (IM V1, IM V3) FLANGE 1 POWER CONNECTOR ROTATABLE RESOLVER 2-POLE, WITH DRIVE CLIQ-INTERFACE PLAIN SHAFT, TOLERANCE N; WITH HOLDING BRAKE PROTECTION CLASS IP64; V42: ALPHA NP, NP 025 Planetary gear unit 1-stage, i=10, with feather key | - | 0 | 0
1FK7042-2AF71-1PH1 |  | 1FK7042-2AF71-1PH1 | 1 | UN | 1 | 15 | C | D | N | N | 85015220 | 1 |  | 5 | KG | 1094.27 | 1094.27 | MC05 | MC05 | SIMOTICS S SIMOTICS S-1FK7 Synchronous motor 1FK7-CT PN=0.82kW; UDC=600V M0=3Nm (100K); NN=3000rpm; Naturally cooled FRAME SIZE IMB 5 (IM V1, IM V3) FLANGE 1 POWER CONNECTOR ROTATABLE RESOLVER 2-POLE, WITH DRIVE CLIQ-INTERFACE PLAIN SHAFT, TOLERANCE N; WITH HOLDING BRAKE PROTECTION CLASS IP65, | - | 0 | 0
1FK7042-2AF71-1PH2 |  | 1FK7042-2AF71-1PH2 | 1 | UN | 1 | 15 | C | D | N | N | 85015220 | 1 |  | 5 | KG | 1094.27 | 1094.27 | MC05 | MC05 | SIMOTICS S SIMOTICS S-1FK7 Synchronous motor 1FK7-CT PN=0.82kW; UDC=600V M0=3Nm (100K); NN=3000rpm; Naturally cooled FRAME SIZE IMB 5 (IM V1, IM V3) FLANGE 1 POWER CONNECTOR ROTATABLE RESOLVER 2-POLE, WITH DRIVE CLIQ-INTERFACE PLAIN SHAFT, TOLERANCE N; WITH HOLDING BRAKE PROTECTION CLASS IP65, FLANGE ON DRIVE END IP67; | - | 0 | 0
1FK7042-2AF71-1QA0 |  | 1FK7042-2AF71-1QA0 | 1 | UN | 1 | 10 | C | D | N | N | 85015220 | 1 |  | 4.601 | KG | 985.64 | 985.64 | MC05 | MC05 | SIMOTICS S SIMOTICS S-1FK7 synchronous motor 1FK7-CT PN=0.82k UDC=600V M0=3Nm (100K); NN=3000rpm; naturally cooled design MB 5 (IM V1, IM V3) Flange 1 Power connector rotatable Absolute encoder single-turn 20-bit with Drive-CLiQ interface (encoder AS20DQI) shaft with feather key, tolerance N without holding brake, degree of protection IP64 | - | 0 | 0
1FK7042-2AF71-1QA1 |  | 1FK7042-2AF71-1QA1 | 1 | UN | 1 | 15 | C | D | N | N | 85015220 | 1 |  | 4.601 | KG | 1047.98 | 1047.98 | MC05 | MC05 | SIMOTICS S SIMOTICS S-1FK7 synchronous motor 1FK7-CT PN=0.82k UDC=600V M0=3Nm (100K); NN=3000rpm; naturally cooled design MB 5 (IM V1, IM V3) Flange 1 Power connector rotatable Absolute encoder single-turn 20-bit with Drive-CLiQ interface (encoder AS20DQI) shaft with feather key, tolerance N without holding brake, degree of protection IP65 | - | 0 | 0
1FK7042-2AF71-1QA2 |  | 1FK7042-2AF71-1QA2 | 1 | UN | 1 | 15 | C | D | N | N | 85015220 | 1 |  | 4.601 | KG | 1047.98 | 1047.98 | MC05 | MC05 | SIMOTICS S SIMOTICS S-1FK7 synchronous motor 1FK7-CT PN=0.82k UDC=600V M0=3Nm (100K); NN=3000rpm; naturally cooled design MB 5 (IM V1, IM V3) Flange 1 Power connector rotatable Absolute encoder single-turn 20-bit with Drive-CLiQ interface (encoder AS20DQI) shaft with feather key, tolerance N without holding brake, degree of protection IP65 DE Flange IP67 | - | 0 | 0
1FK7042-2AF71-1QB0 |  | 1FK7042-2AF71-1QB0 | 1 | UN | 1 | 10 | C | D | N | N | 85015220 | 1 |  | 4.9 | KG | 1159.6 | 1159.6 | MC05 | MC05 | SIMOTICS S SIMOTICS S-1FK7 synchronous motor 1FK7-CT PN=0.82k UDC=600V M0=3Nm (100K); NN=3000rpm; naturally cooled design MB 5 (IM V1, IM V3) Flange 1 Power connector rotatable Absolute encoder single-turn 20-bit with Drive-CLiQ interface (encoder AS20DQI) shaft with feather key, tolerance N with holding brake, degree of protection IP64 | - | 0 | 0
1FK7042-2AF71-1QB1 |  | 1FK7042-2AF71-1QB1 | 1 | UN | 1 | 15 | C | D | N | N | 85015220 | 1 |  | 4.9 | KG | 1221.94 | 1221.94 | MC05 | MC05 | SIMOTICS S SIMOTICS S-1FK7 synchronous motor 1FK7-CT PN=0.82k UDC=600V M0=3Nm (100K); NN=3000rpm; naturally cooled design MB 5 (IM V1, IM V3) Flange 1 Power connector rotatable Absolute encoder single-turn 20-bit with Drive-CLiQ interface (encoder AS20DQI) shaft with feather key, tolerance N with holding brake, degree of protection IP65 | - | 0 | 0
1FK7042-2AF71-1QB2 |  | 1FK7042-2AF71-1QB2 | 1 | UN | 1 | 15 | C | D | N | N | 85015220 | 1 |  | 4.9 | KG | 1221.94 | 1221.94 | MC05 | MC05 | SIMOTICS S SIMOTICS S-1FK7 synchronous motor 1FK7-CT PN=0.82k UDC=600V M0=3Nm (100K); NN=3000rpm; naturally cooled design MB 5 (IM V1, IM V3) Flange 1 Power connector rotatable Absolute encoder single-turn 20-bit with Drive-CLiQ interface (encoder AS20DQI) shaft with feather key, tolerance N with holding brake, degree of protection IP65 DE Flange IP67 | - | 0 | 0
1FK7042-2AF71-1QG0 |  | 1FK7042-2AF71-1QG0 | 1 | UN | 1 | 10 | C | D | N | N | 85015220 | 1 |  | 4.601 | KG | 928.16 | 928.16 | MC05 | MC05 | SIMOTICS S SIMOTICS S-1FK7 synchronous motor 1FK7-CT PN=0.82k UDC=600V M0=3Nm (100K); NN=3000rpm; naturally cooled design MB 5 (IM V1, IM V3) Flange 1 Power connector rotatable Absolute encoder single-turn 20-bit with Drive-CLiQ interface (encoder AS20DQI) Smooth shaft, tolerance N without holding brake, degree of protection IP64 | - | 0 | 0
1FK7042-2AF71-1QG1 |  | 1FK7042-2AF71-1QG1 | 1 | UN | 1 | 15 | C | D | N | N | 85015220 | 1 |  | 4.601 | KG | 990.49 | 990.49 | MC05 | MC05 | SIMOTICS S SIMOTICS S-1FK7 synchronous motor 1FK7-CT PN=0.82k UDC=600V M0=3Nm (100K); NN=3000rpm; naturally cooled design MB 5 (IM V1, IM V3) Flange 1 Power connector rotatable Absolute encoder single-turn 20-bit with Drive-CLiQ interface (encoder AS20DQI) Smooth shaft, tolerance N without holding brake, degree of protection IP65 | - | 0 | 0
1FK7042-2AF71-1QG2 |  | 1FK7042-2AF71-1QG2 | 1 | UN | 1 | 15 | C | D | N | N | 85015220 | 1 |  | 4.601 | KG | 990.49 | 990.49 | MC05 | MC05 | SIMOTICS S SIMOTICS S-1FK7 synchronous motor 1FK7-CT PN=0.82k UDC=600V M0=3Nm (100K); NN=3000rpm; naturally cooled design MB 5 (IM V1, IM V3) Flange 1 Power connector rotatable Absolute encoder single-turn 20-bit with Drive-CLiQ interface (encoder AS20DQI) Smooth shaft, tolerance N without holding brake, degree of protection IP65 DE Flange IP67 | - | 0 | 0
1FK7042-2AF71-1QH0 |  | 1FK7042-2AF71-1QH0 | 1 | UN | 1 | 10 | C | D | N | N | 85015220 | 1 |  | 4.9 | KG | 1100.63 | 1100.63 | MC05 | MC05 | SIMOTICS S SIMOTICS S-1FK7 synchronous motor 1FK7-CT PN=0.82k UDC=600V M0=3Nm (100K); NN=3000rpm; naturally cooled design MB 5 (IM V1, IM V3) Flange 1 Power connector rotatable Absolute encoder single-turn 20-bit with Drive-CLiQ interface (encoder AS20DQI) Smooth shaft, tolerance N with holding brake, degree of protection IP64 | - | 0 | 0
1FK7042-2AF71-1QH1 |  | 1FK7042-2AF71-1QH1 | 1 | UN | 1 | 15 | C | D | N | N | 85015220 | 1 |  | 4.9 | KG | 1162.97 | 1162.97 | MC05 | MC05 | SIMOTICS S SIMOTICS S-1FK7 synchronous motor 1FK7-CT PN=0.82k UDC=600V M0=3Nm (100K); NN=3000rpm; naturally cooled design MB 5 (IM V1, IM V3) Flange 1 Power connector rotatable Absolute encoder single-turn 20-bit with Drive-CLiQ interface (encoder AS20DQI) Smooth shaft, tolerance N with holding brake, degree of protection IP65 | - | 0 | 0
1FK7042-2AF71-1QH2 |  | 1FK7042-2AF71-1QH2 | 1 | UN | 1 | 15 | C | D | N | N | 85015220 | 1 |  | 4.9 | KG | 1162.97 | 1162.97 | MC05 | MC05 | SIMOTICS S SIMOTICS S-1FK7 synchronous motor 1FK7-CT PN=0.82k UDC=600V M0=3Nm (100K); NN=3000rpm; naturally cooled design MB 5 (IM V1, IM V3) Flange 1 Power connector rotatable Absolute encoder single-turn 20-bit with Drive-CLiQ interface (encoder AS20DQI) Smooth shaft, tolerance N with holding brake, degree of protection IP65 DE Flange IP67 | - | 0 | 0
1FK7042-2AF71-1RA0 |  | 1FK7042-2AF71-1RA0 | 1 | UN | 1 | 10 | C | D | N | N | 85015220 | 1 |  | 4.601 | KG | 1235.01 | 1235.01 | MC05 | MC05 | SIMOTICS S SIMOTICS S-1FK7 synchronous motor 1FK7-CT PN=0.82k UDC=600V M0=3Nm (100K); NN=3000rpm; naturally cooled design MB 5 (IM V1, IM V3) Flange 1 Power connector rotatable Absolute encoder 20-bit + 12-bit multiturn with DRIVE-CLiQ interface (encoder AM20DQI) shaft with feather key, tolerance N without holding brake, degree of protection IP64 | - | 0 | 0
1FK7042-2AF71-1RA1 |  | 1FK7042-2AF71-1RA1 | 1 | UN | 1 | 15 | C | D | N | N | 85015220 | 1 |  | 4.601 | KG | 1297.35 | 1297.35 | MC05 | MC05 | SIMOTICS S SIMOTICS S-1FK7 synchronous motor 1FK7-CT PN=0.82k UDC=600V M0=3Nm (100K); NN=3000rpm; naturally cooled design MB 5 (IM V1, IM V3) Flange 1 Power connector rotatable Absolute encoder 20-bit + 12-bit multiturn with DRIVE-CLiQ interface (encoder AM20DQI) shaft with feather key, tolerance N without holding brake, degree of protection IP65 | - | 0 | 0
1FK7042-2AF71-1RA2 |  | 1FK7042-2AF71-1RA2 | 1 | UN | 1 | 15 | C | D | N | N | 85015220 | 1 |  | 4.601 | KG | 1297.35 | 1297.35 | MC05 | MC05 | SIMOTICS S SIMOTICS S-1FK7 synchronous motor 1FK7-CT PN=0.82k UDC=600V M0=3Nm (100K); NN=3000rpm; naturally cooled design MB 5 (IM V1, IM V3) Flange 1 Power connector rotatable Absolute encoder 20-bit + 12-bit multiturn with DRIVE-CLiQ interface (encoder AM20DQI) shaft with feather key, tolerance N without holding brake, degree of protection IP65 DE Flange IP67 | - | 0 | 0
1FK7042-2AF71-1RB0 |  | 1FK7042-2AF71-1RB0 | 1 | UN | 1 | 10 | C | D | N | N | 85015220 | 1 |  | 4.9 | KG | 1408.99 | 1408.99 | MC05 | MC05 | SIMOTICS S SIMOTICS S-1FK7 synchronous motor 1FK7-CT PN=0.82k UDC=600V M0=3Nm (100K); NN=3000rpm; naturally cooled design MB 5 (IM V1, IM V3) Flange 1 Power connector rotatable Absolute encoder 20-bit + 12-bit multiturn with DRIVE-CLiQ interface (encoder AM20DQI) shaft with feather key, tolerance N with holding brake, degree of protection IP64 | - | 0 | 0
1FK7042-2AF71-1RB1 |  | 1FK7042-2AF71-1RB1 | 1 | UN | 1 | 15 | C | D | N | N | 85015220 | 1 |  | 4.9 | KG | 1471.32 | 1471.32 | MC05 | MC05 | SIMOTICS S SIMOTICS S-1FK7 synchronous motor 1FK7-CT PN=0.82k UDC=600V M0=3Nm (100K); NN=3000rpm; naturally cooled design MB 5 (IM V1, IM V3) Flange 1 Power connector rotatable Absolute encoder 20-bit + 12-bit multiturn with DRIVE-CLiQ interface (encoder AM20DQI) shaft with feather key, tolerance N with holding brake, degree of protection IP65 | - | 0 | 0
1FK7042-2AF71-1RB1-Z | K23 | 1FK7042-2AF71-1RB1-ZK23 | 1 | UN | 1 | 15 | C | D | N | N | 85015220 | 1 |  | 4.91 | KG | 1533.66 | 1533.66 | MC05 | MC05 | SIMOTICS S SIMOTICS S-1FK7 synchronous motor 1FK7-CT PN=0.82k UDC=600V M0=3Nm (100K); NN=3000rpm; naturally cooled design MB 5 (IM V1, IM V3) Flange 1 Power connector rotatable Absolute encoder 20-bit + 12-bit multiturn with DRIVE-CLiQ interface (encoder AM20DQI) shaft with feather key, tolerance N with holding brake, degree of protection IP65 K23: PRIMER AND PAINT FINISH ANTHRACITE | - | 0 | 0
1FK7042-2AF71-1RB2 |  | 1FK7042-2AF71-1RB2 | 1 | UN | 1 | 15 | C | D | N | N | 85015220 | 1 |  | 4.9 | KG | 1471.32 | 1471.32 | MC05 | MC05 | SIMOTICS S SIMOTICS S-1FK7 synchronous motor 1FK7-CT PN=0.82k UDC=600V M0=3Nm (100K); NN=3000rpm; naturally cooled design MB 5 (IM V1, IM V3) Flange 1 Power connector rotatable Absolute encoder 20-bit + 12-bit multiturn with DRIVE-CLiQ interface (encoder AM20DQI) shaft with feather key, tolerance N with holding brake, degree of protection IP65 DE Flange IP67 | - | 0 | 0
1FK7042-2AF71-1RG0 |  | 1FK7042-2AF71-1RG0 | 1 | UN | 1 | 10 | C | D | N | N | 85015220 | 1 |  | 4.601 | KG | 1177.53 | 1177.53 | MC05 | MC05 | SIMOTICS S SIMOTICS S-1FK7 synchronous motor 1FK7-CT PN=0.82k UDC=600V M0=3Nm (100K); NN=3000rpm; naturally cooled design MB 5 (IM V1, IM V3) Flange 1 Power connector rotatable Absolute encoder 20-bit + 12-bit multiturn with DRIVE-CLiQ interface (encoder AM20DQI) Smooth shaft, tolerance N without holding brake, degree of protection IP64 | - | 0 | 0
1FK7042-2AF71-1RG0-Z | V42 | 1FK7042-2AF71-1RG0-ZV42 | 1 | UN | 1 | 10 | C | D | N | N | 85015220 | 1 |  | 8.401 | KG | 2066.31 | 2066.31 | MC05 | MC05 | SIMOTICS S SIMOTICS S-1FK7 synchronous motor 1FK7-CT PN=0.82k UDC=600V M0=3Nm (100K); NN=3000rpm; naturally cooled design MB 5 (IM V1, IM V3) Flange 1 Power connector rotatable Absolute encoder 20-bit + 12-bit multiturn with DRIVE-CLiQ interface (encoder AM20DQI) Smooth shaft, tolerance N without holding brake, degree of protection IP64 V42: ALPHA NP, NP 025 Planetary gear unit 1-stage, i=10, with feather key | - | 0 | 0
1FK7042-2AF71-1RG1 |  | 1FK7042-2AF71-1RG1 | 1 | UN | 1 | 15 | C | D | N | N | 85015220 | 1 |  | 4.601 | KG | 1239.86 | 1239.86 | MC05 | MC05 | SIMOTICS S SIMOTICS S-1FK7 synchronous motor 1FK7-CT PN=0.82k UDC=600V M0=3Nm (100K); NN=3000rpm; naturally cooled design MB 5 (IM V1, IM V3) Flange 1 Power connector rotatable Absolute encoder 20-bit + 12-bit multiturn with DRIVE-CLiQ interface (encoder AM20DQI) Smooth shaft, tolerance N without holding brake, degree of protection IP65 | - | 0 | 0
1FK7042-2AF71-1RG1-Z | J09 | 1FK7042-2AF71-1RG1-ZJ09 | 1 | UN | 1 | 15 | C | D | N | N | 85015220 | 1 |  | 8.201 | KG | 2640.29 | 2640.29 | MC05 | MC05 | SIMOTICS S SIMOTICS S-1FK7 synchronous motor 1FK7-CT PN=0.82k UDC=600V M0=3Nm (100K); NN=3000rpm; naturally cooled design MB 5 (IM V1, IM V3) Flange 1 Power connector rotatable Absolute encoder 20-bit + 12-bit multiturn with DRIVE-CLiQ interface (encoder AM20DQI) Smooth shaft, tolerance N without holding brake, degree of protection IP65 J09: ALPHA SP+, SP 075S-MF1 PLANETARY GEARING 1 STAGE, I=10, WITH FEATHER KEY | - | 0 | 0
1FK7042-2AF71-1RG1-Z | J13 | 1FK7042-2AF71-1RG1-ZJ13 | 1 | UN | 1 | 15 | C | D | N | N | 85015220 | 1 |  | 8.501 | KG | 3436.36 | 3436.36 | MC05 | MC05 | SIMOTICS S SIMOTICS S-1FK7 synchronous motor 1FK7-CT PN=0.82k UDC=600V M0=3Nm (100K); NN=3000rpm; naturally cooled design MB 5 (IM V1, IM V3) Flange 1 Power connector rotatable Absolute encoder 20-bit + 12-bit multiturn with DRIVE-CLiQ interface (encoder AM20DQI) Smooth shaft, tolerance N without holding brake, degree of protection IP65 J13: ALPHA SP+, SP 075S-MF2 PLANETARY GEARING 2 STAGES, I=20, WITH FEATHER KEY | - | 0 | 0
1FK7042-2AF71-1RG2 |  | 1FK7042-2AF71-1RG2 | 1 | UN | 1 | 15 | C | D | N | N | 85015220 | 1 |  | 4.601 | KG | 1239.86 | 1239.86 | MC05 | MC05 | SIMOTICS S SIMOTICS S-1FK7 synchronous motor 1FK7-CT PN=0.82k UDC=600V M0=3Nm (100K); NN=3000rpm; naturally cooled design MB 5 (IM V1, IM V3) Flange 1 Power connector rotatable Absolute encoder 20-bit + 12-bit multiturn with DRIVE-CLiQ interface (encoder AM20DQI) Smooth shaft, tolerance N without holding brake, degree of protection IP65 DE Flange IP67 | - | 0 | 0
1FK7042-2AF71-1RH0 |  | 1FK7042-2AF71-1RH0 | 1 | UN | 1 | 10 | C | D | N | N | 85015220 | 1 |  | 4.9 | KG | 1350 | 1350 | MC05 | MC05 | SIMOTICS S SIMOTICS S-1FK7 synchronous motor 1FK7-CT PN=0.82k UDC=600V M0=3Nm (100K); NN=3000rpm; naturally cooled design MB 5 (IM V1, IM V3) Flange 1 Power connector rotatable Absolute encoder 20-bit + 12-bit multiturn with DRIVE-CLiQ interface (encoder AM20DQI) Smooth shaft, tolerance N with holding brake, degree of protection IP64 | - | 0 | 0
1FK7042-2AF71-1RH1 |  | 1FK7042-2AF71-1RH1 | 1 | UN | 1 | 15 | C | D | N | N | 85015220 | 1 |  | 4.9 | KG | 1412.34 | 1412.34 | MC05 | MC05 | SIMOTICS S SIMOTICS S-1FK7 synchronous motor 1FK7-CT PN=0.82k UDC=600V M0=3Nm (100K); NN=3000rpm; naturally cooled design IMB 5 (IM V1, IM V3) Fl Power connector rotatable Absolute encoder 20-bit + 12-bit multiturn with DRIVE-CLiQ interface (encoder AM20DQI) Smooth shaft, tolerance N with holding brake, degree of protection IP65 | - | 0 | 0
1FK7042-2AF71-1RH1-Z | J15 | 1FK7042-2AF71-1RH1-ZJ15 | 1 | UN | 1 | 15 | C | D | N | N | 85015220 | 1 |  | 12.8 | KG | 3859.44 | 3859.44 | MC05 | MC05 | SIMOTICS S SIMOTICS S-1FK7 synchronous motor 1FK7-CT PN=0.82k UDC=600V M0=3Nm (100K); NN=3000rpm; naturally cooled design IMB 5 (IM V1, IM V3) Fl Power connector rotatable Absolute encoder 20-bit + 12-bit multiturn with DRIVE-CLiQ interface (encoder AM20DQI) Smooth shaft, tolerance N with holding brake, degree of protection IP65 J15: ALPHA SP+, SP 100S-MF2 PLANETARY GEARING 2 STAGES, I=28, WITH FEATHER KEY | - | 0 | 0
1FK7042-2AF71-1RH2 |  | 1FK7042-2AF71-1RH2 | 1 | UN | 1 | 15 | C | D | N | N | 85015220 | 1 |  | 4.9 | KG | 1412.34 | 1412.34 | MC05 | MC05 | SIMOTICS S SIMOTICS S-1FK7 synchronous motor 1FK7-CT PN=0.82k UDC=600V M0=3Nm (100K); NN=3000rpm; naturally cooled design IMB 5 (IM V1, IM V3) Fl Power connector rotatable Absolute encoder 20-bit + 12-bit multiturn with DRIVE-CLiQ interface (encoder AM20DQI) Smooth shaft, tolerance N with holding brake, degree of protection IP65 DE Flange IP67 | - | 0 | 0
1FK7042-2AF71-1SA0 |  | 1FK7042-2AF71-1SA0 | 1 | UN | 1 | 15 | C | D | N | N | 85015220 | 1 |  | 4.602 | KG | 756.25 | 756.25 | MC05 | MC05 | SIMOTICS S SIMOTICS S-1FK7 Synchronous motor 1FK7-CT PN=0.82kW; UDC=600V M0=3Nm (100K); NN=3000rpm; Naturally cooled FRAME SIZE IMB 5 (IM V1, IM V3) FLANGE 1, WITH KTY TEMPERATURESENSOR POWER CONNECTOR ROTATABLE RESOLVER MULTI-POLE (RESOLVER P=4); SHAFT WITH FITTED KEY, TOLERANCE N; W/O HOLDING BRAKE PROTECTION CLASS IP64; | - | 0 | 0
1FK7042-2AF71-1SA1 |  | 1FK7042-2AF71-1SA1 | 1 | UN | 1 | 15 | C | D | N | N | 85015220 | 1 |  | 4.602 | KG | 818.59 | 818.59 | MC05 | MC05 | SIMOTICS S SIMOTICS S-1FK7 Synchronous motor 1FK7-CT PN=0.82kW; UDC=600V M0=3Nm (100K); NN=3000rpm; Naturally cooled FRAME SIZE IMB 5 (IM V1, IM V3) FLANGE 1, WITH KTY TEMPERATURESENSOR POWER CONNECTOR ROTATABLE RESOLVER MULTI-POLE (RESOLVER P=4); SHAFT WITH FITTED KEY, TOLERANCE N; W/O HOLDING BRAKE PROTECTION CLASS IP65, | - | 0 | 0
1FK7042-2AF71-1SA2 |  | 1FK7042-2AF71-1SA2 | 1 | UN | 1 | 15 | C | D | N | N | 85015220 | 1 |  | 4.602 | KG | 818.59 | 818.59 | MC05 | MC05 | SIMOTICS S SIMOTICS S-1FK7 Synchronous motor 1FK7-CT PN=0.82kW; UDC=600V M0=3Nm (100K); NN=3000rpm; Naturally cooled FRAME SIZE IMB 5 (IM V1, IM V3) FLANGE 1, WITH KTY TEMPERATURESENSOR POWER CONNECTOR ROTATABLE RESOLVER MULTI-POLE (RESOLVER P=4); SHAFT WITH FITTED KEY, TOLERANCE N; W/O HOLDING BRAKE PROTECTION CLASS IP65, FLANGE ON DRIVE END IP67; | - | 0 | 0
1FK7042-2AF71-1SB0 |  | 1FK7042-2AF71-1SB0 | 1 | UN | 1 | 15 | C | D | N | N | 85015220 | 1 |  | 4.901 | KG | 930.21 | 930.21 | MC05 | MC05 | SIMOTICS S SIMOTICS S-1FK7 Synchronous motor 1FK7-CT PN=0.82kW; UDC=600V M0=3Nm (100K); NN=3000rpm; Naturally cooled FRAME SIZE IMB 5 (IM V1, IM V3) FLANGE 1, WITH KTY TEMPERATURESENSOR POWER CONNECTOR ROTATABLE RESOLVER MULTI-POLE (RESOLVER P=4); SHAFT WITH FITTED KEY, TOLERANCE N; WITH HOLDING BRAKE PROTECTION CLASS IP64; | - | 0 | 0
1FK7042-2AF71-1SB1 |  | 1FK7042-2AF71-1SB1 | 1 | UN | 1 | 15 | C | D | N | N | 85015220 | 1 |  | 4.901 | KG | 992.55 | 992.55 | MC05 | MC05 | SIMOTICS S SIMOTICS S-1FK7 Synchronous motor 1FK7-CT PN=0.82kW; UDC=600V M0=3Nm (100K); NN=3000rpm; Naturally cooled FRAME SIZE IMB 5 (IM V1, IM V3) FLANGE 1, WITH KTY TEMPERATURESENSOR POWER CONNECTOR ROTATABLE RESOLVER MULTI-POLE (RESOLVER P=4); SHAFT WITH FITTED KEY, TOLERANCE N; WITH HOLDING BRAKE PROTECTION CLASS IP65, | - | 0 | 0
1FK7042-2AF71-1SB2 |  | 1FK7042-2AF71-1SB2 | 1 | UN | 1 | 15 | C | D | N | N | 85015220 | 1 |  | 4.901 | KG | 992.55 | 992.55 | MC05 | MC05 | SIMOTICS S SIMOTICS S-1FK7 Synchronous motor 1FK7-CT PN=0.82kW; UDC=600V M0=3Nm (100K); NN=3000rpm; Naturally cooled FRAME SIZE IMB 5 (IM V1, IM V3) FLANGE 1, WITH KTY TEMPERATURESENSOR POWER CONNECTOR ROTATABLE RESOLVER MULTI-POLE (RESOLVER P=4); SHAFT WITH FITTED KEY, TOLERANCE N; WITH HOLDING BRAKE PROTECTION CLASS IP65, FLANGE ON DRIVE END IP67; | - | 0 | 0
1FK7042-2AF71-1SG0 |  | 1FK7042-2AF71-1SG0 | 1 | UN | 1 | 15 | C | D | N | N | 85015220 | 1 |  | 4.602 | KG | 698.76 | 698.76 | MC05 | MC05 | SIMOTICS S SIMOTICS S-1FK7 Synchronous motor 1FK7-CT PN=0.82kW; UDC=600V M0=3Nm (100K); NN=3000rpm; Naturally cooled FRAME SIZE IMB 5 (IM V1, IM V3) FLANGE 1, WITH KTY TEMPERATURESENSOR POWER CONNECTOR ROTATABLE RESOLVER MULTI-POLE (RESOLVER P=4); PLAIN SHAFT, TOLERANCE N; W/O HOLDING BRAKE PROTECTION CLASS IP64; | - | 0 | 0
1FK7042-2AF71-1SG1 |  | 1FK7042-2AF71-1SG1 | 1 | UN | 1 | 15 | C | D | N | N | 85015220 | 1 |  | 4.602 | KG | 761.1 | 761.1 | MC05 | MC05 | SIMOTICS S SIMOTICS S-1FK7 Synchronous motor 1FK7-CT PN=0.82kW; UDC=600V M0=3Nm (100K); NN=3000rpm; Naturally cooled FRAME SIZE IMB 5 (IM V1, IM V3) FLANGE 1, WITH KTY TEMPERATURESENSOR POWER CONNECTOR ROTATABLE RESOLVER MULTI-POLE (RESOLVER P=4); PLAIN SHAFT, TOLERANCE N; W/O HOLDING BRAKE PROTECTION CLASS IP65, | - | 0 | 0
1FK7042-2AF71-1SG2 |  | 1FK7042-2AF71-1SG2 | 1 | UN | 1 | 15 | C | D | N | N | 85015220 | 1 |  | 4.602 | KG | 761.1 | 761.1 | MC05 | MC05 | SIMOTICS S SIMOTICS S-1FK7 Synchronous motor 1FK7-CT PN=0.82kW; UDC=600V M0=3Nm (100K); NN=3000rpm; Naturally cooled FRAME SIZE IMB 5 (IM V1, IM V3) FLANGE 1, WITH KTY TEMPERATURESENSOR POWER CONNECTOR ROTATABLE RESOLVER MULTI-POLE (RESOLVER P=4); PLAIN SHAFT, TOLERANCE N; W/O HOLDING BRAKE PROTECTION CLASS IP65, FLANGE ON DRIVE END IP67; | - | 0 | 0
1FK7042-2AF71-1SH0 |  | 1FK7042-2AF71-1SH0 | 1 | UN | 1 | 15 | C | D | N | N | 85015220 | 1 |  | 4.901 | KG | 871.23 | 871.23 | MC05 | MC05 | SIMOTICS S SIMOTICS S-1FK7 Synchronous motor 1FK7-CT PN=0.82kW; UDC=600V M0=3Nm (100K); NN=3000rpm; Naturally cooled FRAME SIZE IMB 5 (IM V1, IM V3) FLANGE 1, WITH KTY TEMPERATURESENSOR POWER CONNECTOR ROTATABLE RESOLVER MULTI-POLE (RESOLVER P=4); PLAIN SHAFT, TOLERANCE N; WITH HOLDING BRAKE PROTECTION CLASS IP64; | - | 0 | 0
1FK7042-2AF71-1SH1 |  | 1FK7042-2AF71-1SH1 | 1 | UN | 1 | 15 | C | D | N | N | 85015220 | 1 |  | 4.901 | KG | 933.57 | 933.57 | MC05 | MC05 | SIMOTICS S SIMOTICS S-1FK7 Synchronous motor 1FK7-CT PN=0.82kW; UDC=600V M0=3Nm (100K); NN=3000rpm; Naturally cooled FRAME SIZE IMB 5 (IM V1, IM V3) FLANGE 1, WITH KTY TEMPERATURESENSOR POWER CONNECTOR ROTATABLE RESOLVER MULTI-POLE (RESOLVER P=4); PLAIN SHAFT, TOLERANCE N; WITH HOLDING BRAKE PROTECTION CLASS IP65, | - | 0 | 0
1FK7042-2AF71-1SH2 |  | 1FK7042-2AF71-1SH2 | 1 | UN | 1 | 15 | C | D | N | N | 85015220 | 1 |  | 4.901 | KG | 933.57 | 933.57 | MC05 | MC05 | SIMOTICS S SIMOTICS S-1FK7 Synchronous motor 1FK7-CT PN=0.82kW; UDC=600V M0=3Nm (100K); NN=3000rpm; Naturally cooled FRAME SIZE IMB 5 (IM V1, IM V3) FLANGE 1, WITH KTY TEMPERATURESENSOR POWER CONNECTOR ROTATABLE RESOLVER MULTI-POLE (RESOLVER P=4); PLAIN SHAFT, TOLERANCE N; WITH HOLDING BRAKE PROTECTION CLASS IP65, FLANGE ON DRIVE END IP67; | - | 0 | 0
1FK7042-2AF71-1TA0 |  | 1FK7042-2AF71-1TA0 | 1 | UN | 1 | 15 | C | D | N | N | 85015220 | 1 |  | 4.602 | KG | 756.25 | 756.25 | MC05 | MC05 | SIMOTICS S SIMOTICS S-1FK7 Synchronous motor 1FK7-CT PN=0.82kW; UDC=600V M0=3Nm (100K); NN=3000rpm; Naturally cooled FRAME SIZE IMB 5 (IM V1, IM V3) FLANGE 1, WITH KTY TEMPERATURESENSOR POWER CONNECTOR ROTATABLE RESOLVER 2-POLE (RESOLVER P=1); SHAFT WITH FITTED KEY, TOLERANCE N; W/O HOLDING BRAKE PROTECTION CLASS IP64; | - | 0 | 0
1FK7042-2AF71-1TA1 |  | 1FK7042-2AF71-1TA1 | 1 | UN | 1 | 15 | C | D | N | N | 85015220 | 1 |  | 4.602 | KG | 818.59 | 818.59 | MC05 | MC05 | SIMOTICS S SIMOTICS S-1FK7 Synchronous motor 1FK7-CT PN=0.82kW; UDC=600V M0=3Nm (100K); NN=3000rpm; Naturally cooled FRAME SIZE IMB 5 (IM V1, IM V3) FLANGE 1, WITH KTY TEMPERATURESENSOR POWER CONNECTOR ROTATABLE RESOLVER 2-POLE (RESOLVER P=1); SHAFT WITH FITTED KEY, TOLERANCE N; W/O HOLDING BRAKE PROTECTION CLASS IP65, | - | 0 | 0
1FK7042-2AF71-1TA2 |  | 1FK7042-2AF71-1TA2 | 1 | UN | 1 | 15 | C | D | N | N | 85015220 | 1 |  | 4.602 | KG | 818.59 | 818.59 | MC05 | MC05 | SIMOTICS S SIMOTICS S-1FK7 Synchronous motor 1FK7-CT PN=0.82kW; UDC=600V M0=3Nm (100K); NN=3000rpm; Naturally cooled FRAME SIZE IMB 5 (IM V1, IM V3) FLANGE 1, WITH KTY TEMPERATURESENSOR POWER CONNECTOR ROTATABLE RESOLVER 2-POLE (RESOLVER P=1); SHAFT WITH FITTED KEY, TOLERANCE N; W/O HOLDING BRAKE PROTECTION CLASS IP65, FLANGE ON DRIVE END IP67; | - | 0 | 0
1FK7042-2AF71-1TB0 |  | 1FK7042-2AF71-1TB0 | 1 | UN | 1 | 15 | C | D | N | N | 85015220 | 1 |  | 4.901 | KG | 930.21 | 930.21 | MC05 | MC05 | SIMOTICS S SIMOTICS S-1FK7 Synchronous motor 1FK7-CT PN=0.82kW; UDC=600V M0=3Nm (100K); NN=3000rpm; Naturally cooled FRAME SIZE IMB 5 (IM V1, IM V3) FLANGE 1, WITH KTY TEMPERATURESENSOR POWER CONNECTOR ROTATABLE RESOLVER 2-POLE (RESOLVER P=1); SHAFT WITH FITTED KEY, TOLERANCE N; WITH HOLDING BRAKE PROTECTION CLASS IP64; | - | 0 | 0
1FK7042-2AF71-1TB1 |  | 1FK7042-2AF71-1TB1 | 1 | UN | 1 | 15 | C | D | N | N | 85015220 | 1 |  | 4.901 | KG | 992.55 | 992.55 | MC05 | MC05 | SIMOTICS S SIMOTICS S-1FK7 Synchronous motor 1FK7-CT PN=0.82kW; UDC=600V M0=3Nm (100K); NN=3000rpm; Naturally cooled FRAME SIZE IMB 5 (IM V1, IM V3) FLANGE 1, WITH KTY TEMPERATURESENSOR POWER CONNECTOR ROTATABLE RESOLVER 2-POLE (RESOLVER P=1); SHAFT WITH FITTED KEY, TOLERANCE N; WITH HOLDING BRAKE PROTECTION CLASS IP65, | - | 0 | 0
1FK7042-2AF71-1TB2 |  | 1FK7042-2AF71-1TB2 | 1 | UN | 1 | 15 | C | D | N | N | 85015220 | 1 |  | 4.901 | KG | 992.55 | 992.55 | MC05 | MC05 | SIMOTICS S SIMOTICS S-1FK7 Synchronous motor 1FK7-CT PN=0.82kW; UDC=600V M0=3Nm (100K); NN=3000rpm; Naturally cooled FRAME SIZE IMB 5 (IM V1, IM V3) FLANGE 1, WITH KTY TEMPERATURESENSOR POWER CONNECTOR ROTATABLE RESOLVER 2-POLE (RESOLVER P=1); SHAFT WITH FITTED KEY, TOLERANCE N; WITH HOLDING BRAKE PROTECTION CLASS IP65, FLANGE ON DRIVE END IP67; | - | 0 | 0
1FK7042-2AF71-1TG0 |  | 1FK7042-2AF71-1TG0 | 1 | UN | 1 | 15 | C | D | N | N | 85015220 | 1 |  | 4.602 | KG | 698.76 | 698.76 | MC05 | MC05 | SIMOTICS S SIMOTICS S-1FK7 Synchronous motor 1FK7-CT PN=0.82kW; UDC=600V M0=3Nm (100K); NN=3000rpm; Naturally cooled FRAME SIZE IMB 5 (IM V1, IM V3) FLANGE 1, WITH KTY TEMPERATURESENSOR POWER CONNECTOR ROTATABLE RESOLVER 2-POLE (RESOLVER P=1); PLAIN SHAFT, TOLERANCE N; W/O HOLDING BRAKE PROTECTION CLASS IP64; | - | 0 | 0
1FK7042-2AF71-1TG1 |  | 1FK7042-2AF71-1TG1 | 1 | UN | 1 | 15 | C | D | N | N | 85015220 | 1 |  | 4.602 | KG | 761.1 | 761.1 | MC05 | MC05 | SIMOTICS S SIMOTICS S-1FK7 Synchronous motor 1FK7-CT PN=0.82kW; UDC=600V M0=3Nm (100K); NN=3000rpm; Naturally cooled FRAME SIZE IMB 5 (IM V1, IM V3) FLANGE 1, WITH KTY TEMPERATURESENSOR POWER CONNECTOR ROTATABLE RESOLVER 2-POLE (RESOLVER P=1); PLAIN SHAFT, TOLERANCE N; W/O HOLDING BRAKE PROTECTION CLASS IP65, | - | 0 | 0
1FK7042-2AF71-1TG2 |  | 1FK7042-2AF71-1TG2 | 1 | UN | 1 | 15 | C | D | N | N | 85015220 | 1 |  | 4.602 | KG | 761.1 | 761.1 | MC05 | MC05 | SIMOTICS S SIMOTICS S-1FK7 Synchronous motor 1FK7-CT PN=0.82kW; UDC=600V M0=3Nm (100K); NN=3000rpm; Naturally cooled FRAME SIZE IMB 5 (IM V1, IM V3) FLANGE 1, WITH KTY TEMPERATURESENSOR POWER CONNECTOR ROTATABLE RESOLVER 2-POLE (RESOLVER P=1); PLAIN SHAFT, TOLERANCE N; W/O HOLDING BRAKE PROTECTION CLASS IP65, FLANGE ON DRIVE END IP67; | - | 0 | 0
1FK7042-2AF71-1TH0 |  | 1FK7042-2AF71-1TH0 | 1 | UN | 1 | 15 | C | D | N | N | 85015220 | 1 |  | 4.901 | KG | 871.23 | 871.23 | MC05 | MC05 | SIMOTICS S SIMOTICS S-1FK7 Synchronous motor 1FK7-CT PN=0.82kW; UDC=600V M0=3Nm (100K); NN=3000rpm; Naturally cooled FRAME SIZE IMB 5 (IM V1, IM V3) FLANGE 1, WITH KTY TEMPERATURESENSOR POWER CONNECTOR ROTATABLE RESOLVER 2-POLE (RESOLVER P=1); PLAIN SHAFT, TOLERANCE N; WITH HOLDING BRAKE PROTECTION CLASS IP64; | - | 0 | 0
1FK7042-2AF71-1TH1 |  | 1FK7042-2AF71-1TH1 | 1 | UN | 1 | 15 | C | D | N | N | 85015220 | 1 |  | 4.901 | KG | 933.57 | 933.57 | MC05 | MC05 | SIMOTICS S SIMOTICS S-1FK7 Synchronous motor 1FK7-CT PN=0.82kW; UDC=600V M0=3Nm (100K); NN=3000rpm; Naturally cooled FRAME SIZE IMB 5 (IM V1, IM V3) FLANGE 1, WITH KTY TEMPERATURESENSOR POWER CONNECTOR ROTATABLE RESOLVER 2-POLE (RESOLVER P=1); PLAIN SHAFT, TOLERANCE N; WITH HOLDING BRAKE PROTECTION CLASS IP65, | - | 0 | 0
1FK7042-2AF71-1TH2 |  | 1FK7042-2AF71-1TH2 | 1 | UN | 1 | 15 | C | D | N | N | 85015220 | 1 |  | 4.901 | KG | 933.57 | 933.57 | MC05 | MC05 | SIMOTICS S SIMOTICS S-1FK7 Synchronous motor 1FK7-CT PN=0.82kW; UDC=600V M0=3Nm (100K); NN=3000rpm; Naturally cooled FRAME SIZE IMB 5 (IM V1, IM V3) FLANGE 1, WITH KTY TEMPERATURESENSOR POWER CONNECTOR ROTATABLE RESOLVER 2-POLE (RESOLVER P=1); PLAIN SHAFT, TOLERANCE N; WITH HOLDING BRAKE PROTECTION CLASS IP65, FLANGE ON DRIVE END IP67; | - | 0 | 0
1FK7042-2AF71-1UA0 |  | 1FK7042-2AF71-1UA0 | 1 | UN | 1 | 15 | C | D | N | N | 85015220 | 1 |  | 4.602 | KG | 916.95 | 916.95 | MC05 | MC05 | SIMOTICS S SIMOTICS S-1FK7 Synchronous motor 1FK7-CT PN=0.82kW; UDC=600V M0=3Nm (100K); NN=3000rpm; Naturally cooled FRAME SIZE IMB 5 (IM V1, IM V3) FLANGE 1 POWER CONNECTOR ROTATABLE RESOLVER MULTI-POLE WITH DRIVE-CLIQ INTERFACE; SHAFT WITH FITTED KEY, TOLERANCE N; W/O HOLDING BRAKE PROTECTION CLASS IP64; | - | 0 | 0
1FK7042-2AF71-1UA1 |  | 1FK7042-2AF71-1UA1 | 1 | UN | 1 | 15 | C | D | N | N | 85015220 | 1 |  | 4.602 | KG | 979.29 | 979.29 | MC05 | MC05 | SIMOTICS S SIMOTICS S-1FK7 Synchronous motor 1FK7-CT PN=0.82kW; UDC=600V M0=3Nm (100K); NN=3000rpm; Naturally cooled FRAME SIZE IMB 5 (IM V1, IM V3) FLANGE 1 POWER CONNECTOR ROTATABLE RESOLVER MULTI-POLE WITH DRIVE-CLIQ INTERFACE; SHAFT WITH FITTED KEY, TOLERANCE N; W/O HOLDING BRAKE PROTECTION CLASS IP65, | - | 0 | 0
1FK7042-2AF71-1UA2 |  | 1FK7042-2AF71-1UA2 | 1 | UN | 1 | 15 | C | D | N | N | 85015220 | 1 |  | 4.602 | KG | 979.29 | 979.29 | MC05 | MC05 | SIMOTICS S SIMOTICS S-1FK7 Synchronous motor 1FK7-CT PN=0.82kW; UDC=600V M0=3Nm (100K); NN=3000rpm; Naturally cooled FRAME SIZE IMB 5 (IM V1, IM V3) FLANGE 1 POWER CONNECTOR ROTATABLE RESOLVER MULTI-POLE WITH DRIVE-CLIQ INTERFACE; SHAFT WITH FITTED KEY, TOLERANCE N; W/O HOLDING BRAKE PROTECTION CLASS IP65, FLANGE ON DRIVE END IP67; | - | 0 | 0
1FK7042-2AF71-1UB0 |  | 1FK7042-2AF71-1UB0 | 1 | UN | 1 | 15 | C | D | N | N | 85015220 | 1 |  | 4.901 | KG | 1090.91 | 1090.91 | MC05 | MC05 | SIMOTICS S SIMOTICS S-1FK7 Synchronous motor 1FK7-CT PN=0.82kW; UDC=600V M0=3Nm (100K); NN=3000rpm; Naturally cooled FRAME SIZE IMB 5 (IM V1, IM V3) FLANGE 1 POWER CONNECTOR ROTATABLE RESOLVER MULTI-POLE WITH DRIVE-CLIQ INTERFACE; SHAFT WITH FITTED KEY, TOLERANCE N; WITH HOLDING BRAKE PROTECTION CLASS IP64; | - | 0 | 0
1FK7042-2AF71-1UB1 |  | 1FK7042-2AF71-1UB1 | 1 | UN | 1 | 15 | C | D | N | N | 85015220 | 1 |  | 4.901 | KG | 1153.25 | 1153.25 | MC05 | MC05 | SIMOTICS S SIMOTICS S-1FK7 Synchronous motor 1FK7-CT PN=0.82kW; UDC=600V M0=3Nm (100K); NN=3000rpm; Naturally cooled FRAME SIZE IMB 5 (IM V1, IM V3) FLANGE 1 POWER CONNECTOR ROTATABLE RESOLVER MULTI-POLE WITH DRIVE-CLIQ INTERFACE; SHAFT WITH FITTED KEY, TOLERANCE N; WITH HOLDING BRAKE PROTECTION CLASS IP65, | - | 0 | 0
1FK7042-2AF71-1UB2 |  | 1FK7042-2AF71-1UB2 | 1 | UN | 1 | 15 | C | D | N | N | 85015220 | 1 |  | 4.901 | KG | 1153.25 | 1153.25 | MC05 | MC05 | SIMOTICS S SIMOTICS S-1FK7 Synchronous motor 1FK7-CT PN=0.82kW; UDC=600V M0=3Nm (100K); NN=3000rpm; Naturally cooled FRAME SIZE IMB 5 (IM V1, IM V3) FLANGE 1 POWER CONNECTOR ROTATABLE RESOLVER MULTI-POLE WITH DRIVE-CLIQ INTERFACE; SHAFT WITH FITTED KEY, TOLERANCE N; WITH HOLDING BRAKE PROTECTION CLASS IP65, FLANGE ON DRIVE END IP67; | - | 0 | 0
1FK7042-2AF71-1UG0 |  | 1FK7042-2AF71-1UG0 | 1 | UN | 1 | 15 | C | D | N | N | 85015220 | 1 |  | 4.602 | KG | 859.46 | 859.46 | MC05 | MC05 | SIMOTICS S SIMOTICS S-1FK7 Synchronous motor 1FK7-CT PN=0.82kW; UDC=600V M0=3Nm (100K); NN=3000rpm; Naturally cooled FRAME SIZE IMB 5 (IM V1, IM V3) FLANGE 1 POWER CONNECTOR ROTATABLE RESOLVER MULTI-POLE WITH DRIVE-CLIQ INTERFACE; PLAIN SHAFT, TOLERANCE N; W/O HOLDING BRAKE PROTECTION CLASS IP64; | - | 0 | 0
1FK7042-2AF71-1UG0-Z | V40 | 1FK7042-2AF71-1UG0-ZV40 | 1 | UN | 1 | 15 | C | D | N | N | 85015220 | 1 |  | 8.402 | KG | 1748.24 | 1748.24 | MC05 | MC05 | SIMOTICS S SIMOTICS S-1FK7 Synchronous motor 1FK7-CT PN=0.82kW; UDC=600V M0=3Nm (100K); NN=3000rpm; Naturally cooled FRAME SIZE IMB 5 (IM V1, IM V3) FLANGE 1 POWER CONNECTOR ROTATABLE RESOLVER MULTI-POLE WITH DRIVE-CLIQ INTERFACE; PLAIN SHAFT, TOLERANCE N; W/O HOLDING BRAKE PROTECTION CLASS IP64; V40: ALPHA NP, NP 025 Planetary gear unit 1-stage, i=5, with feather key | - | 0 | 0
1FK7042-2AF71-1UG1 |  | 1FK7042-2AF71-1UG1 | 1 | UN | 1 | 15 | C | D | N | N | 85015220 | 1 |  | 4.602 | KG | 921.8 | 921.8 | MC05 | MC05 | SIMOTICS S SIMOTICS S-1FK7 Synchronous motor 1FK7-CT PN=0.82kW; UDC=600V M0=3Nm (100K); NN=3000rpm; Naturally cooled FRAME SIZE IMB 5 (IM V1, IM V3) FLANGE 1 POWER CONNECTOR ROTATABLE RESOLVER MULTI-POLE WITH DRIVE-CLIQ INTERFACE; PLAIN SHAFT, TOLERANCE N; W/O HOLDING BRAKE PROTECTION CLASS IP65, | - | 0 | 0
1FK7042-2AF71-1UG2 |  | 1FK7042-2AF71-1UG2 | 1 | UN | 1 | 15 | C | D | N | N | 85015220 | 1 |  | 4.602 | KG | 921.8 | 921.8 | MC05 | MC05 | SIMOTICS S SIMOTICS S-1FK7 Synchronous motor 1FK7-CT PN=0.82kW; UDC=600V M0=3Nm (100K); NN=3000rpm; Naturally cooled FRAME SIZE IMB 5 (IM V1, IM V3) FLANGE 1 POWER CONNECTOR ROTATABLE RESOLVER MULTI-POLE WITH DRIVE-CLIQ INTERFACE; PLAIN SHAFT, TOLERANCE N; W/O HOLDING BRAKE PROTECTION CLASS IP65, FLANGE ON DRIVE END IP67; | - | 0 | 0
1FK7042-2AF71-1UH0 |  | 1FK7042-2AF71-1UH0 | 1 | UN | 1 | 15 | C | D | N | N | 85015220 | 1 |  | 4.901 | KG | 1031.93 | 1031.93 | MC05 | MC05 | SIMOTICS S SIMOTICS S-1FK7 Synchronous motor 1FK7-CT PN=0.82kW; UDC=600V M0=3Nm (100K); NN=3000rpm; Naturally cooled FRAME SIZE IMB 5 (IM V1, IM V3) FLANGE 1 POWER CONNECTOR ROTATABLE RESOLVER MULTI-POLE WITH DRIVE-CLIQ INTERFACE; PLAIN SHAFT, TOLERANCE N; WITH HOLDING BRAKE PROTECTION CLASS IP64; | - | 0 | 0
1FK7042-2AF71-1UH0-Z | V40 | 1FK7042-2AF71-1UH0-ZV40 | 1 | UN | 1 | 15 | C | D | N | N | 85015220 | 1 |  | 8.701 | KG | 1920.71 | 1920.71 | MC05 | MC05 | SIMOTICS S SIMOTICS S-1FK7 Synchronous motor 1FK7-CT PN=0.82kW; UDC=600V M0=3Nm (100K); NN=3000rpm; Naturally cooled FRAME SIZE IMB 5 (IM V1, IM V3) FLANGE 1 POWER CONNECTOR ROTATABLE RESOLVER MULTI-POLE WITH DRIVE-CLIQ INTERFACE; PLAIN SHAFT, TOLERANCE N; WITH HOLDING BRAKE PROTECTION CLASS IP64; V40: ALPHA NP, NP 025 Planetary gear unit 1-stage, i=5, with feather key | - | 0 | 0
1FK7042-2AF71-1UH1 |  | 1FK7042-2AF71-1UH1 | 1 | UN | 1 | 15 | C | D | N | N | 85015220 | 1 |  | 4.901 | KG | 1094.27 | 1094.27 | MC05 | MC05 | SIMOTICS S SIMOTICS S-1FK7 Synchronous motor 1FK7-CT PN=0.82kW; UDC=600V M0=3Nm (100K); NN=3000rpm; Naturally cooled FRAME SIZE IMB 5 (IM V1, IM V3) FLANGE 1 POWER CONNECTOR ROTATABLE RESOLVER MULTI-POLE WITH DRIVE-CLIQ INTERFACE; PLAIN SHAFT, TOLERANCE N; WITH HOLDING BRAKE PROTECTION CLASS IP65, | - | 0 | 0
1FK7042-2AF71-1UH2 |  | 1FK7042-2AF71-1UH2 | 1 | UN | 1 | 15 | C | D | N | N | 85015220 | 1 |  | 4.901 | KG | 1094.27 | 1094.27 | MC05 | MC05 | SIMOTICS S SIMOTICS S-1FK7 Synchronous motor 1FK7-CT PN=0.82kW; UDC=600V M0=3Nm (100K); NN=3000rpm; Naturally cooled FRAME SIZE IMB 5 (IM V1, IM V3) FLANGE 1 POWER CONNECTOR ROTATABLE RESOLVER MULTI-POLE WITH DRIVE-CLIQ INTERFACE; PLAIN SHAFT, TOLERANCE N; WITH HOLDING BRAKE PROTECTION CLASS IP65, FLANGE ON DRIVE END IP67; | - | 0 | 0
1FK7042-2AF71-1WA2 |  | 1FK7042-2AF71-1WA2 | 1 | UN | 1 | 15 | C | D | N | N | 85015220 | 1 |  | 4.601 | KG | 781.04 | 781.04 | MC05 | MC05 | SIMOTICS S SIMOTICS S-1FK7 Synchronous motor 1FK7-CT PN=0.82kW; UDC=600V M0=3Nm (100K); NN=3000rpm; Naturally cooled FRAME SIZE IMB 5 (IM V1, IM V3) FLANGE 1 POWER CONNECTOR ROTATABLE without encoder/resolver Please note: No general delivery release! Release must be checked depending on the application. Please note the notification number 98799415. This notification describes the procedure for requests regarding these motors SHAFT WITH FITTED KEY, TOLERANCE N; W/O HOLDING BRAKE PROTECTION CLASS IP65, FLANGE ON DRIVE END IP67; | - | 0 | 0
1FK7042-2AF71-1WG0 |  | 1FK7042-2AF71-1WG0 | 1 | UN | 1 | 15 | C | D | N | N | 85015220 | 1 |  | 4.601 | KG | 661.21 | 661.21 | MC05 | MC05 | SIMOTICS S SIMOTICS S-1FK7 Synchronous motor 1FK7-CT PN=0.82kW; UDC=600V M0=3Nm (100K); NN=3000rpm; Naturally cooled FRAME SIZE IMB 5 (IM V1, IM V3) FLANGE 1 POWER CONNECTOR ROTATABLE without encoder/resolver Please note: No general delivery release! Release must be checked depending on the application. Please note the notification number 98799415. This notification describes the procedure for requests regarding these motors PLAIN SHAFT, TOLERANCE N; W/O HOLDING BRAKE PROTECTION CLASS IP64; | - | 0 | 0
1FK7042-2AF71-4ZA2-Z | P1JS20 | 1FK7042-2AF71-4ZA2-ZP1JS20 | 1 | UN | 1 | 15 | C | D | N | N | 85015220 | 1 |  | 4.6 | KG | 2074.38 | 2074.38 | MC05 | MC05 | SIMOTICS S SIMOTICS S-1FK7 Synchronous motor 1FK7-CT PN=0.82kW; UDC=600V M0=3Nm (100K); NN=3000rpm; naturally cooled, Design IMB 5 (IM V1, IM V3), Flange 1 Connection method: Connector fixed (toward DE) Shaft with feather key, Tolerance N Without holding brake; Degree of protection IP65 DE flange IP67; P1J: AM16S/R without encoder coupling S20: Two-row angular-contact ball bearing DE Needle bearing NDE; Special end shield DE+NDE; Special shaft; Special bearing cover Motor according to SMR-10-2015 | - | 0 | 7
1FK7042-2AF74-1AA0 |  | 1FK7042-2AF74-1AA0 | 1 | UN | 1 | 15 | C | D | N | N | 85015220 | 1 |  | 4.601 | KG | 1146.89 | 1146.89 | MC05 | MC05 | SIMOTICS S SIMOTICS S-1FK7 Synchronous motor 1FK7-CT PN=0.82kW; UDC=600V M0=3Nm (100K); NN=3000rpm; Naturally cooled FRAME SIZE IMB 5 (IM V1, IM V3) FLANGE 1, WITH PT1000 TEMPERATURESENSOR POWER CONNECTOR ROTATABLE INCREMENTAL ENCODER SIN/COS 1VPP;2048 S/R W. C-AND D-SPUR (ENCODER IC2048S/R) SHAFT WITH FITTED KEY, TOLERANCE N; W/O HOLDING BRAKE PROTECTION CLASS IP64; | - | 0 | 0
1FK7042-2AF74-1AA1 |  | 1FK7042-2AF74-1AA1 | 1 | UN | 1 | 15 | C | D | N | N | 85015220 | 1 |  | 4.601 | KG | 1209.23 | 1209.23 | MC05 | MC05 | SIMOTICS S SIMOTICS S-1FK7 Synchronous motor 1FK7-CT PN=0.82kW; UDC=600V M0=3Nm (100K); NN=3000rpm; Naturally cooled FRAME SIZE IMB 5 (IM V1, IM V3) FLANGE 1, WITH PT1000 TEMPERATURESENSOR POWER CONNECTOR ROTATABLE INCREMENTAL ENCODER SIN/COS 1VPP;2048 S/R W. C-AND D-SPUR (ENCODER IC2048S/R) SHAFT WITH FITTED KEY, TOLERANCE N; W/O HOLDING BRAKE PROTECTION CLASS IP65, | - | 0 | 0
1FK7042-2AF74-1AA2 |  | 1FK7042-2AF74-1AA2 | 1 | UN | 1 | 15 | C | D | N | N | 85015220 | 1 |  | 4.601 | KG | 1209.23 | 1209.23 | MC05 | MC05 | SIMOTICS S SIMOTICS S-1FK7 Synchronous motor 1FK7-CT PN=0.82kW; UDC=600V M0=3Nm (100K); NN=3000rpm; Naturally cooled FRAME SIZE IMB 5 (IM V1, IM V3) FLANGE 1, WITH PT1000 TEMPERATURESENSOR POWER CONNECTOR ROTATABLE INCREMENTAL ENCODER SIN/COS 1VPP;2048 S/R W. C-AND D-SPUR (ENCODER IC2048S/R) SHAFT WITH FITTED KEY, TOLERANCE N; W/O HOLDING BRAKE PROTECTION CLASS IP65, FLANGE ON DRIVE END IP67; | - | 0 | 0
1FK7042-2AF74-1AB0 |  | 1FK7042-2AF74-1AB0 | 1 | UN | 1 | 15 | C | D | N | N | 85015220 | 1 |  | 4.9 | KG | 1320.85 | 1320.85 | MC05 | MC05 | SIMOTICS S SIMOTICS S-1FK7 Synchronous motor 1FK7-CT PN=0.82kW; UDC=600V M0=3Nm (100K); NN=3000rpm; Naturally cooled FRAME SIZE IMB 5 (IM V1, IM V3) FLANGE 1, WITH PT1000 TEMPERATURESENSOR POWER CONNECTOR ROTATABLE INCREMENTAL ENCODER SIN/COS 1VPP;2048 S/R W. C-AND D-SPUR (ENCODER IC2048S/R) SHAFT WITH FITTED KEY, TOLERANCE N; WITH HOLDING BRAKE PROTECTION CLASS IP64; | - | 0 | 0
1FK7042-2AF74-1AB1 |  | 1FK7042-2AF74-1AB1 | 1 | UN | 1 | 15 | C | D | N | N | 85015220 | 1 |  | 4.9 | KG | 1383.19 | 1383.19 | MC05 | MC05 | SIMOTICS S SIMOTICS S-1FK7 Synchronous motor 1FK7-CT PN=0.82kW; UDC=600V M0=3Nm (100K); NN=3000rpm; Naturally cooled FRAME SIZE IMB 5 (IM V1, IM V3) FLANGE 1, WITH PT1000 TEMPERATURESENSOR POWER CONNECTOR ROTATABLE INCREMENTAL ENCODER SIN/COS 1VPP;2048 S/R W. C-AND D-SPUR (ENCODER IC2048S/R) SHAFT WITH FITTED KEY, TOLERANCE N; WITH HOLDING BRAKE PROTECTION CLASS IP65, | - | 0 | 0
1FK7042-2AF74-1AB2 |  | 1FK7042-2AF74-1AB2 | 1 | UN | 1 | 15 | C | D | N | N | 85015220 | 1 |  | 4.9 | KG | 1383.19 | 1383.19 | MC05 | MC05 | SIMOTICS S SIMOTICS S-1FK7 Synchronous motor 1FK7-CT PN=0.82kW; UDC=600V M0=3Nm (100K); NN=3000rpm; Naturally cooled FRAME SIZE IMB 5 (IM V1, IM V3) FLANGE 1, WITH PT1000 TEMPERATURESENSOR POWER CONNECTOR ROTATABLE INCREMENTAL ENCODER SIN/COS 1VPP;2048 S/R W. C-AND D-SPUR (ENCODER IC2048S/R) SHAFT WITH FITTED KEY, TOLERANCE N; WITH HOLDING BRAKE PROTECTION CLASS IP65, FLANGE ON DRIVE END IP67; | - | 0 | 0
1FK7042-2AF74-1AG0 |  | 1FK7042-2AF74-1AG0 | 1 | UN | 1 | 15 | C | D | N | N | 85015220 | 1 |  | 4.601 | KG | 1089.4 | 1089.4 | MC05 | MC05 | SIMOTICS S SIMOTICS S-1FK7 Synchronous motor 1FK7-CT PN=0.82kW; UDC=600V M0=3Nm (100K); NN=3000rpm; Naturally cooled FRAME SIZE IMB 5 (IM V1, IM V3) FLANGE 1, WITH PT1000 TEMPERATURESENSOR POWER CONNECTOR ROTATABLE INCREMENTAL ENCODER SIN/COS 1VPP;2048 S/R W. C-AND D-SPUR (ENCODER IC2048S/R) PLAIN SHAFT, TOLERANCE N; W/O HOLDING BRAKE PROTECTION CLASS IP64; | - | 0 | 0
1FK7042-2AF74-1AG1 |  | 1FK7042-2AF74-1AG1 | 1 | UN | 1 | 15 | C | D | N | N | 85015220 | 1 |  | 4.601 | KG | 1151.74 | 1151.74 | MC05 | MC05 | SIMOTICS S SIMOTICS S-1FK7 Synchronous motor 1FK7-CT PN=0.82kW; UDC=600V M0=3Nm (100K); NN=3000rpm; Naturally cooled FRAME SIZE IMB 5 (IM V1, IM V3) FLANGE 1, WITH PT1000 TEMPERATURESENSOR POWER CONNECTOR ROTATABLE INCREMENTAL ENCODER SIN/COS 1VPP;2048 S/R W. C-AND D-SPUR (ENCODER IC2048S/R) PLAIN SHAFT, TOLERANCE N; W/O HOLDING BRAKE PROTECTION CLASS IP65, | - | 0 | 0
1FK7042-2AF74-1AG1-Z | J25 | 1FK7042-2AF74-1AG1-ZJ25 | 1 | UN | 1 | 15 | C | D | N | N | 85015220 | 1 |  | 8.201 | KG | 2552.17 | 2552.17 | MC05 | MC05 | SIMOTICS S SIMOTICS S-1FK7 Synchronous motor 1FK7-CT PN=0.82kW; UDC=600V M0=3Nm (100K); NN=3000rpm; Naturally cooled FRAME SIZE IMB 5 (IM V1, IM V3) FLANGE 1, WITH PT1000 TEMPERATURESENSOR POWER CONNECTOR ROTATABLE INCREMENTAL ENCODER SIN/COS 1VPP;2048 S/R W. C-AND D-SPUR (ENCODER IC2048S/R) PLAIN SHAFT, TOLERANCE N; W/O HOLDING BRAKE PROTECTION CLASS IP65, J25: ALPHA SP+, SP 075S-MF1 PLANETARY GEARING 1 STAGE, I=7, W/O FEATHER KEY | - | 0 | 0
1FK7042-2AF74-1AG2 |  | 1FK7042-2AF74-1AG2 | 1 | UN | 1 | 15 | C | D | N | N | 85015220 | 1 |  | 4.601 | KG | 1151.74 | 1151.74 | MC05 | MC05 | SIMOTICS S SIMOTICS S-1FK7 Synchronous motor 1FK7-CT PN=0.82kW; UDC=600V M0=3Nm (100K); NN=3000rpm; Naturally cooled FRAME SIZE IMB 5 (IM V1, IM V3) FLANGE 1, WITH PT1000 TEMPERATURESENSOR POWER CONNECTOR ROTATABLE INCREMENTAL ENCODER SIN/COS 1VPP;2048 S/R W. C-AND D-SPUR (ENCODER IC2048S/R) PLAIN SHAFT, TOLERANCE N; W/O HOLDING BRAKE PROTECTION CLASS IP65, FLANGE ON DRIVE END IP67; | - | 0 | 0
1FK7042-2AF74-1AH0 |  | 1FK7042-2AF74-1AH0 | 1 | UN | 1 | 15 | C | D | N | N | 85015220 | 1 |  | 4.9 | KG | 1261.87 | 1261.87 | MC05 | MC05 | SIMOTICS S SIMOTICS S-1FK7 Synchronous motor 1FK7-CT PN=0.82kW; UDC=600V M0=3Nm (100K); NN=3000rpm; Naturally cooled FRAME SIZE IMB 5 (IM V1, IM V3) FLANGE 1, WITH PT1000 TEMPERATURESENSOR POWER CONNECTOR ROTATABLE INCREMENTAL ENCODER SIN/COS 1VPP;2048 S/R W. C-AND D-SPUR (ENCODER IC2048S/R) PLAIN SHAFT, TOLERANCE N; WITH HOLDING BRAKE PROTECTION CLASS IP64; | - | 0 | 0
1FK7042-2AF74-1AH1 |  | 1FK7042-2AF74-1AH1 | 1 | UN | 1 | 15 | C | D | N | N | 85015220 | 1 |  | 4.9 | KG | 1324.21 | 1324.21 | MC05 | MC05 | SIMOTICS S SIMOTICS S-1FK7 Synchronous motor 1FK7-CT PN=0.82kW; UDC=600V M0=3Nm (100K); NN=3000rpm; Naturally cooled FRAME SIZE IMB 5 (IM V1, IM V3) FLANGE 1, WITH PT1000 TEMPERATURESENSOR POWER CONNECTOR ROTATABLE INCREMENTAL ENCODER SIN/COS 1VPP;2048 S/R W. C-AND D-SPUR (ENCODER IC2048S/R) PLAIN SHAFT, TOLERANCE N; WITH HOLDING BRAKE PROTECTION CLASS IP65, | - | 0 | 0
1FK7042-2AF74-1AH2 |  | 1FK7042-2AF74-1AH2 | 1 | UN | 1 | 15 | C | D | N | N | 85015220 | 1 |  | 4.9 | KG | 1324.21 | 1324.21 | MC05 | MC05 | SIMOTICS S SIMOTICS S-1FK7 Synchronous motor 1FK7-CT PN=0.82kW; UDC=600V M0=3Nm (100K); NN=3000rpm; Naturally cooled FRAME SIZE IMB 5 (IM V1, IM V3) FLANGE 1, WITH PT1000 TEMPERATURESENSOR POWER CONNECTOR ROTATABLE INCREMENTAL ENCODER SIN/COS 1VPP;2048 S/R W. C-AND D-SPUR (ENCODER IC2048S/R) PLAIN SHAFT, TOLERANCE N; WITH HOLDING BRAKE PROTECTION CLASS IP65, FLANGE ON DRIVE END IP67; | - | 0 | 0
1FK7042-2AF74-1EA0 |  | 1FK7042-2AF74-1EA0 | 1 | UN | 1 | 15 | C | D | N | N | 85015220 | 1 |  | 4.601 | KG | 1394.57 | 1394.57 | MC05 | MC05 | SIMOTICS S SIMOTICS S-1FK7 Synchronous motor 1FK7-CT PN=0.82kW; UDC=600V M0=3Nm (100K); NN=3000rpm; Naturally cooled FRAME SIZE IMB 5 (IM V1, IM V3) FLANGE 1, WITH PT1000 TEMPERATURESENSOR POWER CONNECTOR ROTATABLE ABSOLUTE ENCODERR 2048 S/R + 4096 UMDREHUNGEN MULTITURN, WITH ENDAT-SCHNITTSTELLE (ENCODER AM2048S/R) SHAFT WITH FITTED KEY, TOLERANCE N; W/O HOLDING BRAKE PROTECTION CLASS IP64; | - | 0 | 0
1FK7042-2AF74-1EA1 |  | 1FK7042-2AF74-1EA1 | 1 | UN | 1 | 15 | C | D | N | N | 85015220 | 1 |  | 4.601 | KG | 1456.91 | 1456.91 | MC05 | MC05 | SIMOTICS S SIMOTICS S-1FK7 Synchronous motor 1FK7-CT PN=0.82kW; UDC=600V M0=3Nm (100K); NN=3000rpm; Naturally cooled FRAME SIZE IMB 5 (IM V1, IM V3) FLANGE 1, WITH PT1000 TEMPERATURESENSOR POWER CONNECTOR ROTATABLE ABSOLUTE ENCODERR 2048 S/R + 4096 UMDREHUNGEN MULTITURN, WITH ENDAT-SCHNITTSTELLE (ENCODER AM2048S/R) SHAFT WITH FITTED KEY, TOLERANCE N; W/O HOLDING BRAKE PROTECTION CLASS IP65, | - | 0 | 0
1FK7042-2AF74-1EA2 |  | 1FK7042-2AF74-1EA2 | 1 | UN | 1 | 15 | C | D | N | N | 85015220 | 1 |  | 4.601 | KG | 1456.91 | 1456.91 | MC05 | MC05 | SIMOTICS S SIMOTICS S-1FK7 Synchronous motor 1FK7-CT PN=0.82kW; UDC=600V M0=3Nm (100K); NN=3000rpm; Naturally cooled FRAME SIZE IMB 5 (IM V1, IM V3) FLANGE 1, WITH PT1000 TEMPERATURESENSOR POWER CONNECTOR ROTATABLE ABSOLUTE ENCODERR 2048 S/R + 4096 UMDREHUNGEN MULTITURN, WITH ENDAT-SCHNITTSTELLE (ENCODER AM2048S/R) SHAFT WITH FITTED KEY, TOLERANCE N; W/O HOLDING BRAKE PROTECTION CLASS IP65, FLANGE ON DRIVE END IP67; | - | 0 | 0
1FK7042-2AF74-1EB0 |  | 1FK7042-2AF74-1EB0 | 1 | UN | 1 | 15 | C | D | N | N | 85015220 | 1 |  | 4.9 | KG | 1568.53 | 1568.53 | MC05 | MC05 | SIMOTICS S SIMOTICS S-1FK7 Synchronous motor 1FK7-CT PN=0.82kW; UDC=600V M0=3Nm (100K); NN=3000rpm; Naturally cooled FRAME SIZE IMB 5 (IM V1, IM V3) FLANGE 1, WITH PT1000 TEMPERATURESENSOR POWER CONNECTOR ROTATABLE ABSOLUTE ENCODERR 2048 S/R + 4096 UMDREHUNGEN MULTITURN, WITH ENDAT-SCHNITTSTELLE (ENCODER AM2048S/R) SHAFT WITH FITTED KEY, TOLERANCE N; WITH HOLDING BRAKE PROTECTION CLASS IP64; | - | 0 | 0
1FK7042-2AF74-1EB1 |  | 1FK7042-2AF74-1EB1 | 1 | UN | 1 | 15 | C | D | N | N | 85015220 | 1 |  | 4.9 | KG | 1630.87 | 1630.87 | MC05 | MC05 | SIMOTICS S SIMOTICS S-1FK7 Synchronous motor 1FK7-CT PN=0.82kW; UDC=600V M0=3Nm (100K); NN=3000rpm; Naturally cooled FRAME SIZE IMB 5 (IM V1, IM V3) FLANGE 1, WITH PT1000 TEMPERATURESENSOR POWER CONNECTOR ROTATABLE ABSOLUTE ENCODERR 2048 S/R + 4096 UMDREHUNGEN MULTITURN, WITH ENDAT-SCHNITTSTELLE (ENCODER AM2048S/R) SHAFT WITH FITTED KEY, TOLERANCE N; WITH HOLDING BRAKE PROTECTION CLASS IP65, | - | 0 | 0
1FK7042-2AF74-1EB2 |  | 1FK7042-2AF74-1EB2 | 1 | UN | 1 | 15 | C | D | N | N | 85015220 | 1 |  | 4.9 | KG | 1630.87 | 1630.87 | MC05 | MC05 | SIMOTICS S SIMOTICS S-1FK7 Synchronous motor 1FK7-CT PN=0.82kW; UDC=600V M0=3Nm (100K); NN=3000rpm; Naturally cooled FRAME SIZE IMB 5 (IM V1, IM V3) FLANGE 1, WITH PT1000 TEMPERATURESENSOR POWER CONNECTOR ROTATABLE ABSOLUTE ENCODERR 2048 S/R + 4096 UMDREHUNGEN MULTITURN, WITH ENDAT-SCHNITTSTELLE (ENCODER AM2048S/R) SHAFT WITH FITTED KEY, TOLERANCE N; WITH HOLDING BRAKE PROTECTION CLASS IP65, FLANGE ON DRIVE END IP67; | - | 0 | 0
1FK7042-2AF74-1EG0 |  | 1FK7042-2AF74-1EG0 | 1 | UN | 1 | 15 | C | D | N | N | 85015220 | 1 |  | 4.601 | KG | 1337.08 | 1337.08 | MC05 | MC05 | SIMOTICS S SIMOTICS S-1FK7 Synchronous motor 1FK7-CT PN=0.82kW; UDC=600V M0=3Nm (100K); NN=3000rpm; Naturally cooled FRAME SIZE IMB 5 (IM V1, IM V3) FLANGE 1, WITH PT1000 TEMPERATURESENSOR POWER CONNECTOR ROTATABLE ABSOLUTE ENCODERR 2048 S/R + 4096 UMDREHUNGEN MULTITURN, WITH ENDAT-SCHNITTSTELLE (ENCODER AM2048S/R) PLAIN SHAFT, TOLERANCE N; W/O HOLDING BRAKE PROTECTION CLASS IP64; | - | 0 | 0
1FK7042-2AF74-1EG1 |  | 1FK7042-2AF74-1EG1 | 1 | UN | 1 | 15 | C | D | N | N | 85015220 | 1 |  | 4.601 | KG | 1399.42 | 1399.42 | MC05 | MC05 | SIMOTICS S SIMOTICS S-1FK7 Synchronous motor 1FK7-CT PN=0.82kW; UDC=600V M0=3Nm (100K); NN=3000rpm; Naturally cooled FRAME SIZE IMB 5 (IM V1, IM V3) FLANGE 1, WITH PT1000 TEMPERATURESENSOR POWER CONNECTOR ROTATABLE ABSOLUTE ENCODERR 2048 S/R + 4096 UMDREHUNGEN MULTITURN, WITH ENDAT-SCHNITTSTELLE (ENCODER AM2048S/R) PLAIN SHAFT, TOLERANCE N; W/O HOLDING BRAKE PROTECTION CLASS IP65, | - | 0 | 0
1FK7042-2AF74-1EG2 |  | 1FK7042-2AF74-1EG2 | 1 | UN | 1 | 15 | C | D | N | N | 85015220 | 1 |  | 4.601 | KG | 1399.42 | 1399.42 | MC05 | MC05 | SIMOTICS S SIMOTICS S-1FK7 Synchronous motor 1FK7-CT PN=0.82kW; UDC=600V M0=3Nm (100K); NN=3000rpm; Naturally cooled FRAME SIZE IMB 5 (IM V1, IM V3) FLANGE 1, WITH PT1000 TEMPERATURESENSOR POWER CONNECTOR ROTATABLE ABSOLUTE ENCODERR 2048 S/R + 4096 UMDREHUNGEN MULTITURN, WITH ENDAT-SCHNITTSTELLE (ENCODER AM2048S/R) PLAIN SHAFT, TOLERANCE N; W/O HOLDING BRAKE PROTECTION CLASS IP65, FLANGE ON DRIVE END IP67; | - | 0 | 0
1FK7042-2AF74-1EH0 |  | 1FK7042-2AF74-1EH0 | 1 | UN | 1 | 15 | C | D | N | N | 85015220 | 1 |  | 4.9 | KG | 1509.55 | 1509.55 | MC05 | MC05 | SIMOTICS S SIMOTICS S-1FK7 Synchronous motor 1FK7-CT PN=0.82kW; UDC=600V M0=3Nm (100K); NN=3000rpm; Naturally cooled FRAME SIZE IMB 5 (IM V1, IM V3) FLANGE 1, WITH PT1000 TEMPERATURESENSOR POWER CONNECTOR ROTATABLE ABSOLUTE ENCODERR 2048 S/R + 4096 UMDREHUNGEN MULTITURN, WITH ENDAT-SCHNITTSTELLE (ENCODER AM2048S/R) PLAIN SHAFT, TOLERANCE N; WITH HOLDING BRAKE PROTECTION CLASS IP64; | - | 0 | 0
1FK7042-2AF74-1EH1 |  | 1FK7042-2AF74-1EH1 | 1 | UN | 1 | 15 | C | D | N | N | 85015220 | 1 |  | 4.9 | KG | 1571.89 | 1571.89 | MC05 | MC05 | SIMOTICS S SIMOTICS S-1FK7 Synchronous motor 1FK7-CT PN=0.82kW; UDC=600V M0=3Nm (100K); NN=3000rpm; Naturally cooled FRAME SIZE IMB 5 (IM V1, IM V3) FLANGE 1, WITH PT1000 TEMPERATURESENSOR POWER CONNECTOR ROTATABLE ABSOLUTE ENCODERR 2048 S/R + 4096 UMDREHUNGEN MULTITURN, WITH ENDAT-SCHNITTSTELLE (ENCODER AM2048S/R) PLAIN SHAFT, TOLERANCE N; WITH HOLDING BRAKE PROTECTION CLASS IP65, | - | 0 | 0
1FK7042-2AF74-1EH2 |  | 1FK7042-2AF74-1EH2 | 1 | UN | 1 | 15 | C | D | N | N | 85015220 | 1 |  | 4.9 | KG | 1571.89 | 1571.89 | MC05 | MC05 | SIMOTICS S SIMOTICS S-1FK7 Synchronous motor 1FK7-CT PN=0.82kW; UDC=600V M0=3Nm (100K); NN=3000rpm; Naturally cooled FRAME SIZE IMB 5 (IM V1, IM V3) FLANGE 1, WITH PT1000 TEMPERATURESENSOR POWER CONNECTOR ROTATABLE ABSOLUTE ENCODERR 2048 S/R + 4096 UMDREHUNGEN MULTITURN, WITH ENDAT-SCHNITTSTELLE (ENCODER AM2048S/R) PLAIN SHAFT, TOLERANCE N; WITH HOLDING BRAKE PROTECTION CLASS IP65, FLANGE ON DRIVE END IP67; | - | 0 | 0
1FK7042-2AF74-1SA0 |  | 1FK7042-2AF74-1SA0 | 1 | UN | 1 | 15 | C | D | N | N | 85015220 | 1 |  | 4.602 | KG | 756.25 | 756.25 | MC05 | MC05 | SIMOTICS S SIMOTICS S-1FK7 Synchronous motor 1FK7-CT PN=0.82kW; UDC=600V M0=3Nm (100K); NN=3000rpm; Naturally cooled FRAME SIZE IMB 5 (IM V1, IM V3) FLANGE 1, WITH PT1000 TEMPERATURESENSOR POWER CONNECTOR ROTATABLE RESOLVER MULTI-POLE (RESOLVER P=4); SHAFT WITH FITTED KEY, TOLERANCE N; W/O HOLDING BRAKE PROTECTION CLASS IP64; | - | 0 | 0
1FK7042-2AF74-1SA1 |  | 1FK7042-2AF74-1SA1 | 1 | UN | 1 | 15 | C | D | N | N | 85015220 | 1 |  | 4.602 | KG | 818.59 | 818.59 | MC05 | MC05 | SIMOTICS S SIMOTICS S-1FK7 Synchronous motor 1FK7-CT PN=0.82kW; UDC=600V M0=3Nm (100K); NN=3000rpm; Naturally cooled FRAME SIZE IMB 5 (IM V1, IM V3) FLANGE 1, WITH PT1000 TEMPERATURESENSOR POWER CONNECTOR ROTATABLE RESOLVER MULTI-POLE (RESOLVER P=4); SHAFT WITH FITTED KEY, TOLERANCE N; W/O HOLDING BRAKE PROTECTION CLASS IP65, | - | 0 | 0
1FK7042-2AF74-1SA2 |  | 1FK7042-2AF74-1SA2 | 1 | UN | 1 | 15 | C | D | N | N | 85015220 | 1 |  | 4.602 | KG | 818.59 | 818.59 | MC05 | MC05 | SIMOTICS S SIMOTICS S-1FK7 Synchronous motor 1FK7-CT PN=0.82kW; UDC=600V M0=3Nm (100K); NN=3000rpm; Naturally cooled FRAME SIZE IMB 5 (IM V1, IM V3) FLANGE 1, WITH PT1000 TEMPERATURESENSOR POWER CONNECTOR ROTATABLE RESOLVER MULTI-POLE (RESOLVER P=4); SHAFT WITH FITTED KEY, TOLERANCE N; W/O HOLDING BRAKE PROTECTION CLASS IP65, FLANGE ON DRIVE END IP67; | - | 0 | 0
1FK7042-2AF74-1SB0 |  | 1FK7042-2AF74-1SB0 | 1 | UN | 1 | 15 | C | D | N | N | 85015220 | 1 |  | 4.901 | KG | 930.21 | 930.21 | MC05 | MC05 | SIMOTICS S SIMOTICS S-1FK7 Synchronous motor 1FK7-CT PN=0.82kW; UDC=600V M0=3Nm (100K); NN=3000rpm; Naturally cooled FRAME SIZE IMB 5 (IM V1, IM V3) FLANGE 1, WITH PT1000 TEMPERATURESENSOR POWER CONNECTOR ROTATABLE RESOLVER MULTI-POLE (RESOLVER P=4); SHAFT WITH FITTED KEY, TOLERANCE N; WITH HOLDING BRAKE PROTECTION CLASS IP64; | - | 0 | 0
1FK7042-2AF74-1SB1 |  | 1FK7042-2AF74-1SB1 | 1 | UN | 1 | 15 | C | D | N | N | 85015220 | 1 |  | 4.901 | KG | 992.55 | 992.55 | MC05 | MC05 | SIMOTICS S SIMOTICS S-1FK7 Synchronous motor 1FK7-CT PN=0.82kW; UDC=600V M0=3Nm (100K); NN=3000rpm; Naturally cooled FRAME SIZE IMB 5 (IM V1, IM V3) FLANGE 1, WITH PT1000 TEMPERATURESENSOR POWER CONNECTOR ROTATABLE RESOLVER MULTI-POLE (RESOLVER P=4); SHAFT WITH FITTED KEY, TOLERANCE N; WITH HOLDING BRAKE PROTECTION CLASS IP65, | - | 0 | 0
1FK7042-2AF74-1SB2 |  | 1FK7042-2AF74-1SB2 | 1 | UN | 1 | 15 | C | D | N | N | 85015220 | 1 |  | 4.901 | KG | 992.55 | 992.55 | MC05 | MC05 | SIMOTICS S SIMOTICS S-1FK7 Synchronous motor 1FK7-CT PN=0.82kW; UDC=600V M0=3Nm (100K); NN=3000rpm; Naturally cooled FRAME SIZE IMB 5 (IM V1, IM V3) FLANGE 1, WITH PT1000 TEMPERATURESENSOR POWER CONNECTOR ROTATABLE RESOLVER MULTI-POLE (RESOLVER P=4); SHAFT WITH FITTED KEY, TOLERANCE N; WITH HOLDING BRAKE PROTECTION CLASS IP65, FLANGE ON DRIVE END IP67; | - | 0 | 0
1FK7042-2AF74-1SG0 |  | 1FK7042-2AF74-1SG0 | 1 | UN | 1 | 15 | C | D | N | N | 85015220 | 1 |  | 4.602 | KG | 698.76 | 698.76 | MC05 | MC05 | SIMOTICS S SIMOTICS S-1FK7 Synchronous motor 1FK7-CT PN=0.82kW; UDC=600V M0=3Nm (100K); NN=3000rpm; Naturally cooled FRAME SIZE IMB 5 (IM V1, IM V3) FLANGE 1, WITH PT1000 TEMPERATURESENSOR POWER CONNECTOR ROTATABLE RESOLVER MULTI-POLE (RESOLVER P=4); PLAIN SHAFT, TOLERANCE N; W/O HOLDING BRAKE PROTECTION CLASS IP64; | - | 0 | 0
1FK7042-2AF74-1SG1 |  | 1FK7042-2AF74-1SG1 | 1 | UN | 1 | 15 | C | D | N | N | 85015220 | 1 |  | 4.602 | KG | 761.1 | 761.1 | MC05 | MC05 | SIMOTICS S SIMOTICS S-1FK7 Synchronous motor 1FK7-CT PN=0.82kW; UDC=600V M0=3Nm (100K); NN=3000rpm; Naturally cooled FRAME SIZE IMB 5 (IM V1, IM V3) FLANGE 1, WITH PT1000 TEMPERATURESENSOR POWER CONNECTOR ROTATABLE RESOLVER MULTI-POLE (RESOLVER P=4); PLAIN SHAFT, TOLERANCE N; W/O HOLDING BRAKE PROTECTION CLASS IP65, | - | 0 | 0
1FK7042-2AF74-1SG2 |  | 1FK7042-2AF74-1SG2 | 1 | UN | 1 | 15 | C | D | N | N | 85015220 | 1 |  | 4.602 | KG | 761.1 | 761.1 | MC05 | MC05 | SIMOTICS S SIMOTICS S-1FK7 Synchronous motor 1FK7-CT PN=0.82kW; UDC=600V M0=3Nm (100K); NN=3000rpm; Naturally cooled FRAME SIZE IMB 5 (IM V1, IM V3) FLANGE 1, WITH PT1000 TEMPERATURESENSOR POWER CONNECTOR ROTATABLE RESOLVER MULTI-POLE (RESOLVER P=4); PLAIN SHAFT, TOLERANCE N; W/O HOLDING BRAKE PROTECTION CLASS IP65, FLANGE ON DRIVE END IP67; | - | 0 | 0
1FK7042-2AF74-1SH0 |  | 1FK7042-2AF74-1SH0 | 1 | UN | 1 | 15 | C | D | N | N | 85015220 | 1 |  | 4.901 | KG | 871.23 | 871.23 | MC05 | MC05 | SIMOTICS S SIMOTICS S-1FK7 Synchronous motor 1FK7-CT PN=0.82kW; UDC=600V M0=3Nm (100K); NN=3000rpm; Naturally cooled FRAME SIZE IMB 5 (IM V1, IM V3) FLANGE 1, WITH PT1000 TEMPERATURESENSOR POWER CONNECTOR ROTATABLE RESOLVER MULTI-POLE (RESOLVER P=4); PLAIN SHAFT, TOLERANCE N; WITH HOLDING BRAKE PROTECTION CLASS IP64; | - | 0 | 0
1FK7042-2AF74-1SH1 |  | 1FK7042-2AF74-1SH1 | 1 | UN | 1 | 15 | C | D | N | N | 85015220 | 1 |  | 4.901 | KG | 933.57 | 933.57 | MC05 | MC05 | SIMOTICS S SIMOTICS S-1FK7 Synchronous motor 1FK7-CT PN=0.82kW; UDC=600V M0=3Nm (100K); NN=3000rpm; Naturally cooled FRAME SIZE IMB 5 (IM V1, IM V3) FLANGE 1, WITH PT1000 TEMPERATURESENSOR POWER CONNECTOR ROTATABLE RESOLVER MULTI-POLE (RESOLVER P=4); PLAIN SHAFT, TOLERANCE N; WITH HOLDING BRAKE PROTECTION CLASS IP65, | - | 0 | 0
1FK7042-2AF74-1SH2 |  | 1FK7042-2AF74-1SH2 | 1 | UN | 1 | 15 | C | D | N | N | 85015220 | 1 |  | 4.901 | KG | 933.57 | 933.57 | MC05 | MC05 | SIMOTICS S SIMOTICS S-1FK7 Synchronous motor 1FK7-CT PN=0.82kW; UDC=600V M0=3Nm (100K); NN=3000rpm; Naturally cooled FRAME SIZE IMB 5 (IM V1, IM V3) FLANGE 1, WITH PT1000 TEMPERATURESENSOR POWER CONNECTOR ROTATABLE RESOLVER MULTI-POLE (RESOLVER P=4); PLAIN SHAFT, TOLERANCE N; WITH HOLDING BRAKE PROTECTION CLASS IP65, FLANGE ON DRIVE END IP67; | - | 0 | 0
1FK7042-2AF74-1TA0 |  | 1FK7042-2AF74-1TA0 | 1 | UN | 1 | 15 | C | D | N | N | 85015220 | 1 |  | 4.602 | KG | 756.25 | 756.25 | MC05 | MC05 | SIMOTICS S SIMOTICS S-1FK7 Synchronous motor 1FK7-CT PN=0.82kW; UDC=600V M0=3Nm (100K); NN=3000rpm; Naturally cooled FRAME SIZE IMB 5 (IM V1, IM V3) FLANGE 1, WITH PT1000 TEMPERATURESENSOR POWER CONNECTOR ROTATABLE RESOLVER 2-POLE (RESOLVER P=1); SHAFT WITH FITTED KEY, TOLERANCE N; W/O HOLDING BRAKE PROTECTION CLASS IP64; | - | 0 | 0
1FK7042-2AF74-1TA1 |  | 1FK7042-2AF74-1TA1 | 1 | UN | 1 | 15 | C | D | N | N | 85015220 | 1 |  | 4.602 | KG | 818.59 | 818.59 | MC05 | MC05 | SIMOTICS S SIMOTICS S-1FK7 Synchronous motor 1FK7-CT PN=0.82kW; UDC=600V M0=3Nm (100K); NN=3000rpm; Naturally cooled FRAME SIZE IMB 5 (IM V1, IM V3) FLANGE 1, WITH PT1000 TEMPERATURESENSOR POWER CONNECTOR ROTATABLE RESOLVER 2-POLE (RESOLVER P=1); SHAFT WITH FITTED KEY, TOLERANCE N; W/O HOLDING BRAKE PROTECTION CLASS IP65, | - | 0 | 0
1FK7042-2AF74-1TA2 |  | 1FK7042-2AF74-1TA2 | 1 | UN | 1 | 15 | C | D | N | N | 85015220 | 1 |  | 4.602 | KG | 818.59 | 818.59 | MC05 | MC05 | SIMOTICS S SIMOTICS S-1FK7 Synchronous motor 1FK7-CT PN=0.82kW; UDC=600V M0=3Nm (100K); NN=3000rpm; Naturally cooled FRAME SIZE IMB 5 (IM V1, IM V3) FLANGE 1, WITH PT1000 TEMPERATURESENSOR POWER CONNECTOR ROTATABLE RESOLVER 2-POLE (RESOLVER P=1); SHAFT WITH FITTED KEY, TOLERANCE N; W/O HOLDING BRAKE PROTECTION CLASS IP65, FLANGE ON DRIVE END IP67; | - | 0 | 0
1FK7042-2AF74-1TB0 |  | 1FK7042-2AF74-1TB0 | 1 | UN | 1 | 15 | C | D | N | N | 85015220 | 1 |  | 4.901 | KG | 930.21 | 930.21 | MC05 | MC05 | SIMOTICS S SIMOTICS S-1FK7 Synchronous motor 1FK7-CT PN=0.82kW; UDC=600V M0=3Nm (100K); NN=3000rpm; Naturally cooled FRAME SIZE IMB 5 (IM V1, IM V3) FLANGE 1, WITH PT1000 TEMPERATURESENSOR POWER CONNECTOR ROTATABLE RESOLVER 2-POLE (RESOLVER P=1); SHAFT WITH FITTED KEY, TOLERANCE N; WITH HOLDING BRAKE PROTECTION CLASS IP64; | - | 0 | 0
1FK7042-2AF74-1TB1 |  | 1FK7042-2AF74-1TB1 | 1 | UN | 1 | 15 | C | D | N | N | 85015220 | 1 |  | 4.901 | KG | 992.55 | 992.55 | MC05 | MC05 | SIMOTICS S SIMOTICS S-1FK7 Synchronous motor 1FK7-CT PN=0.82kW; UDC=600V M0=3Nm (100K); NN=3000rpm; Naturally cooled FRAME SIZE IMB 5 (IM V1, IM V3) FLANGE 1, WITH PT1000 TEMPERATURESENSOR POWER CONNECTOR ROTATABLE RESOLVER 2-POLE (RESOLVER P=1); SHAFT WITH FITTED KEY, TOLERANCE N; WITH HOLDING BRAKE PROTECTION CLASS IP65, | - | 0 | 0
1FK7042-2AF74-1TB2 |  | 1FK7042-2AF74-1TB2 | 1 | UN | 1 | 15 | C | D | N | N | 85015220 | 1 |  | 4.901 | KG | 992.55 | 992.55 | MC05 | MC05 | SIMOTICS S SIMOTICS S-1FK7 Synchronous motor 1FK7-CT PN=0.82kW; UDC=600V M0=3Nm (100K); NN=3000rpm; Naturally cooled FRAME SIZE IMB 5 (IM V1, IM V3) FLANGE 1, WITH PT1000 TEMPERATURESENSOR POWER CONNECTOR ROTATABLE RESOLVER 2-POLE (RESOLVER P=1); SHAFT WITH FITTED KEY, TOLERANCE N; WITH HOLDING BRAKE PROTECTION CLASS IP65, FLANGE ON DRIVE END IP67; | - | 0 | 0
1FK7042-2AF74-1TG0 |  | 1FK7042-2AF74-1TG0 | 1 | UN | 1 | 15 | C | D | N | N | 85015220 | 1 |  | 4.602 | KG | 698.76 | 698.76 | MC05 | MC05 | SIMOTICS S SIMOTICS S-1FK7 Synchronous motor 1FK7-CT PN=0.82kW; UDC=600V M0=3Nm (100K); NN=3000rpm; Naturally cooled FRAME SIZE IMB 5 (IM V1, IM V3) FLANGE 1, WITH PT1000 TEMPERATURESENSOR POWER CONNECTOR ROTATABLE RESOLVER 2-POLE (RESOLVER P=1); PLAIN SHAFT, TOLERANCE N; W/O HOLDING BRAKE PROTECTION CLASS IP64; | - | 0 | 0
1FK7042-2AF74-1TG1 |  | 1FK7042-2AF74-1TG1 | 1 | UN | 1 | 15 | C | D | N | N | 85015220 | 1 |  | 4.602 | KG | 761.1 | 761.1 | MC05 | MC05 | SIMOTICS S SIMOTICS S-1FK7 Synchronous motor 1FK7-CT PN=0.82kW; UDC=600V M0=3Nm (100K); NN=3000rpm; Naturally cooled FRAME SIZE IMB 5 (IM V1, IM V3) FLANGE 1, WITH PT1000 TEMPERATURESENSOR POWER CONNECTOR ROTATABLE RESOLVER 2-POLE (RESOLVER P=1); PLAIN SHAFT, TOLERANCE N; W/O HOLDING BRAKE PROTECTION CLASS IP65, | - | 0 | 0
1FK7042-2AF74-1TG2 |  | 1FK7042-2AF74-1TG2 | 1 | UN | 1 | 15 | C | D | N | N | 85015220 | 1 |  | 4.602 | KG | 761.1 | 761.1 | MC05 | MC05 | SIMOTICS S SIMOTICS S-1FK7 Synchronous motor 1FK7-CT PN=0.82kW; UDC=600V M0=3Nm (100K); NN=3000rpm; Naturally cooled FRAME SIZE IMB 5 (IM V1, IM V3) FLANGE 1, WITH PT1000 TEMPERATURESENSOR POWER CONNECTOR ROTATABLE RESOLVER 2-POLE (RESOLVER P=1); PLAIN SHAFT, TOLERANCE N; W/O HOLDING BRAKE PROTECTION CLASS IP65, FLANGE ON DRIVE END IP67; | - | 0 | 0
1FK7042-2AF74-1TH0 |  | 1FK7042-2AF74-1TH0 | 1 | UN | 1 | 15 | C | D | N | N | 85015220 | 1 |  | 4.901 | KG | 871.23 | 871.23 | MC05 | MC05 | SIMOTICS S SIMOTICS S-1FK7 Synchronous motor 1FK7-CT PN=0.82kW; UDC=600V M0=3Nm (100K); NN=3000rpm; Naturally cooled FRAME SIZE IMB 5 (IM V1, IM V3) FLANGE 1, WITH PT1000 TEMPERATURESENSOR POWER CONNECTOR ROTATABLE RESOLVER 2-POLE (RESOLVER P=1); PLAIN SHAFT, TOLERANCE N; WITH HOLDING BRAKE PROTECTION CLASS IP64; | - | 0 | 0
1FK7042-2AF74-1TH1 |  | 1FK7042-2AF74-1TH1 | 1 | UN | 1 | 15 | C | D | N | N | 85015220 | 1 |  | 4.901 | KG | 933.57 | 933.57 | MC05 | MC05 | SIMOTICS S SIMOTICS S-1FK7 Synchronous motor 1FK7-CT PN=0.82kW; UDC=600V M0=3Nm (100K); NN=3000rpm; Naturally cooled FRAME SIZE IMB 5 (IM V1, IM V3) FLANGE 1, WITH PT1000 TEMPERATURESENSOR POWER CONNECTOR ROTATABLE RESOLVER 2-POLE (RESOLVER P=1); PLAIN SHAFT, TOLERANCE N; WITH HOLDING BRAKE PROTECTION CLASS IP65, | - | 0 | 0
1FK7042-2AF74-1TH2 |  | 1FK7042-2AF74-1TH2 | 1 | UN | 1 | 15 | C | D | N | N | 85015220 | 1 |  | 4.901 | KG | 933.57 | 933.57 | MC05 | MC05 | SIMOTICS S SIMOTICS S-1FK7 Synchronous motor 1FK7-CT PN=0.82kW; UDC=600V M0=3Nm (100K); NN=3000rpm; Naturally cooled FRAME SIZE IMB 5 (IM V1, IM V3) FLANGE 1, WITH PT1000 TEMPERATURESENSOR POWER CONNECTOR ROTATABLE RESOLVER 2-POLE (RESOLVER P=1); PLAIN SHAFT, TOLERANCE N; WITH HOLDING BRAKE PROTECTION CLASS IP65, FLANGE ON DRIVE END IP67; | - | 0 | 0
1FK7042-2AK71-1AA0 |  | 1FK7042-2AK71-1AA0 | 1 | UN | 1 | 15 | C | D | N | N | 85015220 | 1 |  | 4.601 | KG | 1146.89 | 1146.89 | MC05 | MC05 | SIMOTICS S Synchronous motor 1FK7-CT PN=0.94kW; UDC=600V M0=3Nm (100K); NN=6000rpm; Naturally cooled FRAME SIZE IMB 5 (IM V1, IM V3) FLANGE 1, WITH KTY TEMPERATURESENSOR POWER CONNECTOR ROTATABLE INCREMENTAL ENCODER SIN/COS 1VPP;2048 S/R W. C-AND D-SPUR (ENCODER IC2048S/R) SHAFT WITH FITTED KEY, TOLERANCE N; W/O HOLDING BRAKE PROTECTION CLASS IP64; | - | 0 | 0
1FK7042-2AK71-1AA1 |  | 1FK7042-2AK71-1AA1 | 1 | UN | 1 | 15 | C | D | N | N | 85015220 | 1 |  | 4.601 | KG | 1209.23 | 1209.23 | MC05 | MC05 | SIMOTICS S Synchronous motor 1FK7-CT PN=0.94kW; UDC=600V M0=3Nm (100K); NN=6000rpm; Naturally cooled FRAME SIZE IMB 5 (IM V1, IM V3) FLANGE 1, WITH KTY TEMPERATURESENSOR POWER CONNECTOR ROTATABLE INCREMENTAL ENCODER SIN/COS 1VPP;2048 S/R W. C-AND D-SPUR (ENCODER IC2048S/R) SHAFT WITH FITTED KEY, TOLERANCE N; W/O HOLDING BRAKE PROTECTION CLASS IP65, | - | 0 | 0
1FK7042-2AK71-1AA2 |  | 1FK7042-2AK71-1AA2 | 1 | UN | 1 | 15 | C | D | N | N | 85015220 | 1 |  | 4.601 | KG | 1209.23 | 1209.23 | MC05 | MC05 | SIMOTICS S Synchronous motor 1FK7-CT PN=0.94kW; UDC=600V M0=3Nm (100K); NN=6000rpm; Naturally cooled FRAME SIZE IMB 5 (IM V1, IM V3) FLANGE 1, WITH KTY TEMPERATURESENSOR POWER CONNECTOR ROTATABLE INCREMENTAL ENCODER SIN/COS 1VPP;2048 S/R W. C-AND D-SPUR (ENCODER IC2048S/R) SHAFT WITH FITTED KEY, TOLERANCE N; W/O HOLDING BRAKE PROTECTION CLASS IP65, FLANGE ON DRIVE END IP67; | - | 0 | 0
1FK7042-2AK71-1AB0 |  | 1FK7042-2AK71-1AB0 | 1 | UN | 1 | 15 | C | D | N | N | 85015220 | 1 |  | 4.9 | KG | 1320.85 | 1320.85 | MC05 | MC05 | SIMOTICS S Synchronous motor 1FK7-CT PN=0.94kW; UDC=600V M0=3Nm (100K); NN=6000rpm; Naturally cooled FRAME SIZE IMB 5 (IM V1, IM V3) FLANGE 1, WITH KTY TEMPERATURESENSOR POWER CONNECTOR ROTATABLE INCREMENTAL ENCODER SIN/COS 1VPP;2048 S/R W. C-AND D-SPUR (ENCODER IC2048S/R) SHAFT WITH FITTED KEY, TOLERANCE N; WITH HOLDING BRAKE PROTECTION CLASS IP64; | - | 0 | 0
1FK7042-2AK71-1AB1 |  | 1FK7042-2AK71-1AB1 | 1 | UN | 1 | 15 | C | D | N | N | 85015220 | 1 |  | 4.9 | KG | 1383.19 | 1383.19 | MC05 | MC05 | SIMOTICS S Synchronous motor 1FK7-CT PN=0.94kW; UDC=600V M0=3Nm (100K); NN=6000rpm; Naturally cooled FRAME SIZE IMB 5 (IM V1, IM V3) FLANGE 1, WITH KTY TEMPERATURESENSOR POWER CONNECTOR ROTATABLE INCREMENTAL ENCODER SIN/COS 1VPP;2048 S/R W. C-AND D-SPUR (ENCODER IC2048S/R) SHAFT WITH FITTED KEY, TOLERANCE N; WITH HOLDING BRAKE PROTECTION CLASS IP65, | - | 0 | 0
1FK7042-2AK71-1AB2 |  | 1FK7042-2AK71-1AB2 | 1 | UN | 1 | 15 | C | D | N | N | 85015220 | 1 |  | 4.9 | KG | 1383.19 | 1383.19 | MC05 | MC05 | SIMOTICS S Synchronous motor 1FK7-CT PN=0.94kW; UDC=600V M0=3Nm (100K); NN=6000rpm; Naturally cooled FRAME SIZE IMB 5 (IM V1, IM V3) FLANGE 1, WITH KTY TEMPERATURESENSOR POWER CONNECTOR ROTATABLE INCREMENTAL ENCODER SIN/COS 1VPP;2048 S/R W. C-AND D-SPUR (ENCODER IC2048S/R) SHAFT WITH FITTED KEY, TOLERANCE N; WITH HOLDING BRAKE PROTECTION CLASS IP65, FLANGE ON DRIVE END IP67; | - | 0 | 0
1FK7042-2AK71-1AG0 |  | 1FK7042-2AK71-1AG0 | 1 | UN | 1 | 15 | C | D | N | N | 85015220 | 1 |  | 4.601 | KG | 1089.4 | 1089.4 | MC05 | MC05 | SIMOTICS S Synchronous motor 1FK7-CT PN=0.94kW; UDC=600V M0=3Nm (100K); NN=6000rpm; Naturally cooled FRAME SIZE IMB 5 (IM V1, IM V3) FLANGE 1, WITH KTY TEMPERATURESENSOR POWER CONNECTOR ROTATABLE INCREMENTAL ENCODER SIN/COS 1VPP;2048 S/R W. C-AND D-SPUR (ENCODER IC2048S/R) PLAIN SHAFT, TOLERANCE N; W/O HOLDING BRAKE PROTECTION CLASS IP64; | - | 0 | 0
1FK7042-2AK71-1AG1 |  | 1FK7042-2AK71-1AG1 | 1 | UN | 1 | 15 | C | D | N | N | 85015220 | 1 |  | 4.601 | KG | 1151.74 | 1151.74 | MC05 | MC05 | SIMOTICS S Synchronous motor 1FK7-CT PN=0.94kW; UDC=600V M0=3Nm (100K); NN=6000rpm; Naturally cooled FRAME SIZE IMB 5 (IM V1, IM V3) FLANGE 1, WITH KTY TEMPERATURESENSOR POWER CONNECTOR ROTATABLE INCREMENTAL ENCODER SIN/COS 1VPP;2048 S/R W. C-AND D-SPUR (ENCODER IC2048S/R) PLAIN SHAFT, TOLERANCE N; W/O HOLDING BRAKE PROTECTION CLASS IP65, | - | 0 | 0
1FK7042-2AK71-1AG2 |  | 1FK7042-2AK71-1AG2 | 1 | UN | 1 | 15 | C | D | N | N | 85015220 | 1 |  | 4.601 | KG | 1151.74 | 1151.74 | MC05 | MC05 | SIMOTICS S Synchronous motor 1FK7-CT PN=0.94kW; UDC=600V M0=3Nm (100K); NN=6000rpm; Naturally cooled FRAME SIZE IMB 5 (IM V1, IM V3) FLANGE 1, WITH KTY TEMPERATURESENSOR POWER CONNECTOR ROTATABLE INCREMENTAL ENCODER SIN/COS 1VPP;2048 S/R W. C-AND D-SPUR (ENCODER IC2048S/R) PLAIN SHAFT, TOLERANCE N; W/O HOLDING BRAKE PROTECTION CLASS IP65, FLANGE ON DRIVE END IP67; | - | 0 | 0
1FK7042-2AK71-1AH0 |  | 1FK7042-2AK71-1AH0 | 1 | UN | 1 | 15 | C | D | N | N | 85015220 | 1 |  | 4.9 | KG | 1261.87 | 1261.87 | MC05 | MC05 | SIMOTICS S Synchronous motor 1FK7-CT PN=0.94kW; UDC=600V M0=3Nm (100K); NN=6000rpm; Naturally cooled FRAME SIZE IMB 5 (IM V1, IM V3) FLANGE 1, WITH KTY TEMPERATURESENSOR POWER CONNECTOR ROTATABLE INCREMENTAL ENCODER SIN/COS 1VPP;2048 S/R W. C-AND D-SPUR (ENCODER IC2048S/R) PLAIN SHAFT, TOLERANCE N; WITH HOLDING BRAKE PROTECTION CLASS IP64; | - | 0 | 0
1FK7042-2AK71-1AH1 |  | 1FK7042-2AK71-1AH1 | 1 | UN | 1 | 15 | C | D | N | N | 85015220 | 1 |  | 4.9 | KG | 1324.21 | 1324.21 | MC05 | MC05 | SIMOTICS S Synchronous motor 1FK7-CT PN=0.94kW; UDC=600V M0=3Nm (100K); NN=6000rpm; Naturally cooled FRAME SIZE IMB 5 (IM V1, IM V3) FLANGE 1, WITH KTY TEMPERATURESENSOR POWER CONNECTOR ROTATABLE INCREMENTAL ENCODER SIN/COS 1VPP;2048 S/R W. C-AND D-SPUR (ENCODER IC2048S/R) PLAIN SHAFT, TOLERANCE N; WITH HOLDING BRAKE PROTECTION CLASS IP65, | - | 0 | 0
1FK7042-2AK71-1AH2 |  | 1FK7042-2AK71-1AH2 | 1 | UN | 1 | 15 | C | D | N | N | 85015220 | 1 |  | 4.9 | KG | 1324.21 | 1324.21 | MC05 | MC05 | SIMOTICS S Synchronous motor 1FK7-CT PN=0.94kW; UDC=600V M0=3Nm (100K); NN=6000rpm; Naturally cooled FRAME SIZE IMB 5 (IM V1, IM V3) FLANGE 1, WITH KTY TEMPERATURESENSOR POWER CONNECTOR ROTATABLE INCREMENTAL ENCODER SIN/COS 1VPP;2048 S/R W. C-AND D-SPUR (ENCODER IC2048S/R) PLAIN SHAFT, TOLERANCE N; WITH HOLDING BRAKE PROTECTION CLASS IP65, FLANGE ON DRIVE END IP67; | - | 0 | 0
1FK7042-2AK71-1BA0 |  | 1FK7042-2AK71-1BA0 | 1 | UN | 1 | 15 | C | D | N | N | 85015220 | 1 |  | 4.601 | KG | 1307.6 | 1307.6 | MC05 | MC05 | SIMOTICS S Synchronous motor 1FK7-CT PN=0.94kW; UDC=600V M0=3Nm (100K); NN=6000rpm; Naturally cooled IMB 5 design (IM V1, IM V3) Flange 1 Power connector rotatable Absolute encoder single-turn 24-bit with Drive-CLiQ interface (encoder AS24DQI) shaft with feather key, tolerance N without holding brake IP64 degree of protection | - | 0 | 0
1FK7042-2AK71-1BA1 |  | 1FK7042-2AK71-1BA1 | 1 | UN | 1 | 15 | C | D | N | N | 85015220 | 1 |  | 4.601 | KG | 1369.93 | 1369.93 | MC05 | MC05 | SIMOTICS S Synchronous motor 1FK7-CT PN=0.94kW; UDC=600V M0=3Nm (100K); NN=6000rpm; Naturally cooled IMB 5 design (IM V1, IM V3) Flange 1 Power connector rotatable Absolute encoder single-turn 24-bit with Drive-CLiQ interface (encoder AS24DQI) shaft with feather key, tolerance N without holding brake IP65 degree of protection | - | 0 | 0
1FK7042-2AK71-1BA2 |  | 1FK7042-2AK71-1BA2 | 1 | UN | 1 | 15 | C | D | N | N | 85015220 | 1 |  | 4.601 | KG | 1369.93 | 1369.93 | MC05 | MC05 | SIMOTICS S Synchronous motor 1FK7-CT PN=0.94kW; UDC=600V M0=3Nm (100K); NN=6000rpm; Naturally cooled IMB 5 design (IM V1, IM V3) Flange 1 Power connector rotatable Absolute encoder single-turn 24-bit with Drive-CLiQ interface (encoder AS24DQI) shaft with feather key, tolerance N without holding brake IP65 degree of protection DE flange IP67 | - | 0 | 0
1FK7042-2AK71-1BB0 |  | 1FK7042-2AK71-1BB0 | 1 | UN | 1 | 15 | C | D | N | N | 85015220 | 1 |  | 4.9 | KG | 1481.56 | 1481.56 | MC05 | MC05 | SIMOTICS S Synchronous motor 1FK7-CT PN=0.94kW; UDC=600V M0=3Nm (100K); NN=6000rpm; Naturally cooled IMB 5 design (IM V1, IM V3) Flange 1 Power connector rotatable Absolute encoder single-turn 24-bit with Drive-CLiQ interface (encoder AS24DQI) shaft with feather key, tolerance N with holding brake IP64 degree of protection | - | 0 | 0
1FK7042-2AK71-1BB1 |  | 1FK7042-2AK71-1BB1 | 1 | UN | 1 | 15 | C | D | N | N | 85015220 | 1 |  | 4.9 | KG | 1543.89 | 1543.89 | MC05 | MC05 | SIMOTICS S Synchronous motor 1FK7-CT PN=0.94kW; UDC=600V M0=3Nm (100K); NN=6000rpm; Naturally cooled IMB 5 design (IM V1, IM V3) Flange 1 Power connector rotatable Absolute encoder single-turn 24-bit with Drive-CLiQ interface (encoder AS24DQI) shaft with feather key, tolerance N with holding brake IP65 degree of protection | - | 0 | 0
1FK7042-2AK71-1BB2 |  | 1FK7042-2AK71-1BB2 | 1 | UN | 1 | 15 | C | D | N | N | 85015220 | 1 |  | 4.9 | KG | 1543.89 | 1543.89 | MC05 | MC05 | SIMOTICS S Synchronous motor 1FK7-CT PN=0.94kW; UDC=600V M0=3Nm (100K); NN=6000rpm; Naturally cooled IMB 5 design (IM V1, IM V3) Flange 1 Power connector rotatable Absolute encoder single-turn 24-bit with Drive-CLiQ interface (encoder AS24DQI) shaft with feather key, tolerance N with holding brake IP65 degree of protection DE flange IP67 | - | 0 | 0
1FK7042-2AK71-1BG0 |  | 1FK7042-2AK71-1BG0 | 1 | UN | 1 | 15 | C | D | N | N | 85015220 | 1 |  | 4.601 | KG | 1250.11 | 1250.11 | MC05 | MC05 | SIMOTICS S Synchronous motor 1FK7-CT PN=0.94kW; UDC=600V M0=3Nm (100K); NN=6000rpm; Naturally cooled IMB 5 design (IM V1, IM V3) Flange 1 Power connector rotatable Absolute encoder single-turn 24-bit with Drive-CLiQ interface (encoder AS24DQI) smooth shaft, tolerance N without holding brake IP64 degree of protection | - | 0 | 0
1FK7042-2AK71-1BG1 |  | 1FK7042-2AK71-1BG1 | 1 | UN | 1 | 15 | C | D | N | N | 85015220 | 1 |  | 4.601 | KG | 1312.45 | 1312.45 | MC05 | MC05 | SIMOTICS S Synchronous motor 1FK7-CT PN=0.94kW; UDC=600V M0=3Nm (100K); NN=6000rpm; Naturally cooled IMB 5 design (IM V1, IM V3) Flange 1 Power connector rotatable Absolute encoder single-turn 24-bit with Drive-CLiQ interface (encoder AS24DQI) smooth shaft, tolerance N without holding brake IP65 degree of protection | - | 0 | 0
1FK7042-2AK71-1BG2 |  | 1FK7042-2AK71-1BG2 | 1 | UN | 1 | 15 | C | D | N | N | 85015220 | 1 |  | 4.601 | KG | 1312.45 | 1312.45 | MC05 | MC05 | SIMOTICS S Synchronous motor 1FK7-CT PN=0.94kW; UDC=600V M0=3Nm (100K); NN=6000rpm; Naturally cooled IMB 5 design (IM V1, IM V3) Flange 1 Power connector rotatable Absolute encoder single-turn 24-bit with Drive-CLiQ interface (encoder AS24DQI) smooth shaft, tolerance N without holding brake IP65 degree of protection DE flange IP67 | - | 0 | 0
1FK7042-2AK71-1BH0 |  | 1FK7042-2AK71-1BH0 | 1 | UN | 1 | 15 | C | D | N | N | 85015220 | 1 |  | 4.9 | KG | 1422.57 | 1422.57 | MC05 | MC05 | SIMOTICS S Synchronous motor 1FK7-CT PN=0.94kW; UDC=600V M0=3Nm (100K); NN=6000rpm; Naturally cooled IMB 5 design (IM V1, IM V3) Flange 1 Power connector rotatable Absolute encoder single-turn 24-bit with Drive-CLiQ interface (encoder AS24DQI) smooth shaft, tolerance N with holding brake IP64 degree of protection | - | 0 | 0
1FK7042-2AK71-1BH1 |  | 1FK7042-2AK71-1BH1 | 1 | UN | 1 | 15 | C | D | N | N | 85015220 | 1 |  | 4.9 | KG | 1484.92 | 1484.92 | MC05 | MC05 | SIMOTICS S Synchronous motor 1FK7-CT PN=0.94kW; UDC=600V M0=3Nm (100K); NN=6000rpm; Naturally cooled IMB 5 design (IM V1, IM V3) Flange 1 Power connector rotatable Absolute encoder single-turn 24-bit with Drive-CLiQ interface (encoder AS24DQI) smooth shaft, tolerance N with holding brake IP65 degree of protection | - | 0 | 0
1FK7042-2AK71-1BH2 |  | 1FK7042-2AK71-1BH2 | 1 | UN | 1 | 15 | C | D | N | N | 85015220 | 1 |  | 4.9 | KG | 1484.92 | 1484.92 | MC05 | MC05 | SIMOTICS S Synchronous motor 1FK7-CT PN=0.94kW; UDC=600V M0=3Nm (100K); NN=6000rpm; Naturally cooled IMB 5 design (IM V1, IM V3) Flange 1 Power connector rotatable Absolute encoder single-turn 24-bit with Drive-CLiQ interface (encoder AS24DQI) smooth shaft, tolerance N with holding brake IP65 degree of protection DE flange IP67 | - | 0 | 0
1FK7042-2AK71-1CA0 |  | 1FK7042-2AK71-1CA0 | 1 | UN | 1 | 15 | C | D | N | N | 85015220 | 1 |  | 4.601 | KG | 1553.76 | 1553.76 | MC05 | MC05 | SIMOTICS S Synchronous motor 1FK7-CT PN=0.94kW; UDC=600V M0=3Nm (100K); NN=6000rpm; Naturally cooled IMB 5 design (IM V1, IM V3) Flange 1 Power connector rotatable Absolute encoder 24-bit +12-bit multi-turn with Drive-CLiQ interface (encoder AM24DQI) shaft with feather key, tolerance N without holding brake IP64 degree of protection | - | 0 | 0
1FK7042-2AK71-1CA1 |  | 1FK7042-2AK71-1CA1 | 1 | UN | 1 | 15 | C | D | N | N | 85015220 | 1 |  | 4.601 | KG | 1616.09 | 1616.09 | MC05 | MC05 | SIMOTICS S Synchronous motor 1FK7-CT PN=0.94kW; UDC=600V M0=3Nm (100K); NN=6000rpm; Naturally cooled IMB 5 design (IM V1, IM V3) Flange 1 Power connector rotatable Absolute encoder 24-bit +12-bit multi-turn with Drive-CLiQ interface (encoder AM24DQI) shaft with feather key, tolerance N without holding brake IP65 degree of protection | - | 0 | 0
1FK7042-2AK71-1CA1-Z | N16X08 | 1FK7042-2AK71-1CA1-ZN16X08 | 1 | UN | 1 | 15 | C | D | N | N | 85015220 | 1 |  | 4.602 | KG | 2022.34 | 2022.34 | MC05 | MC05 | SIMOTICS S Synchronous motor 1FK7-CT PN=0.94kW; UDC=600V M0=3Nm (100K); NN=6000rpm; Naturally cooled IMB 5 design (IM V1, IM V3) Flange 1 Power connector rotatable Absolute encoder 24-bit +12-bit multi-turn with Drive-CLiQ interface (encoder AM24DQI) shaft with feather key, tolerance N without holding brake IP65 degree of protection N16: EXECUTION FOR INCREASED CHEMICAL RESISTANCE X08: PAINT FINISH WHITE ALUMINIUM RAL9006 | - | 0 | 0
1FK7042-2AK71-1CA2 |  | 1FK7042-2AK71-1CA2 | 1 | UN | 1 | 15 | C | D | N | N | 85015220 | 1 |  | 4.601 | KG | 1616.09 | 1616.09 | MC05 | MC05 | SIMOTICS S Synchronous motor 1FK7-CT PN=0.94kW; UDC=600V M0=3Nm (100K); NN=6000rpm; Naturally cooled IMB 5 design (IM V1, IM V3) Flange 1 Power connector rotatable Absolute encoder 24-bit +12-bit multi-turn with Drive-CLiQ interface (encoder AM24DQI) shaft with feather key, tolerance N without holding brake IP65 degree of protection DE flange IP67 | - | 0 | 0
1FK7042-2AK71-1CB0 |  | 1FK7042-2AK71-1CB0 | 1 | UN | 1 | 15 | C | D | N | N | 85015220 | 1 |  | 4.9 | KG | 1727.72 | 1727.72 | MC05 | MC05 | SIMOTICS S Synchronous motor 1FK7-CT PN=0.94kW; UDC=600V M0=3Nm (100K); NN=6000rpm; Naturally cooled IMB 5 design (IM V1, IM V3) Flange 1 Power connector rotatable Absolute encoder 24-bit +12-bit multi-turn with Drive-CLiQ interface (encoder AM24DQI) shaft with feather key, tolerance N with holding brake IP64 degree of protection | - | 0 | 0
1FK7042-2AK71-1CB1 |  | 1FK7042-2AK71-1CB1 | 1 | UN | 1 | 15 | C | D | N | N | 85015220 | 1 |  | 4.9 | KG | 1790.05 | 1790.05 | MC05 | MC05 | SIMOTICS S Synchronous motor 1FK7-CT PN=0.94kW; UDC=600V M0=3Nm (100K); NN=6000rpm; Naturally cooled IMB 5 design (IM V1, IM V3) Flange 1 Power connector rotatable Absolute encoder 24-bit +12-bit multi-turn with Drive-CLiQ interface (encoder AM24DQI) shaft with feather key, tolerance N with holding brake IP65 degree of protection | - | 0 | 0
1FK7042-2AK71-1CB2 |  | 1FK7042-2AK71-1CB2 | 1 | UN | 1 | 15 | C | D | N | N | 85015220 | 1 |  | 4.9 | KG | 1790.05 | 1790.05 | MC05 | MC05 | SIMOTICS S Synchronous motor 1FK7-CT PN=0.94kW; UDC=600V M0=3Nm (100K); NN=6000rpm; Naturally cooled IMB 5 design (IM V1, IM V3) Flange 1 Power connector rotatable Absolute encoder 24-bit +12-bit multi-turn with Drive-CLiQ interface (encoder AM24DQI) shaft with feather key, tolerance N with holding brake IP65 degree of protection DE flange IP67 | - | 0 | 0
1FK7042-2AK71-1CG0 |  | 1FK7042-2AK71-1CG0 | 1 | UN | 1 | 15 | C | D | N | N | 85015220 | 1 |  | 4.601 | KG | 1496.27 | 1496.27 | MC05 | MC05 | SIMOTICS S Synchronous motor 1FK7-CT PN=0.94kW; UDC=600V M0=3Nm (100K); NN=6000rpm; Naturally cooled IMB 5 design (IM V1, IM V3) Flange 1 Power connector rotatable Absolute encoder 24-bit +12-bit multi-turn with Drive-CLiQ interface (encoder AM24DQI) smooth shaft, tolerance N without holding brake IP64 degree of protection | - | 0 | 0
1FK7042-2AK71-1CG1 |  | 1FK7042-2AK71-1CG1 | 1 | UN | 1 | 15 | C | D | N | N | 85015220 | 1 |  | 4.601 | KG | 1558.61 | 1558.61 | MC05 | MC05 | SIMOTICS S Synchronous motor 1FK7-CT PN=0.94kW; UDC=600V M0=3Nm (100K); NN=6000rpm; Naturally cooled IMB 5 design (IM V1, IM V3) Flange 1 Power connector rotatable Absolute encoder 24-bit +12-bit multi-turn with Drive-CLiQ interface (encoder AM24DQI) smooth shaft, tolerance N without holding brake IP65 degree of protection | - | 0 | 0
1FK7042-2AK71-1CG1-Z | J09 | 1FK7042-2AK71-1CG1-ZJ09 | 1 | UN | 1 | 15 | C | D | N | N | 85015220 | 1 |  | 8.201 | KG | 2959.04 | 2959.04 | MC05 | MC05 | SIMOTICS S Synchronous motor 1FK7-CT PN=0.94kW; UDC=600V M0=3Nm (100K); NN=6000rpm; Naturally cooled IMB 5 design (IM V1, IM V3) Flange 1 Power connector rotatable Absolute encoder 24-bit +12-bit multi-turn with Drive-CLiQ interface (encoder AM24DQI) smooth shaft, tolerance N without holding brake IP65 degree of protection J09: ALPHA SP+, SP 075S-MF1 PLANETARY GEARING 1 STAGE, I=10, WITH FEATHER KEY | - | 0 | 0
1FK7042-2AK71-1CG2 |  | 1FK7042-2AK71-1CG2 | 1 | UN | 1 | 15 | C | D | N | N | 85015220 | 1 |  | 4.601 | KG | 1558.61 | 1558.61 | MC05 | MC05 | SIMOTICS S Synchronous motor 1FK7-CT PN=0.94kW; UDC=600V M0=3Nm (100K); NN=6000rpm; Naturally cooled IMB 5 design (IM V1, IM V3) Flange 1 Power connector rotatable Absolute encoder 24-bit +12-bit multi-turn with Drive-CLiQ interface (encoder AM24DQI) smooth shaft, tolerance N without holding brake IP65 degree of protection DE flange IP67 | - | 0 | 0
1FK7042-2AK71-1CH0 |  | 1FK7042-2AK71-1CH0 | 1 | UN | 1 | 15 | C | D | N | N | 85015220 | 1 |  | 4.9 | KG | 1668.73 | 1668.73 | MC05 | MC05 | SIMOTICS S Synchronous motor 1FK7-CT PN=0.94kW; UDC=600V M0=3Nm (100K); NN=6000rpm; Naturally cooled IMB 5 design (IM V1, IM V3) Flange 1 Power connector rotatable Absolute encoder 24-bit +12-bit multi-turn with Drive-CLiQ interface (encoder AM24DQI) smooth shaft, tolerance N with holding brake IP64 degree of protection | - | 0 | 0
1FK7042-2AK71-1CH0-Z | V40 | 1FK7042-2AK71-1CH0-ZV40 | 1 | UN | 1 | 15 | C | D | N | N | 85015220 | 1 |  | 8.7 | KG | 2557.51 | 2557.51 | MC05 | MC05 | SIMOTICS S Synchronous motor 1FK7-CT PN=0.94kW; UDC=600V M0=3Nm (100K); NN=6000rpm; Naturally cooled IMB 5 design (IM V1, IM V3) Flange 1 Power connector rotatable Absolute encoder 24-bit +12-bit multi-turn with Drive-CLiQ interface (encoder AM24DQI) smooth shaft, tolerance N with holding brake IP64 degree of protection V40: ALPHA NP, NP 025 Planetary gear unit 1-stage, i=5, with feather key | - | 0 | 0
1FK7042-2AK71-1CH1 |  | 1FK7042-2AK71-1CH1 | 1 | UN | 1 | 15 | C | D | N | N | 85015220 | 1 |  | 4.9 | KG | 1731.08 | 1731.08 | MC05 | MC05 | SIMOTICS S Synchronous motor 1FK7-CT PN=0.94kW; UDC=600V M0=3Nm (100K); NN=6000rpm; Naturally cooled IMB 5 design (IM V1, IM V3) Flange 1 Power connector rotatable Absolute encoder 24-bit +12-bit multi-turn with Drive-CLiQ interface (encoder AM24DQI) smooth shaft, tolerance N with holding brake IP65 degree of protection | - | 0 | 0
1FK7042-2AK71-1CH1-Z | Q31 | 1FK7042-2AK71-1CH1-ZQ31 | 1 | UN | 1 | 15 | C | D | N | N | 85015220 | 1 |  | 4.95 | KG | 1793.58 | 1793.58 | MC05 | MC05 | SIMOTICS S Synchronous motor 1FK7-CT PN=0.94kW; UDC=600V M0=3Nm (100K); NN=6000rpm; Naturally cooled IMB 5 design (IM V1, IM V3) Flange 1 Power connector rotatable Absolute encoder 24-bit +12-bit multi-turn with Drive-CLiQ interface (encoder AM24DQI) smooth shaft, tolerance N with holding brake IP65 degree of protection Q31: METALLIC RATING PLATE ON MOTOR | - | 0 | 0
1FK7042-2AK71-1CH2 |  | 1FK7042-2AK71-1CH2 | 1 | UN | 1 | 15 | C | D | N | N | 85015220 | 1 |  | 4.9 | KG | 1731.08 | 1731.08 | MC05 | MC05 | SIMOTICS S Synchronous motor 1FK7-CT PN=0.94kW; UDC=600V M0=3Nm (100K); NN=6000rpm; Naturally cooled IMB 5 design (IM V1, IM V3) Flange 1 Power connector rotatable Absolute encoder 24-bit +12-bit multi-turn with Drive-CLiQ interface (encoder AM24DQI) smooth shaft, tolerance N with holding brake IP65 degree of protection DE flange IP67 | - | 0 | 0
1FK7042-2AK71-1DA0 |  | 1FK7042-2AK71-1DA0 | 1 | UN | 1 | 15 | C | D | N | N | 85015220 | 1 |  | 4.602 | KG | 1361.02 | 1361.02 | MC05 | MC05 | SIMOTICS S Synchronous motor 1FK7-CT PN=0.94kW; UDC=600V M0=3Nm (100K); NN=6000rpm; Naturally cooled FRAME SIZE IMB 5 (IM V1, IM V3) FLANGE 1 POWER CONNECTOR ROTATABLE INCREMENTAL ENCODER 22 BIT WITH DRIVE-CLIQ INTERFACE (ENCODER IC22DQ) SHAFT WITH FITTED KEY, TOLERANCE N; W/O HOLDING BRAKE PROTECTION CLASS IP64; | - | 0 | 0
1FK7042-2AK71-1DA2 |  | 1FK7042-2AK71-1DA2 | 1 | UN | 1 | 15 | C | D | N | N | 85015220 | 1 |  | 4.602 | KG | 1423.36 | 1423.36 | MC05 | MC05 | SIMOTICS S Synchronous motor 1FK7-CT PN=0.94kW; UDC=600V M0=3Nm (100K); NN=6000rpm; Naturally cooled FRAME SIZE IMB 5 (IM V1, IM V3) FLANGE 1 POWER CONNECTOR ROTATABLE INCREMENTAL ENCODER 22 BIT WITH DRIVE-CLIQ INTERFACE (ENCODER IC22DQ) SHAFT WITH FITTED KEY, TOLERANCE N; W/O HOLDING BRAKE PROTECTION CLASS IP65, FLANGE ON DRIVE END IP67; | - | 0 | 0
1FK7042-2AK71-1DB2 |  | 1FK7042-2AK71-1DB2 | 1 | UN | 1 | 15 | C | D | N | N | 85015220 | 1 |  | 4.901 | KG | 1597.32 | 1597.32 | MC05 | MC05 | SIMOTICS S Synchronous motor 1FK7-CT PN=0.94kW; UDC=600V M0=3Nm (100K); NN=6000rpm; Naturally cooled FRAME SIZE IMB 5 (IM V1, IM V3) FLANGE 1 POWER CONNECTOR ROTATABLE INCREMENTAL ENCODER 22 BIT WITH DRIVE-CLIQ INTERFACE (ENCODER IC22DQ) SHAFT WITH FITTED KEY, TOLERANCE N; WITH HOLDING BRAKE PROTECTION CLASS IP65, FLANGE ON DRIVE END IP67; | - | 0 | 0
1FK7042-2AK71-1DG0 |  | 1FK7042-2AK71-1DG0 | 1 | UN | 1 | 15 | C | D | N | N | 85015220 | 1 |  | 4.602 | KG | 1303.53 | 1303.53 | MC05 | MC05 | SIMOTICS S Synchronous motor 1FK7-CT PN=0.94kW; UDC=600V M0=3Nm (100K); NN=6000rpm; Naturally cooled FRAME SIZE IMB 5 (IM V1, IM V3) FLANGE 1 POWER CONNECTOR ROTATABLE INCREMENTAL ENCODER 22 BIT WITH DRIVE-CLIQ INTERFACE (ENCODER IC22DQ) PLAIN SHAFT, TOLERANCE N; W/O HOLDING BRAKE PROTECTION CLASS IP64; | - | 0 | 0
1FK7042-2AK71-1DG2 |  | 1FK7042-2AK71-1DG2 | 1 | UN | 1 | 15 | C | D | N | N | 85015220 | 1 |  | 4.602 | KG | 1365.87 | 1365.87 | MC05 | MC05 | SIMOTICS S Synchronous motor 1FK7-CT PN=0.94kW; UDC=600V M0=3Nm (100K); NN=6000rpm; Naturally cooled FRAME SIZE IMB 5 (IM V1, IM V3) FLANGE 1 POWER CONNECTOR ROTATABLE INCREMENTAL ENCODER 22 BIT WITH DRIVE-CLIQ INTERFACE (ENCODER IC22DQ) PLAIN SHAFT, TOLERANCE N; W/O HOLDING BRAKE PROTECTION CLASS IP65, FLANGE ON DRIVE END IP67; | - | 0 | 0
1FK7042-2AK71-1DH0 |  | 1FK7042-2AK71-1DH0 | 1 | UN | 1 | 15 | C | D | N | N | 85015220 | 1 |  | 4.901 | KG | 1476 | 1476 | MC05 | MC05 | SIMOTICS S Synchronous motor 1FK7-CT PN=0.94kW; UDC=600V M0=3Nm (100K); NN=6000rpm; Naturally cooled FRAME SIZE IMB 5 (IM V1, IM V3) FLANGE 1 POWER CONNECTOR ROTATABLE INCREMENTAL ENCODER 22 BIT WITH DRIVE-CLIQ INTERFACE (ENCODER IC22DQ) PLAIN SHAFT, TOLERANCE N; WITH HOLDING BRAKE PROTECTION CLASS IP64; | - | 0 | 0
1FK7042-2AK71-1EA0 |  | 1FK7042-2AK71-1EA0 | 1 | UN | 1 | 15 | C | D | N | N | 85015220 | 1 |  | 4.601 | KG | 1394.57 | 1394.57 | MC05 | MC05 | SIMOTICS S Synchronous motor 1FK7-CT PN=0.94kW; UDC=600V M0=3Nm (100K); NN=6000rpm; Naturally cooled FRAME SIZE IMB 5 (IM V1, IM V3) FLANGE 1, WITH KTY TEMPERATURESENSOR POWER CONNECTOR ROTATABLE ABSOLUTE ENCODERR 2048 S/R + 4096 UMDREHUNGEN MULTITURN, WITH ENDAT-SCHNITTSTELLE (ENCODER AM2048S/R) SHAFT WITH FITTED KEY, TOLERANCE N; W/O HOLDING BRAKE PROTECTION CLASS IP64; | - | 0 | 0
1FK7042-2AK71-1EA1 |  | 1FK7042-2AK71-1EA1 | 1 | UN | 1 | 15 | C | D | N | N | 85015220 | 1 |  | 4.601 | KG | 1456.91 | 1456.91 | MC05 | MC05 | SIMOTICS S Synchronous motor 1FK7-CT PN=0.94kW; UDC=600V M0=3Nm (100K); NN=6000rpm; Naturally cooled FRAME SIZE IMB 5 (IM V1, IM V3) FLANGE 1, WITH KTY TEMPERATURESENSOR POWER CONNECTOR ROTATABLE ABSOLUTE ENCODERR 2048 S/R + 4096 UMDREHUNGEN MULTITURN, WITH ENDAT-SCHNITTSTELLE (ENCODER AM2048S/R) SHAFT WITH FITTED KEY, TOLERANCE N; W/O HOLDING BRAKE PROTECTION CLASS IP65, | - | 0 | 0
1FK7042-2AK71-1EA2 |  | 1FK7042-2AK71-1EA2 | 1 | UN | 1 | 15 | C | D | N | N | 85015220 | 1 |  | 4.601 | KG | 1456.91 | 1456.91 | MC05 | MC05 | SIMOTICS S Synchronous motor 1FK7-CT PN=0.94kW; UDC=600V M0=3Nm (100K); NN=6000rpm; Naturally cooled FRAME SIZE IMB 5 (IM V1, IM V3) FLANGE 1, WITH KTY TEMPERATURESENSOR POWER CONNECTOR ROTATABLE ABSOLUTE ENCODERR 2048 S/R + 4096 UMDREHUNGEN MULTITURN, WITH ENDAT-SCHNITTSTELLE (ENCODER AM2048S/R) SHAFT WITH FITTED KEY, TOLERANCE N; W/O HOLDING BRAKE PROTECTION CLASS IP65, FLANGE ON DRIVE END IP67; | - | 0 | 0
1FK7042-2AK71-1EB0 |  | 1FK7042-2AK71-1EB0 | 1 | UN | 1 | 15 | C | D | N | N | 85015220 | 1 |  | 4.9 | KG | 1568.53 | 1568.53 | MC05 | MC05 | SIMOTICS S Synchronous motor 1FK7-CT PN=0.94kW; UDC=600V M0=3Nm (100K); NN=6000rpm; Naturally cooled FRAME SIZE IMB 5 (IM V1, IM V3) FLANGE 1, WITH KTY TEMPERATURESENSOR POWER CONNECTOR ROTATABLE ABSOLUTE ENCODERR 2048 S/R + 4096 UMDREHUNGEN MULTITURN, WITH ENDAT-SCHNITTSTELLE (ENCODER AM2048S/R) SHAFT WITH FITTED KEY, TOLERANCE N; WITH HOLDING BRAKE PROTECTION CLASS IP64; | - | 0 | 0
1FK7042-2AK71-1EB1 |  | 1FK7042-2AK71-1EB1 | 1 | UN | 1 | 15 | C | D | N | N | 85015220 | 1 |  | 4.9 | KG | 1630.87 | 1630.87 | MC05 | MC05 | SIMOTICS S Synchronous motor 1FK7-CT PN=0.94kW; UDC=600V M0=3Nm (100K); NN=6000rpm; Naturally cooled FRAME SIZE IMB 5 (IM V1, IM V3) FLANGE 1, WITH KTY TEMPERATURESENSOR POWER CONNECTOR ROTATABLE ABSOLUTE ENCODERR 2048 S/R + 4096 UMDREHUNGEN MULTITURN, WITH ENDAT-SCHNITTSTELLE (ENCODER AM2048S/R) SHAFT WITH FITTED KEY, TOLERANCE N; WITH HOLDING BRAKE PROTECTION CLASS IP65, | - | 0 | 0
1FK7042-2AK71-1EB2 |  | 1FK7042-2AK71-1EB2 | 1 | UN | 1 | 15 | C | D | N | N | 85015220 | 1 |  | 4.9 | KG | 1630.87 | 1630.87 | MC05 | MC05 | SIMOTICS S Synchronous motor 1FK7-CT PN=0.94kW; UDC=600V M0=3Nm (100K); NN=6000rpm; Naturally cooled FRAME SIZE IMB 5 (IM V1, IM V3) FLANGE 1, WITH KTY TEMPERATURESENSOR POWER CONNECTOR ROTATABLE ABSOLUTE ENCODERR 2048 S/R + 4096 UMDREHUNGEN MULTITURN, WITH ENDAT-SCHNITTSTELLE (ENCODER AM2048S/R) SHAFT WITH FITTED KEY, TOLERANCE N; WITH HOLDING BRAKE PROTECTION CLASS IP65, FLANGE ON DRIVE END IP67; | - | 0 | 0
1FK7042-2AK71-1EG0 |  | 1FK7042-2AK71-1EG0 | 1 | UN | 1 | 15 | C | D | N | N | 85015220 | 1 |  | 4.601 | KG | 1337.08 | 1337.08 | MC05 | MC05 | SIMOTICS S Synchronous motor 1FK7-CT PN=0.94kW; UDC=600V M0=3Nm (100K); NN=6000rpm; Naturally cooled FRAME SIZE IMB 5 (IM V1, IM V3) FLANGE 1, WITH KTY TEMPERATURESENSOR POWER CONNECTOR ROTATABLE ABSOLUTE ENCODERR 2048 S/R + 4096 UMDREHUNGEN MULTITURN, WITH ENDAT-SCHNITTSTELLE (ENCODER AM2048S/R) PLAIN SHAFT, TOLERANCE N; W/O HOLDING BRAKE PROTECTION CLASS IP64; | - | 0 | 0
1FK7042-2AK71-1EG1 |  | 1FK7042-2AK71-1EG1 | 1 | UN | 1 | 15 | C | D | N | N | 85015220 | 1 |  | 4.601 | KG | 1399.42 | 1399.42 | MC05 | MC05 | SIMOTICS S Synchronous motor 1FK7-CT PN=0.94kW; UDC=600V M0=3Nm (100K); NN=6000rpm; Naturally cooled FRAME SIZE IMB 5 (IM V1, IM V3) FLANGE 1, WITH KTY TEMPERATURESENSOR POWER CONNECTOR ROTATABLE ABSOLUTE ENCODERR 2048 S/R + 4096 UMDREHUNGEN MULTITURN, WITH ENDAT-SCHNITTSTELLE (ENCODER AM2048S/R) PLAIN SHAFT, TOLERANCE N; W/O HOLDING BRAKE PROTECTION CLASS IP65, | - | 0 | 0
1FK7042-2AK71-1EG2 |  | 1FK7042-2AK71-1EG2 | 1 | UN | 1 | 15 | C | D | N | N | 85015220 | 1 |  | 4.601 | KG | 1399.42 | 1399.42 | MC05 | MC05 | SIMOTICS S Synchronous motor 1FK7-CT PN=0.94kW; UDC=600V M0=3Nm (100K); NN=6000rpm; Naturally cooled FRAME SIZE IMB 5 (IM V1, IM V3) FLANGE 1, WITH KTY TEMPERATURESENSOR POWER CONNECTOR ROTATABLE ABSOLUTE ENCODERR 2048 S/R + 4096 UMDREHUNGEN MULTITURN, WITH ENDAT-SCHNITTSTELLE (ENCODER AM2048S/R) PLAIN SHAFT, TOLERANCE N; W/O HOLDING BRAKE PROTECTION CLASS IP65, FLANGE ON DRIVE END IP67; | - | 0 | 0
1FK7042-2AK71-1EH0 |  | 1FK7042-2AK71-1EH0 | 1 | UN | 1 | 15 | C | D | N | N | 85015220 | 1 |  | 4.9 | KG | 1509.55 | 1509.55 | MC05 | MC05 | SIMOTICS S Synchronous motor 1FK7-CT PN=0.94kW; UDC=600V M0=3Nm (100K); NN=6000rpm; Naturally cooled FRAME SIZE IMB 5 (IM V1, IM V3) FLANGE 1, WITH KTY TEMPERATURESENSOR POWER CONNECTOR ROTATABLE ABSOLUTE ENCODERR 2048 S/R + 4096 UMDREHUNGEN MULTITURN, WITH ENDAT-SCHNITTSTELLE (ENCODER AM2048S/R) PLAIN SHAFT, TOLERANCE N; WITH HOLDING BRAKE PROTECTION CLASS IP64; | - | 0 | 0
1FK7042-2AK71-1EH1 |  | 1FK7042-2AK71-1EH1 | 1 | UN | 1 | 15 | C | D | N | N | 85015220 | 1 |  | 4.9 | KG | 1571.89 | 1571.89 | MC05 | MC05 | SIMOTICS S Synchronous motor 1FK7-CT PN=0.94kW; UDC=600V M0=3Nm (100K); NN=6000rpm; Naturally cooled FRAME SIZE IMB 5 (IM V1, IM V3) FLANGE 1, WITH KTY TEMPERATURESENSOR POWER CONNECTOR ROTATABLE ABSOLUTE ENCODERR 2048 S/R + 4096 UMDREHUNGEN MULTITURN, WITH ENDAT-SCHNITTSTELLE (ENCODER AM2048S/R) PLAIN SHAFT, TOLERANCE N; WITH HOLDING BRAKE PROTECTION CLASS IP65, | - | 0 | 0
1FK7042-2AK71-1EH2 |  | 1FK7042-2AK71-1EH2 | 1 | UN | 1 | 15 | C | D | N | N | 85015220 | 1 |  | 4.9 | KG | 1571.89 | 1571.89 | MC05 | MC05 | SIMOTICS S Synchronous motor 1FK7-CT PN=0.94kW; UDC=600V M0=3Nm (100K); NN=6000rpm; Naturally cooled FRAME SIZE IMB 5 (IM V1, IM V3) FLANGE 1, WITH KTY TEMPERATURESENSOR POWER CONNECTOR ROTATABLE ABSOLUTE ENCODERR 2048 S/R + 4096 UMDREHUNGEN MULTITURN, WITH ENDAT-SCHNITTSTELLE (ENCODER AM2048S/R) PLAIN SHAFT, TOLERANCE N; WITH HOLDING BRAKE PROTECTION CLASS IP65, FLANGE ON DRIVE END IP67; | - | 0 | 0
1FK7042-2AK71-1FA0 |  | 1FK7042-2AK71-1FA0 | 1 | UN | 1 | 15 | C | D | N | N | 85015220 | 1 |  | 4.601 | KG | 1607.19 | 1607.19 | MC05 | MC05 | SIMOTICS S Synchronous motor 1FK7-CT PN=0.94kW; UDC=600V M0=3Nm (100K); NN=6000rpm; Naturally cooled FRAME SIZE IMB 5 (IM V1, IM V3) FLANGE 1 POWER CONNECTOR ROTATABLE ABSOLUTE ENCODER 22BIT + 12 BIT MULTITURN, WITH DRIVE-CLIQ INTERFACE (ENCODER AM22DQ) SHAFT WITH FITTED KEY, TOLERANCE N; W/O HOLDING BRAKE PROTECTION CLASS IP64; | - | 0 | 0
1FK7042-2AK71-1FB0 |  | 1FK7042-2AK71-1FB0 | 1 | UN | 1 | 15 | C | D | N | N | 85015220 | 1 |  | 4.9 | KG | 1781.15 | 1781.15 | MC05 | MC05 | SIMOTICS S Synchronous motor 1FK7-CT PN=0.94kW; UDC=600V M0=3Nm (100K); NN=6000rpm; Naturally cooled FRAME SIZE IMB 5 (IM V1, IM V3) FLANGE 1 POWER CONNECTOR ROTATABLE ABSOLUTE ENCODER 22BIT + 12 BIT MULTITURN, WITH DRIVE-CLIQ INTERFACE (ENCODER AM22DQ) SHAFT WITH FITTED KEY, TOLERANCE N; WITH HOLDING BRAKE PROTECTION CLASS IP64; | - | 0 | 0
1FK7042-2AK71-1FG0 |  | 1FK7042-2AK71-1FG0 | 1 | UN | 1 | 15 | C | D | N | N | 85015220 | 1 |  | 4.601 | KG | 1549.7 | 1549.7 | MC05 | MC05 | SIMOTICS S Synchronous motor 1FK7-CT PN=0.94kW; UDC=600V M0=3Nm (100K); NN=6000rpm; Naturally cooled FRAME SIZE IMB 5 (IM V1, IM V3) FLANGE 1 POWER CONNECTOR ROTATABLE ABSOLUTE ENCODER 22BIT + 12 BIT MULTITURN, WITH DRIVE-CLIQ INTERFACE (ENCODER AM22DQ) PLAIN SHAFT, TOLERANCE N; W/O HOLDING BRAKE PROTECTION CLASS IP64; | - | 0 | 0
1FK7042-2AK71-1FG2 |  | 1FK7042-2AK71-1FG2 | 1 | UN | 1 | 15 | C | D | N | N | 85015220 | 1 |  | 4.601 | KG | 1612.04 | 1612.04 | MC05 | MC05 | SIMOTICS S Synchronous motor 1FK7-CT PN=0.94kW; UDC=600V M0=3Nm (100K); NN=6000rpm; Naturally cooled FRAME SIZE IMB 5 (IM V1, IM V3) FLANGE 1 POWER CONNECTOR ROTATABLE ABSOLUTE ENCODER 22BIT + 12 BIT MULTITURN, WITH DRIVE-CLIQ INTERFACE (ENCODER AM22DQ) PLAIN SHAFT, TOLERANCE N; W/O HOLDING BRAKE PROTECTION CLASS IP65, FLANGE ON DRIVE END IP67; | - | 0 | 0
1FK7042-2AK71-1FH0 |  | 1FK7042-2AK71-1FH0 | 1 | UN | 1 | 15 | C | D | N | N | 85015220 | 1 |  | 4.9 | KG | 1722.17 | 1722.17 | MC05 | MC05 | SIMOTICS S Synchronous motor 1FK7-CT PN=0.94kW; UDC=600V M0=3Nm (100K); NN=6000rpm; Naturally cooled FRAME SIZE IMB 5 (IM V1, IM V3) FLANGE 1 POWER CONNECTOR ROTATABLE ABSOLUTE ENCODER 22BIT + 12 BIT MULTITURN, WITH DRIVE-CLIQ INTERFACE (ENCODER AM22DQ) PLAIN SHAFT, TOLERANCE N; WITH HOLDING BRAKE PROTECTION CLASS IP64; | - | 0 | 0
1FK7042-2AK71-1FH1 |  | 1FK7042-2AK71-1FH1 | 1 | UN | 1 | 15 | C | D | N | N | 85015220 | 1 |  | 4.9 | KG | 1784.51 | 1784.51 | MC05 | MC05 | SIMOTICS S Synchronous motor 1FK7-CT PN=0.94kW; UDC=600V M0=3Nm (100K); NN=6000rpm; Naturally cooled FRAME SIZE IMB 5 (IM V1, IM V3) FLANGE 1 POWER CONNECTOR ROTATABLE ABSOLUTE ENCODER 22BIT + 12 BIT MULTITURN, WITH DRIVE-CLIQ INTERFACE (ENCODER AM22DQ) PLAIN SHAFT, TOLERANCE N; WITH HOLDING BRAKE PROTECTION CLASS IP65, | - | 0 | 0
1FK7042-2AK71-1FH2 |  | 1FK7042-2AK71-1FH2 | 1 | UN | 1 | 15 | C | D | N | N | 85015220 | 1 |  | 4.9 | KG | 1784.51 | 1784.51 | MC05 | MC05 | SIMOTICS S Synchronous motor 1FK7-CT PN=0.94kW; UDC=600V M0=3Nm (100K); NN=6000rpm; Naturally cooled FRAME SIZE IMB 5 (IM V1, IM V3) FLANGE 1 POWER CONNECTOR ROTATABLE ABSOLUTE ENCODER 22BIT + 12 BIT MULTITURN, WITH DRIVE-CLIQ INTERFACE (ENCODER AM22DQ) PLAIN SHAFT, TOLERANCE N; WITH HOLDING BRAKE PROTECTION CLASS IP65, FLANGE ON DRIVE END IP67; | - | 0 | 0
1FK7042-2AK71-1GG0 |  | 1FK7042-2AK71-1GG0 | 1 | UN | 1 | 15 | C | D | N | N | 85015220 | 1 |  | 4.601 | KG | 992.12 | 992.12 | MC05 | MC05 | SIMOTICS S Synchronous motor 1FK7-CT PN=0.94kW; UDC=600V M0=3Nm (100K); NN=6000rpm; Naturally cooled FRAME SIZE IMB 5 (IM V1, IM V3) FLANGE 1, WITH KTY TEMPERATURESENSOR POWER CONNECTOR ROTATABLE ABSOLUTE ENCODER 32 S/R SINGLETURN, 4096 ROTATION MULTITURN, WITH ENDAT- INTERFACE (ENCODER AM32S/R) PLAIN SHAFT, TOLERANCE N; W/O HOLDING BRAKE PROTECTION CLASS IP64; | - | 0 | 0
1FK7042-2AK71-1PA0 |  | 1FK7042-2AK71-1PA0 | 1 | UN | 1 | 15 | C | D | N | N | 85015220 | 1 |  | 4.701 | KG | 916.95 | 916.95 | MC05 | MC05 | SIMOTICS S Synchronous motor 1FK7-CT PN=0.94kW; UDC=600V M0=3Nm (100K); NN=6000rpm; Naturally cooled FRAME SIZE IMB 5 (IM V1, IM V3) FLANGE 1 POWER CONNECTOR ROTATABLE RESOLVER 2-POLE, WITH DRIVE CLIQ-INTERFACE SHAFT WITH FITTED KEY, TOLERANCE N; W/O HOLDING BRAKE PROTECTION CLASS IP64; | - | 0 | 0
1FK7042-2AK71-1PA1 |  | 1FK7042-2AK71-1PA1 | 1 | UN | 1 | 15 | C | D | N | N | 85015220 | 1 |  | 4.701 | KG | 979.29 | 979.29 | MC05 | MC05 | SIMOTICS S Synchronous motor 1FK7-CT PN=0.94kW; UDC=600V M0=3Nm (100K); NN=6000rpm; Naturally cooled FRAME SIZE IMB 5 (IM V1, IM V3) FLANGE 1 POWER CONNECTOR ROTATABLE RESOLVER 2-POLE, WITH DRIVE CLIQ-INTERFACE SHAFT WITH FITTED KEY, TOLERANCE N; W/O HOLDING BRAKE PROTECTION CLASS IP65, | - | 0 | 0
1FK7042-2AK71-1PA2 |  | 1FK7042-2AK71-1PA2 | 1 | UN | 1 | 15 | C | D | N | N | 85015220 | 1 |  | 4.701 | KG | 979.29 | 979.29 | MC05 | MC05 | SIMOTICS S Synchronous motor 1FK7-CT PN=0.94kW; UDC=600V M0=3Nm (100K); NN=6000rpm; Naturally cooled FRAME SIZE IMB 5 (IM V1, IM V3) FLANGE 1 POWER CONNECTOR ROTATABLE RESOLVER 2-POLE, WITH DRIVE CLIQ-INTERFACE SHAFT WITH FITTED KEY, TOLERANCE N; W/O HOLDING BRAKE PROTECTION CLASS IP65, FLANGE ON DRIVE END IP67; | - | 0 | 0
1FK7042-2AK71-1PB0 |  | 1FK7042-2AK71-1PB0 | 1 | UN | 1 | 15 | C | D | N | N | 85015220 | 1 |  | 5 | KG | 1090.91 | 1090.91 | MC05 | MC05 | SIMOTICS S Synchronous motor 1FK7-CT PN=0.94kW; UDC=600V M0=3Nm (100K); NN=6000rpm; Naturally cooled FRAME SIZE IMB 5 (IM V1, IM V3) FLANGE 1 POWER CONNECTOR ROTATABLE RESOLVER 2-POLE, WITH DRIVE CLIQ-INTERFACE SHAFT WITH FITTED KEY, TOLERANCE N; WITH HOLDING BRAKE PROTECTION CLASS IP64; | - | 0 | 0
1FK7042-2AK71-1PB1 |  | 1FK7042-2AK71-1PB1 | 1 | UN | 1 | 15 | C | D | N | N | 85015220 | 1 |  | 5 | KG | 1153.25 | 1153.25 | MC05 | MC05 | SIMOTICS S Synchronous motor 1FK7-CT PN=0.94kW; UDC=600V M0=3Nm (100K); NN=6000rpm; Naturally cooled FRAME SIZE IMB 5 (IM V1, IM V3) FLANGE 1 POWER CONNECTOR ROTATABLE RESOLVER 2-POLE, WITH DRIVE CLIQ-INTERFACE SHAFT WITH FITTED KEY, TOLERANCE N; WITH HOLDING BRAKE PROTECTION CLASS IP65, | - | 0 | 0
1FK7042-2AK71-1PB2 |  | 1FK7042-2AK71-1PB2 | 1 | UN | 1 | 15 | C | D | N | N | 85015220 | 1 |  | 5 | KG | 1153.25 | 1153.25 | MC05 | MC05 | SIMOTICS S Synchronous motor 1FK7-CT PN=0.94kW; UDC=600V M0=3Nm (100K); NN=6000rpm; Naturally cooled FRAME SIZE IMB 5 (IM V1, IM V3) FLANGE 1 POWER CONNECTOR ROTATABLE RESOLVER 2-POLE, WITH DRIVE CLIQ-INTERFACE SHAFT WITH FITTED KEY, TOLERANCE N; WITH HOLDING BRAKE PROTECTION CLASS IP65, FLANGE ON DRIVE END IP67; | - | 0 | 0
1FK7042-2AK71-1PG0 |  | 1FK7042-2AK71-1PG0 | 1 | UN | 1 | 15 | C | D | N | N | 85015220 | 1 |  | 4.701 | KG | 859.46 | 859.46 | MC05 | MC05 | SIMOTICS S Synchronous motor 1FK7-CT PN=0.94kW; UDC=600V M0=3Nm (100K); NN=6000rpm; Naturally cooled FRAME SIZE IMB 5 (IM V1, IM V3) FLANGE 1 POWER CONNECTOR ROTATABLE RESOLVER 2-POLE, WITH DRIVE CLIQ-INTERFACE PLAIN SHAFT, TOLERANCE N; W/O HOLDING BRAKE PROTECTION CLASS IP64; | - | 0 | 0
1FK7042-2AK71-1PG1 |  | 1FK7042-2AK71-1PG1 | 1 | UN | 1 | 15 | C | D | N | N | 85015220 | 1 |  | 4.701 | KG | 921.8 | 921.8 | MC05 | MC05 | SIMOTICS S Synchronous motor 1FK7-CT PN=0.94kW; UDC=600V M0=3Nm (100K); NN=6000rpm; Naturally cooled FRAME SIZE IMB 5 (IM V1, IM V3) FLANGE 1 POWER CONNECTOR ROTATABLE RESOLVER 2-POLE, WITH DRIVE CLIQ-INTERFACE PLAIN SHAFT, TOLERANCE N; W/O HOLDING BRAKE PROTECTION CLASS IP65, | - | 0 | 0
1FK7042-2AK71-1PG2 |  | 1FK7042-2AK71-1PG2 | 1 | UN | 1 | 15 | C | D | N | N | 85015220 | 1 |  | 4.701 | KG | 921.8 | 921.8 | MC05 | MC05 | SIMOTICS S Synchronous motor 1FK7-CT PN=0.94kW; UDC=600V M0=3Nm (100K); NN=6000rpm; Naturally cooled FRAME SIZE IMB 5 (IM V1, IM V3) FLANGE 1 POWER CONNECTOR ROTATABLE RESOLVER 2-POLE, WITH DRIVE CLIQ-INTERFACE PLAIN SHAFT, TOLERANCE N; W/O HOLDING BRAKE PROTECTION CLASS IP65, FLANGE ON DRIVE END IP67; | - | 0 | 0
1FK7042-2AK71-1PH0 |  | 1FK7042-2AK71-1PH0 | 1 | UN | 1 | 15 | C | D | N | N | 85015220 | 1 |  | 5 | KG | 1031.93 | 1031.93 | MC05 | MC05 | SIMOTICS S Synchronous motor 1FK7-CT PN=0.94kW; UDC=600V M0=3Nm (100K); NN=6000rpm; Naturally cooled FRAME SIZE IMB 5 (IM V1, IM V3) FLANGE 1 POWER CONNECTOR ROTATABLE RESOLVER 2-POLE, WITH DRIVE CLIQ-INTERFACE PLAIN SHAFT, TOLERANCE N; WITH HOLDING BRAKE PROTECTION CLASS IP64; | - | 0 | 0
1FK7042-2AK71-1PH1 |  | 1FK7042-2AK71-1PH1 | 1 | UN | 1 | 15 | C | D | N | N | 85015220 | 1 |  | 5 | KG | 1094.27 | 1094.27 | MC05 | MC05 | SIMOTICS S Synchronous motor 1FK7-CT PN=0.94kW; UDC=600V M0=3Nm (100K); NN=6000rpm; Naturally cooled FRAME SIZE IMB 5 (IM V1, IM V3) FLANGE 1 POWER CONNECTOR ROTATABLE RESOLVER 2-POLE, WITH DRIVE CLIQ-INTERFACE PLAIN SHAFT, TOLERANCE N; WITH HOLDING BRAKE PROTECTION CLASS IP65, | - | 0 | 0
1FK7042-2AK71-1PH2 |  | 1FK7042-2AK71-1PH2 | 1 | UN | 1 | 15 | C | D | N | N | 85015220 | 1 |  | 5 | KG | 1094.27 | 1094.27 | MC05 | MC05 | SIMOTICS S Synchronous motor 1FK7-CT PN=0.94kW; UDC=600V M0=3Nm (100K); NN=6000rpm; Naturally cooled FRAME SIZE IMB 5 (IM V1, IM V3) FLANGE 1 POWER CONNECTOR ROTATABLE RESOLVER 2-POLE, WITH DRIVE CLIQ-INTERFACE PLAIN SHAFT, TOLERANCE N; WITH HOLDING BRAKE PROTECTION CLASS IP65, FLANGE ON DRIVE END IP67; | - | 0 | 0
1FK7042-2AK71-1QA0 |  | 1FK7042-2AK71-1QA0 | 1 | UN | 1 | 15 | C | D | N | N | 85015220 | 1 |  | 4.601 | KG | 985.64 | 985.64 | MC05 | MC05 | SIMOTICS S Synchronous motor 1FK7-CT PN=0.94kW; UDC=600V M0=3Nm (100K); NN=6000rpm; Naturally cooled IMB 5 design (IM V1, IM V3) Flange 1 Power connector rotatable Absolute encoder single-turn 20-bit with Drive-CLiQ interface (encoder AS20DQI) shaft with feather key, tolerance N without holding brake IP64 degree of protection | - | 0 | 0
1FK7042-2AK71-1QA1 |  | 1FK7042-2AK71-1QA1 | 1 | UN | 1 | 15 | C | D | N | N | 85015220 | 1 |  | 4.601 | KG | 1047.98 | 1047.98 | MC05 | MC05 | SIMOTICS S Synchronous motor 1FK7-CT PN=0.94kW; UDC=600V M0=3Nm (100K); NN=6000rpm; Naturally cooled IMB 5 design (IM V1, IM V3) Flange 1 Power connector rotatable Absolute encoder single-turn 20-bit with Drive-CLiQ interface (encoder AS20DQI) shaft with feather key, tolerance N without holding brake IP65 degree of protection | - | 0 | 0
1FK7042-2AK71-1QA2 |  | 1FK7042-2AK71-1QA2 | 1 | UN | 1 | 15 | C | D | N | N | 85015220 | 1 |  | 4.601 | KG | 1047.98 | 1047.98 | MC05 | MC05 | SIMOTICS S Synchronous motor 1FK7-CT PN=0.94kW; UDC=600V M0=3Nm (100K); NN=6000rpm; Naturally cooled IMB 5 design (IM V1, IM V3) Flange 1 Power connector rotatable Absolute encoder single-turn 20-bit with Drive-CLiQ interface (encoder AS20DQI) shaft with feather key, tolerance N without holding brake IP65 degree of protection DE flange IP67 | - | 0 | 0
1FK7042-2AK71-1QB0 |  | 1FK7042-2AK71-1QB0 | 1 | UN | 1 | 15 | C | D | N | N | 85015220 | 1 |  | 4.9 | KG | 1159.6 | 1159.6 | MC05 | MC05 | SIMOTICS S Synchronous motor 1FK7-CT PN=0.94kW; UDC=600V M0=3Nm (100K); NN=6000rpm; Naturally cooled IMB 5 design (IM V1, IM V3) Flange 1 Power connector rotatable Absolute encoder single-turn 20-bit with Drive-CLiQ interface (encoder AS20DQI) shaft with feather key, tolerance N with holding brake IP64 degree of protection | - | 0 | 0
1FK7042-2AK71-1QB1 |  | 1FK7042-2AK71-1QB1 | 1 | UN | 1 | 15 | C | D | N | N | 85015220 | 1 |  | 4.9 | KG | 1221.94 | 1221.94 | MC05 | MC05 | SIMOTICS S Synchronous motor 1FK7-CT PN=0.94kW; UDC=600V M0=3Nm (100K); NN=6000rpm; Naturally cooled IMB 5 design (IM V1, IM V3) Flange 1 Power connector rotatable Absolute encoder single-turn 20-bit with Drive-CLiQ interface (encoder AS20DQI) shaft with feather key, tolerance N with holding brake IP65 degree of protection | - | 0 | 0
1FK7042-2AK71-1QB2 |  | 1FK7042-2AK71-1QB2 | 1 | UN | 1 | 15 | C | D | N | N | 85015220 | 1 |  | 4.9 | KG | 1221.94 | 1221.94 | MC05 | MC05 | SIMOTICS S Synchronous motor 1FK7-CT PN=0.94kW; UDC=600V M0=3Nm (100K); NN=6000rpm; Naturally cooled IMB 5 design (IM V1, IM V3) Flange 1 Power connector rotatable Absolute encoder single-turn 20-bit with Drive-CLiQ interface (encoder AS20DQI) shaft with feather key, tolerance N with holding brake IP65 degree of protection DE flange IP67 | - | 0 | 0
1FK7042-2AK71-1QG1 |  | 1FK7042-2AK71-1QG1 | 1 | UN | 1 | 15 | C | D | N | N | 85015220 | 1 |  | 4.601 | KG | 990.49 | 990.49 | MC05 | MC05 | SIMOTICS S Synchronous motor 1FK7-CT PN=0.94kW; UDC=600V M0=3Nm (100K); NN=6000rpm; Naturally cooled IMB 5 design (IM V1, IM V3) Flange 1 Power connector rotatable Absolute encoder single-turn 20-bit with Drive-CLiQ interface (encoder AS20DQI) smooth shaft, tolerance N without holding brake IP65 degree of protection | - | 0 | 0
1FK7042-2AK71-1QG2 |  | 1FK7042-2AK71-1QG2 | 1 | UN | 1 | 15 | C | D | N | N | 85015220 | 1 |  | 4.601 | KG | 990.49 | 990.49 | MC05 | MC05 | SIMOTICS S Synchronous motor 1FK7-CT PN=0.94kW; UDC=600V M0=3Nm (100K); NN=6000rpm; Naturally cooled IMB 5 design (IM V1, IM V3) Flange 1 Power connector rotatable Absolute encoder single-turn 20-bit with Drive-CLiQ interface (encoder AS20DQI) smooth shaft, tolerance N without holding brake IP65 degree of protection DE flange IP67 | - | 0 | 0
1FK7042-2AK71-1QH1 |  | 1FK7042-2AK71-1QH1 | 1 | UN | 1 | 15 | C | D | N | N | 85015220 | 1 |  | 4.9 | KG | 1162.97 | 1162.97 | MC05 | MC05 | SIMOTICS S Synchronous motor 1FK7-CT PN=0.94kW; UDC=600V M0=3Nm (100K); NN=6000rpm; Naturally cooled IMB 5 design (IM V1, IM V3) Flange 1 Power connector rotatable Absolute encoder single-turn 20-bit with Drive-CLiQ interface (encoder AS20DQI) smooth shaft, tolerance N with holding brake IP65 degree of protection | - | 0 | 0
1FK7042-2AK71-1QH2 |  | 1FK7042-2AK71-1QH2 | 1 | UN | 1 | 15 | C | D | N | N | 85015220 | 1 |  | 4.9 | KG | 1162.97 | 1162.97 | MC05 | MC05 | SIMOTICS S Synchronous motor 1FK7-CT PN=0.94kW; UDC=600V M0=3Nm (100K); NN=6000rpm; Naturally cooled IMB 5 design (IM V1, IM V3) Flange 1 Power connector rotatable Absolute encoder single-turn 20-bit with Drive-CLiQ interface (encoder AS20DQI) smooth shaft, tolerance N with holding brake IP65 degree of protection DE flange IP67 | - | 0 | 0
1FK7042-2AK71-1RA0 |  | 1FK7042-2AK71-1RA0 | 1 | UN | 1 | 15 | C | D | N | N | 85015220 | 1 |  | 4.601 | KG | 1235.01 | 1235.01 | MC05 | MC05 | SIMOTICS S Synchronous motor 1FK7-CT PN=0.94kW; UDC=600V M0=3Nm (100K); NN=6000rpm; Naturally cooled IMB 5 design (IM V1, IM V3) Flange 1 Power connector rotatable Absolute encoder 20-bit +12-bit multi-turn with Drive-CLiQ interface (encoder AM20DQI) shaft with feather key, tolerance N without holding brake IP64 degree of protection | - | 0 | 0
1FK7042-2AK71-1RA0-Z | K23 | 1FK7042-2AK71-1RA0-ZK23 | 1 | UN | 1 | 15 | C | D | N | N | 85015220 | 1 |  | 4.611 | KG | 1297.35 | 1297.35 | MC05 | MC05 | SIMOTICS S Synchronous motor 1FK7-CT PN=0.94kW; UDC=600V M0=3Nm (100K); NN=6000rpm; Naturally cooled IMB 5 design (IM V1, IM V3) Flange 1 Power connector rotatable Absolute encoder 20-bit +12-bit multi-turn with Drive-CLiQ interface (encoder AM20DQI) shaft with feather key, tolerance N without holding brake IP64 degree of protection K23: PRIMER AND PAINT FINISH ANTHRACITE | - | 0 | 0
1FK7042-2AK71-1RA1 |  | 1FK7042-2AK71-1RA1 | 1 | UN | 1 | 15 | C | D | N | N | 85015220 | 1 |  | 4.601 | KG | 1297.35 | 1297.35 | MC05 | MC05 | SIMOTICS S Synchronous motor 1FK7-CT PN=0.94kW; UDC=600V M0=3Nm (100K); NN=6000rpm; Naturally cooled IMB 5 design (IM V1, IM V3) Flange 1 Power connector rotatable Absolute encoder 20-bit +12-bit multi-turn with Drive-CLiQ interface (encoder AM20DQI) shaft with feather key, tolerance N without holding brake IP65 degree of protection | - | 0 | 0
1FK7042-2AK71-1RA2 |  | 1FK7042-2AK71-1RA2 | 1 | UN | 1 | 15 | C | D | N | N | 85015220 | 1 |  | 4.601 | KG | 1297.35 | 1297.35 | MC05 | MC05 | SIMOTICS S Synchronous motor 1FK7-CT PN=0.94kW; UDC=600V M0=3Nm (100K); NN=6000rpm; Naturally cooled IMB 5 design (IM V1, IM V3) Flange 1 Power connector rotatable Absolute encoder 20-bit +12-bit multi-turn with Drive-CLiQ interface (encoder AM20DQI) shaft with feather key, tolerance N without holding brake IP65 degree of protection DE flange IP67 | - | 0 | 0
1FK7042-2AK71-1RB0 |  | 1FK7042-2AK71-1RB0 | 1 | UN | 1 | 15 | C | D | N | N | 85015220 | 1 |  | 4.9 | KG | 1408.99 | 1408.99 | MC05 | MC05 | SIMOTICS S Synchronous motor 1FK7-CT PN=0.94kW; UDC=600V M0=3Nm (100K); NN=6000rpm; Naturally cooled IMB 5 design (IM V1, IM V3) Flange 1 Power connector rotatable Absolute encoder 20-bit +12-bit multi-turn with Drive-CLiQ interface (encoder AM20DQI) shaft with feather key, tolerance N with holding brake IP64 degree of protection | - | 0 | 0
1FK7042-2AK71-1RB0-Z | K23 | 1FK7042-2AK71-1RB0-ZK23 | 1 | UN | 1 | 15 | C | D | N | N | 85015220 | 1 |  | 4.91 | KG | 1471.33 | 1471.33 | MC05 | MC05 | SIMOTICS S Synchronous motor 1FK7-CT PN=0.94kW; UDC=600V M0=3Nm (100K); NN=6000rpm; Naturally cooled IMB 5 design (IM V1, IM V3) Flange 1 Power connector rotatable Absolute encoder 20-bit +12-bit multi-turn with Drive-CLiQ interface (encoder AM20DQI) shaft with feather key, tolerance N with holding brake IP64 degree of protection K23: PRIMER AND PAINT FINISH ANTHRACITE | - | 0 | 0
1FK7042-2AK71-1RB1 |  | 1FK7042-2AK71-1RB1 | 1 | UN | 1 | 15 | C | D | N | N | 85015220 | 1 |  | 4.9 | KG | 1471.32 | 1471.32 | MC05 | MC05 | SIMOTICS S Synchronous motor 1FK7-CT PN=0.94kW; UDC=600V M0=3Nm (100K); NN=6000rpm; Naturally cooled IMB 5 design (IM V1, IM V3) Flange 1 Power connector rotatable Absolute encoder 20-bit +12-bit multi-turn with Drive-CLiQ interface (encoder AM20DQI) shaft with feather key, tolerance N with holding brake IP65 degree of protection | - | 0 | 0
1FK7042-2AK71-1RB2 |  | 1FK7042-2AK71-1RB2 | 1 | UN | 1 | 15 | C | D | N | N | 85015220 | 1 |  | 4.9 | KG | 1471.32 | 1471.32 | MC05 | MC05 | SIMOTICS S Synchronous motor 1FK7-CT PN=0.94kW; UDC=600V M0=3Nm (100K); NN=6000rpm; Naturally cooled IMB 5 design (IM V1, IM V3) Flange 1 Power connector rotatable Absolute encoder 20-bit +12-bit multi-turn with Drive-CLiQ interface (encoder AM20DQI) shaft with feather key, tolerance N with holding brake IP65 degree of protection DE flange IP67 | - | 0 | 0
1FK7042-2AK71-1RG1 |  | 1FK7042-2AK71-1RG1 | 1 | UN | 1 | 15 | C | D | N | N | 85015220 | 1 |  | 4.601 | KG | 1239.86 | 1239.86 | MC05 | MC05 | SIMOTICS S Synchronous motor 1FK7-CT PN=0.94kW; UDC=600V M0=3Nm (100K); NN=6000rpm; Naturally cooled IMB 5 design (IM V1, IM V3) Flange 1 Power connector rotatable Absolute encoder 20-bit +12-bit multi-turn with Drive-CLiQ interface (encoder AM20DQI) smooth shaft, tolerance N without holding brake IP65 degree of protection | - | 0 | 0
1FK7042-2AK71-1RG2 |  | 1FK7042-2AK71-1RG2 | 1 | UN | 1 | 15 | C | D | N | N | 85015220 | 1 |  | 4.601 | KG | 1239.86 | 1239.86 | MC05 | MC05 | SIMOTICS S Synchronous motor 1FK7-CT PN=0.94kW; UDC=600V M0=3Nm (100K); NN=6000rpm; Naturally cooled IMB 5 design (IM V1, IM V3) Flange 1 Power connector rotatable Absolute encoder 20-bit +12-bit multi-turn with Drive-CLiQ interface (encoder AM20DQI) smooth shaft, tolerance N without holding brake IP65 degree of protection DE flange IP67 | - | 0 | 0
1FK7042-2AK71-1RH1 |  | 1FK7042-2AK71-1RH1 | 1 | UN | 1 | 15 | C | D | N | N | 85015220 | 1 |  | 4.9 | KG | 1412.34 | 1412.34 | MC05 | MC05 | SIMOTICS S Synchronous motor 1FK7-CT PN=0.94kW; UDC=600V M0=3Nm (100K); NN=6000rpm; Naturally cooled IMB 5 design (IM V1, IM V3) Flange 1 Power connector rotatable Absolute encoder 20-bit +12-bit multi-turn with Drive-CLiQ interface (encoder AM20DQI) smooth shaft, tolerance N with holding brake IP65 degree of protection | - | 0 | 0
1FK7042-2AK71-1RH2 |  | 1FK7042-2AK71-1RH2 | 1 | UN | 1 | 15 | C | D | N | N | 85015220 | 1 |  | 4.9 | KG | 1412.34 | 1412.34 | MC05 | MC05 | SIMOTICS S Synchronous motor 1FK7-CT PN=0.94kW; UDC=600V M0=3Nm (100K); NN=6000rpm; Naturally cooled IMB 5 design (IM V1, IM V3) Flange 1 Power connector rotatable Absolute encoder 20-bit +12-bit multi-turn with Drive-CLiQ interface (encoder AM20DQI) smooth shaft, tolerance N with holding brake IP65 degree of protection DE flange IP67 | - | 0 | 0
1FK7042-2AK71-1SA0 |  | 1FK7042-2AK71-1SA0 | 1 | UN | 1 | 15 | C | D | N | N | 85015220 | 1 |  | 4.602 | KG | 756.25 | 756.25 | MC05 | MC05 | SIMOTICS S Synchronous motor 1FK7-CT PN=0.94kW; UDC=600V M0=3Nm (100K); NN=6000rpm; Naturally cooled FRAME SIZE IMB 5 (IM V1, IM V3) FLANGE 1, WITH KTY TEMPERATURESENSOR POWER CONNECTOR ROTATABLE RESOLVER MULTI-POLE (RESOLVER P=4); SHAFT WITH FITTED KEY, TOLERANCE N; W/O HOLDING BRAKE PROTECTION CLASS IP64; | - | 0 | 0
1FK7042-2AK71-1SA1 |  | 1FK7042-2AK71-1SA1 | 1 | UN | 1 | 15 | C | D | N | N | 85015220 | 1 |  | 4.602 | KG | 818.59 | 818.59 | MC05 | MC05 | SIMOTICS S Synchronous motor 1FK7-CT PN=0.94kW; UDC=600V M0=3Nm (100K); NN=6000rpm; Naturally cooled FRAME SIZE IMB 5 (IM V1, IM V3) FLANGE 1, WITH KTY TEMPERATURESENSOR POWER CONNECTOR ROTATABLE RESOLVER MULTI-POLE (RESOLVER P=4); SHAFT WITH FITTED KEY, TOLERANCE N; W/O HOLDING BRAKE PROTECTION CLASS IP65, | - | 0 | 0
1FK7042-2AK71-1SA2 |  | 1FK7042-2AK71-1SA2 | 1 | UN | 1 | 15 | C | D | N | N | 85015220 | 1 |  | 4.602 | KG | 818.59 | 818.59 | MC05 | MC05 | SIMOTICS S Synchronous motor 1FK7-CT PN=0.94kW; UDC=600V M0=3Nm (100K); NN=6000rpm; Naturally cooled FRAME SIZE IMB 5 (IM V1, IM V3) FLANGE 1, WITH KTY TEMPERATURESENSOR POWER CONNECTOR ROTATABLE RESOLVER MULTI-POLE (RESOLVER P=4); SHAFT WITH FITTED KEY, TOLERANCE N; W/O HOLDING BRAKE PROTECTION CLASS IP65, FLANGE ON DRIVE END IP67; | - | 0 | 0
1FK7042-2AK71-1SB0 |  | 1FK7042-2AK71-1SB0 | 1 | UN | 1 | 15 | C | D | N | N | 85015220 | 1 |  | 4.901 | KG | 930.21 | 930.21 | MC05 | MC05 | SIMOTICS S Synchronous motor 1FK7-CT PN=0.94kW; UDC=600V M0=3Nm (100K); NN=6000rpm; Naturally cooled FRAME SIZE IMB 5 (IM V1, IM V3) FLANGE 1, WITH KTY TEMPERATURESENSOR POWER CONNECTOR ROTATABLE RESOLVER MULTI-POLE (RESOLVER P=4); SHAFT WITH FITTED KEY, TOLERANCE N; WITH HOLDING BRAKE PROTECTION CLASS IP64; | - | 0 | 0
1FK7042-2AK71-1SB1 |  | 1FK7042-2AK71-1SB1 | 1 | UN | 1 | 15 | C | D | N | N | 85015220 | 1 |  | 4.901 | KG | 992.55 | 992.55 | MC05 | MC05 | SIMOTICS S Synchronous motor 1FK7-CT PN=0.94kW; UDC=600V M0=3Nm (100K); NN=6000rpm; Naturally cooled FRAME SIZE IMB 5 (IM V1, IM V3) FLANGE 1, WITH KTY TEMPERATURESENSOR POWER CONNECTOR ROTATABLE RESOLVER MULTI-POLE (RESOLVER P=4); SHAFT WITH FITTED KEY, TOLERANCE N; WITH HOLDING BRAKE PROTECTION CLASS IP65, | - | 0 | 0
1FK7042-2AK71-1SB2 |  | 1FK7042-2AK71-1SB2 | 1 | UN | 1 | 15 | C | D | N | N | 85015220 | 1 |  | 4.901 | KG | 992.55 | 992.55 | MC05 | MC05 | SIMOTICS S Synchronous motor 1FK7-CT PN=0.94kW; UDC=600V M0=3Nm (100K); NN=6000rpm; Naturally cooled FRAME SIZE IMB 5 (IM V1, IM V3) FLANGE 1, WITH KTY TEMPERATURESENSOR POWER CONNECTOR ROTATABLE RESOLVER MULTI-POLE (RESOLVER P=4); SHAFT WITH FITTED KEY, TOLERANCE N; WITH HOLDING BRAKE PROTECTION CLASS IP65, FLANGE ON DRIVE END IP67; | - | 0 | 0
1FK7042-2AK71-1SG0 |  | 1FK7042-2AK71-1SG0 | 1 | UN | 1 | 15 | C | D | N | N | 85015220 | 1 |  | 4.602 | KG | 698.76 | 698.76 | MC05 | MC05 | SIMOTICS S Synchronous motor 1FK7-CT PN=0.94kW; UDC=600V M0=3Nm (100K); NN=6000rpm; Naturally cooled FRAME SIZE IMB 5 (IM V1, IM V3) FLANGE 1, WITH KTY TEMPERATURESENSOR POWER CONNECTOR ROTATABLE RESOLVER MULTI-POLE (RESOLVER P=4); PLAIN SHAFT, TOLERANCE N; W/O HOLDING BRAKE PROTECTION CLASS IP64; | - | 0 | 0
1FK7042-2AK71-1SG1 |  | 1FK7042-2AK71-1SG1 | 1 | UN | 1 | 15 | C | D | N | N | 85015220 | 1 |  | 4.602 | KG | 761.1 | 761.1 | MC05 | MC05 | SIMOTICS S Synchronous motor 1FK7-CT PN=0.94kW; UDC=600V M0=3Nm (100K); NN=6000rpm; Naturally cooled FRAME SIZE IMB 5 (IM V1, IM V3) FLANGE 1, WITH KTY TEMPERATURESENSOR POWER CONNECTOR ROTATABLE RESOLVER MULTI-POLE (RESOLVER P=4); PLAIN SHAFT, TOLERANCE N; W/O HOLDING BRAKE PROTECTION CLASS IP65, | - | 0 | 0
1FK7042-2AK71-1SG2 |  | 1FK7042-2AK71-1SG2 | 1 | UN | 1 | 15 | C | D | N | N | 85015220 | 1 |  | 4.602 | KG | 761.1 | 761.1 | MC05 | MC05 | SIMOTICS S Synchronous motor 1FK7-CT PN=0.94kW; UDC=600V M0=3Nm (100K); NN=6000rpm; Naturally cooled FRAME SIZE IMB 5 (IM V1, IM V3) FLANGE 1, WITH KTY TEMPERATURESENSOR POWER CONNECTOR ROTATABLE RESOLVER MULTI-POLE (RESOLVER P=4); PLAIN SHAFT, TOLERANCE N; W/O HOLDING BRAKE PROTECTION CLASS IP65, FLANGE ON DRIVE END IP67; | - | 0 | 0
1FK7042-2AK71-1SH0 |  | 1FK7042-2AK71-1SH0 | 1 | UN | 1 | 15 | C | D | N | N | 85015220 | 1 |  | 4.901 | KG | 871.23 | 871.23 | MC05 | MC05 | SIMOTICS S Synchronous motor 1FK7-CT PN=0.94kW; UDC=600V M0=3Nm (100K); NN=6000rpm; Naturally cooled FRAME SIZE IMB 5 (IM V1, IM V3) FLANGE 1, WITH KTY TEMPERATURESENSOR POWER CONNECTOR ROTATABLE RESOLVER MULTI-POLE (RESOLVER P=4); PLAIN SHAFT, TOLERANCE N; WITH HOLDING BRAKE PROTECTION CLASS IP64; | - | 0 | 0
1FK7042-2AK71-1SH1 |  | 1FK7042-2AK71-1SH1 | 1 | UN | 1 | 15 | C | D | N | N | 85015220 | 1 |  | 4.901 | KG | 933.57 | 933.57 | MC05 | MC05 | SIMOTICS S Synchronous motor 1FK7-CT PN=0.94kW; UDC=600V M0=3Nm (100K); NN=6000rpm; Naturally cooled FRAME SIZE IMB 5 (IM V1, IM V3) FLANGE 1, WITH KTY TEMPERATURESENSOR POWER CONNECTOR ROTATABLE RESOLVER MULTI-POLE (RESOLVER P=4); PLAIN SHAFT, TOLERANCE N; WITH HOLDING BRAKE PROTECTION CLASS IP65, | - | 0 | 0
1FK7042-2AK71-1SH2 |  | 1FK7042-2AK71-1SH2 | 1 | UN | 1 | 15 | C | D | N | N | 85015220 | 1 |  | 4.901 | KG | 933.57 | 933.57 | MC05 | MC05 | SIMOTICS S Synchronous motor 1FK7-CT PN=0.94kW; UDC=600V M0=3Nm (100K); NN=6000rpm; Naturally cooled FRAME SIZE IMB 5 (IM V1, IM V3) FLANGE 1, WITH KTY TEMPERATURESENSOR POWER CONNECTOR ROTATABLE RESOLVER MULTI-POLE (RESOLVER P=4); PLAIN SHAFT, TOLERANCE N; WITH HOLDING BRAKE PROTECTION CLASS IP65, FLANGE ON DRIVE END IP67; | - | 0 | 0
1FK7042-2AK71-1TA0 |  | 1FK7042-2AK71-1TA0 | 1 | UN | 1 | 15 | C | D | N | N | 85015220 | 1 |  | 4.602 | KG | 756.25 | 756.25 | MC05 | MC05 | SIMOTICS S Synchronous motor 1FK7-CT PN=0.94kW; UDC=600V M0=3Nm (100K); NN=6000rpm; Naturally cooled FRAME SIZE IMB 5 (IM V1, IM V3) FLANGE 1, WITH KTY TEMPERATURESENSOR POWER CONNECTOR ROTATABLE RESOLVER 2-POLE (RESOLVER P=1); SHAFT WITH FITTED KEY, TOLERANCE N; W/O HOLDING BRAKE PROTECTION CLASS IP64; | - | 0 | 0
1FK7042-2AK71-1TA1 |  | 1FK7042-2AK71-1TA1 | 1 | UN | 1 | 15 | C | D | N | N | 85015220 | 1 |  | 4.602 | KG | 818.59 | 818.59 | MC05 | MC05 | SIMOTICS S Synchronous motor 1FK7-CT PN=0.94kW; UDC=600V M0=3Nm (100K); NN=6000rpm; Naturally cooled FRAME SIZE IMB 5 (IM V1, IM V3) FLANGE 1, WITH KTY TEMPERATURESENSOR POWER CONNECTOR ROTATABLE RESOLVER 2-POLE (RESOLVER P=1); SHAFT WITH FITTED KEY, TOLERANCE N; W/O HOLDING BRAKE PROTECTION CLASS IP65, | - | 0 | 0
1FK7042-2AK71-1TA2 |  | 1FK7042-2AK71-1TA2 | 1 | UN | 1 | 15 | C | D | N | N | 85015220 | 1 |  | 4.602 | KG | 818.59 | 818.59 | MC05 | MC05 | SIMOTICS S Synchronous motor 1FK7-CT PN=0.94kW; UDC=600V M0=3Nm (100K); NN=6000rpm; Naturally cooled FRAME SIZE IMB 5 (IM V1, IM V3) FLANGE 1, WITH KTY TEMPERATURESENSOR POWER CONNECTOR ROTATABLE RESOLVER 2-POLE (RESOLVER P=1); SHAFT WITH FITTED KEY, TOLERANCE N; W/O HOLDING BRAKE PROTECTION CLASS IP65, FLANGE ON DRIVE END IP67; | - | 0 | 0
1FK7042-2AK71-1TB0 |  | 1FK7042-2AK71-1TB0 | 1 | UN | 1 | 15 | C | D | N | N | 85015220 | 1 |  | 4.901 | KG | 930.21 | 930.21 | MC05 | MC05 | SIMOTICS S Synchronous motor 1FK7-CT PN=0.94kW; UDC=600V M0=3Nm (100K); NN=6000rpm; Naturally cooled FRAME SIZE IMB 5 (IM V1, IM V3) FLANGE 1, WITH KTY TEMPERATURESENSOR POWER CONNECTOR ROTATABLE RESOLVER 2-POLE (RESOLVER P=1); SHAFT WITH FITTED KEY, TOLERANCE N; WITH HOLDING BRAKE PROTECTION CLASS IP64; | - | 0 | 0
1FK7042-2AK71-1TB1 |  | 1FK7042-2AK71-1TB1 | 1 | UN | 1 | 15 | C | D | N | N | 85015220 | 1 |  | 4.901 | KG | 992.55 | 992.55 | MC05 | MC05 | SIMOTICS S Synchronous motor 1FK7-CT PN=0.94kW; UDC=600V M0=3Nm (100K); NN=6000rpm; Naturally cooled FRAME SIZE IMB 5 (IM V1, IM V3) FLANGE 1, WITH KTY TEMPERATURESENSOR POWER CONNECTOR ROTATABLE RESOLVER 2-POLE (RESOLVER P=1); SHAFT WITH FITTED KEY, TOLERANCE N; WITH HOLDING BRAKE PROTECTION CLASS IP65, | - | 0 | 0
1FK7042-2AK71-1TB2 |  | 1FK7042-2AK71-1TB2 | 1 | UN | 1 | 15 | C | D | N | N | 85015220 | 1 |  | 4.901 | KG | 992.55 | 992.55 | MC05 | MC05 | SIMOTICS S Synchronous motor 1FK7-CT PN=0.94kW; UDC=600V M0=3Nm (100K); NN=6000rpm; Naturally cooled FRAME SIZE IMB 5 (IM V1, IM V3) FLANGE 1, WITH KTY TEMPERATURESENSOR POWER CONNECTOR ROTATABLE RESOLVER 2-POLE (RESOLVER P=1); SHAFT WITH FITTED KEY, TOLERANCE N; WITH HOLDING BRAKE PROTECTION CLASS IP65, FLANGE ON DRIVE END IP67; | - | 0 | 0
1FK7042-2AK71-1TG0 |  | 1FK7042-2AK71-1TG0 | 1 | UN | 1 | 15 | C | D | N | N | 85015220 | 1 |  | 4.602 | KG | 698.76 | 698.76 | MC05 | MC05 | SIMOTICS S Synchronous motor 1FK7-CT PN=0.94kW; UDC=600V M0=3Nm (100K); NN=6000rpm; Naturally cooled FRAME SIZE IMB 5 (IM V1, IM V3) FLANGE 1, WITH KTY TEMPERATURESENSOR POWER CONNECTOR ROTATABLE RESOLVER 2-POLE (RESOLVER P=1); PLAIN SHAFT, TOLERANCE N; W/O HOLDING BRAKE PROTECTION CLASS IP64; | - | 0 | 0
1FK7042-2AK71-1TG1 |  | 1FK7042-2AK71-1TG1 | 1 | UN | 1 | 15 | C | D | N | N | 85015220 | 1 |  | 4.602 | KG | 761.1 | 761.1 | MC05 | MC05 | SIMOTICS S Synchronous motor 1FK7-CT PN=0.94kW; UDC=600V M0=3Nm (100K); NN=6000rpm; Naturally cooled FRAME SIZE IMB 5 (IM V1, IM V3) FLANGE 1, WITH KTY TEMPERATURESENSOR POWER CONNECTOR ROTATABLE RESOLVER 2-POLE (RESOLVER P=1); PLAIN SHAFT, TOLERANCE N; W/O HOLDING BRAKE PROTECTION CLASS IP65, | - | 0 | 0
1FK7042-2AK71-1TG2 |  | 1FK7042-2AK71-1TG2 | 1 | UN | 1 | 15 | C | D | N | N | 85015220 | 1 |  | 4.602 | KG | 761.1 | 761.1 | MC05 | MC05 | SIMOTICS S Synchronous motor 1FK7-CT PN=0.94kW; UDC=600V M0=3Nm (100K); NN=6000rpm; Naturally cooled FRAME SIZE IMB 5 (IM V1, IM V3) FLANGE 1, WITH KTY TEMPERATURESENSOR POWER CONNECTOR ROTATABLE RESOLVER 2-POLE (RESOLVER P=1); PLAIN SHAFT, TOLERANCE N; W/O HOLDING BRAKE PROTECTION CLASS IP65, FLANGE ON DRIVE END IP67; | - | 0 | 0
1FK7042-2AK71-1TH0 |  | 1FK7042-2AK71-1TH0 | 1 | UN | 1 | 15 | C | D | N | N | 85015220 | 1 |  | 4.901 | KG | 871.23 | 871.23 | MC05 | MC05 | SIMOTICS S Synchronous motor 1FK7-CT PN=0.94kW; UDC=600V M0=3Nm (100K); NN=6000rpm; Naturally cooled FRAME SIZE IMB 5 (IM V1, IM V3) FLANGE 1, WITH KTY TEMPERATURESENSOR POWER CONNECTOR ROTATABLE RESOLVER 2-POLE (RESOLVER P=1); PLAIN SHAFT, TOLERANCE N; WITH HOLDING BRAKE PROTECTION CLASS IP64; | - | 0 | 0
1FK7042-2AK71-1TH1 |  | 1FK7042-2AK71-1TH1 | 1 | UN | 1 | 15 | C | D | N | N | 85015220 | 1 |  | 4.901 | KG | 933.57 | 933.57 | MC05 | MC05 | SIMOTICS S Synchronous motor 1FK7-CT PN=0.94kW; UDC=600V M0=3Nm (100K); NN=6000rpm; Naturally cooled FRAME SIZE IMB 5 (IM V1, IM V3) FLANGE 1, WITH KTY TEMPERATURESENSOR POWER CONNECTOR ROTATABLE RESOLVER 2-POLE (RESOLVER P=1); PLAIN SHAFT, TOLERANCE N; WITH HOLDING BRAKE PROTECTION CLASS IP65, | - | 0 | 0
1FK7042-2AK71-1TH2 |  | 1FK7042-2AK71-1TH2 | 1 | UN | 1 | 15 | C | D | N | N | 85015220 | 1 |  | 4.901 | KG | 933.57 | 933.57 | MC05 | MC05 | SIMOTICS S Synchronous motor 1FK7-CT PN=0.94kW; UDC=600V M0=3Nm (100K); NN=6000rpm; Naturally cooled FRAME SIZE IMB 5 (IM V1, IM V3) FLANGE 1, WITH KTY TEMPERATURESENSOR POWER CONNECTOR ROTATABLE RESOLVER 2-POLE (RESOLVER P=1); PLAIN SHAFT, TOLERANCE N; WITH HOLDING BRAKE PROTECTION CLASS IP65, FLANGE ON DRIVE END IP67; | - | 0 | 0
1FK7042-2AK71-1UA0 |  | 1FK7042-2AK71-1UA0 | 1 | UN | 1 | 15 | C | D | N | N | 85015220 | 1 |  | 4.602 | KG | 916.95 | 916.95 | MC05 | MC05 | SIMOTICS S Synchronous motor 1FK7-CT PN=0.94kW; UDC=600V M0=3Nm (100K); NN=6000rpm; Naturally cooled FRAME SIZE IMB 5 (IM V1, IM V3) FLANGE 1 POWER CONNECTOR ROTATABLE RESOLVER MULTI-POLE WITH DRIVE-CLIQ INTERFACE; SHAFT WITH FITTED KEY, TOLERANCE N; W/O HOLDING BRAKE PROTECTION CLASS IP64; | - | 0 | 0
1FK7042-2AK71-1UA1 |  | 1FK7042-2AK71-1UA1 | 1 | UN | 1 | 15 | C | D | N | N | 85015220 | 1 |  | 4.602 | KG | 979.29 | 979.29 | MC05 | MC05 | SIMOTICS S Synchronous motor 1FK7-CT PN=0.94kW; UDC=600V M0=3Nm (100K); NN=6000rpm; Naturally cooled FRAME SIZE IMB 5 (IM V1, IM V3) FLANGE 1 POWER CONNECTOR ROTATABLE RESOLVER MULTI-POLE WITH DRIVE-CLIQ INTERFACE; SHAFT WITH FITTED KEY, TOLERANCE N; W/O HOLDING BRAKE PROTECTION CLASS IP65, | - | 0 | 0
1FK7042-2AK71-1UA2 |  | 1FK7042-2AK71-1UA2 | 1 | UN | 1 | 15 | C | D | N | N | 85015220 | 1 |  | 4.602 | KG | 979.29 | 979.29 | MC05 | MC05 | SIMOTICS S Synchronous motor 1FK7-CT PN=0.94kW; UDC=600V M0=3Nm (100K); NN=6000rpm; Naturally cooled FRAME SIZE IMB 5 (IM V1, IM V3) FLANGE 1 POWER CONNECTOR ROTATABLE RESOLVER MULTI-POLE WITH DRIVE-CLIQ INTERFACE; SHAFT WITH FITTED KEY, TOLERANCE N; W/O HOLDING BRAKE PROTECTION CLASS IP65, FLANGE ON DRIVE END IP67; | - | 0 | 0
1FK7042-2AK71-1UB0 |  | 1FK7042-2AK71-1UB0 | 1 | UN | 1 | 15 | C | D | N | N | 85015220 | 1 |  | 4.901 | KG | 1090.91 | 1090.91 | MC05 | MC05 | SIMOTICS S Synchronous motor 1FK7-CT PN=0.94kW; UDC=600V M0=3Nm (100K); NN=6000rpm; Naturally cooled FRAME SIZE IMB 5 (IM V1, IM V3) FLANGE 1 POWER CONNECTOR ROTATABLE RESOLVER MULTI-POLE WITH DRIVE-CLIQ INTERFACE; SHAFT WITH FITTED KEY, TOLERANCE N; WITH HOLDING BRAKE PROTECTION CLASS IP64; | - | 0 | 0
1FK7042-2AK71-1UB1 |  | 1FK7042-2AK71-1UB1 | 1 | UN | 1 | 15 | C | D | N | N | 85015220 | 1 |  | 4.901 | KG | 1153.25 | 1153.25 | MC05 | MC05 | SIMOTICS S Synchronous motor 1FK7-CT PN=0.94kW; UDC=600V M0=3Nm (100K); NN=6000rpm; Naturally cooled FRAME SIZE IMB 5 (IM V1, IM V3) FLANGE 1 POWER CONNECTOR ROTATABLE RESOLVER MULTI-POLE WITH DRIVE-CLIQ INTERFACE; SHAFT WITH FITTED KEY, TOLERANCE N; WITH HOLDING BRAKE PROTECTION CLASS IP65, | - | 0 | 0
1FK7042-2AK71-1UB2 |  | 1FK7042-2AK71-1UB2 | 1 | UN | 1 | 15 | C | D | N | N | 85015220 | 1 |  | 4.901 | KG | 1153.25 | 1153.25 | MC05 | MC05 | SIMOTICS S Synchronous motor 1FK7-CT PN=0.94kW; UDC=600V M0=3Nm (100K); NN=6000rpm; Naturally cooled FRAME SIZE IMB 5 (IM V1, IM V3) FLANGE 1 POWER CONNECTOR ROTATABLE RESOLVER MULTI-POLE WITH DRIVE-CLIQ INTERFACE; SHAFT WITH FITTED KEY, TOLERANCE N; WITH HOLDING BRAKE PROTECTION CLASS IP65, FLANGE ON DRIVE END IP67; | - | 0 | 0
1FK7042-2AK71-1UG0 |  | 1FK7042-2AK71-1UG0 | 1 | UN | 1 | 15 | C | D | N | N | 85015220 | 1 |  | 4.602 | KG | 859.46 | 859.46 | MC05 | MC05 | SIMOTICS S Synchronous motor 1FK7-CT PN=0.94kW; UDC=600V M0=3Nm (100K); NN=6000rpm; Naturally cooled FRAME SIZE IMB 5 (IM V1, IM V3) FLANGE 1 POWER CONNECTOR ROTATABLE RESOLVER MULTI-POLE WITH DRIVE-CLIQ INTERFACE; PLAIN SHAFT, TOLERANCE N; W/O HOLDING BRAKE PROTECTION CLASS IP64; | - | 0 | 0
1FK7042-2AK71-1UG1 |  | 1FK7042-2AK71-1UG1 | 1 | UN | 1 | 15 | C | D | N | N | 85015220 | 1 |  | 4.602 | KG | 921.8 | 921.8 | MC05 | MC05 | SIMOTICS S Synchronous motor 1FK7-CT PN=0.94kW; UDC=600V M0=3Nm (100K); NN=6000rpm; Naturally cooled FRAME SIZE IMB 5 (IM V1, IM V3) FLANGE 1 POWER CONNECTOR ROTATABLE RESOLVER MULTI-POLE WITH DRIVE-CLIQ INTERFACE; PLAIN SHAFT, TOLERANCE N; W/O HOLDING BRAKE PROTECTION CLASS IP65, | - | 0 | 0
1FK7042-2AK71-1UG2 |  | 1FK7042-2AK71-1UG2 | 1 | UN | 1 | 15 | C | D | N | N | 85015220 | 1 |  | 4.602 | KG | 921.8 | 921.8 | MC05 | MC05 | SIMOTICS S Synchronous motor 1FK7-CT PN=0.94kW; UDC=600V M0=3Nm (100K); NN=6000rpm; Naturally cooled FRAME SIZE IMB 5 (IM V1, IM V3) FLANGE 1 POWER CONNECTOR ROTATABLE RESOLVER MULTI-POLE WITH DRIVE-CLIQ INTERFACE; PLAIN SHAFT, TOLERANCE N; W/O HOLDING BRAKE PROTECTION CLASS IP65, FLANGE ON DRIVE END IP67; | - | 0 | 0
1FK7042-2AK71-1UH0 |  | 1FK7042-2AK71-1UH0 | 1 | UN | 1 | 15 | C | D | N | N | 85015220 | 1 |  | 4.901 | KG | 1031.93 | 1031.93 | MC05 | MC05 | SIMOTICS S Synchronous motor 1FK7-CT PN=0.94kW; UDC=600V M0=3Nm (100K); NN=6000rpm; Naturally cooled FRAME SIZE IMB 5 (IM V1, IM V3) FLANGE 1 POWER CONNECTOR ROTATABLE RESOLVER MULTI-POLE WITH DRIVE-CLIQ INTERFACE; PLAIN SHAFT, TOLERANCE N; WITH HOLDING BRAKE PROTECTION CLASS IP64; | - | 0 | 0
1FK7042-2AK71-1UH0-Z | V40 | 1FK7042-2AK71-1UH0-ZV40 | 1 | UN | 1 | 15 | C | D | N | N | 85015220 | 1 |  | 8.701 | KG | 1920.71 | 1920.71 | MC05 | MC05 | SIMOTICS S Synchronous motor 1FK7-CT PN=0.94kW; UDC=600V M0=3Nm (100K); NN=6000rpm; Naturally cooled FRAME SIZE IMB 5 (IM V1, IM V3) FLANGE 1 POWER CONNECTOR ROTATABLE RESOLVER MULTI-POLE WITH DRIVE-CLIQ INTERFACE; PLAIN SHAFT, TOLERANCE N; WITH HOLDING BRAKE PROTECTION CLASS IP64; V40: ALPHA NP, NP 025 Planetary gear unit 1-stage, i=5, with feather key | - | 0 | 0
1FK7042-2AK71-1UH1 |  | 1FK7042-2AK71-1UH1 | 1 | UN | 1 | 15 | C | D | N | N | 85015220 | 1 |  | 4.901 | KG | 1094.27 | 1094.27 | MC05 | MC05 | SIMOTICS S Synchronous motor 1FK7-CT PN=0.94kW; UDC=600V M0=3Nm (100K); NN=6000rpm; Naturally cooled FRAME SIZE IMB 5 (IM V1, IM V3) FLANGE 1 POWER CONNECTOR ROTATABLE RESOLVER MULTI-POLE WITH DRIVE-CLIQ INTERFACE; PLAIN SHAFT, TOLERANCE N; WITH HOLDING BRAKE PROTECTION CLASS IP65, | - | 0 | 0
1FK7042-2AK71-1UH2 |  | 1FK7042-2AK71-1UH2 | 1 | UN | 1 | 15 | C | D | N | N | 85015220 | 1 |  | 4.901 | KG | 1094.27 | 1094.27 | MC05 | MC05 | SIMOTICS S Synchronous motor 1FK7-CT PN=0.94kW; UDC=600V M0=3Nm (100K); NN=6000rpm; Naturally cooled FRAME SIZE IMB 5 (IM V1, IM V3) FLANGE 1 POWER CONNECTOR ROTATABLE RESOLVER MULTI-POLE WITH DRIVE-CLIQ INTERFACE; PLAIN SHAFT, TOLERANCE N; WITH HOLDING BRAKE PROTECTION CLASS IP65, FLANGE ON DRIVE END IP67; | - | 0 | 0
1FK7042-2AK71-3SB0 |  | 1FK7042-2AK71-3SB0 | 1 | UN | 1 | 15 | C | D | N | N | 85015220 | 1 |  | 4.6 | KG | 988.78 | 988.78 | MC05 | MC05 | SIMOTICS S Synchronous motor 1FK7-CT PN=0.94kW; UDC=600V M0=3Nm (100K); NN=6000rpm; Naturally cooled IMB 5 design (IM V1, IM V3) Flange 1 Cable outlet direction NDE Resolver multi-pole (resolver P=3); Shaft with feather key Tolerance N with holding brake; Degree of protection IP64 | - | 0 | 7
1FK7042-2AK74-1AA0 |  | 1FK7042-2AK74-1AA0 | 1 | UN | 1 | 15 | C | D | N | N | 85015220 | 1 |  | 4.601 | KG | 1146.89 | 1146.89 | MC05 | MC05 | SIMOTICS S Synchronous motor 1FK7-CT PN=0.94kW; UDC=600V M0=3Nm (100K); NN=6000rpm; Naturally cooled FRAME SIZE IMB 5 (IM V1, IM V3) FLANGE 1, WITH PT1000 TEMPERATURESENSOR POWER CONNECTOR ROTATABLE INCREMENTAL ENCODER SIN/COS 1VPP;2048 S/R W. C-AND D-SPUR (ENCODER IC2048S/R) SHAFT WITH FITTED KEY, TOLERANCE N; W/O HOLDING BRAKE PROTECTION CLASS IP64; | - | 0 | 0
1FK7042-2AK74-1AA1 |  | 1FK7042-2AK74-1AA1 | 1 | UN | 1 | 15 | C | D | N | N | 85015220 | 1 |  | 4.601 | KG | 1209.23 | 1209.23 | MC05 | MC05 | SIMOTICS S Synchronous motor 1FK7-CT PN=0.94kW; UDC=600V M0=3Nm (100K); NN=6000rpm; Naturally cooled FRAME SIZE IMB 5 (IM V1, IM V3) FLANGE 1, WITH PT1000 TEMPERATURESENSOR POWER CONNECTOR ROTATABLE INCREMENTAL ENCODER SIN/COS 1VPP;2048 S/R W. C-AND D-SPUR (ENCODER IC2048S/R) SHAFT WITH FITTED KEY, TOLERANCE N; W/O HOLDING BRAKE PROTECTION CLASS IP65, | - | 0 | 0
1FK7042-2AK74-1AA2 |  | 1FK7042-2AK74-1AA2 | 1 | UN | 1 | 15 | C | D | N | N | 85015220 | 1 |  | 4.601 | KG | 1209.23 | 1209.23 | MC05 | MC05 | SIMOTICS S Synchronous motor 1FK7-CT PN=0.94kW; UDC=600V M0=3Nm (100K); NN=6000rpm; Naturally cooled FRAME SIZE IMB 5 (IM V1, IM V3) FLANGE 1, WITH PT1000 TEMPERATURESENSOR POWER CONNECTOR ROTATABLE INCREMENTAL ENCODER SIN/COS 1VPP;2048 S/R W. C-AND D-SPUR (ENCODER IC2048S/R) SHAFT WITH FITTED KEY, TOLERANCE N; W/O HOLDING BRAKE PROTECTION CLASS IP65, FLANGE ON DRIVE END IP67; | - | 0 | 0
1FK7042-2AK74-1AB0 |  | 1FK7042-2AK74-1AB0 | 1 | UN | 1 | 15 | C | D | N | N | 85015220 | 1 |  | 4.9 | KG | 1320.85 | 1320.85 | MC05 | MC05 | SIMOTICS S Synchronous motor 1FK7-CT PN=0.94kW; UDC=600V M0=3Nm (100K); NN=6000rpm; Naturally cooled FRAME SIZE IMB 5 (IM V1, IM V3) FLANGE 1, WITH PT1000 TEMPERATURESENSOR POWER CONNECTOR ROTATABLE INCREMENTAL ENCODER SIN/COS 1VPP;2048 S/R W. C-AND D-SPUR (ENCODER IC2048S/R) SHAFT WITH FITTED KEY, TOLERANCE N; WITH HOLDING BRAKE PROTECTION CLASS IP64; | - | 0 | 0
1FK7042-2AK74-1AB1 |  | 1FK7042-2AK74-1AB1 | 1 | UN | 1 | 15 | C | D | N | N | 85015220 | 1 |  | 4.9 | KG | 1383.19 | 1383.19 | MC05 | MC05 | SIMOTICS S Synchronous motor 1FK7-CT PN=0.94kW; UDC=600V M0=3Nm (100K); NN=6000rpm; Naturally cooled FRAME SIZE IMB 5 (IM V1, IM V3) FLANGE 1, WITH PT1000 TEMPERATURESENSOR POWER CONNECTOR ROTATABLE INCREMENTAL ENCODER SIN/COS 1VPP;2048 S/R W. C-AND D-SPUR (ENCODER IC2048S/R) SHAFT WITH FITTED KEY, TOLERANCE N; WITH HOLDING BRAKE PROTECTION CLASS IP65, | - | 0 | 0
1FK7042-2AK74-1AB2 |  | 1FK7042-2AK74-1AB2 | 1 | UN | 1 | 15 | C | D | N | N | 85015220 | 1 |  | 4.9 | KG | 1383.19 | 1383.19 | MC05 | MC05 | SIMOTICS S Synchronous motor 1FK7-CT PN=0.94kW; UDC=600V M0=3Nm (100K); NN=6000rpm; Naturally cooled FRAME SIZE IMB 5 (IM V1, IM V3) FLANGE 1, WITH PT1000 TEMPERATURESENSOR POWER CONNECTOR ROTATABLE INCREMENTAL ENCODER SIN/COS 1VPP;2048 S/R W. C-AND D-SPUR (ENCODER IC2048S/R) SHAFT WITH FITTED KEY, TOLERANCE N; WITH HOLDING BRAKE PROTECTION CLASS IP65, FLANGE ON DRIVE END IP67; | - | 0 | 0
1FK7042-2AK74-1AG0 |  | 1FK7042-2AK74-1AG0 | 1 | UN | 1 | 15 | C | D | N | N | 85015220 | 1 |  | 4.601 | KG | 1089.4 | 1089.4 | MC05 | MC05 | SIMOTICS S Synchronous motor 1FK7-CT PN=0.94kW; UDC=600V M0=3Nm (100K); NN=6000rpm; Naturally cooled FRAME SIZE IMB 5 (IM V1, IM V3) FLANGE 1, WITH PT1000 TEMPERATURESENSOR POWER CONNECTOR ROTATABLE INCREMENTAL ENCODER SIN/COS 1VPP;2048 S/R W. C-AND D-SPUR (ENCODER IC2048S/R) PLAIN SHAFT, TOLERANCE N; W/O HOLDING BRAKE PROTECTION CLASS IP64; | - | 0 | 0
1FK7042-2AK74-1AG1 |  | 1FK7042-2AK74-1AG1 | 1 | UN | 1 | 15 | C | D | N | N | 85015220 | 1 |  | 4.601 | KG | 1151.74 | 1151.74 | MC05 | MC05 | SIMOTICS S Synchronous motor 1FK7-CT PN=0.94kW; UDC=600V M0=3Nm (100K); NN=6000rpm; Naturally cooled FRAME SIZE IMB 5 (IM V1, IM V3) FLANGE 1, WITH PT1000 TEMPERATURESENSOR POWER CONNECTOR ROTATABLE INCREMENTAL ENCODER SIN/COS 1VPP;2048 S/R W. C-AND D-SPUR (ENCODER IC2048S/R) PLAIN SHAFT, TOLERANCE N; W/O HOLDING BRAKE PROTECTION CLASS IP65, | - | 0 | 0
1FK7042-2AK74-1AG2 |  | 1FK7042-2AK74-1AG2 | 1 | UN | 1 | 15 | C | D | N | N | 85015220 | 1 |  | 4.601 | KG | 1151.74 | 1151.74 | MC05 | MC05 | SIMOTICS S Synchronous motor 1FK7-CT PN=0.94kW; UDC=600V M0=3Nm (100K); NN=6000rpm; Naturally cooled FRAME SIZE IMB 5 (IM V1, IM V3) FLANGE 1, WITH PT1000 TEMPERATURESENSOR POWER CONNECTOR ROTATABLE INCREMENTAL ENCODER SIN/COS 1VPP;2048 S/R W. C-AND D-SPUR (ENCODER IC2048S/R) PLAIN SHAFT, TOLERANCE N; W/O HOLDING BRAKE PROTECTION CLASS IP65, FLANGE ON DRIVE END IP67; | - | 0 | 0
1FK7042-2AK74-1AH0 |  | 1FK7042-2AK74-1AH0 | 1 | UN | 1 | 15 | C | D | N | N | 85015220 | 1 |  | 4.9 | KG | 1261.87 | 1261.87 | MC05 | MC05 | SIMOTICS S Synchronous motor 1FK7-CT PN=0.94kW; UDC=600V M0=3Nm (100K); NN=6000rpm; Naturally cooled FRAME SIZE IMB 5 (IM V1, IM V3) FLANGE 1, WITH PT1000 TEMPERATURESENSOR POWER CONNECTOR ROTATABLE INCREMENTAL ENCODER SIN/COS 1VPP;2048 S/R W. C-AND D-SPUR (ENCODER IC2048S/R) PLAIN SHAFT, TOLERANCE N; WITH HOLDING BRAKE PROTECTION CLASS IP64; | - | 0 | 0
1FK7042-2AK74-1AH1 |  | 1FK7042-2AK74-1AH1 | 1 | UN | 1 | 15 | C | D | N | N | 85015220 | 1 |  | 4.9 | KG | 1324.21 | 1324.21 | MC05 | MC05 | SIMOTICS S Synchronous motor 1FK7-CT PN=0.94kW; UDC=600V M0=3Nm (100K); NN=6000rpm; Naturally cooled FRAME SIZE IMB 5 (IM V1, IM V3) FLANGE 1, WITH PT1000 TEMPERATURESENSOR POWER CONNECTOR ROTATABLE INCREMENTAL ENCODER SIN/COS 1VPP;2048 S/R W. C-AND D-SPUR (ENCODER IC2048S/R) PLAIN SHAFT, TOLERANCE N; WITH HOLDING BRAKE PROTECTION CLASS IP65, | - | 0 | 0
1FK7042-2AK74-1AH2 |  | 1FK7042-2AK74-1AH2 | 1 | UN | 1 | 15 | C | D | N | N | 85015220 | 1 |  | 4.9 | KG | 1324.21 | 1324.21 | MC05 | MC05 | SIMOTICS S Synchronous motor 1FK7-CT PN=0.94kW; UDC=600V M0=3Nm (100K); NN=6000rpm; Naturally cooled FRAME SIZE IMB 5 (IM V1, IM V3) FLANGE 1, WITH PT1000 TEMPERATURESENSOR POWER CONNECTOR ROTATABLE INCREMENTAL ENCODER SIN/COS 1VPP;2048 S/R W. C-AND D-SPUR (ENCODER IC2048S/R) PLAIN SHAFT, TOLERANCE N; WITH HOLDING BRAKE PROTECTION CLASS IP65, FLANGE ON DRIVE END IP67; | - | 0 | 0
1FK7042-2AK74-1EA0 |  | 1FK7042-2AK74-1EA0 | 1 | UN | 1 | 15 | C | D | N | N | 85015220 | 1 |  | 4.601 | KG | 1394.57 | 1394.57 | MC05 | MC05 | SIMOTICS S Synchronous motor 1FK7-CT PN=0.94kW; UDC=600V M0=3Nm (100K); NN=6000rpm; Naturally cooled FRAME SIZE IMB 5 (IM V1, IM V3) FLANGE 1, WITH PT1000 TEMPERATURESENSOR POWER CONNECTOR ROTATABLE ABSOLUTE ENCODERR 2048 S/R + 4096 UMDREHUNGEN MULTITURN, WITH ENDAT-SCHNITTSTELLE (ENCODER AM2048S/R) SHAFT WITH FITTED KEY, TOLERANCE N; W/O HOLDING BRAKE PROTECTION CLASS IP64; | - | 0 | 0
1FK7042-2AK74-1EA1 |  | 1FK7042-2AK74-1EA1 | 1 | UN | 1 | 15 | C | D | N | N | 85015220 | 1 |  | 4.601 | KG | 1456.91 | 1456.91 | MC05 | MC05 | SIMOTICS S Synchronous motor 1FK7-CT PN=0.94kW; UDC=600V M0=3Nm (100K); NN=6000rpm; Naturally cooled FRAME SIZE IMB 5 (IM V1, IM V3) FLANGE 1, WITH PT1000 TEMPERATURESENSOR POWER CONNECTOR ROTATABLE ABSOLUTE ENCODERR 2048 S/R + 4096 UMDREHUNGEN MULTITURN, WITH ENDAT-SCHNITTSTELLE (ENCODER AM2048S/R) SHAFT WITH FITTED KEY, TOLERANCE N; W/O HOLDING BRAKE PROTECTION CLASS IP65, | - | 0 | 0
1FK7042-2AK74-1EA2 |  | 1FK7042-2AK74-1EA2 | 1 | UN | 1 | 15 | C | D | N | N | 85015220 | 1 |  | 4.601 | KG | 1456.91 | 1456.91 | MC05 | MC05 | SIMOTICS S Synchronous motor 1FK7-CT PN=0.94kW; UDC=600V M0=3Nm (100K); NN=6000rpm; Naturally cooled FRAME SIZE IMB 5 (IM V1, IM V3) FLANGE 1, WITH PT1000 TEMPERATURESENSOR POWER CONNECTOR ROTATABLE ABSOLUTE ENCODERR 2048 S/R + 4096 UMDREHUNGEN MULTITURN, WITH ENDAT-SCHNITTSTELLE (ENCODER AM2048S/R) SHAFT WITH FITTED KEY, TOLERANCE N; W/O HOLDING BRAKE PROTECTION CLASS IP65, FLANGE ON DRIVE END IP67; | - | 0 | 0
1FK7042-2AK74-1EB0 |  | 1FK7042-2AK74-1EB0 | 1 | UN | 1 | 15 | C | D | N | N | 85015220 | 1 |  | 4.9 | KG | 1568.53 | 1568.53 | MC05 | MC05 | SIMOTICS S Synchronous motor 1FK7-CT PN=0.94kW; UDC=600V M0=3Nm (100K); NN=6000rpm; Naturally cooled FRAME SIZE IMB 5 (IM V1, IM V3) FLANGE 1, WITH PT1000 TEMPERATURESENSOR POWER CONNECTOR ROTATABLE ABSOLUTE ENCODERR 2048 S/R + 4096 UMDREHUNGEN MULTITURN, WITH ENDAT-SCHNITTSTELLE (ENCODER AM2048S/R) SHAFT WITH FITTED KEY, TOLERANCE N; WITH HOLDING BRAKE PROTECTION CLASS IP64; | - | 0 | 0
1FK7042-2AK74-1EB1 |  | 1FK7042-2AK74-1EB1 | 1 | UN | 1 | 15 | C | D | N | N | 85015220 | 1 |  | 4.9 | KG | 1630.87 | 1630.87 | MC05 | MC05 | SIMOTICS S Synchronous motor 1FK7-CT PN=0.94kW; UDC=600V M0=3Nm (100K); NN=6000rpm; Naturally cooled FRAME SIZE IMB 5 (IM V1, IM V3) FLANGE 1, WITH PT1000 TEMPERATURESENSOR POWER CONNECTOR ROTATABLE ABSOLUTE ENCODERR 2048 S/R + 4096 UMDREHUNGEN MULTITURN, WITH ENDAT-SCHNITTSTELLE (ENCODER AM2048S/R) SHAFT WITH FITTED KEY, TOLERANCE N; WITH HOLDING BRAKE PROTECTION CLASS IP65, | - | 0 | 0
1FK7042-2AK74-1EB2 |  | 1FK7042-2AK74-1EB2 | 1 | UN | 1 | 15 | C | D | N | N | 85015220 | 1 |  | 4.9 | KG | 1630.87 | 1630.87 | MC05 | MC05 | SIMOTICS S Synchronous motor 1FK7-CT PN=0.94kW; UDC=600V M0=3Nm (100K); NN=6000rpm; Naturally cooled FRAME SIZE IMB 5 (IM V1, IM V3) FLANGE 1, WITH PT1000 TEMPERATURESENSOR POWER CONNECTOR ROTATABLE ABSOLUTE ENCODERR 2048 S/R + 4096 UMDREHUNGEN MULTITURN, WITH ENDAT-SCHNITTSTELLE (ENCODER AM2048S/R) SHAFT WITH FITTED KEY, TOLERANCE N; WITH HOLDING BRAKE PROTECTION CLASS IP65, FLANGE ON DRIVE END IP67; | - | 0 | 0
1FK7042-2AK74-1EG0 |  | 1FK7042-2AK74-1EG0 | 1 | UN | 1 | 15 | C | D | N | N | 85015220 | 1 |  | 4.601 | KG | 1337.08 | 1337.08 | MC05 | MC05 | SIMOTICS S Synchronous motor 1FK7-CT PN=0.94kW; UDC=600V M0=3Nm (100K); NN=6000rpm; Naturally cooled FRAME SIZE IMB 5 (IM V1, IM V3) FLANGE 1, WITH PT1000 TEMPERATURESENSOR POWER CONNECTOR ROTATABLE ABSOLUTE ENCODERR 2048 S/R + 4096 UMDREHUNGEN MULTITURN, WITH ENDAT-SCHNITTSTELLE (ENCODER AM2048S/R) PLAIN SHAFT, TOLERANCE N; W/O HOLDING BRAKE PROTECTION CLASS IP64; | - | 0 | 0
1FK7042-2AK74-1EG1 |  | 1FK7042-2AK74-1EG1 | 1 | UN | 1 | 15 | C | D | N | N | 85015220 | 1 |  | 4.601 | KG | 1399.42 | 1399.42 | MC05 | MC05 | SIMOTICS S Synchronous motor 1FK7-CT PN=0.94kW; UDC=600V M0=3Nm (100K); NN=6000rpm; Naturally cooled FRAME SIZE IMB 5 (IM V1, IM V3) FLANGE 1, WITH PT1000 TEMPERATURESENSOR POWER CONNECTOR ROTATABLE ABSOLUTE ENCODERR 2048 S/R + 4096 UMDREHUNGEN MULTITURN, WITH ENDAT-SCHNITTSTELLE (ENCODER AM2048S/R) PLAIN SHAFT, TOLERANCE N; W/O HOLDING BRAKE PROTECTION CLASS IP65, | - | 0 | 0
1FK7042-2AK74-1EG2 |  | 1FK7042-2AK74-1EG2 | 1 | UN | 1 | 15 | C | D | N | N | 85015220 | 1 |  | 4.601 | KG | 1399.42 | 1399.42 | MC05 | MC05 | SIMOTICS S Synchronous motor 1FK7-CT PN=0.94kW; UDC=600V M0=3Nm (100K); NN=6000rpm; Naturally cooled FRAME SIZE IMB 5 (IM V1, IM V3) FLANGE 1, WITH PT1000 TEMPERATURESENSOR POWER CONNECTOR ROTATABLE ABSOLUTE ENCODERR 2048 S/R + 4096 UMDREHUNGEN MULTITURN, WITH ENDAT-SCHNITTSTELLE (ENCODER AM2048S/R) PLAIN SHAFT, TOLERANCE N; W/O HOLDING BRAKE PROTECTION CLASS IP65, FLANGE ON DRIVE END IP67; | - | 0 | 0
1FK7042-2AK74-1EH0 |  | 1FK7042-2AK74-1EH0 | 1 | UN | 1 | 15 | C | D | N | N | 85015220 | 1 |  | 4.9 | KG | 1509.55 | 1509.55 | MC05 | MC05 | SIMOTICS S Synchronous motor 1FK7-CT PN=0.94kW; UDC=600V M0=3Nm (100K); NN=6000rpm; Naturally cooled FRAME SIZE IMB 5 (IM V1, IM V3) FLANGE 1, WITH PT1000 TEMPERATURESENSOR POWER CONNECTOR ROTATABLE ABSOLUTE ENCODERR 2048 S/R + 4096 UMDREHUNGEN MULTITURN, WITH ENDAT-SCHNITTSTELLE (ENCODER AM2048S/R) PLAIN SHAFT, TOLERANCE N; WITH HOLDING BRAKE PROTECTION CLASS IP64; | - | 0 | 0
1FK7042-2AK74-1EH1 |  | 1FK7042-2AK74-1EH1 | 1 | UN | 1 | 15 | C | D | N | N | 85015220 | 1 |  | 4.9 | KG | 1571.89 | 1571.89 | MC05 | MC05 | SIMOTICS S Synchronous motor 1FK7-CT PN=0.94kW; UDC=600V M0=3Nm (100K); NN=6000rpm; Naturally cooled FRAME SIZE IMB 5 (IM V1, IM V3) FLANGE 1, WITH PT1000 TEMPERATURESENSOR POWER CONNECTOR ROTATABLE ABSOLUTE ENCODERR 2048 S/R + 4096 UMDREHUNGEN MULTITURN, WITH ENDAT-SCHNITTSTELLE (ENCODER AM2048S/R) PLAIN SHAFT, TOLERANCE N; WITH HOLDING BRAKE PROTECTION CLASS IP65, | - | 0 | 0
1FK7042-2AK74-1EH2 |  | 1FK7042-2AK74-1EH2 | 1 | UN | 1 | 15 | C | D | N | N | 85015220 | 1 |  | 4.9 | KG | 1571.89 | 1571.89 | MC05 | MC05 | SIMOTICS S Synchronous motor 1FK7-CT PN=0.94kW; UDC=600V M0=3Nm (100K); NN=6000rpm; Naturally cooled FRAME SIZE IMB 5 (IM V1, IM V3) FLANGE 1, WITH PT1000 TEMPERATURESENSOR POWER CONNECTOR ROTATABLE ABSOLUTE ENCODERR 2048 S/R + 4096 UMDREHUNGEN MULTITURN, WITH ENDAT-SCHNITTSTELLE (ENCODER AM2048S/R) PLAIN SHAFT, TOLERANCE N; WITH HOLDING BRAKE PROTECTION CLASS IP65, FLANGE ON DRIVE END IP67; | - | 0 | 0
1FK7042-2AK74-1SA0 |  | 1FK7042-2AK74-1SA0 | 1 | UN | 1 | 15 | C | D | N | N | 85015220 | 1 |  | 4.602 | KG | 756.25 | 756.25 | MC05 | MC05 | SIMOTICS S Synchronous motor 1FK7-CT PN=0.94kW; UDC=600V M0=3Nm (100K); NN=6000rpm; Naturally cooled FRAME SIZE IMB 5 (IM V1, IM V3) FLANGE 1, WITH PT1000 TEMPERATURESENSOR POWER CONNECTOR ROTATABLE RESOLVER MULTI-POLE (RESOLVER P=4); SHAFT WITH FITTED KEY, TOLERANCE N; W/O HOLDING BRAKE PROTECTION CLASS IP64; | - | 0 | 0
1FK7042-2AK74-1SA1 |  | 1FK7042-2AK74-1SA1 | 1 | UN | 1 | 15 | C | D | N | N | 85015220 | 1 |  | 4.602 | KG | 818.59 | 818.59 | MC05 | MC05 | SIMOTICS S Synchronous motor 1FK7-CT PN=0.94kW; UDC=600V M0=3Nm (100K); NN=6000rpm; Naturally cooled FRAME SIZE IMB 5 (IM V1, IM V3) FLANGE 1, WITH PT1000 TEMPERATURESENSOR POWER CONNECTOR ROTATABLE RESOLVER MULTI-POLE (RESOLVER P=4); SHAFT WITH FITTED KEY, TOLERANCE N; W/O HOLDING BRAKE PROTECTION CLASS IP65, | - | 0 | 0
1FK7042-2AK74-1SA2 |  | 1FK7042-2AK74-1SA2 | 1 | UN | 1 | 15 | C | D | N | N | 85015220 | 1 |  | 4.602 | KG | 818.59 | 818.59 | MC05 | MC05 | SIMOTICS S Synchronous motor 1FK7-CT PN=0.94kW; UDC=600V M0=3Nm (100K); NN=6000rpm; Naturally cooled FRAME SIZE IMB 5 (IM V1, IM V3) FLANGE 1, WITH PT1000 TEMPERATURESENSOR POWER CONNECTOR ROTATABLE RESOLVER MULTI-POLE (RESOLVER P=4); SHAFT WITH FITTED KEY, TOLERANCE N; W/O HOLDING BRAKE PROTECTION CLASS IP65, FLANGE ON DRIVE END IP67; | - | 0 | 0
1FK7042-2AK74-1SB0 |  | 1FK7042-2AK74-1SB0 | 1 | UN | 1 | 15 | C | D | N | N | 85015220 | 1 |  | 4.901 | KG | 930.21 | 930.21 | MC05 | MC05 | SIMOTICS S Synchronous motor 1FK7-CT PN=0.94kW; UDC=600V M0=3Nm (100K); NN=6000rpm; Naturally cooled FRAME SIZE IMB 5 (IM V1, IM V3) FLANGE 1, WITH PT1000 TEMPERATURESENSOR POWER CONNECTOR ROTATABLE RESOLVER MULTI-POLE (RESOLVER P=4); SHAFT WITH FITTED KEY, TOLERANCE N; WITH HOLDING BRAKE PROTECTION CLASS IP64; | - | 0 | 0
1FK7042-2AK74-1SB1 |  | 1FK7042-2AK74-1SB1 | 1 | UN | 1 | 15 | C | D | N | N | 85015220 | 1 |  | 4.901 | KG | 992.55 | 992.55 | MC05 | MC05 | SIMOTICS S Synchronous motor 1FK7-CT PN=0.94kW; UDC=600V M0=3Nm (100K); NN=6000rpm; Naturally cooled FRAME SIZE IMB 5 (IM V1, IM V3) FLANGE 1, WITH PT1000 TEMPERATURESENSOR POWER CONNECTOR ROTATABLE RESOLVER MULTI-POLE (RESOLVER P=4); SHAFT WITH FITTED KEY, TOLERANCE N; WITH HOLDING BRAKE PROTECTION CLASS IP65, | - | 0 | 0
1FK7042-2AK74-1SB2 |  | 1FK7042-2AK74-1SB2 | 1 | UN | 1 | 15 | C | D | N | N | 85015220 | 1 |  | 4.901 | KG | 992.55 | 992.55 | MC05 | MC05 | SIMOTICS S Synchronous motor 1FK7-CT PN=0.94kW; UDC=600V M0=3Nm (100K); NN=6000rpm; Naturally cooled FRAME SIZE IMB 5 (IM V1, IM V3) FLANGE 1, WITH PT1000 TEMPERATURESENSOR POWER CONNECTOR ROTATABLE RESOLVER MULTI-POLE (RESOLVER P=4); SHAFT WITH FITTED KEY, TOLERANCE N; WITH HOLDING BRAKE PROTECTION CLASS IP65, FLANGE ON DRIVE END IP67; | - | 0 | 0
1FK7042-2AK74-1SG0 |  | 1FK7042-2AK74-1SG0 | 1 | UN | 1 | 15 | C | D | N | N | 85015220 | 1 |  | 4.602 | KG | 698.76 | 698.76 | MC05 | MC05 | SIMOTICS S Synchronous motor 1FK7-CT PN=0.94kW; UDC=600V M0=3Nm (100K); NN=6000rpm; Naturally cooled FRAME SIZE IMB 5 (IM V1, IM V3) FLANGE 1, WITH PT1000 TEMPERATURESENSOR POWER CONNECTOR ROTATABLE RESOLVER MULTI-POLE (RESOLVER P=4); PLAIN SHAFT, TOLERANCE N; W/O HOLDING BRAKE PROTECTION CLASS IP64; | - | 0 | 0
1FK7042-2AK74-1SG1 |  | 1FK7042-2AK74-1SG1 | 1 | UN | 1 | 15 | C | D | N | N | 85015220 | 1 |  | 4.602 | KG | 761.1 | 761.1 | MC05 | MC05 | SIMOTICS S Synchronous motor 1FK7-CT PN=0.94kW; UDC=600V M0=3Nm (100K); NN=6000rpm; Naturally cooled FRAME SIZE IMB 5 (IM V1, IM V3) FLANGE 1, WITH PT1000 TEMPERATURESENSOR POWER CONNECTOR ROTATABLE RESOLVER MULTI-POLE (RESOLVER P=4); PLAIN SHAFT, TOLERANCE N; W/O HOLDING BRAKE PROTECTION CLASS IP65, | - | 0 | 0
1FK7042-2AK74-1SG2 |  | 1FK7042-2AK74-1SG2 | 1 | UN | 1 | 15 | C | D | N | N | 85015220 | 1 |  | 4.602 | KG | 761.1 | 761.1 | MC05 | MC05 | SIMOTICS S Synchronous motor 1FK7-CT PN=0.94kW; UDC=600V M0=3Nm (100K); NN=6000rpm; Naturally cooled FRAME SIZE IMB 5 (IM V1, IM V3) FLANGE 1, WITH PT1000 TEMPERATURESENSOR POWER CONNECTOR ROTATABLE RESOLVER MULTI-POLE (RESOLVER P=4); PLAIN SHAFT, TOLERANCE N; W/O HOLDING BRAKE PROTECTION CLASS IP65, FLANGE ON DRIVE END IP67; | - | 0 | 0
1FK7042-2AK74-1SH0 |  | 1FK7042-2AK74-1SH0 | 1 | UN | 1 | 15 | C | D | N | N | 85015220 | 1 |  | 4.901 | KG | 871.23 | 871.23 | MC05 | MC05 | SIMOTICS S Synchronous motor 1FK7-CT PN=0.94kW; UDC=600V M0=3Nm (100K); NN=6000rpm; Naturally cooled FRAME SIZE IMB 5 (IM V1, IM V3) FLANGE 1, WITH PT1000 TEMPERATURESENSOR POWER CONNECTOR ROTATABLE RESOLVER MULTI-POLE (RESOLVER P=4); PLAIN SHAFT, TOLERANCE N; WITH HOLDING BRAKE PROTECTION CLASS IP64; | - | 0 | 0
1FK7042-2AK74-1SH1 |  | 1FK7042-2AK74-1SH1 | 1 | UN | 1 | 15 | C | D | N | N | 85015220 | 1 |  | 4.901 | KG | 933.57 | 933.57 | MC05 | MC05 | SIMOTICS S Synchronous motor 1FK7-CT PN=0.94kW; UDC=600V M0=3Nm (100K); NN=6000rpm; Naturally cooled FRAME SIZE IMB 5 (IM V1, IM V3) FLANGE 1, WITH PT1000 TEMPERATURESENSOR POWER CONNECTOR ROTATABLE RESOLVER MULTI-POLE (RESOLVER P=4); PLAIN SHAFT, TOLERANCE N; WITH HOLDING BRAKE PROTECTION CLASS IP65, | - | 0 | 0
1FK7042-2AK74-1SH2 |  | 1FK7042-2AK74-1SH2 | 1 | UN | 1 | 15 | C | D | N | N | 85015220 | 1 |  | 4.901 | KG | 933.57 | 933.57 | MC05 | MC05 | SIMOTICS S Synchronous motor 1FK7-CT PN=0.94kW; UDC=600V M0=3Nm (100K); NN=6000rpm; Naturally cooled FRAME SIZE IMB 5 (IM V1, IM V3) FLANGE 1, WITH PT1000 TEMPERATURESENSOR POWER CONNECTOR ROTATABLE RESOLVER MULTI-POLE (RESOLVER P=4); PLAIN SHAFT, TOLERANCE N; WITH HOLDING BRAKE PROTECTION CLASS IP65, FLANGE ON DRIVE END IP67; | - | 0 | 0
1FK7042-2AK74-1TA0 |  | 1FK7042-2AK74-1TA0 | 1 | UN | 1 | 15 | C | D | N | N | 85015220 | 1 |  | 4.602 | KG | 756.25 | 756.25 | MC05 | MC05 | SIMOTICS S Synchronous motor 1FK7-CT PN=0.94kW; UDC=600V M0=3Nm (100K); NN=6000rpm; Naturally cooled FRAME SIZE IMB 5 (IM V1, IM V3) FLANGE 1, WITH PT1000 TEMPERATURESENSOR POWER CONNECTOR ROTATABLE RESOLVER 2-POLE (RESOLVER P=1); SHAFT WITH FITTED KEY, TOLERANCE N; W/O HOLDING BRAKE PROTECTION CLASS IP64; | - | 0 | 0
1FK7042-2AK74-1TA1 |  | 1FK7042-2AK74-1TA1 | 1 | UN | 1 | 15 | C | D | N | N | 85015220 | 1 |  | 4.602 | KG | 818.59 | 818.59 | MC05 | MC05 | SIMOTICS S Synchronous motor 1FK7-CT PN=0.94kW; UDC=600V M0=3Nm (100K); NN=6000rpm; Naturally cooled FRAME SIZE IMB 5 (IM V1, IM V3) FLANGE 1, WITH PT1000 TEMPERATURESENSOR POWER CONNECTOR ROTATABLE RESOLVER 2-POLE (RESOLVER P=1); SHAFT WITH FITTED KEY, TOLERANCE N; W/O HOLDING BRAKE PROTECTION CLASS IP65, | - | 0 | 0
1FK7042-2AK74-1TA2 |  | 1FK7042-2AK74-1TA2 | 1 | UN | 1 | 15 | C | D | N | N | 85015220 | 1 |  | 4.602 | KG | 818.59 | 818.59 | MC05 | MC05 | SIMOTICS S Synchronous motor 1FK7-CT PN=0.94kW; UDC=600V M0=3Nm (100K); NN=6000rpm; Naturally cooled FRAME SIZE IMB 5 (IM V1, IM V3) FLANGE 1, WITH PT1000 TEMPERATURESENSOR POWER CONNECTOR ROTATABLE RESOLVER 2-POLE (RESOLVER P=1); SHAFT WITH FITTED KEY, TOLERANCE N; W/O HOLDING BRAKE PROTECTION CLASS IP65, FLANGE ON DRIVE END IP67; | - | 0 | 0
1FK7042-2AK74-1TB0 |  | 1FK7042-2AK74-1TB0 | 1 | UN | 1 | 15 | C | D | N | N | 85015220 | 1 |  | 4.901 | KG | 930.21 | 930.21 | MC05 | MC05 | SIMOTICS S Synchronous motor 1FK7-CT PN=0.94kW; UDC=600V M0=3Nm (100K); NN=6000rpm; Naturally cooled FRAME SIZE IMB 5 (IM V1, IM V3) FLANGE 1, WITH PT1000 TEMPERATURESENSOR POWER CONNECTOR ROTATABLE RESOLVER 2-POLE (RESOLVER P=1); SHAFT WITH FITTED KEY, TOLERANCE N; WITH HOLDING BRAKE PROTECTION CLASS IP64; | - | 0 | 0
1FK7042-2AK74-1TB1 |  | 1FK7042-2AK74-1TB1 | 1 | UN | 1 | 15 | C | D | N | N | 85015220 | 1 |  | 4.901 | KG | 992.55 | 992.55 | MC05 | MC05 | SIMOTICS S Synchronous motor 1FK7-CT PN=0.94kW; UDC=600V M0=3Nm (100K); NN=6000rpm; Naturally cooled FRAME SIZE IMB 5 (IM V1, IM V3) FLANGE 1, WITH PT1000 TEMPERATURESENSOR POWER CONNECTOR ROTATABLE RESOLVER 2-POLE (RESOLVER P=1); SHAFT WITH FITTED KEY, TOLERANCE N; WITH HOLDING BRAKE PROTECTION CLASS IP65, | - | 0 | 0
1FK7042-2AK74-1TB2 |  | 1FK7042-2AK74-1TB2 | 1 | UN | 1 | 15 | C | D | N | N | 85015220 | 1 |  | 4.901 | KG | 992.55 | 992.55 | MC05 | MC05 | SIMOTICS S Synchronous motor 1FK7-CT PN=0.94kW; UDC=600V M0=3Nm (100K); NN=6000rpm; Naturally cooled FRAME SIZE IMB 5 (IM V1, IM V3) FLANGE 1, WITH PT1000 TEMPERATURESENSOR POWER CONNECTOR ROTATABLE RESOLVER 2-POLE (RESOLVER P=1); SHAFT WITH FITTED KEY, TOLERANCE N; WITH HOLDING BRAKE PROTECTION CLASS IP65, FLANGE ON DRIVE END IP67; | - | 0 | 0
1FK7042-2AK74-1TG0 |  | 1FK7042-2AK74-1TG0 | 1 | UN | 1 | 15 | C | D | N | N | 85015220 | 1 |  | 4.602 | KG | 698.76 | 698.76 | MC05 | MC05 | SIMOTICS S Synchronous motor 1FK7-CT PN=0.94kW; UDC=600V M0=3Nm (100K); NN=6000rpm; Naturally cooled FRAME SIZE IMB 5 (IM V1, IM V3) FLANGE 1, WITH PT1000 TEMPERATURESENSOR POWER CONNECTOR ROTATABLE RESOLVER 2-POLE (RESOLVER P=1); PLAIN SHAFT, TOLERANCE N; W/O HOLDING BRAKE PROTECTION CLASS IP64; | - | 0 | 0
1FK7042-2AK74-1TG1 |  | 1FK7042-2AK74-1TG1 | 1 | UN | 1 | 15 | C | D | N | N | 85015220 | 1 |  | 4.602 | KG | 761.1 | 761.1 | MC05 | MC05 | SIMOTICS S Synchronous motor 1FK7-CT PN=0.94kW; UDC=600V M0=3Nm (100K); NN=6000rpm; Naturally cooled FRAME SIZE IMB 5 (IM V1, IM V3) FLANGE 1, WITH PT1000 TEMPERATURESENSOR POWER CONNECTOR ROTATABLE RESOLVER 2-POLE (RESOLVER P=1); PLAIN SHAFT, TOLERANCE N; W/O HOLDING BRAKE PROTECTION CLASS IP65, | - | 0 | 0
1FK7042-2AK74-1TG2 |  | 1FK7042-2AK74-1TG2 | 1 | UN | 1 | 15 | C | D | N | N | 85015220 | 1 |  | 4.602 | KG | 761.1 | 761.1 | MC05 | MC05 | SIMOTICS S Synchronous motor 1FK7-CT PN=0.94kW; UDC=600V M0=3Nm (100K); NN=6000rpm; Naturally cooled FRAME SIZE IMB 5 (IM V1, IM V3) FLANGE 1, WITH PT1000 TEMPERATURESENSOR POWER CONNECTOR ROTATABLE RESOLVER 2-POLE (RESOLVER P=1); PLAIN SHAFT, TOLERANCE N; W/O HOLDING BRAKE PROTECTION CLASS IP65, FLANGE ON DRIVE END IP67; | - | 0 | 0
1FK7042-2AK74-1TH0 |  | 1FK7042-2AK74-1TH0 | 1 | UN | 1 | 15 | C | D | N | N | 85015220 | 1 |  | 4.901 | KG | 871.23 | 871.23 | MC05 | MC05 | SIMOTICS S Synchronous motor 1FK7-CT PN=0.94kW; UDC=600V M0=3Nm (100K); NN=6000rpm; Naturally cooled FRAME SIZE IMB 5 (IM V1, IM V3) FLANGE 1, WITH PT1000 TEMPERATURESENSOR POWER CONNECTOR ROTATABLE RESOLVER 2-POLE (RESOLVER P=1); PLAIN SHAFT, TOLERANCE N; WITH HOLDING BRAKE PROTECTION CLASS IP64; | - | 0 | 0
1FK7042-2AK74-1TH1 |  | 1FK7042-2AK74-1TH1 | 1 | UN | 1 | 15 | C | D | N | N | 85015220 | 1 |  | 4.901 | KG | 933.57 | 933.57 | MC05 | MC05 | SIMOTICS S Synchronous motor 1FK7-CT PN=0.94kW; UDC=600V M0=3Nm (100K); NN=6000rpm; Naturally cooled FRAME SIZE IMB 5 (IM V1, IM V3) FLANGE 1, WITH PT1000 TEMPERATURESENSOR POWER CONNECTOR ROTATABLE RESOLVER 2-POLE (RESOLVER P=1); PLAIN SHAFT, TOLERANCE N; WITH HOLDING BRAKE PROTECTION CLASS IP65, | - | 0 | 0
1FK7042-2AK74-1TH2 |  | 1FK7042-2AK74-1TH2 | 1 | UN | 1 | 15 | C | D | N | N | 85015220 | 1 |  | 4.901 | KG | 933.57 | 933.57 | MC05 | MC05 | SIMOTICS S Synchronous motor 1FK7-CT PN=0.94kW; UDC=600V M0=3Nm (100K); NN=6000rpm; Naturally cooled FRAME SIZE IMB 5 (IM V1, IM V3) FLANGE 1, WITH PT1000 TEMPERATURESENSOR POWER CONNECTOR ROTATABLE RESOLVER 2-POLE (RESOLVER P=1); PLAIN SHAFT, TOLERANCE N; WITH HOLDING BRAKE PROTECTION CLASS IP65, FLANGE ON DRIVE END IP67; | - | 0 | 0
1FK7042-3BK71-1AA0 |  | 1FK7042-3BK71-1AA0 | 1 | UN | 1 | 15 | C | D | N | N | 85015220 | 1 |  | 5.101 | KG | 1146.89 | 1146.89 | MC05 | MC05 | SIMOTICS S Synchronous motor 1FK7-HI PN=0.94kW; UDC=600V M0=3Nm (100K); NN=6000rpm; Naturally cooled FRAME SIZE IMB 5 (IM V1, IM V3) FLANGE 1, WITH KTY TEMPERATURESENSOR POWER CONNECTOR ROTATABLE INCREMENTAL ENCODER SIN/COS 1VP 2048 S/R WITH C- AND D-SPUR (ENCODER IC2048S/R) SHAFT WITH FITTED KEY, TOLERANCE N; W/O HOLDING BRAKE PROTECTION CLASS IP64; | - | 0 | 0
1FK7042-3BK71-1AA1 |  | 1FK7042-3BK71-1AA1 | 1 | UN | 1 | 15 | C | D | N | N | 85015220 | 1 |  | 5.101 | KG | 1209.23 | 1209.23 | MC05 | MC05 | SIMOTICS S Synchronous motor 1FK7-HI PN=0.94kW; UDC=600V M0=3Nm (100K); NN=6000rpm; Naturally cooled FRAME SIZE IMB 5 (IM V1, IM V3) FLANGE 1, WITH KTY TEMPERATURESENSOR POWER CONNECTOR ROTATABLE INCREMENTAL ENCODER SIN/COS 1VP 2048 S/R WITH C- AND D-SPUR (ENCODER IC2048S/R) SHAFT WITH FITTED KEY, TOLERANCE N; W/O HOLDING BRAKE PROTECTION CLASS IP65, | - | 0 | 0
1FK7042-3BK71-1AA2 |  | 1FK7042-3BK71-1AA2 | 1 | UN | 1 | 15 | C | D | N | N | 85015220 | 1 |  | 5.101 | KG | 1209.23 | 1209.23 | MC05 | MC05 | SIMOTICS S Synchronous motor 1FK7-HI PN=0.94kW; UDC=600V M0=3Nm (100K); NN=6000rpm; Naturally cooled FRAME SIZE IMB 5 (IM V1, IM V3) FLANGE 1, WITH KTY TEMPERATURESENSOR POWER CONNECTOR ROTATABLE INCREMENTAL ENCODER SIN/COS 1VP 2048 S/R WITH C- AND D-SPUR (ENCODER IC2048S/R) SHAFT WITH FITTED KEY, TOLERANCE N; W/O HOLDING BRAKE PROTECTION CLASS IP65, FLANGE ON DRIVE END IP67; | - | 0 | 0
1FK7042-3BK71-1AB0 |  | 1FK7042-3BK71-1AB0 | 1 | UN | 1 | 15 | C | D | N | N | 85015220 | 1 |  | 5.4 | KG | 1320.85 | 1320.85 | MC05 | MC05 | SIMOTICS S Synchronous motor 1FK7-HI PN=0.94kW; UDC=600V M0=3Nm (100K); NN=6000rpm; Naturally cooled FRAME SIZE IMB 5 (IM V1, IM V3) FLANGE 1, WITH KTY TEMPERATURESENSOR POWER CONNECTOR ROTATABLE INCREMENTAL ENCODER SIN/COS 1VP 2048 S/R WITH C- AND D-SPUR (ENCODER IC2048S/R) SHAFT WITH FITTED KEY, TOLERANCE N; WITH HOLDING BRAKE PROTECTION CLASS IP64; | - | 0 | 0
1FK7042-3BK71-1AB1 |  | 1FK7042-3BK71-1AB1 | 1 | UN | 1 | 15 | C | D | N | N | 85015220 | 1 |  | 5.4 | KG | 1383.19 | 1383.19 | MC05 | MC05 | SIMOTICS S Synchronous motor 1FK7-HI PN=0.94kW; UDC=600V M0=3Nm (100K); NN=6000rpm; Naturally cooled FRAME SIZE IMB 5 (IM V1, IM V3) FLANGE 1, WITH KTY TEMPERATURESENSOR POWER CONNECTOR ROTATABLE INCREMENTAL ENCODER SIN/COS 1VP 2048 S/R WITH C- AND D-SPUR (ENCODER IC2048S/R) SHAFT WITH FITTED KEY, TOLERANCE N; WITH HOLDING BRAKE PROTECTION CLASS IP65, | - | 0 | 0
1FK7042-3BK71-1AB2 |  | 1FK7042-3BK71-1AB2 | 1 | UN | 1 | 15 | C | D | N | N | 85015220 | 1 |  | 5.4 | KG | 1383.19 | 1383.19 | MC05 | MC05 | SIMOTICS S Synchronous motor 1FK7-HI PN=0.94kW; UDC=600V M0=3Nm (100K); NN=6000rpm; Naturally cooled FRAME SIZE IMB 5 (IM V1, IM V3) FLANGE 1, WITH KTY TEMPERATURESENSOR POWER CONNECTOR ROTATABLE INCREMENTAL ENCODER SIN/COS 1VP 2048 S/R WITH C- AND D-SPUR (ENCODER IC2048S/R) SHAFT WITH FITTED KEY, TOLERANCE N; WITH HOLDING BRAKE PROTECTION CLASS IP65, FLANGE ON DRIVE END IP67; | - | 0 | 0
1FK7042-3BK71-1AG0 |  | 1FK7042-3BK71-1AG0 | 1 | UN | 1 | 15 | C | D | N | N | 85015220 | 1 |  | 5.101 | KG | 1089.4 | 1089.4 | MC05 | MC05 | SIMOTICS S Synchronous motor 1FK7-HI PN=0.94kW; UDC=600V M0=3Nm (100K); NN=6000rpm; Naturally cooled FRAME SIZE IMB 5 (IM V1, IM V3) FLANGE 1, WITH KTY TEMPERATURESENSOR POWER CONNECTOR ROTATABLE INCREMENTAL ENCODER SIN/COS 1VP 2048 S/R WITH C- AND D-SPUR (ENCODER IC2048S/R) PLAIN SHAFT, TOLERANCE N; W/O HOLDING BRAKE PROTECTION CLASS IP64; | - | 0 | 0
1FK7042-3BK71-1AG1 |  | 1FK7042-3BK71-1AG1 | 1 | UN | 1 | 15 | C | D | N | N | 85015220 | 1 |  | 5.101 | KG | 1151.74 | 1151.74 | MC05 | MC05 | SIMOTICS S Synchronous motor 1FK7-HI PN=0.94kW; UDC=600V M0=3Nm (100K); NN=6000rpm; Naturally cooled FRAME SIZE IMB 5 (IM V1, IM V3) FLANGE 1, WITH KTY TEMPERATURESENSOR POWER CONNECTOR ROTATABLE INCREMENTAL ENCODER SIN/COS 1VP 2048 S/R WITH C- AND D-SPUR (ENCODER IC2048S/R) PLAIN SHAFT, TOLERANCE N; W/O HOLDING BRAKE PROTECTION CLASS IP65, | - | 0 | 0
1FK7042-3BK71-1AG2 |  | 1FK7042-3BK71-1AG2 | 1 | UN | 1 | 15 | C | D | N | N | 85015220 | 1 |  | 5.101 | KG | 1151.74 | 1151.74 | MC05 | MC05 | SIMOTICS S Synchronous motor 1FK7-HI PN=0.94kW; UDC=600V M0=3Nm (100K); NN=6000rpm; Naturally cooled FRAME SIZE IMB 5 (IM V1, IM V3) FLANGE 1, WITH KTY TEMPERATURESENSOR POWER CONNECTOR ROTATABLE INCREMENTAL ENCODER SIN/COS 1VP 2048 S/R WITH C- AND D-SPUR (ENCODER IC2048S/R) PLAIN SHAFT, TOLERANCE N; W/O HOLDING BRAKE PROTECTION CLASS IP65, FLANGE ON DRIVE END IP67; | - | 0 | 0
1FK7042-3BK71-1AH0 |  | 1FK7042-3BK71-1AH0 | 1 | UN | 1 | 15 | C | D | N | N | 85015220 | 1 |  | 5.4 | KG | 1261.87 | 1261.87 | MC05 | MC05 | SIMOTICS S Synchronous motor 1FK7-HI PN=0.94kW; UDC=600V M0=3Nm (100K); NN=6000rpm; Naturally cooled FRAME SIZE IMB 5 (IM V1, IM V3) FLANGE 1, WITH KTY TEMPERATURESENSOR POWER CONNECTOR ROTATABLE INCREMENTAL ENCODER SIN/COS 1VP 2048 S/R WITH C- AND D-SPUR (ENCODER IC2048S/R) PLAIN SHAFT, TOLERANCE N; WITH HOLDING BRAKE PROTECTION CLASS IP64; | - | 0 | 0
1FK7042-3BK71-1AH1 |  | 1FK7042-3BK71-1AH1 | 1 | UN | 1 | 15 | C | D | N | N | 85015220 | 1 |  | 5.4 | KG | 1324.21 | 1324.21 | MC05 | MC05 | SIMOTICS S Synchronous motor 1FK7-HI PN=0.94kW; UDC=600V M0=3Nm (100K); NN=6000rpm; Naturally cooled FRAME SIZE IMB 5 (IM V1, IM V3) FLANGE 1, WITH KTY TEMPERATURESENSOR POWER CONNECTOR ROTATABLE INCREMENTAL ENCODER SIN/COS 1VP 2048 S/R WITH C- AND D-SPUR (ENCODER IC2048S/R) PLAIN SHAFT, TOLERANCE N; WITH HOLDING BRAKE PROTECTION CLASS IP65, | - | 0 | 0
1FK7042-3BK71-1AH2 |  | 1FK7042-3BK71-1AH2 | 1 | UN | 1 | 15 | C | D | N | N | 85015220 | 1 |  | 5.4 | KG | 1324.21 | 1324.21 | MC05 | MC05 | SIMOTICS S Synchronous motor 1FK7-HI PN=0.94kW; UDC=600V M0=3Nm (100K); NN=6000rpm; Naturally cooled FRAME SIZE IMB 5 (IM V1, IM V3) FLANGE 1, WITH KTY TEMPERATURESENSOR POWER CONNECTOR ROTATABLE INCREMENTAL ENCODER SIN/COS 1VP 2048 S/R WITH C- AND D-SPUR (ENCODER IC2048S/R) PLAIN SHAFT, TOLERANCE N; WITH HOLDING BRAKE PROTECTION CLASS IP65, FLANGE ON DRIVE END IP67; | - | 0 | 0
1FK7042-3BK71-1BA0 |  | 1FK7042-3BK71-1BA0 | 1 | UN | 1 | 15 | C | D | N | N | 85015220 | 1 |  | 5.101 | KG | 1307.59 | 1307.59 | MC05 | MC05 | SIMOTICS S Synchronous motor 1FK7-HI PN=0.94kW; UDC=600V M0=3Nm (100K); NN=6000rpm; Naturally cooled FRAME SIZE IMB 5 (IM V1, IM V3) FLANGE 1 POWER CONNECTOR ROTATABLE ABSOLUTE ENCODER SINGLETURN 24 BIT WITH DRIVE CLIQ INTERFACE (ENCODER AS24DQI) SHAFT WITH FITTED KEY, TOLERANCE N; W/O HOLDING BRAKE PROTECTION CLASS IP64; | - | 0 | 0
1FK7042-3BK71-1BA1 |  | 1FK7042-3BK71-1BA1 | 1 | UN | 1 | 15 | C | D | N | N | 85015220 | 1 |  | 5.101 | KG | 1369.93 | 1369.93 | MC05 | MC05 | SIMOTICS S Synchronous motor 1FK7-HI PN=0.94kW; UDC=600V M0=3Nm (100K); NN=6000rpm; Naturally cooled FRAME SIZE IMB 5 (IM V1, IM V3) FLANGE 1 POWER CONNECTOR ROTATABLE ABSOLUTE ENCODER SINGLETURN 24 BIT WITH DRIVE CLIQ INTERFACE (ENCODER AS24DQI) SHAFT WITH FITTED KEY, TOLERANCE N; W/O HOLDING BRAKE PROTECTION CLASS IP65, | - | 0 | 0
1FK7042-3BK71-1BA2 |  | 1FK7042-3BK71-1BA2 | 1 | UN | 1 | 15 | C | D | N | N | 85015220 | 1 |  | 5.101 | KG | 1369.93 | 1369.93 | MC05 | MC05 | SIMOTICS S Synchronous motor 1FK7-HI PN=0.94kW; UDC=600V M0=3Nm (100K); NN=6000rpm; Naturally cooled FRAME SIZE IMB 5 (IM V1, IM V3) FLANGE 1 POWER CONNECTOR ROTATABLE ABSOLUTE ENCODER SINGLETURN 24 BIT WITH DRIVE CLIQ INTERFACE (ENCODER AS24DQI) SHAFT WITH FITTED KEY, TOLERANCE N; W/O HOLDING BRAKE PROTECTION CLASS IP65, FLANGE ON DRIVE END IP67; | - | 0 | 0
1FK7042-3BK71-1BB0 |  | 1FK7042-3BK71-1BB0 | 1 | UN | 1 | 15 | C | D | N | N | 85015220 | 1 |  | 5.4 | KG | 1481.55 | 1481.55 | MC05 | MC05 | SIMOTICS S Synchronous motor 1FK7-HI PN=0.94kW; UDC=600V M0=3Nm (100K); NN=6000rpm; Naturally cooled FRAME SIZE IMB 5 (IM V1, IM V3) FLANGE 1 POWER CONNECTOR ROTATABLE ABSOLUTE ENCODER SINGLETURN 24 BIT WITH DRIVE CLIQ INTERFACE (ENCODER AS24DQI) SHAFT WITH FITTED KEY, TOLERANCE N; WITH HOLDING BRAKE PROTECTION CLASS IP64; | - | 0 | 0
1FK7042-3BK71-1BB1 |  | 1FK7042-3BK71-1BB1 | 1 | UN | 1 | 15 | C | D | N | N | 85015220 | 1 |  | 5.4 | KG | 1543.89 | 1543.89 | MC05 | MC05 | SIMOTICS S Synchronous motor 1FK7-HI PN=0.94kW; UDC=600V M0=3Nm (100K); NN=6000rpm; Naturally cooled FRAME SIZE IMB 5 (IM V1, IM V3) FLANGE 1 POWER CONNECTOR ROTATABLE ABSOLUTE ENCODER SINGLETURN 24 BIT WITH DRIVE CLIQ INTERFACE (ENCODER AS24DQI) SHAFT WITH FITTED KEY, TOLERANCE N; WITH HOLDING BRAKE PROTECTION CLASS IP65, | - | 0 | 0
1FK7042-3BK71-1BB2 |  | 1FK7042-3BK71-1BB2 | 1 | UN | 1 | 15 | C | D | N | N | 85015220 | 1 |  | 5.4 | KG | 1543.89 | 1543.89 | MC05 | MC05 | SIMOTICS S Synchronous motor 1FK7-HI PN=0.94kW; UDC=600V M0=3Nm (100K); NN=6000rpm; Naturally cooled FRAME SIZE IMB 5 (IM V1, IM V3) FLANGE 1 POWER CONNECTOR ROTATABLE ABSOLUTE ENCODER SINGLETURN 24 BIT WITH DRIVE CLIQ INTERFACE (ENCODER AS24DQI) SHAFT WITH FITTED KEY, TOLERANCE N; WITH HOLDING BRAKE PROTECTION CLASS IP65, FLANGE ON DRIVE END IP67; | - | 0 | 0
1FK7042-3BK71-1BG0 |  | 1FK7042-3BK71-1BG0 | 1 | UN | 1 | 15 | C | D | N | N | 85015220 | 1 |  | 5.101 | KG | 1250.1 | 1250.1 | MC05 | MC05 | SIMOTICS S Synchronous motor 1FK7-HI PN=0.94kW; UDC=600V M0=3Nm (100K); NN=6000rpm; Naturally cooled FRAME SIZE IMB 5 (IM V1, IM V3) FLANGE 1 POWER CONNECTOR ROTATABLE ABSOLUTE ENCODER SINGLETURN 24 BIT WITH DRIVE CLIQ INTERFACE (ENCODER AS24DQI) PLAIN SHAFT, TOLERANCE N; W/O HOLDING BRAKE PROTECTION CLASS IP64; | - | 0 | 0
1FK7042-3BK71-1BG1 |  | 1FK7042-3BK71-1BG1 | 1 | UN | 1 | 15 | C | D | N | N | 85015220 | 1 |  | 5.101 | KG | 1312.44 | 1312.44 | MC05 | MC05 | SIMOTICS S Synchronous motor 1FK7-HI PN=0.94kW; UDC=600V M0=3Nm (100K); NN=6000rpm; Naturally cooled FRAME SIZE IMB 5 (IM V1, IM V3) FLANGE 1 POWER CONNECTOR ROTATABLE ABSOLUTE ENCODER SINGLETURN 24 BIT WITH DRIVE CLIQ INTERFACE (ENCODER AS24DQI) PLAIN SHAFT, TOLERANCE N; W/O HOLDING BRAKE PROTECTION CLASS IP65, | - | 0 | 0
1FK7042-3BK71-1BG2 |  | 1FK7042-3BK71-1BG2 | 1 | UN | 1 | 15 | C | D | N | N | 85015220 | 1 |  | 5.101 | KG | 1312.44 | 1312.44 | MC05 | MC05 | SIMOTICS S Synchronous motor 1FK7-HI PN=0.94kW; UDC=600V M0=3Nm (100K); NN=6000rpm; Naturally cooled FRAME SIZE IMB 5 (IM V1, IM V3) FLANGE 1 POWER CONNECTOR ROTATABLE ABSOLUTE ENCODER SINGLETURN 24 BIT WITH DRIVE CLIQ INTERFACE (ENCODER AS24DQI) PLAIN SHAFT, TOLERANCE N; W/O HOLDING BRAKE PROTECTION CLASS IP65, FLANGE ON DRIVE END IP67; | - | 0 | 0
1FK7042-3BK71-1BH0 |  | 1FK7042-3BK71-1BH0 | 1 | UN | 1 | 15 | C | D | N | N | 85015220 | 1 |  | 5.4 | KG | 1422.57 | 1422.57 | MC05 | MC05 | SIMOTICS S Synchronous motor 1FK7-HI PN=0.94kW; UDC=600V M0=3Nm (100K); NN=6000rpm; Naturally cooled FRAME SIZE IMB 5 (IM V1, IM V3) FLANGE 1 POWER CONNECTOR ROTATABLE ABSOLUTE ENCODER SINGLETURN 24 BIT WITH DRIVE CLIQ INTERFACE (ENCODER AS24DQI) PLAIN SHAFT, TOLERANCE N; WITH HOLDING BRAKE PROTECTION CLASS IP64; | - | 0 | 0
1FK7042-3BK71-1BH1 |  | 1FK7042-3BK71-1BH1 | 1 | UN | 1 | 15 | C | D | N | N | 85015220 | 1 |  | 5.4 | KG | 1484.91 | 1484.91 | MC05 | MC05 | SIMOTICS S Synchronous motor 1FK7-HI PN=0.94kW; UDC=600V M0=3Nm (100K); NN=6000rpm; Naturally cooled FRAME SIZE IMB 5 (IM V1, IM V3) FLANGE 1 POWER CONNECTOR ROTATABLE ABSOLUTE ENCODER SINGLETURN 24 BIT WITH DRIVE CLIQ INTERFACE (ENCODER AS24DQI) PLAIN SHAFT, TOLERANCE N; WITH HOLDING BRAKE PROTECTION CLASS IP65, | - | 0 | 0
1FK7042-3BK71-1BH2 |  | 1FK7042-3BK71-1BH2 | 1 | UN | 1 | 15 | C | D | N | N | 85015220 | 1 |  | 5.4 | KG | 1484.91 | 1484.91 | MC05 | MC05 | SIMOTICS S Synchronous motor 1FK7-HI PN=0.94kW; UDC=600V M0=3Nm (100K); NN=6000rpm; Naturally cooled FRAME SIZE IMB 5 (IM V1, IM V3) FLANGE 1 POWER CONNECTOR ROTATABLE ABSOLUTE ENCODER SINGLETURN 24 BIT WITH DRIVE CLIQ INTERFACE (ENCODER AS24DQI) PLAIN SHAFT, TOLERANCE N; WITH HOLDING BRAKE PROTECTION CLASS IP65, FLANGE ON DRIVE END IP67; | - | 0 | 0
1FK7042-3BK71-1CA0 |  | 1FK7042-3BK71-1CA0 | 1 | UN | 1 | 15 | C | D | N | N | 85015220 | 1 |  | 5.101 | KG | 1553.75 | 1553.75 | MC05 | MC05 | SIMOTICS S Synchronous motor 1FK7-HI PN=0.94kW; UDC=600V M0=3Nm (100K); NN=6000rpm; Naturally cooled FRAME SIZE IMB 5 (IM V1, IM V3) FLANGE 1 POWER CONNECTOR ROTATABLE ABSOLUTE ENCODER 24 BIT + 12 BIT MULTITURN WITH DRIVE-CLIQ INTERFACE (ENCODER AM24DQI) SHAFT WITH FITTED KEY, TOLERANCE N; W/O HOLDING BRAKE PROTECTION CLASS IP64; | - | 0 | 0
1FK7042-3BK71-1CA1 |  | 1FK7042-3BK71-1CA1 | 1 | UN | 1 | 15 | C | D | N | N | 85015220 | 1 |  | 5.101 | KG | 1616.09 | 1616.09 | MC05 | MC05 | SIMOTICS S Synchronous motor 1FK7-HI PN=0.94kW; UDC=600V M0=3Nm (100K); NN=6000rpm; Naturally cooled FRAME SIZE IMB 5 (IM V1, IM V3) FLANGE 1 POWER CONNECTOR ROTATABLE ABSOLUTE ENCODER 24 BIT + 12 BIT MULTITURN WITH DRIVE-CLIQ INTERFACE (ENCODER AM24DQI) SHAFT WITH FITTED KEY, TOLERANCE N; W/O HOLDING BRAKE PROTECTION CLASS IP65, | - | 0 | 0
1FK7042-3BK71-1CA2 |  | 1FK7042-3BK71-1CA2 | 1 | UN | 1 | 15 | C | D | N | N | 85015220 | 1 |  | 5.101 | KG | 1616.09 | 1616.09 | MC05 | MC05 | SIMOTICS S Synchronous motor 1FK7-HI PN=0.94kW; UDC=600V M0=3Nm (100K); NN=6000rpm; Naturally cooled FRAME SIZE IMB 5 (IM V1, IM V3) FLANGE 1 POWER CONNECTOR ROTATABLE ABSOLUTE ENCODER 24 BIT + 12 BIT MULTITURN WITH DRIVE-CLIQ INTERFACE (ENCODER AM24DQI) SHAFT WITH FITTED KEY, TOLERANCE N; W/O HOLDING BRAKE PROTECTION CLASS IP65, FLANGE ON DRIVE END IP67; | - | 0 | 0
1FK7042-3BK71-1CB0 |  | 1FK7042-3BK71-1CB0 | 1 | UN | 1 | 15 | C | D | N | N | 85015220 | 1 |  | 5.4 | KG | 1727.71 | 1727.71 | MC05 | MC05 | SIMOTICS S Synchronous motor 1FK7-HI PN=0.94kW; UDC=600V M0=3Nm (100K); NN=6000rpm; Naturally cooled FRAME SIZE IMB 5 (IM V1, IM V3) FLANGE 1 POWER CONNECTOR ROTATABLE ABSOLUTE ENCODER 24 BIT + 12 BIT MULTITURN WITH DRIVE-CLIQ INTERFACE (ENCODER AM24DQI) SHAFT WITH FITTED KEY, TOLERANCE N; WITH HOLDING BRAKE PROTECTION CLASS IP64; | - | 0 | 0
1FK7042-3BK71-1CB1 |  | 1FK7042-3BK71-1CB1 | 1 | UN | 1 | 15 | C | D | N | N | 85015220 | 1 |  | 5.4 | KG | 1790.05 | 1790.05 | MC05 | MC05 | SIMOTICS S Synchronous motor 1FK7-HI PN=0.94kW; UDC=600V M0=3Nm (100K); NN=6000rpm; Naturally cooled FRAME SIZE IMB 5 (IM V1, IM V3) FLANGE 1 POWER CONNECTOR ROTATABLE ABSOLUTE ENCODER 24 BIT + 12 BIT MULTITURN WITH DRIVE-CLIQ INTERFACE (ENCODER AM24DQI) SHAFT WITH FITTED KEY, TOLERANCE N; WITH HOLDING BRAKE PROTECTION CLASS IP65, | - | 0 | 0
1FK7042-3BK71-1CB2 |  | 1FK7042-3BK71-1CB2 | 1 | UN | 1 | 15 | C | D | N | N | 85015220 | 1 |  | 5.4 | KG | 1790.05 | 1790.05 | MC05 | MC05 | SIMOTICS S Synchronous motor 1FK7-HI PN=0.94kW; UDC=600V M0=3Nm (100K); NN=6000rpm; Naturally cooled FRAME SIZE IMB 5 (IM V1, IM V3) FLANGE 1 POWER CONNECTOR ROTATABLE ABSOLUTE ENCODER 24 BIT + 12 BIT MULTITURN WITH DRIVE-CLIQ INTERFACE (ENCODER AM24DQI) SHAFT WITH FITTED KEY, TOLERANCE N; WITH HOLDING BRAKE PROTECTION CLASS IP65, FLANGE ON DRIVE END IP67; | - | 0 | 0
1FK7042-3BK71-1CG0 |  | 1FK7042-3BK71-1CG0 | 1 | UN | 1 | 15 | C | D | N | N | 85015220 | 1 |  | 5.101 | KG | 1496.26 | 1496.26 | MC05 | MC05 | SIMOTICS S Synchronous motor 1FK7-HI PN=0.94kW; UDC=600V M0=3Nm (100K); NN=6000rpm; Naturally cooled FRAME SIZE IMB 5 (IM V1, IM V3) FLANGE 1 POWER CONNECTOR ROTATABLE ABSOLUTE ENCODER 24 BIT + 12 BIT MULTITURN WITH DRIVE-CLIQ INTERFACE (ENCODER AM24DQI) PLAIN SHAFT, TOLERANCE N; W/O HOLDING BRAKE PROTECTION CLASS IP64; | - | 0 | 0
1FK7042-3BK71-1CG1 |  | 1FK7042-3BK71-1CG1 | 1 | UN | 1 | 15 | C | D | N | N | 85015220 | 1 |  | 5.101 | KG | 1558.6 | 1558.6 | MC05 | MC05 | SIMOTICS S Synchronous motor 1FK7-HI PN=0.94kW; UDC=600V M0=3Nm (100K); NN=6000rpm; Naturally cooled FRAME SIZE IMB 5 (IM V1, IM V3) FLANGE 1 POWER CONNECTOR ROTATABLE ABSOLUTE ENCODER 24 BIT + 12 BIT MULTITURN WITH DRIVE-CLIQ INTERFACE (ENCODER AM24DQI) PLAIN SHAFT, TOLERANCE N; W/O HOLDING BRAKE PROTECTION CLASS IP65, | - | 0 | 0
1FK7042-3BK71-1CG2 |  | 1FK7042-3BK71-1CG2 | 1 | UN | 1 | 15 | C | D | N | N | 85015220 | 1 |  | 5.101 | KG | 1558.6 | 1558.6 | MC05 | MC05 | SIMOTICS S Synchronous motor 1FK7-HI PN=0.94kW; UDC=600V M0=3Nm (100K); NN=6000rpm; Naturally cooled FRAME SIZE IMB 5 (IM V1, IM V3) FLANGE 1 POWER CONNECTOR ROTATABLE ABSOLUTE ENCODER 24 BIT + 12 BIT MULTITURN WITH DRIVE-CLIQ INTERFACE (ENCODER AM24DQI) PLAIN SHAFT, TOLERANCE N; W/O HOLDING BRAKE PROTECTION CLASS IP65, FLANGE ON DRIVE END IP67; | - | 0 | 0
1FK7042-3BK71-1CH0 |  | 1FK7042-3BK71-1CH0 | 1 | UN | 1 | 15 | C | D | N | N | 85015220 | 1 |  | 5.4 | KG | 1668.73 | 1668.73 | MC05 | MC05 | SIMOTICS S Synchronous motor 1FK7-HI PN=0.94kW; UDC=600V M0=3Nm (100K); NN=6000rpm; Naturally cooled FRAME SIZE IMB 5 (IM V1, IM V3) FLANGE 1 POWER CONNECTOR ROTATABLE ABSOLUTE ENCODER 24 BIT + 12 BIT MULTITURN WITH DRIVE-CLIQ INTERFACE (ENCODER AM24DQI) PLAIN SHAFT, TOLERANCE N; WITH HOLDING BRAKE PROTECTION CLASS IP64; | - | 0 | 0
1FK7042-3BK71-1CH1 |  | 1FK7042-3BK71-1CH1 | 1 | UN | 1 | 15 | C | D | N | N | 85015220 | 1 |  | 5.4 | KG | 1731.07 | 1731.07 | MC05 | MC05 | SIMOTICS S Synchronous motor 1FK7-HI PN=0.94kW; UDC=600V M0=3Nm (100K); NN=6000rpm; Naturally cooled FRAME SIZE IMB 5 (IM V1, IM V3) FLANGE 1 POWER CONNECTOR ROTATABLE ABSOLUTE ENCODER 24 BIT + 12 BIT MULTITURN WITH DRIVE-CLIQ INTERFACE (ENCODER AM24DQI) PLAIN SHAFT, TOLERANCE N; WITH HOLDING BRAKE PROTECTION CLASS IP65, | - | 0 | 0
1FK7042-3BK71-1CH2 |  | 1FK7042-3BK71-1CH2 | 1 | UN | 1 | 15 | C | D | N | N | 85015220 | 1 |  | 5.4 | KG | 1731.07 | 1731.07 | MC05 | MC05 | SIMOTICS S Synchronous motor 1FK7-HI PN=0.94kW; UDC=600V M0=3Nm (100K); NN=6000rpm; Naturally cooled FRAME SIZE IMB 5 (IM V1, IM V3) FLANGE 1 POWER CONNECTOR ROTATABLE ABSOLUTE ENCODER 24 BIT + 12 BIT MULTITURN WITH DRIVE-CLIQ INTERFACE (ENCODER AM24DQI) PLAIN SHAFT, TOLERANCE N; WITH HOLDING BRAKE PROTECTION CLASS IP65, FLANGE ON DRIVE END IP67; | - | 0 | 0
1FK7042-3BK71-1DA0 |  | 1FK7042-3BK71-1DA0 | 1 | UN | 1 | 15 | C | D | N | N | 85015220 | 1 |  | 5.102 | KG | 1361.02 | 1361.02 | MC05 | MC05 | SIMOTICS S Synchronous motor 1FK7-HI PN=0.94kW; UDC=600V M0=3Nm (100K); NN=6000rpm; Naturally cooled FRAME SIZE IMB 5 (IM V1, IM V3) FLANGE 1 POWER CONNECTOR ROTATABLE INCREMENTAL ENCODER 22 BIT WITH DRIVE-CLIQ INTERFACE (ENCODER IC22DQ) SHAFT WITH FITTED KEY, TOLERANCE N; W/O HOLDING BRAKE PROTECTION CLASS IP64; | - | 0 | 0
1FK7042-3BK71-1DA1 |  | 1FK7042-3BK71-1DA1 | 1 | UN | 1 | 15 | C | D | N | N | 85015220 | 1 |  | 5.102 | KG | 1423.36 | 1423.36 | MC05 | MC05 | SIMOTICS S Synchronous motor 1FK7-HI PN=0.94kW; UDC=600V M0=3Nm (100K); NN=6000rpm; Naturally cooled FRAME SIZE IMB 5 (IM V1, IM V3) FLANGE 1 POWER CONNECTOR ROTATABLE INCREMENTAL ENCODER 22 BIT WITH DRIVE-CLIQ INTERFACE (ENCODER IC22DQ) SHAFT WITH FITTED KEY, TOLERANCE N; W/O HOLDING BRAKE PROTECTION CLASS IP65, | - | 0 | 0
1FK7042-3BK71-1DG0 |  | 1FK7042-3BK71-1DG0 | 1 | UN | 1 | 15 | C | D | N | N | 85015220 | 1 |  | 5.102 | KG | 1303.53 | 1303.53 | MC05 | MC05 | SIMOTICS S Synchronous motor 1FK7-HI PN=0.94kW; UDC=600V M0=3Nm (100K); NN=6000rpm; Naturally cooled FRAME SIZE IMB 5 (IM V1, IM V3) FLANGE 1 POWER CONNECTOR ROTATABLE INCREMENTAL ENCODER 22 BIT WITH DRIVE-CLIQ INTERFACE (ENCODER IC22DQ) PLAIN SHAFT, TOLERANCE N; W/O HOLDING BRAKE PROTECTION CLASS IP64; | - | 0 | 0
1FK7042-3BK71-1DG1 |  | 1FK7042-3BK71-1DG1 | 1 | UN | 1 | 15 | C | D | N | N | 85015220 | 1 |  | 5.102 | KG | 1365.87 | 1365.87 | MC05 | MC05 | SIMOTICS S Synchronous motor 1FK7-HI PN=0.94kW; UDC=600V M0=3Nm (100K); NN=6000rpm; Naturally cooled FRAME SIZE IMB 5 (IM V1, IM V3) FLANGE 1 POWER CONNECTOR ROTATABLE INCREMENTAL ENCODER 22 BIT WITH DRIVE-CLIQ INTERFACE (ENCODER IC22DQ) PLAIN SHAFT, TOLERANCE N; W/O HOLDING BRAKE PROTECTION CLASS IP65, | - | 0 | 0
1FK7042-3BK71-1EA0 |  | 1FK7042-3BK71-1EA0 | 1 | UN | 1 | 15 | C | D | N | N | 85015220 | 1 |  | 5.101 | KG | 1394.57 | 1394.57 | MC05 | MC05 | SIMOTICS S Synchronous motor 1FK7-HI PN=0.94kW; UDC=600V M0=3Nm (100K); NN=6000rpm; Naturally cooled FRAME SIZE IMB 5 (IM V1, IM V3) FLANGE 1, WITH KTY TEMPERATURESENSOR POWER CONNECTOR ROTATABLE ABSOLUTE ENCODERR 2048S/R + 4096 UMDREHUNGEN MULTITURN, WITH ENDAT-SCHNITTSTELLE (ENCODER AM2048S/R) SHAFT WITH FITTED KEY, TOLERANCE N; W/O HOLDING BRAKE PROTECTION CLASS IP64; | - | 0 | 0
1FK7042-3BK71-1EA1 |  | 1FK7042-3BK71-1EA1 | 1 | UN | 1 | 15 | C | D | N | N | 85015220 | 1 |  | 5.101 | KG | 1456.91 | 1456.91 | MC05 | MC05 | SIMOTICS S Synchronous motor 1FK7-HI PN=0.94kW; UDC=600V M0=3Nm (100K); NN=6000rpm; Naturally cooled FRAME SIZE IMB 5 (IM V1, IM V3) FLANGE 1, WITH KTY TEMPERATURESENSOR POWER CONNECTOR ROTATABLE ABSOLUTE ENCODERR 2048S/R + 4096 UMDREHUNGEN MULTITURN, WITH ENDAT-SCHNITTSTELLE (ENCODER AM2048S/R) SHAFT WITH FITTED KEY, TOLERANCE N; W/O HOLDING BRAKE PROTECTION CLASS IP65, | - | 0 | 0
1FK7042-3BK71-1EA2 |  | 1FK7042-3BK71-1EA2 | 1 | UN | 1 | 15 | C | D | N | N | 85015220 | 1 |  | 5.101 | KG | 1456.91 | 1456.91 | MC05 | MC05 | SIMOTICS S Synchronous motor 1FK7-HI PN=0.94kW; UDC=600V M0=3Nm (100K); NN=6000rpm; Naturally cooled FRAME SIZE IMB 5 (IM V1, IM V3) FLANGE 1, WITH KTY TEMPERATURESENSOR POWER CONNECTOR ROTATABLE ABSOLUTE ENCODERR 2048S/R + 4096 UMDREHUNGEN MULTITURN, WITH ENDAT-SCHNITTSTELLE (ENCODER AM2048S/R) SHAFT WITH FITTED KEY, TOLERANCE N; W/O HOLDING BRAKE PROTECTION CLASS IP65, FLANGE ON DRIVE END IP67; | - | 0 | 0
1FK7042-3BK71-1EB0 |  | 1FK7042-3BK71-1EB0 | 1 | UN | 1 | 15 | C | D | N | N | 85015220 | 1 |  | 5.4 | KG | 1568.53 | 1568.53 | MC05 | MC05 | SIMOTICS S Synchronous motor 1FK7-HI PN=0.94kW; UDC=600V M0=3Nm (100K); NN=6000rpm; Naturally cooled FRAME SIZE IMB 5 (IM V1, IM V3) FLANGE 1, WITH KTY TEMPERATURESENSOR POWER CONNECTOR ROTATABLE ABSOLUTE ENCODERR 2048S/R + 4096 UMDREHUNGEN MULTITURN, WITH ENDAT-SCHNITTSTELLE (ENCODER AM2048S/R) SHAFT WITH FITTED KEY, TOLERANCE N; WITH HOLDING BRAKE PROTECTION CLASS IP64; | - | 0 | 0
1FK7042-3BK71-1EB1 |  | 1FK7042-3BK71-1EB1 | 1 | UN | 1 | 15 | C | D | N | N | 85015220 | 1 |  | 5.4 | KG | 1630.87 | 1630.87 | MC05 | MC05 | SIMOTICS S Synchronous motor 1FK7-HI PN=0.94kW; UDC=600V M0=3Nm (100K); NN=6000rpm; Naturally cooled FRAME SIZE IMB 5 (IM V1, IM V3) FLANGE 1, WITH KTY TEMPERATURESENSOR POWER CONNECTOR ROTATABLE ABSOLUTE ENCODERR 2048S/R + 4096 UMDREHUNGEN MULTITURN, WITH ENDAT-SCHNITTSTELLE (ENCODER AM2048S/R) SHAFT WITH FITTED KEY, TOLERANCE N; WITH HOLDING BRAKE PROTECTION CLASS IP65, | - | 0 | 0
1FK7042-3BK71-1EB2 |  | 1FK7042-3BK71-1EB2 | 1 | UN | 1 | 15 | C | D | N | N | 85015220 | 1 |  | 5.4 | KG | 1630.87 | 1630.87 | MC05 | MC05 | SIMOTICS S Synchronous motor 1FK7-HI PN=0.94kW; UDC=600V M0=3Nm (100K); NN=6000rpm; Naturally cooled FRAME SIZE IMB 5 (IM V1, IM V3) FLANGE 1, WITH KTY TEMPERATURESENSOR POWER CONNECTOR ROTATABLE ABSOLUTE ENCODERR 2048S/R + 4096 UMDREHUNGEN MULTITURN, WITH ENDAT-SCHNITTSTELLE (ENCODER AM2048S/R) SHAFT WITH FITTED KEY, TOLERANCE N; WITH HOLDING BRAKE PROTECTION CLASS IP65, FLANGE ON DRIVE END IP67; | - | 0 | 0
1FK7042-3BK71-1EG0 |  | 1FK7042-3BK71-1EG0 | 1 | UN | 1 | 15 | C | D | N | N | 85015220 | 1 |  | 5.101 | KG | 1337.08 | 1337.08 | MC05 | MC05 | SIMOTICS S Synchronous motor 1FK7-HI PN=0.94kW; UDC=600V M0=3Nm (100K); NN=6000rpm; Naturally cooled FRAME SIZE IMB 5 (IM V1, IM V3) FLANGE 1, WITH KTY TEMPERATURESENSOR POWER CONNECTOR ROTATABLE ABSOLUTE ENCODERR 2048S/R + 4096 UMDREHUNGEN MULTITURN, WITH ENDAT-SCHNITTSTELLE (ENCODER AM2048S/R) PLAIN SHAFT, TOLERANCE N; W/O HOLDING BRAKE PROTECTION CLASS IP64; | - | 0 | 0
1FK7042-3BK71-1EG1 |  | 1FK7042-3BK71-1EG1 | 1 | UN | 1 | 15 | C | D | N | N | 85015220 | 1 |  | 5.101 | KG | 1399.42 | 1399.42 | MC05 | MC05 | SIMOTICS S Synchronous motor 1FK7-HI PN=0.94kW; UDC=600V M0=3Nm (100K); NN=6000rpm; Naturally cooled FRAME SIZE IMB 5 (IM V1, IM V3) FLANGE 1, WITH KTY TEMPERATURESENSOR POWER CONNECTOR ROTATABLE ABSOLUTE ENCODERR 2048S/R + 4096 UMDREHUNGEN MULTITURN, WITH ENDAT-SCHNITTSTELLE (ENCODER AM2048S/R) PLAIN SHAFT, TOLERANCE N; W/O HOLDING BRAKE PROTECTION CLASS IP65, | - | 0 | 0
1FK7042-3BK71-1EG2 |  | 1FK7042-3BK71-1EG2 | 1 | UN | 1 | 15 | C | D | N | N | 85015220 | 1 |  | 5.101 | KG | 1399.42 | 1399.42 | MC05 | MC05 | SIMOTICS S Synchronous motor 1FK7-HI PN=0.94kW; UDC=600V M0=3Nm (100K); NN=6000rpm; Naturally cooled FRAME SIZE IMB 5 (IM V1, IM V3) FLANGE 1, WITH KTY TEMPERATURESENSOR POWER CONNECTOR ROTATABLE ABSOLUTE ENCODERR 2048S/R + 4096 UMDREHUNGEN MULTITURN, WITH ENDAT-SCHNITTSTELLE (ENCODER AM2048S/R) PLAIN SHAFT, TOLERANCE N; W/O HOLDING BRAKE PROTECTION CLASS IP65, FLANGE ON DRIVE END IP67; | - | 0 | 0
1FK7042-3BK71-1EH0 |  | 1FK7042-3BK71-1EH0 | 1 | UN | 1 | 15 | C | D | N | N | 85015220 | 1 |  | 5.4 | KG | 1509.55 | 1509.55 | MC05 | MC05 | SIMOTICS S Synchronous motor 1FK7-HI PN=0.94kW; UDC=600V M0=3Nm (100K); NN=6000rpm; Naturally cooled FRAME SIZE IMB 5 (IM V1, IM V3) FLANGE 1, WITH KTY TEMPERATURESENSOR POWER CONNECTOR ROTATABLE ABSOLUTE ENCODERR 2048S/R + 4096 UMDREHUNGEN MULTITURN, WITH ENDAT-SCHNITTSTELLE (ENCODER AM2048S/R) PLAIN SHAFT, TOLERANCE N; WITH HOLDING BRAKE PROTECTION CLASS IP64; | - | 0 | 0
1FK7042-3BK71-1EH1 |  | 1FK7042-3BK71-1EH1 | 1 | UN | 1 | 15 | C | D | N | N | 85015220 | 1 |  | 5.4 | KG | 1571.89 | 1571.89 | MC05 | MC05 | SIMOTICS S Synchronous motor 1FK7-HI PN=0.94kW; UDC=600V M0=3Nm (100K); NN=6000rpm; Naturally cooled FRAME SIZE IMB 5 (IM V1, IM V3) FLANGE 1, WITH KTY TEMPERATURESENSOR POWER CONNECTOR ROTATABLE ABSOLUTE ENCODERR 2048S/R + 4096 UMDREHUNGEN MULTITURN, WITH ENDAT-SCHNITTSTELLE (ENCODER AM2048S/R) PLAIN SHAFT, TOLERANCE N; WITH HOLDING BRAKE PROTECTION CLASS IP65, | - | 0 | 0
1FK7042-3BK71-1EH2 |  | 1FK7042-3BK71-1EH2 | 1 | UN | 1 | 15 | C | D | N | N | 85015220 | 1 |  | 5.4 | KG | 1571.89 | 1571.89 | MC05 | MC05 | SIMOTICS S Synchronous motor 1FK7-HI PN=0.94kW; UDC=600V M0=3Nm (100K); NN=6000rpm; Naturally cooled FRAME SIZE IMB 5 (IM V1, IM V3) FLANGE 1, WITH KTY TEMPERATURESENSOR POWER CONNECTOR ROTATABLE ABSOLUTE ENCODERR 2048S/R + 4096 UMDREHUNGEN MULTITURN, WITH ENDAT-SCHNITTSTELLE (ENCODER AM2048S/R) PLAIN SHAFT, TOLERANCE N; WITH HOLDING BRAKE PROTECTION CLASS IP65, FLANGE ON DRIVE END IP67; | - | 0 | 0
1FK7042-3BK71-1FA0 |  | 1FK7042-3BK71-1FA0 | 1 | UN | 1 | 15 | C | D | N | N | 85015220 | 1 |  | 5.101 | KG | 1607.19 | 1607.19 | MC05 | MC05 | SIMOTICS S Synchronous motor 1FK7-HI PN=0.94kW; UDC=600V M0=3Nm (100K); NN=6000rpm; Naturally cooled FRAME SIZE IMB 5 (IM V1, IM V3) FLANGE 1 POWER CONNECTOR ROTATABLE ABSOLUTE ENCODER 22BIT + 12BIT MULTITURN, WITH DRIVE-CLIQ INTERFACE (ENCODER AM22DQ) SHAFT WITH FITTED KEY, TOLERANCE N; W/O HOLDING BRAKE PROTECTION CLASS IP64; | - | 0 | 0
1FK7042-3BK71-1FB0 |  | 1FK7042-3BK71-1FB0 | 1 | UN | 1 | 15 | C | D | N | N | 85015220 | 1 |  | 5.4 | KG | 1781.15 | 1781.15 | MC05 | MC05 | SIMOTICS S Synchronous motor 1FK7-HI PN=0.94kW; UDC=600V M0=3Nm (100K); NN=6000rpm; Naturally cooled FRAME SIZE IMB 5 (IM V1, IM V3) FLANGE 1 POWER CONNECTOR ROTATABLE ABSOLUTE ENCODER 22BIT + 12BIT MULTITURN, WITH DRIVE-CLIQ INTERFACE (ENCODER AM22DQ) SHAFT WITH FITTED KEY, TOLERANCE N; WITH HOLDING BRAKE PROTECTION CLASS IP64; | - | 0 | 0
1FK7042-3BK71-1FG0 |  | 1FK7042-3BK71-1FG0 | 1 | UN | 1 | 15 | C | D | N | N | 85015220 | 1 |  | 5.101 | KG | 1549.7 | 1549.7 | MC05 | MC05 | SIMOTICS S Synchronous motor 1FK7-HI PN=0.94kW; UDC=600V M0=3Nm (100K); NN=6000rpm; Naturally cooled FRAME SIZE IMB 5 (IM V1, IM V3) FLANGE 1 POWER CONNECTOR ROTATABLE ABSOLUTE ENCODER 22BIT + 12BIT MULTITURN, WITH DRIVE-CLIQ INTERFACE (ENCODER AM22DQ) PLAIN SHAFT, TOLERANCE N; W/O HOLDING BRAKE PROTECTION CLASS IP64; | - | 0 | 0
1FK7042-3BK71-1FG1 |  | 1FK7042-3BK71-1FG1 | 1 | UN | 1 | 15 | C | D | N | N | 85015220 | 1 |  | 5.101 | KG | 1612.04 | 1612.04 | MC05 | MC05 | SIMOTICS S Synchronous motor 1FK7-HI PN=0.94kW; UDC=600V M0=3Nm (100K); NN=6000rpm; Naturally cooled FRAME SIZE IMB 5 (IM V1, IM V3) FLANGE 1 POWER CONNECTOR ROTATABLE ABSOLUTE ENCODER 22BIT + 12BIT MULTITURN, WITH DRIVE-CLIQ INTERFACE (ENCODER AM22DQ) PLAIN SHAFT, TOLERANCE N; W/O HOLDING BRAKE PROTECTION CLASS IP65, | - | 0 | 0
1FK7042-3BK71-1FG2 |  | 1FK7042-3BK71-1FG2 | 1 | UN | 1 | 15 | C | D | N | N | 85015220 | 1 |  | 5.101 | KG | 1612.04 | 1612.04 | MC05 | MC05 | SIMOTICS S Synchronous motor 1FK7-HI PN=0.94kW; UDC=600V M0=3Nm (100K); NN=6000rpm; Naturally cooled FRAME SIZE IMB 5 (IM V1, IM V3) FLANGE 1 POWER CONNECTOR ROTATABLE ABSOLUTE ENCODER 22BIT + 12BIT MULTITURN, WITH DRIVE-CLIQ INTERFACE (ENCODER AM22DQ) PLAIN SHAFT, TOLERANCE N; W/O HOLDING BRAKE PROTECTION CLASS IP65, FLANGE ON DRIVE END IP67; | - | 0 | 0
1FK7042-3BK71-1FH0 |  | 1FK7042-3BK71-1FH0 | 1 | UN | 1 | 15 | C | D | N | N | 85015220 | 1 |  | 5.4 | KG | 1722.17 | 1722.17 | MC05 | MC05 | SIMOTICS S Synchronous motor 1FK7-HI PN=0.94kW; UDC=600V M0=3Nm (100K); NN=6000rpm; Naturally cooled FRAME SIZE IMB 5 (IM V1, IM V3) FLANGE 1 POWER CONNECTOR ROTATABLE ABSOLUTE ENCODER 22BIT + 12BIT MULTITURN, WITH DRIVE-CLIQ INTERFACE (ENCODER AM22DQ) PLAIN SHAFT, TOLERANCE N; WITH HOLDING BRAKE PROTECTION CLASS IP64; | - | 0 | 0
1FK7042-3BK71-1FH1 |  | 1FK7042-3BK71-1FH1 | 1 | UN | 1 | 15 | C | D | N | N | 85015220 | 1 |  | 5.4 | KG | 1784.51 | 1784.51 | MC05 | MC05 | SIMOTICS S Synchronous motor 1FK7-HI PN=0.94kW; UDC=600V M0=3Nm (100K); NN=6000rpm; Naturally cooled FRAME SIZE IMB 5 (IM V1, IM V3) FLANGE 1 POWER CONNECTOR ROTATABLE ABSOLUTE ENCODER 22BIT + 12BIT MULTITURN, WITH DRIVE-CLIQ INTERFACE (ENCODER AM22DQ) PLAIN SHAFT, TOLERANCE N; WITH HOLDING BRAKE PROTECTION CLASS IP65, | - | 0 | 0
1FK7042-3BK71-1QA0 |  | 1FK7042-3BK71-1QA0 | 1 | UN | 1 | 15 | C | D | N | N | 85015220 | 1 |  | 5.101 | KG | 985.65 | 985.65 | MC05 | MC05 | SIMOTICS S Synchronous motor 1FK7-HI PN=0.94kW; UDC=600V M0=3Nm (100K); NN=6000rpm; Naturally cooled FRAME SIZE IMB 5 (IM V1, IM V3) FLANGE 1 POWER CONNECTOR ROTATABLE ABSOLUTE ENCODER SINGLETURN 20 BIT WITH DRIVE-CLIQ INTERFACE (ENCODER AS20DQI) SHAFT WITH FITTED KEY, TOLERANCE N; W/O HOLDING BRAKE PROTECTION CLASS IP64; | - | 0 | 0
1FK7042-3BK71-1QA1 |  | 1FK7042-3BK71-1QA1 | 1 | UN | 1 | 15 | C | D | N | N | 85015220 | 1 |  | 5.101 | KG | 1047.99 | 1047.99 | MC05 | MC05 | SIMOTICS S Synchronous motor 1FK7-HI PN=0.94kW; UDC=600V M0=3Nm (100K); NN=6000rpm; Naturally cooled FRAME SIZE IMB 5 (IM V1, IM V3) FLANGE 1 POWER CONNECTOR ROTATABLE ABSOLUTE ENCODER SINGLETURN 20 BIT WITH DRIVE-CLIQ INTERFACE (ENCODER AS20DQI) SHAFT WITH FITTED KEY, TOLERANCE N; W/O HOLDING BRAKE PROTECTION CLASS IP65, | - | 0 | 0
1FK7042-3BK71-1QA2 |  | 1FK7042-3BK71-1QA2 | 1 | UN | 1 | 15 | C | D | N | N | 85015220 | 1 |  | 5.101 | KG | 1047.99 | 1047.99 | MC05 | MC05 | SIMOTICS S Synchronous motor 1FK7-HI PN=0.94kW; UDC=600V M0=3Nm (100K); NN=6000rpm; Naturally cooled FRAME SIZE IMB 5 (IM V1, IM V3) FLANGE 1 POWER CONNECTOR ROTATABLE ABSOLUTE ENCODER SINGLETURN 20 BIT WITH DRIVE-CLIQ INTERFACE (ENCODER AS20DQI) SHAFT WITH FITTED KEY, TOLERANCE N; W/O HOLDING BRAKE PROTECTION CLASS IP65, FLANGE ON DRIVE END IP67; | - | 0 | 0
1FK7042-3BK71-1QB0 |  | 1FK7042-3BK71-1QB0 | 1 | UN | 1 | 15 | C | D | N | N | 85015220 | 1 |  | 5.4 | KG | 1159.61 | 1159.61 | MC05 | MC05 | SIMOTICS S Synchronous motor 1FK7-HI PN=0.94kW; UDC=600V M0=3Nm (100K); NN=6000rpm; Naturally cooled FRAME SIZE IMB 5 (IM V1, IM V3) FLANGE 1 POWER CONNECTOR ROTATABLE ABSOLUTE ENCODER SINGLETURN 20 BIT WITH DRIVE-CLIQ INTERFACE (ENCODER AS20DQI) SHAFT WITH FITTED KEY, TOLERANCE N; WITH HOLDING BRAKE PROTECTION CLASS IP64; | - | 0 | 0
1FK7042-3BK71-1QB1 |  | 1FK7042-3BK71-1QB1 | 1 | UN | 1 | 15 | C | D | N | N | 85015220 | 1 |  | 5.4 | KG | 1221.95 | 1221.95 | MC05 | MC05 | SIMOTICS S Synchronous motor 1FK7-HI PN=0.94kW; UDC=600V M0=3Nm (100K); NN=6000rpm; Naturally cooled FRAME SIZE IMB 5 (IM V1, IM V3) FLANGE 1 POWER CONNECTOR ROTATABLE ABSOLUTE ENCODER SINGLETURN 20 BIT WITH DRIVE-CLIQ INTERFACE (ENCODER AS20DQI) SHAFT WITH FITTED KEY, TOLERANCE N; WITH HOLDING BRAKE PROTECTION CLASS IP65, | - | 0 | 0
1FK7042-3BK71-1QB2 |  | 1FK7042-3BK71-1QB2 | 1 | UN | 1 | 15 | C | D | N | N | 85015220 | 1 |  | 5.4 | KG | 1221.95 | 1221.95 | MC05 | MC05 | SIMOTICS S Synchronous motor 1FK7-HI PN=0.94kW; UDC=600V M0=3Nm (100K); NN=6000rpm; Naturally cooled FRAME SIZE IMB 5 (IM V1, IM V3) FLANGE 1 POWER CONNECTOR ROTATABLE ABSOLUTE ENCODER SINGLETURN 20 BIT WITH DRIVE-CLIQ INTERFACE (ENCODER AS20DQI) SHAFT WITH FITTED KEY, TOLERANCE N; WITH HOLDING BRAKE PROTECTION CLASS IP65, FLANGE ON DRIVE END IP67; | - | 0 | 0
1FK7042-3BK71-1QG0 |  | 1FK7042-3BK71-1QG0 | 1 | UN | 1 | 15 | C | D | N | N | 85015220 | 1 |  | 5.101 | KG | 928.16 | 928.16 | MC05 | MC05 | SIMOTICS S Synchronous motor 1FK7-HI PN=0.94kW; UDC=600V M0=3Nm (100K); NN=6000rpm; Naturally cooled FRAME SIZE IMB 5 (IM V1, IM V3) FLANGE 1 POWER CONNECTOR ROTATABLE ABSOLUTE ENCODER SINGLETURN 20 BIT WITH DRIVE-CLIQ INTERFACE (ENCODER AS20DQI) PLAIN SHAFT, TOLERANCE N; W/O HOLDING BRAKE PROTECTION CLASS IP64; | - | 0 | 0
1FK7042-3BK71-1QG1 |  | 1FK7042-3BK71-1QG1 | 1 | UN | 1 | 15 | C | D | N | N | 85015220 | 1 |  | 5.101 | KG | 990.5 | 990.5 | MC05 | MC05 | SIMOTICS S Synchronous motor 1FK7-HI PN=0.94kW; UDC=600V M0=3Nm (100K); NN=6000rpm; Naturally cooled FRAME SIZE IMB 5 (IM V1, IM V3) FLANGE 1 POWER CONNECTOR ROTATABLE ABSOLUTE ENCODER SINGLETURN 20 BIT WITH DRIVE-CLIQ INTERFACE (ENCODER AS20DQI) PLAIN SHAFT, TOLERANCE N; W/O HOLDING BRAKE PROTECTION CLASS IP65, | - | 0 | 0
1FK7042-3BK71-1QG1-Z | J29 | 1FK7042-3BK71-1QG1-ZJ29 | 1 | UN | 1 | 15 | C | D | N | N | 85015220 | 1 |  | 8.701 | KG | 2390.93 | 2390.93 | MC05 | MC05 | SIMOTICS S Synchronous motor 1FK7-HI PN=0.94kW; UDC=600V M0=3Nm (100K); NN=6000rpm; Naturally cooled FRAME SIZE IMB 5 (IM V1, IM V3) FLANGE 1 POWER CONNECTOR ROTATABLE ABSOLUTE ENCODER SINGLETURN 20 BIT WITH DRIVE-CLIQ INTERFACE (ENCODER AS20DQI) PLAIN SHAFT, TOLERANCE N; W/O HOLDING BRAKE PROTECTION CLASS IP65, J29: ALPHA SP+, SP 075S-MF1 PLANETARY GEARING 1 STAGE, I=10, W/O FEATHER KEY | - | 0 | 0
1FK7042-3BK71-1QG1-Z | Y84 | 1FK7042-3BK71-1QG1-ZY84 | 1 | UN | 1 | 15 | C | D | N | N | 85015220 | 1 |  | 5.101 | KG | 990.5 | 990.5 | MC05 | MC05 | SIMOTICS S Synchronous motor 1FK7-HI PN=0.94kW; UDC=600V M0=3Nm (100K); NN=6000rpm; Naturally cooled FRAME SIZE IMB 5 (IM V1, IM V3) FLANGE 1 POWER CONNECTOR ROTATABLE ABSOLUTE ENCODER SINGLETURN 20 BIT WITH DRIVE-CLIQ INTERFACE (ENCODER AS20DQI) PLAIN SHAFT, TOLERANCE N; W/O HOLDING BRAKE PROTECTION CLASS IP65, Y84: Customer specifications on the rating plate Ordering notes see Notification number 22370783 | - | 0 | 0
1FK7042-3BK71-1QG2 |  | 1FK7042-3BK71-1QG2 | 1 | UN | 1 | 15 | C | D | N | N | 85015220 | 1 |  | 5.101 | KG | 990.5 | 990.5 | MC05 | MC05 | SIMOTICS S Synchronous motor 1FK7-HI PN=0.94kW; UDC=600V M0=3Nm (100K); NN=6000rpm; Naturally cooled FRAME SIZE IMB 5 (IM V1, IM V3) FLANGE 1 POWER CONNECTOR ROTATABLE ABSOLUTE ENCODER SINGLETURN 20 BIT WITH DRIVE-CLIQ INTERFACE (ENCODER AS20DQI) PLAIN SHAFT, TOLERANCE N; W/O HOLDING BRAKE PROTECTION CLASS IP65, FLANGE ON DRIVE END IP67; | - | 0 | 0
1FK7042-3BK71-1QH0 |  | 1FK7042-3BK71-1QH0 | 1 | UN | 1 | 15 | C | D | N | N | 85015220 | 1 |  | 5.4 | KG | 1100.63 | 1100.63 | MC05 | MC05 | SIMOTICS S Synchronous motor 1FK7-HI PN=0.94kW; UDC=600V M0=3Nm (100K); NN=6000rpm; Naturally cooled FRAME SIZE IMB 5 (IM V1, IM V3) FLANGE 1 POWER CONNECTOR ROTATABLE ABSOLUTE ENCODER SINGLETURN 20 BIT WITH DRIVE-CLIQ INTERFACE (ENCODER AS20DQI) PLAIN SHAFT, TOLERANCE N; WITH HOLDING BRAKE PROTECTION CLASS IP64; | - | 0 | 0
1FK7042-3BK71-1QH1 |  | 1FK7042-3BK71-1QH1 | 1 | UN | 1 | 15 | C | D | N | N | 85015220 | 1 |  | 5.4 | KG | 1162.97 | 1162.97 | MC05 | MC05 | SIMOTICS S Synchronous motor 1FK7-HI PN=0.94kW; UDC=600V M0=3Nm (100K); NN=6000rpm; Naturally cooled FRAME SIZE IMB 5 (IM V1, IM V3) FLANGE 1 POWER CONNECTOR ROTATABLE ABSOLUTE ENCODER SINGLETURN 20 BIT WITH DRIVE-CLIQ INTERFACE (ENCODER AS20DQI) PLAIN SHAFT, TOLERANCE N; WITH HOLDING BRAKE PROTECTION CLASS IP65, | - | 0 | 0
1FK7042-3BK71-1QH2 |  | 1FK7042-3BK71-1QH2 | 1 | UN | 1 | 15 | C | D | N | N | 85015220 | 1 |  | 5.4 | KG | 1162.97 | 1162.97 | MC05 | MC05 | SIMOTICS S Synchronous motor 1FK7-HI PN=0.94kW; UDC=600V M0=3Nm (100K); NN=6000rpm; Naturally cooled FRAME SIZE IMB 5 (IM V1, IM V3) FLANGE 1 POWER CONNECTOR ROTATABLE ABSOLUTE ENCODER SINGLETURN 20 BIT WITH DRIVE-CLIQ INTERFACE (ENCODER AS20DQI) PLAIN SHAFT, TOLERANCE N; WITH HOLDING BRAKE PROTECTION CLASS IP65, FLANGE ON DRIVE END IP67; | - | 0 | 0
1FK7042-3BK71-1RA0 |  | 1FK7042-3BK71-1RA0 | 1 | UN | 1 | 15 | C | D | N | N | 85015220 | 1 |  | 5.101 | KG | 1235.02 | 1235.02 | MC05 | MC05 | SIMOTICS S Synchronous motor 1FK7-HI PN=0.94kW; UDC=600V M0=3Nm (100K); NN=6000rpm; Naturally cooled FRAME SIZE IMB 5 (IM V1, IM V3) FLANGE 1 POWER CONNECTOR ROTATABLE ABSOLUTE ENCODER 20 BIT + 12 BIT MULTITURN WITH DRIVE-CLIQ INTERFACE (ENCODER AM20DQI) SHAFT WITH FITTED KEY, TOLERANCE N; W/O HOLDING BRAKE PROTECTION CLASS IP64; | - | 0 | 0
1FK7042-3BK71-1RA1 |  | 1FK7042-3BK71-1RA1 | 1 | UN | 1 | 15 | C | D | N | N | 85015220 | 1 |  | 5.101 | KG | 1297.36 | 1297.36 | MC05 | MC05 | SIMOTICS S Synchronous motor 1FK7-HI PN=0.94kW; UDC=600V M0=3Nm (100K); NN=6000rpm; Naturally cooled FRAME SIZE IMB 5 (IM V1, IM V3) FLANGE 1 POWER CONNECTOR ROTATABLE ABSOLUTE ENCODER 20 BIT + 12 BIT MULTITURN WITH DRIVE-CLIQ INTERFACE (ENCODER AM20DQI) SHAFT WITH FITTED KEY, TOLERANCE N; W/O HOLDING BRAKE PROTECTION CLASS IP65, | - | 0 | 0
1FK7042-3BK71-1RA2 |  | 1FK7042-3BK71-1RA2 | 1 | UN | 1 | 15 | C | D | N | N | 85015220 | 1 |  | 5.101 | KG | 1297.36 | 1297.36 | MC05 | MC05 | SIMOTICS S Synchronous motor 1FK7-HI PN=0.94kW; UDC=600V M0=3Nm (100K); NN=6000rpm; Naturally cooled FRAME SIZE IMB 5 (IM V1, IM V3) FLANGE 1 POWER CONNECTOR ROTATABLE ABSOLUTE ENCODER 20 BIT + 12 BIT MULTITURN WITH DRIVE-CLIQ INTERFACE (ENCODER AM20DQI) SHAFT WITH FITTED KEY, TOLERANCE N; W/O HOLDING BRAKE PROTECTION CLASS IP65, FLANGE ON DRIVE END IP67; | - | 0 | 0
1FK7042-3BK71-1RB0 |  | 1FK7042-3BK71-1RB0 | 1 | UN | 1 | 15 | C | D | N | N | 85015220 | 1 |  | 5.4 | KG | 1408.98 | 1408.98 | MC05 | MC05 | SIMOTICS S Synchronous motor 1FK7-HI PN=0.94kW; UDC=600V M0=3Nm (100K); NN=6000rpm; Naturally cooled FRAME SIZE IMB 5 (IM V1, IM V3) FLANGE 1 POWER CONNECTOR ROTATABLE ABSOLUTE ENCODER 20 BIT + 12 BIT MULTITURN WITH DRIVE-CLIQ INTERFACE (ENCODER AM20DQI) SHAFT WITH FITTED KEY, TOLERANCE N; WITH HOLDING BRAKE PROTECTION CLASS IP64; | - | 0 | 0
1FK7042-3BK71-1RB1 |  | 1FK7042-3BK71-1RB1 | 1 | UN | 1 | 15 | C | D | N | N | 85015220 | 1 |  | 5.4 | KG | 1471.32 | 1471.32 | MC05 | MC05 | SIMOTICS S Synchronous motor 1FK7-HI PN=0.94kW; UDC=600V M0=3Nm (100K); NN=6000rpm; Naturally cooled FRAME SIZE IMB 5 (IM V1, IM V3) FLANGE 1 POWER CONNECTOR ROTATABLE ABSOLUTE ENCODER 20 BIT + 12 BIT MULTITURN WITH DRIVE-CLIQ INTERFACE (ENCODER AM20DQI) SHAFT WITH FITTED KEY, TOLERANCE N; WITH HOLDING BRAKE PROTECTION CLASS IP65, | - | 0 | 0
1FK7042-3BK71-1RB2 |  | 1FK7042-3BK71-1RB2 | 1 | UN | 1 | 15 | C | D | N | N | 85015220 | 1 |  | 5.4 | KG | 1471.32 | 1471.32 | MC05 | MC05 | SIMOTICS S Synchronous motor 1FK7-HI PN=0.94kW; UDC=600V M0=3Nm (100K); NN=6000rpm; Naturally cooled FRAME SIZE IMB 5 (IM V1, IM V3) FLANGE 1 POWER CONNECTOR ROTATABLE ABSOLUTE ENCODER 20 BIT + 12 BIT MULTITURN WITH DRIVE-CLIQ INTERFACE (ENCODER AM20DQI) SHAFT WITH FITTED KEY, TOLERANCE N; WITH HOLDING BRAKE PROTECTION CLASS IP65, FLANGE ON DRIVE END IP67; | - | 0 | 0
1FK7042-3BK71-1RG0 |  | 1FK7042-3BK71-1RG0 | 1 | UN | 1 | 15 | C | D | N | N | 85015220 | 1 |  | 5.101 | KG | 1177.53 | 1177.53 | MC05 | MC05 | SIMOTICS S Synchronous motor 1FK7-HI PN=0.94kW; UDC=600V M0=3Nm (100K); NN=6000rpm; Naturally cooled FRAME SIZE IMB 5 (IM V1, IM V3) FLANGE 1 POWER CONNECTOR ROTATABLE ABSOLUTE ENCODER 20 BIT + 12 BIT MULTITURN WITH DRIVE-CLIQ INTERFACE (ENCODER AM20DQI) PLAIN SHAFT, TOLERANCE N; W/O HOLDING BRAKE PROTECTION CLASS IP64; | - | 0 | 0
1FK7042-3BK71-1RG1 |  | 1FK7042-3BK71-1RG1 | 1 | UN | 1 | 15 | C | D | N | N | 85015220 | 1 |  | 5.101 | KG | 1239.87 | 1239.87 | MC05 | MC05 | SIMOTICS S Synchronous motor 1FK7-HI PN=0.94kW; UDC=600V M0=3Nm (100K); NN=6000rpm; Naturally cooled FRAME SIZE IMB 5 (IM V1, IM V3) FLANGE 1 POWER CONNECTOR ROTATABLE ABSOLUTE ENCODER 20 BIT + 12 BIT MULTITURN WITH DRIVE-CLIQ INTERFACE (ENCODER AM20DQI) PLAIN SHAFT, TOLERANCE N; W/O HOLDING BRAKE PROTECTION CLASS IP65, | - | 0 | 0
1FK7042-3BK71-1RG2 |  | 1FK7042-3BK71-1RG2 | 1 | UN | 1 | 15 | C | D | N | N | 85015220 | 1 |  | 5.101 | KG | 1239.87 | 1239.87 | MC05 | MC05 | SIMOTICS S Synchronous motor 1FK7-HI PN=0.94kW; UDC=600V M0=3Nm (100K); NN=6000rpm; Naturally cooled FRAME SIZE IMB 5 (IM V1, IM V3) FLANGE 1 POWER CONNECTOR ROTATABLE ABSOLUTE ENCODER 20 BIT + 12 BIT MULTITURN WITH DRIVE-CLIQ INTERFACE (ENCODER AM20DQI) PLAIN SHAFT, TOLERANCE N; W/O HOLDING BRAKE PROTECTION CLASS IP65, FLANGE ON DRIVE END IP67; | - | 0 | 0
1FK7042-3BK71-1RH0 |  | 1FK7042-3BK71-1RH0 | 1 | UN | 1 | 15 | C | D | N | N | 85015220 | 1 |  | 5.4 | KG | 1350 | 1350 | MC05 | MC05 | SIMOTICS S Synchronous motor 1FK7-HI PN=0.94kW; UDC=600V M0=3Nm (100K); NN=6000rpm; Naturally cooled FRAME SIZE IMB 5 (IM V1, IM V3) FLANGE 1 POWER CONNECTOR ROTATABLE ABSOLUTE ENCODER 20 BIT + 12 BIT MULTITURN WITH DRIVE-CLIQ INTERFACE (ENCODER AM20DQI) PLAIN SHAFT, TOLERANCE N; WITH HOLDING BRAKE PROTECTION CLASS IP64; | - | 0 | 0
1FK7042-3BK71-1RH1 |  | 1FK7042-3BK71-1RH1 | 1 | UN | 1 | 15 | C | D | N | N | 85015220 | 1 |  | 5.4 | KG | 1412.34 | 1412.34 | MC05 | MC05 | SIMOTICS S Synchronous motor 1FK7-HI PN=0.94kW; UDC=600V M0=3Nm (100K); NN=6000rpm; Naturally cooled FRAME SIZE IMB 5 (IM V1, IM V3) FLANGE 1 POWER CONNECTOR ROTATABLE ABSOLUTE ENCODER 20 BIT + 12 BIT MULTITURN WITH DRIVE-CLIQ INTERFACE (ENCODER AM20DQI) PLAIN SHAFT, TOLERANCE N; WITH HOLDING BRAKE PROTECTION CLASS IP65, | - | 0 | 0
1FK7042-3BK71-1RH2 |  | 1FK7042-3BK71-1RH2 | 1 | UN | 1 | 15 | C | D | N | N | 85015220 | 1 |  | 5.4 | KG | 1412.34 | 1412.34 | MC05 | MC05 | SIMOTICS S Synchronous motor 1FK7-HI PN=0.94kW; UDC=600V M0=3Nm (100K); NN=6000rpm; Naturally cooled FRAME SIZE IMB 5 (IM V1, IM V3) FLANGE 1 POWER CONNECTOR ROTATABLE ABSOLUTE ENCODER 20 BIT + 12 BIT MULTITURN WITH DRIVE-CLIQ INTERFACE (ENCODER AM20DQI) PLAIN SHAFT, TOLERANCE N; WITH HOLDING BRAKE PROTECTION CLASS IP65, FLANGE ON DRIVE END IP67; | - | 0 | 0
1FK7042-3BK74-1AA0 |  | 1FK7042-3BK74-1AA0 | 1 | UN | 1 | 15 | C | D | N | N | 85015220 | 1 |  | 5.101 | KG | 1146.89 | 1146.89 | MC05 | MC05 | SIMOTICS S Synchronous motor 1FK7-HI PN=0.94kW; UDC=600V M0=3Nm (100K); NN=6000rpm; Naturally cooled FRAME SIZE IMB 5 (IM V1, IM V3) FLANGE 1, WITH PT1000 TEMPERATURESENSOR POWER CONNECTOR ROTATABLE INCREMENTAL ENCODER SIN/COS 1VP 2048 S/R WITH C- AND D-SPUR (ENCODER IC2048S/R) SHAFT WITH FITTED KEY, TOLERANCE N; W/O HOLDING BRAKE PROTECTION CLASS IP64; | - | 0 | 0
1FK7042-3BK74-1AA1 |  | 1FK7042-3BK74-1AA1 | 1 | UN | 1 | 15 | C | D | N | N | 85015220 | 1 |  | 5.101 | KG | 1209.23 | 1209.23 | MC05 | MC05 | SIMOTICS S Synchronous motor 1FK7-HI PN=0.94kW; UDC=600V M0=3Nm (100K); NN=6000rpm; Naturally cooled FRAME SIZE IMB 5 (IM V1, IM V3) FLANGE 1, WITH PT1000 TEMPERATURESENSOR POWER CONNECTOR ROTATABLE INCREMENTAL ENCODER SIN/COS 1VP 2048 S/R WITH C- AND D-SPUR (ENCODER IC2048S/R) SHAFT WITH FITTED KEY, TOLERANCE N; W/O HOLDING BRAKE PROTECTION CLASS IP65, | - | 0 | 0
1FK7042-3BK74-1AA2 |  | 1FK7042-3BK74-1AA2 | 1 | UN | 1 | 15 | C | D | N | N | 85015220 | 1 |  | 5.101 | KG | 1209.23 | 1209.23 | MC05 | MC05 | SIMOTICS S Synchronous motor 1FK7-HI PN=0.94kW; UDC=600V M0=3Nm (100K); NN=6000rpm; Naturally cooled FRAME SIZE IMB 5 (IM V1, IM V3) FLANGE 1, WITH PT1000 TEMPERATURESENSOR POWER CONNECTOR ROTATABLE INCREMENTAL ENCODER SIN/COS 1VP 2048 S/R WITH C- AND D-SPUR (ENCODER IC2048S/R) SHAFT WITH FITTED KEY, TOLERANCE N; W/O HOLDING BRAKE PROTECTION CLASS IP65, FLANGE ON DRIVE END IP67; | - | 0 | 0
1FK7042-3BK74-1AB0 |  | 1FK7042-3BK74-1AB0 | 1 | UN | 1 | 15 | C | D | N | N | 85015220 | 1 |  | 5.4 | KG | 1320.85 | 1320.85 | MC05 | MC05 | SIMOTICS S Synchronous motor 1FK7-HI PN=0.94kW; UDC=600V M0=3Nm (100K); NN=6000rpm; Naturally cooled FRAME SIZE IMB 5 (IM V1, IM V3) FLANGE 1, WITH PT1000 TEMPERATURESENSOR POWER CONNECTOR ROTATABLE INCREMENTAL ENCODER SIN/COS 1VP 2048 S/R WITH C- AND D-SPUR (ENCODER IC2048S/R) SHAFT WITH FITTED KEY, TOLERANCE N; WITH HOLDING BRAKE PROTECTION CLASS IP64; | - | 0 | 0
1FK7042-3BK74-1AB1 |  | 1FK7042-3BK74-1AB1 | 1 | UN | 1 | 15 | C | D | N | N | 85015220 | 1 |  | 5.4 | KG | 1383.19 | 1383.19 | MC05 | MC05 | SIMOTICS S Synchronous motor 1FK7-HI PN=0.94kW; UDC=600V M0=3Nm (100K); NN=6000rpm; Naturally cooled FRAME SIZE IMB 5 (IM V1, IM V3) FLANGE 1, WITH PT1000 TEMPERATURESENSOR POWER CONNECTOR ROTATABLE INCREMENTAL ENCODER SIN/COS 1VP 2048 S/R WITH C- AND D-SPUR (ENCODER IC2048S/R) SHAFT WITH FITTED KEY, TOLERANCE N; WITH HOLDING BRAKE PROTECTION CLASS IP65, | - | 0 | 0
1FK7042-3BK74-1AB2 |  | 1FK7042-3BK74-1AB2 | 1 | UN | 1 | 15 | C | D | N | N | 85015220 | 1 |  | 5.4 | KG | 1383.19 | 1383.19 | MC05 | MC05 | SIMOTICS S Synchronous motor 1FK7-HI PN=0.94kW; UDC=600V M0=3Nm (100K); NN=6000rpm; Naturally cooled FRAME SIZE IMB 5 (IM V1, IM V3) FLANGE 1, WITH PT1000 TEMPERATURESENSOR POWER CONNECTOR ROTATABLE INCREMENTAL ENCODER SIN/COS 1VP 2048 S/R WITH C- AND D-SPUR (ENCODER IC2048S/R) SHAFT WITH FITTED KEY, TOLERANCE N; WITH HOLDING BRAKE PROTECTION CLASS IP65, FLANGE ON DRIVE END IP67; | - | 0 | 0
1FK7042-3BK74-1AG0 |  | 1FK7042-3BK74-1AG0 | 1 | UN | 1 | 15 | C | D | N | N | 85015220 | 1 |  | 5.101 | KG | 1089.4 | 1089.4 | MC05 | MC05 | SIMOTICS S Synchronous motor 1FK7-HI PN=0.94kW; UDC=600V M0=3Nm (100K); NN=6000rpm; Naturally cooled FRAME SIZE IMB 5 (IM V1, IM V3) FLANGE 1, WITH PT1000 TEMPERATURESENSOR POWER CONNECTOR ROTATABLE INCREMENTAL ENCODER SIN/COS 1VP 2048 S/R WITH C- AND D-SPUR (ENCODER IC2048S/R) PLAIN SHAFT, TOLERANCE N; W/O HOLDING BRAKE PROTECTION CLASS IP64; | - | 0 | 0
1FK7042-3BK74-1AG1 |  | 1FK7042-3BK74-1AG1 | 1 | UN | 1 | 15 | C | D | N | N | 85015220 | 1 |  | 5.101 | KG | 1151.74 | 1151.74 | MC05 | MC05 | SIMOTICS S Synchronous motor 1FK7-HI PN=0.94kW; UDC=600V M0=3Nm (100K); NN=6000rpm; Naturally cooled FRAME SIZE IMB 5 (IM V1, IM V3) FLANGE 1, WITH PT1000 TEMPERATURESENSOR POWER CONNECTOR ROTATABLE INCREMENTAL ENCODER SIN/COS 1VP 2048 S/R WITH C- AND D-SPUR (ENCODER IC2048S/R) PLAIN SHAFT, TOLERANCE N; W/O HOLDING BRAKE PROTECTION CLASS IP65, | - | 0 | 0
1FK7042-3BK74-1AG2 |  | 1FK7042-3BK74-1AG2 | 1 | UN | 1 | 15 | C | D | N | N | 85015220 | 1 |  | 5.101 | KG | 1151.74 | 1151.74 | MC05 | MC05 | SIMOTICS S Synchronous motor 1FK7-HI PN=0.94kW; UDC=600V M0=3Nm (100K); NN=6000rpm; Naturally cooled FRAME SIZE IMB 5 (IM V1, IM V3) FLANGE 1, WITH PT1000 TEMPERATURESENSOR POWER CONNECTOR ROTATABLE INCREMENTAL ENCODER SIN/COS 1VP 2048 S/R WITH C- AND D-SPUR (ENCODER IC2048S/R) PLAIN SHAFT, TOLERANCE N; W/O HOLDING BRAKE PROTECTION CLASS IP65, FLANGE ON DRIVE END IP67; | - | 0 | 0
1FK7042-3BK74-1AH0 |  | 1FK7042-3BK74-1AH0 | 1 | UN | 1 | 15 | C | D | N | N | 85015220 | 1 |  | 5.4 | KG | 1261.87 | 1261.87 | MC05 | MC05 | SIMOTICS S Synchronous motor 1FK7-HI PN=0.94kW; UDC=600V M0=3Nm (100K); NN=6000rpm; Naturally cooled FRAME SIZE IMB 5 (IM V1, IM V3) FLANGE 1, WITH PT1000 TEMPERATURESENSOR POWER CONNECTOR ROTATABLE INCREMENTAL ENCODER SIN/COS 1VP 2048 S/R WITH C- AND D-SPUR (ENCODER IC2048S/R) PLAIN SHAFT, TOLERANCE N; WITH HOLDING BRAKE PROTECTION CLASS IP64; | - | 0 | 0
1FK7042-3BK74-1AH1 |  | 1FK7042-3BK74-1AH1 | 1 | UN | 1 | 15 | C | D | N | N | 85015220 | 1 |  | 5.4 | KG | 1324.21 | 1324.21 | MC05 | MC05 | SIMOTICS S Synchronous motor 1FK7-HI PN=0.94kW; UDC=600V M0=3Nm (100K); NN=6000rpm; Naturally cooled FRAME SIZE IMB 5 (IM V1, IM V3) FLANGE 1, WITH PT1000 TEMPERATURESENSOR POWER CONNECTOR ROTATABLE INCREMENTAL ENCODER SIN/COS 1VP 2048 S/R WITH C- AND D-SPUR (ENCODER IC2048S/R) PLAIN SHAFT, TOLERANCE N; WITH HOLDING BRAKE PROTECTION CLASS IP65, | - | 0 | 0
1FK7042-3BK74-1AH2 |  | 1FK7042-3BK74-1AH2 | 1 | UN | 1 | 15 | C | D | N | N | 85015220 | 1 |  | 5.4 | KG | 1324.21 | 1324.21 | MC05 | MC05 | SIMOTICS S Synchronous motor 1FK7-HI PN=0.94kW; UDC=600V M0=3Nm (100K); NN=6000rpm; Naturally cooled FRAME SIZE IMB 5 (IM V1, IM V3) FLANGE 1, WITH PT1000 TEMPERATURESENSOR POWER CONNECTOR ROTATABLE INCREMENTAL ENCODER SIN/COS 1VP 2048 S/R WITH C- AND D-SPUR (ENCODER IC2048S/R) PLAIN SHAFT, TOLERANCE N; WITH HOLDING BRAKE PROTECTION CLASS IP65, FLANGE ON DRIVE END IP67; | - | 0 | 0
1FK7042-3BK74-1EA0 |  | 1FK7042-3BK74-1EA0 | 1 | UN | 1 | 15 | C | D | N | N | 85015220 | 1 |  | 5.101 | KG | 1394.57 | 1394.57 | MC05 | MC05 | SIMOTICS S Synchronous motor 1FK7-HI PN=0.94kW; UDC=600V M0=3Nm (100K); NN=6000rpm; Naturally cooled FRAME SIZE IMB 5 (IM V1, IM V3) FLANGE 1, WITH PT1000 TEMPERATURESENSOR POWER CONNECTOR ROTATABLE ABSOLUTE ENCODERR 2048S/R + 4096 UMDREHUNGEN MULTITURN, WITH ENDAT-SCHNITTSTELLE (ENCODER AM2048S/R) SHAFT WITH FITTED KEY, TOLERANCE N; W/O HOLDING BRAKE PROTECTION CLASS IP64; | - | 0 | 0
1FK7042-3BK74-1EA1 |  | 1FK7042-3BK74-1EA1 | 1 | UN | 1 | 15 | C | D | N | N | 85015220 | 1 |  | 5.101 | KG | 1456.91 | 1456.91 | MC05 | MC05 | SIMOTICS S Synchronous motor 1FK7-HI PN=0.94kW; UDC=600V M0=3Nm (100K); NN=6000rpm; Naturally cooled FRAME SIZE IMB 5 (IM V1, IM V3) FLANGE 1, WITH PT1000 TEMPERATURESENSOR POWER CONNECTOR ROTATABLE ABSOLUTE ENCODERR 2048S/R + 4096 UMDREHUNGEN MULTITURN, WITH ENDAT-SCHNITTSTELLE (ENCODER AM2048S/R) SHAFT WITH FITTED KEY, TOLERANCE N; W/O HOLDING BRAKE PROTECTION CLASS IP65, | - | 0 | 0
1FK7042-3BK74-1EA2 |  | 1FK7042-3BK74-1EA2 | 1 | UN | 1 | 15 | C | D | N | N | 85015220 | 1 |  | 5.101 | KG | 1456.91 | 1456.91 | MC05 | MC05 | SIMOTICS S Synchronous motor 1FK7-HI PN=0.94kW; UDC=600V M0=3Nm (100K); NN=6000rpm; Naturally cooled FRAME SIZE IMB 5 (IM V1, IM V3) FLANGE 1, WITH PT1000 TEMPERATURESENSOR POWER CONNECTOR ROTATABLE ABSOLUTE ENCODERR 2048S/R + 4096 UMDREHUNGEN MULTITURN, WITH ENDAT-SCHNITTSTELLE (ENCODER AM2048S/R) SHAFT WITH FITTED KEY, TOLERANCE N; W/O HOLDING BRAKE PROTECTION CLASS IP65, FLANGE ON DRIVE END IP67; | - | 0 | 0
1FK7042-3BK74-1EB0 |  | 1FK7042-3BK74-1EB0 | 1 | UN | 1 | 15 | C | D | N | N | 85015220 | 1 |  | 5.4 | KG | 1568.53 | 1568.53 | MC05 | MC05 | SIMOTICS S Synchronous motor 1FK7-HI PN=0.94kW; UDC=600V M0=3Nm (100K); NN=6000rpm; Naturally cooled FRAME SIZE IMB 5 (IM V1, IM V3) FLANGE 1, WITH PT1000 TEMPERATURESENSOR POWER CONNECTOR ROTATABLE ABSOLUTE ENCODERR 2048S/R + 4096 UMDREHUNGEN MULTITURN, WITH ENDAT-SCHNITTSTELLE (ENCODER AM2048S/R) SHAFT WITH FITTED KEY, TOLERANCE N; WITH HOLDING BRAKE PROTECTION CLASS IP64; | - | 0 | 0
1FK7042-3BK74-1EB1 |  | 1FK7042-3BK74-1EB1 | 1 | UN | 1 | 15 | C | D | N | N | 85015220 | 1 |  | 5.4 | KG | 1630.87 | 1630.87 | MC05 | MC05 | SIMOTICS S Synchronous motor 1FK7-HI PN=0.94kW; UDC=600V M0=3Nm (100K); NN=6000rpm; Naturally cooled FRAME SIZE IMB 5 (IM V1, IM V3) FLANGE 1, WITH PT1000 TEMPERATURESENSOR POWER CONNECTOR ROTATABLE ABSOLUTE ENCODERR 2048S/R + 4096 UMDREHUNGEN MULTITURN, WITH ENDAT-SCHNITTSTELLE (ENCODER AM2048S/R) SHAFT WITH FITTED KEY, TOLERANCE N; WITH HOLDING BRAKE PROTECTION CLASS IP65, | - | 0 | 0
1FK7042-3BK74-1EB2 |  | 1FK7042-3BK74-1EB2 | 1 | UN | 1 | 15 | C | D | N | N | 85015220 | 1 |  | 5.4 | KG | 1630.87 | 1630.87 | MC05 | MC05 | SIMOTICS S Synchronous motor 1FK7-HI PN=0.94kW; UDC=600V M0=3Nm (100K); NN=6000rpm; Naturally cooled FRAME SIZE IMB 5 (IM V1, IM V3) FLANGE 1, WITH PT1000 TEMPERATURESENSOR POWER CONNECTOR ROTATABLE ABSOLUTE ENCODERR 2048S/R + 4096 UMDREHUNGEN MULTITURN, WITH ENDAT-SCHNITTSTELLE (ENCODER AM2048S/R) SHAFT WITH FITTED KEY, TOLERANCE N; WITH HOLDING BRAKE PROTECTION CLASS IP65, FLANGE ON DRIVE END IP67; | - | 0 | 0
1FK7042-3BK74-1EG0 |  | 1FK7042-3BK74-1EG0 | 1 | UN | 1 | 15 | C | D | N | N | 85015220 | 1 |  | 5.101 | KG | 1337.08 | 1337.08 | MC05 | MC05 | SIMOTICS S Synchronous motor 1FK7-HI PN=0.94kW; UDC=600V M0=3Nm (100K); NN=6000rpm; Naturally cooled FRAME SIZE IMB 5 (IM V1, IM V3) FLANGE 1, WITH PT1000 TEMPERATURESENSOR POWER CONNECTOR ROTATABLE ABSOLUTE ENCODERR 2048S/R + 4096 UMDREHUNGEN MULTITURN, WITH ENDAT-SCHNITTSTELLE (ENCODER AM2048S/R) PLAIN SHAFT, TOLERANCE N; W/O HOLDING BRAKE PROTECTION CLASS IP64; | - | 0 | 0
1FK7042-3BK74-1EG1 |  | 1FK7042-3BK74-1EG1 | 1 | UN | 1 | 15 | C | D | N | N | 85015220 | 1 |  | 5.101 | KG | 1399.42 | 1399.42 | MC05 | MC05 | SIMOTICS S Synchronous motor 1FK7-HI PN=0.94kW; UDC=600V M0=3Nm (100K); NN=6000rpm; Naturally cooled FRAME SIZE IMB 5 (IM V1, IM V3) FLANGE 1, WITH PT1000 TEMPERATURESENSOR POWER CONNECTOR ROTATABLE ABSOLUTE ENCODERR 2048S/R + 4096 UMDREHUNGEN MULTITURN, WITH ENDAT-SCHNITTSTELLE (ENCODER AM2048S/R) PLAIN SHAFT, TOLERANCE N; W/O HOLDING BRAKE PROTECTION CLASS IP65, | - | 0 | 0
1FK7042-3BK74-1EG2 |  | 1FK7042-3BK74-1EG2 | 1 | UN | 1 | 15 | C | D | N | N | 85015220 | 1 |  | 5.101 | KG | 1399.42 | 1399.42 | MC05 | MC05 | SIMOTICS S Synchronous motor 1FK7-HI PN=0.94kW; UDC=600V M0=3Nm (100K); NN=6000rpm; Naturally cooled FRAME SIZE IMB 5 (IM V1, IM V3) FLANGE 1, WITH PT1000 TEMPERATURESENSOR POWER CONNECTOR ROTATABLE ABSOLUTE ENCODERR 2048S/R + 4096 UMDREHUNGEN MULTITURN, WITH ENDAT-SCHNITTSTELLE (ENCODER AM2048S/R) PLAIN SHAFT, TOLERANCE N; W/O HOLDING BRAKE PROTECTION CLASS IP65, FLANGE ON DRIVE END IP67; | - | 0 | 0
1FK7042-3BK74-1EH0 |  | 1FK7042-3BK74-1EH0 | 1 | UN | 1 | 15 | C | D | N | N | 85015220 | 1 |  | 5.4 | KG | 1509.55 | 1509.55 | MC05 | MC05 | SIMOTICS S Synchronous motor 1FK7-HI PN=0.94kW; UDC=600V M0=3Nm (100K); NN=6000rpm; Naturally cooled FRAME SIZE IMB 5 (IM V1, IM V3) FLANGE 1, WITH PT1000 TEMPERATURESENSOR POWER CONNECTOR ROTATABLE ABSOLUTE ENCODERR 2048S/R + 4096 UMDREHUNGEN MULTITURN, WITH ENDAT-SCHNITTSTELLE (ENCODER AM2048S/R) PLAIN SHAFT, TOLERANCE N; WITH HOLDING BRAKE PROTECTION CLASS IP64; | - | 0 | 0
1FK7042-3BK74-1EH1 |  | 1FK7042-3BK74-1EH1 | 1 | UN | 1 | 15 | C | D | N | N | 85015220 | 1 |  | 5.4 | KG | 1571.89 | 1571.89 | MC05 | MC05 | SIMOTICS S Synchronous motor 1FK7-HI PN=0.94kW; UDC=600V M0=3Nm (100K); NN=6000rpm; Naturally cooled FRAME SIZE IMB 5 (IM V1, IM V3) FLANGE 1, WITH PT1000 TEMPERATURESENSOR POWER CONNECTOR ROTATABLE ABSOLUTE ENCODERR 2048S/R + 4096 UMDREHUNGEN MULTITURN, WITH ENDAT-SCHNITTSTELLE (ENCODER AM2048S/R) PLAIN SHAFT, TOLERANCE N; WITH HOLDING BRAKE PROTECTION CLASS IP65, | - | 0 | 0
1FK7042-3BK74-1EH2 |  | 1FK7042-3BK74-1EH2 | 1 | UN | 1 | 15 | C | D | N | N | 85015220 | 1 |  | 5.4 | KG | 1571.89 | 1571.89 | MC05 | MC05 | SIMOTICS S Synchronous motor 1FK7-HI PN=0.94kW; UDC=600V M0=3Nm (100K); NN=6000rpm; Naturally cooled FRAME SIZE IMB 5 (IM V1, IM V3) FLANGE 1, WITH PT1000 TEMPERATURESENSOR POWER CONNECTOR ROTATABLE ABSOLUTE ENCODERR 2048S/R + 4096 UMDREHUNGEN MULTITURN, WITH ENDAT-SCHNITTSTELLE (ENCODER AM2048S/R) PLAIN SHAFT, TOLERANCE N; WITH HOLDING BRAKE PROTECTION CLASS IP65, FLANGE ON DRIVE END IP67; | - | 0 | 0
1FK7042-5AC71-1AA2 |  | 1FK7042-5AC71-1AA2 | 1 | UN | 1 | 60 | X | D | N | N | 85015100 | 1 |  | 4.903 | KG | 1507.2 | 1507.2 | MC05 | MC05 | SIMOTICS S Synchronous servo motor 1FK7 Compact, 3.0Nm 100K, 2000rpm, 0.59kW Naturally cooled IM B5 (IM V1, IM V3) power/signal connectors Connector can be rotated by 270Â° INCREM. ENCODER, SIN/COS 1 VPP 2048 P/REV (ENCODER I-2048); SHAFT WITH FITTED KEY, TOLERANCE N; W/O HOLDING BRAKE DEGREE OF PROTECTION IP65 FLANGE ON DRIVE END IP67 | - | 0 | 0
1FK7042-5AC71-1AA3 |  | 1FK7042-5AC71-1AA3 | 1 | UN | 1 | 60 | X | D | N | N | 85015100 | 1 |  | 4.903 | KG | 1468.04 | 1468.04 | MC05 | MC05 | SIMOTICS S Synchronous servo motor 1FK7 Compact, 3.0Nm 100K, 2000rpm, 0.59kW Naturally cooled IM B5 (IM V1, IM V3) power/signal connectors Connector can be rotated by 270Â° INCREM. ENCODER, SIN/COS 1 VPP 2048 P/REV (ENCODER I-2048); SHAFT WITH FITTED KEY, TOLERANCE N; W/O HOLDING BRAKE DEGREE OF PROTECTION IP64; PAINT FINISH RAL7016 | - | 0 | 0
1FK7042-5AC71-1AA8 |  | 1FK7042-5AC71-1AA8 | 1 | UN | 1 | 60 | X | D | N | N | 85015100 | 1 |  | 4.903 | KG | 1625.2 | 1625.2 | MC05 | MC05 | SIMOTICS S Synchronous servo motor 1FK7 Compact, 3.0Nm 100K, 2000rpm, 0.59kW Naturally cooled IM B5 (IM V1, IM V3) power/signal connectors Connector can be rotated by 270Â° INCREM. ENCODER, SIN/COS 1 VPP 2048 P/REV (ENCODER I-2048); SHAFT WITH FITTED KEY, TOLERANCE N; W/O HOLDING BRAKE DEGREE OF PROTECTION IP65 IP67 D-END FLANGE; RAL7016 COATING; METALLIC RATING PLATE AT MOTOR | - | 0 | 0
1FK7042-5AC71-1AH0 |  | 1FK7042-5AC71-1AH0 | 1 | UN | 1 | 60 | X | D | N | N | 85015100 | 1 |  | 5.502 | KG | 1571.31 | 1571.31 | MC05 | MC05 | SIMOTICS S Synchronous servo motor 1FK7 Compact, 3.0Nm 100K, 2000rpm, 0.59kW Naturally cooled IM B5 (IM V1, IM V3) power/signal connectors Connector can be rotated by 270Â° INCREM. ENCODER, SIN/COS 1 VPP 2048 P/REV (ENCODER I-2048); PLAIN SHAFT, TOLERANCE N; WITH HOLDING BRAKE DEGREE OF PROTECTION IP64 | - | 0 | 0
1FK7042-5AC71-1AH3 |  | 1FK7042-5AC71-1AH3 | 1 | UN | 1 | 60 | X | D | N | N | 85015100 | 1 |  | 5.502 | KG | 1608.12 | 1608.12 | MC05 | MC05 | SIMOTICS S Synchronous servo motor 1FK7 Compact, 3.0Nm 100K, 2000rpm, 0.59kW Naturally cooled IM B5 (IM V1, IM V3) power/signal connectors Connector can be rotated by 270Â° INCREM. ENCODER, SIN/COS 1 VPP 2048 P/REV (ENCODER I-2048); PLAIN SHAFT, TOLERANCE N; WITH HOLDING BRAKE DEGREE OF PROTECTION IP64; PAINT FINISH RAL7016 | - | 0 | 0
1FK7042-5AC71-1DA0 |  | 1FK7042-5AC71-1DA0 | 1 | UN | 1 | 60 | X | D | N | N | 85015100 | 1 |  | 4.903 | KG | 1627.02 | 1627.02 | MC05 | MC05 | SIMOTICS S Synchronous servo motor 1FK7 Compact, 3.0Nm 100K, 2000rpm, 0.59kW Naturally cooled IM B5 (IM V1, IM V3) power/signal connectors Connector can be rotated by 270Â° INCREMENTAL ENCODER 2048 P/REV (ENCODER I-2048) WITH DRIVE-CLIQ INTERFACE; SHAFT WITH FITTED KEY, TOLERANCE N; W/O HOLDING BRAKE DEGREE OF PROTECTION IP64 | - | 0 | 0
1FK7042-5AC71-1DA2 |  | 1FK7042-5AC71-1DA2 | 1 | UN | 1 | 60 | X | D | N | N | 85015100 | 1 |  | 4.903 | KG | 1702.99 | 1702.99 | MC05 | MC05 | SIMOTICS S Synchronous servo motor 1FK7 Compact, 3.0Nm 100K, 2000rpm, 0.59kW Naturally cooled IM B5 (IM V1, IM V3) power/signal connectors Connector can be rotated by 270Â° INCREMENTAL ENCODER 2048 P/REV (ENCODER I-2048) WITH DRIVE-CLIQ INTERFACE; SHAFT WITH FITTED KEY, TOLERANCE N; W/O HOLDING BRAKE DEGREE OF PROTECTION IP65 FLANGE ON DRIVE END IP67 | - | 0 | 0
1FK7042-5AC71-1DA3 |  | 1FK7042-5AC71-1DA3 | 1 | UN | 1 | 60 | X | D | N | N | 85015100 | 1 |  | 4.903 | KG | 1663.83 | 1663.83 | MC05 | MC05 | SIMOTICS S Synchronous servo motor 1FK7 Compact, 3.0Nm 100K, 2000rpm, 0.59kW Naturally cooled IM B5 (IM V1, IM V3) power/signal connectors Connector can be rotated by 270Â° INCREMENTAL ENCODER 2048 P/REV (ENCODER I-2048) WITH DRIVE-CLIQ INTERFACE; SHAFT WITH FITTED KEY, TOLERANCE N; W/O HOLDING BRAKE DEGREE OF PROTECTION IP64; PAINT FINISH RAL7016 | - | 0 | 0
1FK7042-5AC71-1DA5 |  | 1FK7042-5AC71-1DA5 | 1 | UN | 1 | 60 | X | D | N | N | 85015100 | 1 |  | 4.903 | KG | 1739.78 | 1739.78 | MC05 | MC05 | SIMOTICS S Synchronous servo motor 1FK7 Compact, 3.0Nm 100K, 2000rpm, 0.59kW Naturally cooled IM B5 (IM V1, IM V3) power/signal connectors Connector can be rotated by 270Â° INCREMENTAL ENCODER 2048 P/REV (ENCODER I-2048) WITH DRIVE-CLIQ INTERFACE; SHAFT WITH FITTED KEY, TOLERANCE N; W/O HOLDING BRAKE DEGREE OF PROTECTION IP65 AS FLANGE IP67; PAINT FINISH RAL7016 | - | 0 | 0
1FK7042-5AC71-1DB0 |  | 1FK7042-5AC71-1DB0 | 1 | UN | 1 | 60 | X | D | N | N | 85015100 | 1 |  | 5.502 | KG | 1838.96 | 1838.96 | MC05 | MC05 | SIMOTICS S Synchronous servo motor 1FK7 Compact, 3.0Nm 100K, 2000rpm, 0.59kW Naturally cooled IM B5 (IM V1, IM V3) power/signal connectors Connector can be rotated by 270Â° INCREMENTAL ENCODER 2048 P/REV (ENCODER I-2048) WITH DRIVE-CLIQ INTERFACE; SHAFT WITH FITTED KEY, TOLERANCE N; WITH HOLDING BRAKE DEGREE OF PROTECTION IP64 | - | 0 | 0
1FK7042-5AC71-1DB3 |  | 1FK7042-5AC71-1DB3 | 1 | UN | 1 | 60 | X | D | N | N | 85015100 | 1 |  | 5.502 | KG | 1875.77 | 1875.77 | MC05 | MC05 | SIMOTICS S Synchronous servo motor 1FK7 Compact, 3.0Nm 100K, 2000rpm, 0.59kW Naturally cooled IM B5 (IM V1, IM V3) power/signal connectors Connector can be rotated by 270Â° INCREMENTAL ENCODER 2048 P/REV (ENCODER I-2048) WITH DRIVE-CLIQ INTERFACE; SHAFT WITH FITTED KEY, TOLERANCE N; WITH HOLDING BRAKE DEGREE OF PROTECTION IP64; PAINT FINISH RAL7016 | - | 0 | 0
1FK7042-5AC71-1DG0 |  | 1FK7042-5AC71-1DG0 | 1 | UN | 1 | 60 | X | D | N | N | 85015100 | 1 |  | 4.903 | KG | 1556.97 | 1556.97 | MC05 | MC05 | SIMOTICS S Synchronous servo motor 1FK7 Compact, 3.0Nm 100K, 2000rpm, 0.59kW Naturally cooled IM B5 (IM V1, IM V3) power/signal connectors Connector can be rotated by 270Â° INCREMENTAL ENCODER 2048 P/REV (ENCODER I-2048) WITH DRIVE-CLIQ INTERFACE; PLAIN SHAFT, TOLERANCE N; W/O HOLDING BRAKE DEGREE OF PROTECTION IP64 | - | 0 | 0
1FK7042-5AC71-1DG3 |  | 1FK7042-5AC71-1DG3 | 1 | UN | 1 | 60 | X | D | N | N | 85015100 | 1 |  | 4.903 | KG | 1593.78 | 1593.78 | MC05 | MC05 | SIMOTICS S Synchronous servo motor 1FK7 Compact, 3.0Nm 100K, 2000rpm, 0.59kW Naturally cooled IM B5 (IM V1, IM V3) power/signal connectors Connector can be rotated by 270Â° INCREMENTAL ENCODER 2048 P/REV (ENCODER I-2048) WITH DRIVE-CLIQ INTERFACE; PLAIN SHAFT, TOLERANCE N; W/O HOLDING BRAKE DEGREE OF PROTECTION IP64; PAINT FINISH RAL7016 | - | 0 | 0
1FK7042-5AC71-1DG5 |  | 1FK7042-5AC71-1DG5 | 1 | UN | 1 | 60 | X | D | N | N | 85015100 | 1 |  | 4.903 | KG | 1669.73 | 1669.73 | MC05 | MC05 | SIMOTICS S Synchronous servo motor 1FK7 Compact, 3.0Nm 100K, 2000rpm, 0.59kW Naturally cooled IM B5 (IM V1, IM V3) power/signal connectors Connector can be rotated by 270Â° INCREMENTAL ENCODER 2048 P/REV (ENCODER I-2048) WITH DRIVE-CLIQ INTERFACE; PLAIN SHAFT, TOLERANCE N; W/O HOLDING BRAKE DEGREE OF PROTECTION IP65 AS FLANGE IP67; PAINT FINISH RAL7016 | - | 0 | 0
1FK7042-5AC71-1DH0 |  | 1FK7042-5AC71-1DH0 | 1 | UN | 1 | 60 | X | D | N | N | 85015100 | 1 |  | 5.502 | KG | 1767.1 | 1767.1 | MC05 | MC05 | SIMOTICS S Synchronous servo motor 1FK7 Compact, 3.0Nm 100K, 2000rpm, 0.59kW Naturally cooled IM B5 (IM V1, IM V3) power/signal connectors Connector can be rotated by 270Â° INCREMENTAL ENCODER 2048 P/REV (ENCODER I-2048) WITH DRIVE-CLIQ INTERFACE; PLAIN SHAFT, TOLERANCE N; WITH HOLDING BRAKE DEGREE OF PROTECTION IP64 | - | 0 | 0
1FK7042-5AC71-1DH3 |  | 1FK7042-5AC71-1DH3 | 1 | UN | 1 | 60 | X | D | N | N | 85015100 | 1 |  | 5.502 | KG | 1803.91 | 1803.91 | MC05 | MC05 | SIMOTICS S Synchronous servo motor 1FK7 Compact, 3.0Nm 100K, 2000rpm, 0.59kW Naturally cooled IM B5 (IM V1, IM V3) power/signal connectors Connector can be rotated by 270Â° INCREMENTAL ENCODER 2048 P/REV (ENCODER I-2048) WITH DRIVE-CLIQ INTERFACE; PLAIN SHAFT, TOLERANCE N; WITH HOLDING BRAKE DEGREE OF PROTECTION IP64; PAINT FINISH RAL7016 | - | 0 | 0
1FK7042-5AC71-1DH5 |  | 1FK7042-5AC71-1DH5 | 1 | UN | 1 | 60 | X | D | N | N | 85015100 | 1 |  | 5.502 | KG | 1879.86 | 1879.86 | MC05 | MC05 | SIMOTICS S Synchronous servo motor 1FK7 Compact, 3.0Nm 100K, 2000rpm, 0.59kW Naturally cooled IM B5 (IM V1, IM V3) power/signal connectors Connector can be rotated by 270Â° INCREMENTAL ENCODER 2048 P/REV (ENCODER I-2048) WITH DRIVE-CLIQ INTERFACE; PLAIN SHAFT, TOLERANCE N; WITH HOLDING BRAKE DEGREE OF PROTECTION IP65 AS FLANGE IP67; PAINT FINISH RAL7016 | - | 0 | 0
1FK7042-5AC71-1EA0 |  | 1FK7042-5AC71-1EA0 | 1 | UN | 1 | 60 | X | D | N | N | 85015100 | 1 |  | 4.903 | KG | 1732.99 | 1732.99 | MC05 | MC05 | SIMOTICS S Synchronous servo motor 1FK7 Compact, 3.0Nm 100K, 2000rpm, 0.59kW Naturally cooled IM B5 (IM V1, IM V3) power/signal connectors Connector can be rotated by 270Â° ABSOLUTE ENCODER ENDAT 2048 P/REV (ENCODER A-2048); PERFORMANCE REDUCTION BY 10% DUE TO ABSOLUTE ENCODER; SHAFT WITH FITTED KEY, TOLERANCE N; W/O HOLDING BRAKE DEGREE OF PROTECTION IP64 | - | 0 | 0
1FK7042-5AC71-1EG0 |  | 1FK7042-5AC71-1EG0 | 1 | UN | 1 | 60 | X | D | N | N | 85015100 | 1 |  | 4.903 | KG | 1662.94 | 1662.94 | MC05 | MC05 | SIMOTICS S Synchronous servo motor 1FK7 Compact, 3.0Nm 100K, 2000rpm, 0.59kW Naturally cooled IM B5 (IM V1, IM V3) power/signal connectors Connector can be rotated by 270Â° ABSOLUTE ENCODER ENDAT 2048 P/REV (ENCODER A-2048); PERFORMANCE REDUCTION BY 10% DUE TO ABSOLUTE ENCODER; PLAIN SHAFT, TOLERANCE N; W/O HOLDING BRAKE DEGREE OF PROTECTION IP64 | - | 0 | 0
1FK7042-5AC71-1EH0 |  | 1FK7042-5AC71-1EH0 | 1 | UN | 1 | 60 | X | D | N | N | 85015100 | 1 |  | 5.502 | KG | 1873.07 | 1873.07 | MC05 | MC05 | SIMOTICS S Synchronous servo motor 1FK7 Compact, 3.0Nm 100K, 2000rpm, 0.59kW Naturally cooled IM B5 (IM V1, IM V3) power/signal connectors Connector can be rotated by 270Â° ABSOLUTE ENCODER ENDAT 2048 P/REV (ENCODER A-2048); PERFORMANCE REDUCTION BY 10% DUE TO ABSOLUTE ENCODER; PLAIN SHAFT, TOLERANCE N; WITH HOLDING BRAKE DEGREE OF PROTECTION IP64 | - | 0 | 0
1FK7042-5AC71-1EH3 |  | 1FK7042-5AC71-1EH3 | 1 | UN | 1 | 60 | X | D | N | N | 85015100 | 1 |  | 5.502 | KG | 1909.88 | 1909.88 | MC05 | MC05 | SIMOTICS S Synchronous servo motor 1FK7 Compact, 3.0Nm 100K, 2000rpm, 0.59kW Naturally cooled IM B5 (IM V1, IM V3) power/signal connectors Connector can be rotated by 270Â° ABSOLUTE ENCODER ENDAT 2048 P/REV (ENCODER A-2048); PERFORMANCE REDUCTION BY 10% DUE TO ABSOLUTE ENCODER; PLAIN SHAFT, TOLERANCE N; WITH HOLDING BRAKE DEGREE OF PROTECTION IP64; PAINT FINISH RAL7016 | - | 0 | 0
1FK7042-5AC71-1FA0 |  | 1FK7042-5AC71-1FA0 | 1 | UN | 1 | 60 | X | D | N | N | 85015100 | 1 |  | 4.903 | KG | 1926.94 | 1926.94 | MC05 | MC05 | SIMOTICS S Synchronous servo motor 1FK7 Compact, 3.0Nm 100K, 2000rpm, 0.59kW Naturally cooled IM B5 (IM V1, IM V3) power/signal connectors Connector can be rotated by 270Â° ABSOLUTE ENCODER 2048 P/REV (ENCODER A-2048) WITH DRIVE-CLIQ INTERFACE; PERFORMANCE REDUCTION BY 10% DUE TO ABSOLUTE ENCODER; SHAFT WITH FITTED KEY, TOLERANCE N; W/O HOLDING BRAKE DEGREE OF PROTECTION IP64 | - | 0 | 0
1FK7042-5AC71-1FA2 |  | 1FK7042-5AC71-1FA2 | 1 | UN | 1 | 60 | X | D | N | N | 85015100 | 1 |  | 4.903 | KG | 2002.91 | 2002.91 | MC05 | MC05 | SIMOTICS S Synchronous servo motor 1FK7 Compact, 3.0Nm 100K, 2000rpm, 0.59kW Naturally cooled IM B5 (IM V1, IM V3) power/signal connectors Connector can be rotated by 270Â° ABSOLUTE ENCODER 2048 P/REV (ENCODER A-2048) WITH DRIVE-CLIQ INTERFACE; PERFORMANCE REDUCTION BY 10% DUE TO ABSOLUTE ENCODER; SHAFT WITH FITTED KEY, TOLERANCE N; W/O HOLDING BRAKE DEGREE OF PROTECTION IP65 FLANGE ON DRIVE END IP67 | - | 0 | 0
1FK7042-5AC71-1FA3 |  | 1FK7042-5AC71-1FA3 | 1 | UN | 1 | 60 | X | D | N | N | 85015100 | 1 |  | 4.903 | KG | 1963.75 | 1963.75 | MC05 | MC05 | SIMOTICS S Synchronous servo motor 1FK7 Compact, 3.0Nm 100K, 2000rpm, 0.59kW Naturally cooled IM B5 (IM V1, IM V3) power/signal connectors Connector can be rotated by 270Â° ABSOLUTE ENCODER 2048 P/REV (ENCODER A-2048) WITH DRIVE-CLIQ INTERFACE; PERFORMANCE REDUCTION BY 10% DUE TO ABSOLUTE ENCODER; SHAFT WITH FITTED KEY, TOLERANCE N; W/O HOLDING BRAKE DEGREE OF PROTECTION IP64; PAINT FINISH RAL7016 | - | 0 | 0
1FK7042-5AC71-1FA5 |  | 1FK7042-5AC71-1FA5 | 1 | UN | 1 | 60 | X | D | N | N | 85015100 | 1 |  | 4.903 | KG | 2039.7 | 2039.7 | MC05 | MC05 | SIMOTICS S Synchronous servo motor 1FK7 Compact, 3.0Nm 100K, 2000rpm, 0.59kW Naturally cooled IM B5 (IM V1, IM V3) power/signal connectors Connector can be rotated by 270Â° ABSOLUTE ENCODER 2048 P/REV (ENCODER A-2048) WITH DRIVE-CLIQ INTERFACE; PERFORMANCE REDUCTION BY 10% DUE TO ABSOLUTE ENCODER; SHAFT WITH FITTED KEY, TOLERANCE N; W/O HOLDING BRAKE DEGREE OF PROTECTION IP65 AS FLANGE IP67; PAINT FINISH RAL7016 | - | 0 | 0
1FK7042-5AC71-1FB0 |  | 1FK7042-5AC71-1FB0 | 1 | UN | 1 | 60 | X | D | N | N | 85015100 | 1 |  | 5.502 | KG | 2138.88 | 2138.88 | MC05 | MC05 | SIMOTICS S Synchronous servo motor 1FK7 Compact, 3.0Nm 100K, 2000rpm, 0.59kW Naturally cooled IM B5 (IM V1, IM V3) power/signal connectors Connector can be rotated by 270Â° ABSOLUTE ENCODER 2048 P/REV (ENCODER A-2048) WITH DRIVE-CLIQ INTERFACE; PERFORMANCE REDUCTION BY 10% DUE TO ABSOLUTE ENCODER; SHAFT WITH FITTED KEY, TOLERANCE N; WITH HOLDING BRAKE DEGREE OF PROTECTION IP64 | - | 0 | 0
1FK7042-5AC71-1FB2 |  | 1FK7042-5AC71-1FB2 | 1 | UN | 1 | 60 | X | D | N | N | 85015100 | 1 |  | 5.502 | KG | 2214.85 | 2214.85 | MC05 | MC05 | SIMOTICS S Synchronous servo motor 1FK7 Compact, 3.0Nm 100K, 2000rpm, 0.59kW Naturally cooled IM B5 (IM V1, IM V3) power/signal connectors Connector can be rotated by 270Â° ABSOLUTE ENCODER 2048 P/REV (ENCODER A-2048) WITH DRIVE-CLIQ INTERFACE; PERFORMANCE REDUCTION BY 10% DUE TO ABSOLUTE ENCODER; SHAFT WITH FITTED KEY, TOLERANCE N; WITH HOLDING BRAKE DEGREE OF PROTECTION IP65 FLANGE ON DRIVE END IP67 | - | 0 | 0
1FK7042-5AC71-1FB3 |  | 1FK7042-5AC71-1FB3 | 1 | UN | 1 | 60 | X | D | N | N | 85015100 | 1 |  | 5.502 | KG | 2175.69 | 2175.69 | MC05 | MC05 | SIMOTICS S Synchronous servo motor 1FK7 Compact, 3.0Nm 100K, 2000rpm, 0.59kW Naturally cooled IM B5 (IM V1, IM V3) power/signal connectors Connector can be rotated by 270Â° ABSOLUTE ENCODER 2048 P/REV (ENCODER A-2048) WITH DRIVE-CLIQ INTERFACE; PERFORMANCE REDUCTION BY 10% DUE TO ABSOLUTE ENCODER; SHAFT WITH FITTED KEY, TOLERANCE N; WITH HOLDING BRAKE DEGREE OF PROTECTION IP64; PAINT FINISH RAL7016 | - | 0 | 0
1FK7042-5AC71-1FB5 |  | 1FK7042-5AC71-1FB5 | 1 | UN | 1 | 60 | X | D | N | N | 85015100 | 1 |  | 5.502 | KG | 2251.64 | 2251.64 | MC05 | MC05 | SIMOTICS S Synchronous servo motor 1FK7 Compact, 3.0Nm 100K, 2000rpm, 0.59kW Naturally cooled IM B5 (IM V1, IM V3) power/signal connectors Connector can be rotated by 270Â° ABSOLUTE ENCODER 2048 P/REV (ENCODER A-2048) WITH DRIVE-CLIQ INTERFACE; PERFORMANCE REDUCTION BY 10% DUE TO ABSOLUTE ENCODER; SHAFT WITH FITTED KEY, TOLERANCE N; WITH HOLDING BRAKE DEGREE OF PROTECTION IP65 AS FLANGE IP67; PAINT FINISH RAL7016 | - | 0 | 0
1FK7042-5AC71-1FG0 |  | 1FK7042-5AC71-1FG0 | 1 | UN | 1 | 60 | X | D | N | N | 85015100 | 1 |  | 4.903 | KG | 1856.89 | 1856.89 | MC05 | MC05 | SIMOTICS S Synchronous servo motor 1FK7 Compact, 3.0Nm 100K, 2000rpm, 0.59kW Naturally cooled IM B5 (IM V1, IM V3) power/signal connectors Connector can be rotated by 270Â° ABSOLUTE ENCODER 2048 P/REV (ENCODER A-2048) WITH DRIVE-CLIQ INTERFACE; PERFORMANCE REDUCTION BY 10% DUE TO ABSOLUTE ENCODER; PLAIN SHAFT, TOLERANCE N; W/O HOLDING BRAKE DEGREE OF PROTECTION IP64 | - | 0 | 0
1FK7042-5AC71-1FG3 |  | 1FK7042-5AC71-1FG3 | 1 | UN | 1 | 60 | X | D | N | N | 85015100 | 1 |  | 4.903 | KG | 1893.7 | 1893.7 | MC05 | MC05 | SIMOTICS S Synchronous servo motor 1FK7 Compact, 3.0Nm 100K, 2000rpm, 0.59kW Naturally cooled IM B5 (IM V1, IM V3) power/signal connectors Connector can be rotated by 270Â° ABSOLUTE ENCODER 2048 P/REV (ENCODER A-2048) WITH DRIVE-CLIQ INTERFACE; PERFORMANCE REDUCTION BY 10% DUE TO ABSOLUTE ENCODER; PLAIN SHAFT, TOLERANCE N; W/O HOLDING BRAKE DEGREE OF PROTECTION IP64; PAINT FINISH RAL7016 | - | 0 | 0
1FK7042-5AC71-1FG5 |  | 1FK7042-5AC71-1FG5 | 1 | UN | 1 | 60 | X | D | N | N | 85015100 | 1 |  | 4.903 | KG | 1969.65 | 1969.65 | MC05 | MC05 | SIMOTICS S Synchronous servo motor 1FK7 Compact, 3.0Nm 100K, 2000rpm, 0.59kW Naturally cooled IM B5 (IM V1, IM V3) power/signal connectors Connector can be rotated by 270Â° ABSOLUTE ENCODER 2048 P/REV (ENCODER A-2048) WITH DRIVE-CLIQ INTERFACE; PERFORMANCE REDUCTION BY 10% DUE TO ABSOLUTE ENCODER; PLAIN SHAFT, TOLERANCE N; W/O HOLDING BRAKE DEGREE OF PROTECTION IP65 AS FLANGE IP67; PAINT FINISH RAL7016 | - | 0 | 0
1FK7042-5AC71-1FH0 |  | 1FK7042-5AC71-1FH0 | 1 | UN | 1 | 60 | X | D | N | N | 85015100 | 1 |  | 5.502 | KG | 2067.02 | 2067.02 | MC05 | MC05 | SIMOTICS S Synchronous servo motor 1FK7 Compact, 3.0Nm 100K, 2000rpm, 0.59kW Naturally cooled IM B5 (IM V1, IM V3) power/signal connectors Connector can be rotated by 270Â° ABSOLUTE ENCODER 2048 P/REV (ENCODER A-2048) WITH DRIVE-CLIQ INTERFACE; PERFORMANCE REDUCTION BY 10% DUE TO ABSOLUTE ENCODER; PLAIN SHAFT, TOLERANCE N; WITH HOLDING BRAKE DEGREE OF PROTECTION IP64 | - | 0 | 0
1FK7042-5AC71-1FH2 |  | 1FK7042-5AC71-1FH2 | 1 | UN | 1 | 60 | X | D | N | N | 85015100 | 1 |  | 5.502 | KG | 2142.99 | 2142.99 | MC05 | MC05 | SIMOTICS S Synchronous servo motor 1FK7 Compact, 3.0Nm 100K, 2000rpm, 0.59kW Naturally cooled IM B5 (IM V1, IM V3) power/signal connectors Connector can be rotated by 270Â° ABSOLUTE ENCODER 2048 P/REV (ENCODER A-2048) WITH DRIVE-CLIQ INTERFACE; PERFORMANCE REDUCTION BY 10% DUE TO ABSOLUTE ENCODER; PLAIN SHAFT, TOLERANCE N; WITH HOLDING BRAKE DEGREE OF PROTECTION IP65 FLANGE ON DRIVE END IP67 | - | 0 | 0
1FK7042-5AC71-1FH3 |  | 1FK7042-5AC71-1FH3 | 1 | UN | 1 | 60 | X | D | N | N | 85015100 | 1 |  | 5.502 | KG | 2103.83 | 2103.83 | MC05 | MC05 | SIMOTICS S Synchronous servo motor 1FK7 Compact, 3.0Nm 100K, 2000rpm, 0.59kW Naturally cooled IM B5 (IM V1, IM V3) power/signal connectors Connector can be rotated by 270Â° ABSOLUTE ENCODER 2048 P/REV (ENCODER A-2048) WITH DRIVE-CLIQ INTERFACE; PERFORMANCE REDUCTION BY 10% DUE TO ABSOLUTE ENCODER; PLAIN SHAFT, TOLERANCE N; WITH HOLDING BRAKE DEGREE OF PROTECTION IP64; PAINT FINISH RAL7016 | - | 0 | 0
1FK7042-5AC71-1FH5 |  | 1FK7042-5AC71-1FH5 | 1 | UN | 1 | 60 | X | D | N | N | 85015100 | 1 |  | 5.502 | KG | 2179.78 | 2179.78 | MC05 | MC05 | SIMOTICS S Synchronous servo motor 1FK7 Compact, 3.0Nm 100K, 2000rpm, 0.59kW Naturally cooled IM B5 (IM V1, IM V3) power/signal connectors Connector can be rotated by 270Â° ABSOLUTE ENCODER 2048 P/REV (ENCODER A-2048) WITH DRIVE-CLIQ INTERFACE; PERFORMANCE REDUCTION BY 10% DUE TO ABSOLUTE ENCODER; PLAIN SHAFT, TOLERANCE N; WITH HOLDING BRAKE DEGREE OF PROTECTION IP65 AS FLANGE IP67; PAINT FINISH RAL7016 | - | 0 | 0
1FK7042-5AC71-1GA0 |  | 1FK7042-5AC71-1GA0 | 1 | UN | 1 | 60 | X | D | N | N | 85015100 | 1 |  | 4.903 | KG | 1312.72 | 1312.72 | MC05 | MC05 | SIMOTICS S Synchronous servo motor 1FK7 Compact, 3.0Nm 100K, 2000rpm, 0.59kW Naturally cooled IM B5 (IM V1, IM V3) power/signal connectors Connector can be rotated by 270Â° BASIC ABSOLUTE ENCODER 32 P/REV (ENCODER A-32); PERFORMANCE REDUCTION BY 10% DUE TO ABSOLUTE ENCODER; SHAFT WITH FITTED KEY, TOLERANCE N; W/O HOLDING BRAKE DEGREE OF PROTECTION IP64 | - | 0 | 0
1FK7042-5AC71-1GA3 |  | 1FK7042-5AC71-1GA3 | 1 | UN | 1 | 60 | X | D | N | N | 85015100 | 1 |  | 4.903 | KG | 1349.53 | 1349.53 | MC05 | MC05 | SIMOTICS S Synchronous servo motor 1FK7 Compact, 3.0Nm 100K, 2000rpm, 0.59kW Naturally cooled IM B5 (IM V1, IM V3) power/signal connectors Connector can be rotated by 270Â° BASIC ABSOLUTE ENCODER 32 P/REV (ENCODER A-32); PERFORMANCE REDUCTION BY 10% DUE TO ABSOLUTE ENCODER; SHAFT WITH FITTED KEY, TOLERANCE N; W/O HOLDING BRAKE DEGREE OF PROTECTION IP64; PAINT FINISH RAL7016 | - | 0 | 0
1FK7042-5AC71-1GG0 |  | 1FK7042-5AC71-1GG0 | 1 | UN | 1 | 60 | X | D | N | N | 85015100 | 1 |  | 4.903 | KG | 1242.67 | 1242.67 | MC05 | MC05 | SIMOTICS S Synchronous servo motor 1FK7 Compact, 3.0Nm 100K, 2000rpm, 0.59kW Naturally cooled IM B5 (IM V1, IM V3) power/signal connectors Connector can be rotated by 270Â° BASIC ABSOLUTE ENCODER 32 P/REV (ENCODER A-32); PERFORMANCE REDUCTION BY 10% DUE TO ABSOLUTE ENCODER; PLAIN SHAFT, TOLERANCE N; W/O HOLDING BRAKE DEGREE OF PROTECTION IP64 | - | 0 | 0
1FK7042-5AC71-1GH0 |  | 1FK7042-5AC71-1GH0 | 1 | UN | 1 | 60 | X | D | N | N | 85015100 | 1 |  | 5.502 | KG | 1452.8 | 1452.8 | MC05 | MC05 | SIMOTICS S Synchronous servo motor 1FK7 Compact, 3.0Nm 100K, 2000rpm, 0.59kW Naturally cooled IM B5 (IM V1, IM V3) power/signal connectors Connector can be rotated by 270Â° BASIC ABSOLUTE ENCODER 32 P/REV (ENCODER A-32); PERFORMANCE REDUCTION BY 10% DUE TO ABSOLUTE ENCODER; PLAIN SHAFT, TOLERANCE N; WITH HOLDING BRAKE DEGREE OF PROTECTION IP64 | - | 0 | 0
1FK7042-5AC71-1KA0 |  | 1FK7042-5AC71-1KA0 | 1 | UN | 1 | 60 | X | D | N | N | 85015100 | 1 |  | 4.903 | KG | 1506.69 | 1506.69 | MC05 | MC05 | SIMOTICS S Synchronous servo motor 1FK7 Compact, 3.0Nm 100K, 2000rpm, 0.59kW Naturally cooled IM B5 (IM V1, IM V3) power/signal connectors Connector can be rotated by 270Â° BASIC ABSOLUTE ENCODER 32 P/REV (ENCODER A-32) WITH DRIVE-CLIQ INTERFACE; PERFORMANCE REDUCTION BY 10% DUE TO ABSOLUTE ENCODER; SHAFT WITH FITTED KEY, TOLERANCE N; W/O HOLDING BRAKE DEGREE OF PROTECTION IP64 | - | 0 | 0
1FK7042-5AC71-1KA2 |  | 1FK7042-5AC71-1KA2 | 1 | UN | 1 | 60 | X | D | N | N | 85015100 | 1 |  | 4.903 | KG | 1582.66 | 1582.66 | MC05 | MC05 | SIMOTICS S Synchronous servo motor 1FK7 Compact, 3.0Nm 100K, 2000rpm, 0.59kW Naturally cooled IM B5 (IM V1, IM V3) power/signal connectors Connector can be rotated by 270Â° BASIC ABSOLUTE ENCODER 32 P/REV (ENCODER A-32) WITH DRIVE-CLIQ INTERFACE; PERFORMANCE REDUCTION BY 10% DUE TO ABSOLUTE ENCODER; SHAFT WITH FITTED KEY, TOLERANCE N; W/O HOLDING BRAKE DEGREE OF PROTECTION IP65 FLANGE ON DRIVE END IP67 | - | 0 | 0
1FK7042-5AC71-1KA3 |  | 1FK7042-5AC71-1KA3 | 1 | UN | 1 | 60 | X | D | N | N | 85015100 | 1 |  | 4.903 | KG | 1543.5 | 1543.5 | MC05 | MC05 | SIMOTICS S Synchronous servo motor 1FK7 Compact, 3.0Nm 100K, 2000rpm, 0.59kW Naturally cooled IM B5 (IM V1, IM V3) power/signal connectors Connector can be rotated by 270Â° BASIC ABSOLUTE ENCODER 32 P/REV (ENCODER A-32) WITH DRIVE-CLIQ INTERFACE; PERFORMANCE REDUCTION BY 10% DUE TO ABSOLUTE ENCODER; SHAFT WITH FITTED KEY, TOLERANCE N; W/O HOLDING BRAKE DEGREE OF PROTECTION IP64; PAINT FINISH RAL7016 | - | 0 | 0
1FK7042-5AC71-1KB0 |  | 1FK7042-5AC71-1KB0 | 1 | UN | 1 | 60 | X | D | N | N | 85015100 | 1 |  | 5.502 | KG | 1718.63 | 1718.63 | MC05 | MC05 | SIMOTICS S Synchronous servo motor 1FK7 Compact, 3.0Nm 100K, 2000rpm, 0.59kW Naturally cooled IM B5 (IM V1, IM V3) power/signal connectors Connector can be rotated by 270Â° BASIC ABSOLUTE ENCODER 32 P/REV (ENCODER A-32) WITH DRIVE-CLIQ INTERFACE; PERFORMANCE REDUCTION BY 10% DUE TO ABSOLUTE ENCODER; SHAFT WITH FITTED KEY, TOLERANCE N; WITH HOLDING BRAKE DEGREE OF PROTECTION IP64 | - | 0 | 0
1FK7042-5AC71-1KB2 |  | 1FK7042-5AC71-1KB2 | 1 | UN | 1 | 60 | X | D | N | N | 85015100 | 1 |  | 5.502 | KG | 1794.6 | 1794.6 | MC05 | MC05 | SIMOTICS S Synchronous servo motor 1FK7 Compact, 3.0Nm 100K, 2000rpm, 0.59kW Naturally cooled IM B5 (IM V1, IM V3) power/signal connectors Connector can be rotated by 270Â° BASIC ABSOLUTE ENCODER 32 P/REV (ENCODER A-32) WITH DRIVE-CLIQ INTERFACE; PERFORMANCE REDUCTION BY 10% DUE TO ABSOLUTE ENCODER; SHAFT WITH FITTED KEY, TOLERANCE N; WITH HOLDING BRAKE DEGREE OF PROTECTION IP65 FLANGE ON DRIVE END IP67 | - | 0 | 0
1FK7042-5AC71-1KB3 |  | 1FK7042-5AC71-1KB3 | 1 | UN | 1 | 60 | X | D | N | N | 85015100 | 1 |  | 5.502 | KG | 1755.44 | 1755.44 | MC05 | MC05 | SIMOTICS S Synchronous servo motor 1FK7 Compact, 3.0Nm 100K, 2000rpm, 0.59kW Naturally cooled IM B5 (IM V1, IM V3) power/signal connectors Connector can be rotated by 270Â° BASIC ABSOLUTE ENCODER 32 P/REV (ENCODER A-32) WITH DRIVE-CLIQ INTERFACE; PERFORMANCE REDUCTION BY 10% DUE TO ABSOLUTE ENCODER; SHAFT WITH FITTED KEY, TOLERANCE N; WITH HOLDING BRAKE DEGREE OF PROTECTION IP64; PAINT FINISH RAL7016 | - | 0 | 0
1FK7042-5AC71-1KG0 |  | 1FK7042-5AC71-1KG0 | 1 | UN | 1 | 60 | X | D | N | N | 85015100 | 1 |  | 4.903 | KG | 1436.64 | 1436.64 | MC05 | MC05 | SIMOTICS S Synchronous servo motor 1FK7 Compact, 3.0Nm 100K, 2000rpm, 0.59kW Naturally cooled IM B5 (IM V1, IM V3) power/signal connectors Connector can be rotated by 270Â° BASIC ABSOLUTE ENCODER 32 P/REV (ENCODER A-32) WITH DRIVE-CLIQ INTERFACE; PERFORMANCE REDUCTION BY 10% DUE TO ABSOLUTE ENCODER; PLAIN SHAFT, TOLERANCE N; W/O HOLDING BRAKE DEGREE OF PROTECTION IP64 | - | 0 | 0
1FK7042-5AC71-1KG2 |  | 1FK7042-5AC71-1KG2 | 1 | UN | 1 | 60 | X | D | N | N | 85015100 | 1 |  | 4.903 | KG | 1512.61 | 1512.61 | MC05 | MC05 | SIMOTICS S Synchronous servo motor 1FK7 Compact, 3.0Nm 100K, 2000rpm, 0.59kW Naturally cooled IM B5 (IM V1, IM V3) power/signal connectors Connector can be rotated by 270Â° BASIC ABSOLUTE ENCODER 32 P/REV (ENCODER A-32) WITH DRIVE-CLIQ INTERFACE; PERFORMANCE REDUCTION BY 10% DUE TO ABSOLUTE ENCODER; PLAIN SHAFT, TOLERANCE N; W/O HOLDING BRAKE DEGREE OF PROTECTION IP65 FLANGE ON DRIVE END IP67 | - | 0 | 0
1FK7042-5AC71-1KG3 |  | 1FK7042-5AC71-1KG3 | 1 | UN | 1 | 60 | X | D | N | N | 85015100 | 1 |  | 4.903 | KG | 1473.45 | 1473.45 | MC05 | MC05 | SIMOTICS S Synchronous servo motor 1FK7 Compact, 3.0Nm 100K, 2000rpm, 0.59kW Naturally cooled IM B5 (IM V1, IM V3) power/signal connectors Connector can be rotated by 270Â° BASIC ABSOLUTE ENCODER 32 P/REV (ENCODER A-32) WITH DRIVE-CLIQ INTERFACE; PERFORMANCE REDUCTION BY 10% DUE TO ABSOLUTE ENCODER; PLAIN SHAFT, TOLERANCE N; W/O HOLDING BRAKE DEGREE OF PROTECTION IP64; PAINT FINISH RAL7016 | - | 0 | 0
1FK7042-5AC71-1KG5 |  | 1FK7042-5AC71-1KG5 | 1 | UN | 1 | 60 | X | D | N | N | 85015100 | 1 |  | 4.903 | KG | 1549.4 | 1549.4 | MC05 | MC05 | SIMOTICS S Synchronous servo motor 1FK7 Compact, 3.0Nm 100K, 2000rpm, 0.59kW Naturally cooled IM B5 (IM V1, IM V3) power/signal connectors Connector can be rotated by 270Â° BASIC ABSOLUTE ENCODER 32 P/REV (ENCODER A-32) WITH DRIVE-CLIQ INTERFACE; PERFORMANCE REDUCTION BY 10% DUE TO ABSOLUTE ENCODER; PLAIN SHAFT, TOLERANCE N; W/O HOLDING BRAKE DEGREE OF PROTECTION IP65 AS FLANGE IP67; PAINT FINISH RAL7016 | - | 0 | 0
1FK7042-5AC71-1KH0 |  | 1FK7042-5AC71-1KH0 | 1 | UN | 1 | 60 | X | D | N | N | 85015100 | 1 |  | 5.502 | KG | 1646.77 | 1646.77 | MC05 | MC05 | SIMOTICS S Synchronous servo motor 1FK7 Compact, 3.0Nm 100K, 2000rpm, 0.59kW Naturally cooled IM B5 (IM V1, IM V3) power/signal connectors Connector can be rotated by 270Â° BASIC ABSOLUTE ENCODER 32 P/REV (ENCODER A-32) WITH DRIVE-CLIQ INTERFACE; PERFORMANCE REDUCTION BY 10% DUE TO ABSOLUTE ENCODER; PLAIN SHAFT, TOLERANCE N; WITH HOLDING BRAKE DEGREE OF PROTECTION IP64 | - | 0 | 0
1FK7042-5AC71-1KH3 |  | 1FK7042-5AC71-1KH3 | 1 | UN | 1 | 60 | X | D | N | N | 85015100 | 1 |  | 5.502 | KG | 1683.58 | 1683.58 | MC05 | MC05 | SIMOTICS S Synchronous servo motor 1FK7 Compact, 3.0Nm 100K, 2000rpm, 0.59kW Naturally cooled IM B5 (IM V1, IM V3) power/signal connectors Connector can be rotated by 270Â° BASIC ABSOLUTE ENCODER 32 P/REV (ENCODER A-32) WITH DRIVE-CLIQ INTERFACE; PERFORMANCE REDUCTION BY 10% DUE TO ABSOLUTE ENCODER; PLAIN SHAFT, TOLERANCE N; WITH HOLDING BRAKE DEGREE OF PROTECTION IP64; PAINT FINISH RAL7016 | - | 0 | 0
1FK7042-5AC71-1KH5 |  | 1FK7042-5AC71-1KH5 | 1 | UN | 1 | 60 | X | D | N | N | 85015100 | 1 |  | 5.502 | KG | 1759.53 | 1759.53 | MC05 | MC05 | SIMOTICS S Synchronous servo motor 1FK7 Compact, 3.0Nm 100K, 2000rpm, 0.59kW Naturally cooled IM B5 (IM V1, IM V3) power/signal connectors Connector can be rotated by 270Â° BASIC ABSOLUTE ENCODER 32 P/REV (ENCODER A-32) WITH DRIVE-CLIQ INTERFACE; PERFORMANCE REDUCTION BY 10% DUE TO ABSOLUTE ENCODER; PLAIN SHAFT, TOLERANCE N; WITH HOLDING BRAKE DEGREE OF PROTECTION IP65 AS FLANGE IP67; PAINT FINISH RAL7016 | - | 0 | 0
1FK7042-5AC71-1PA0 |  | 1FK7042-5AC71-1PA0 | 1 | UN | 1 | 60 | X | D | N | N | 85015100 | 1 |  | 4.903 | KG | 1151.09 | 1151.09 | MC05 | MC05 | SIMOTICS S Synchronous servo motor 1FK7 Compact, 3.0Nm 100K, 2000rpm, 0.59kW Naturally cooled IM B5 (IM V1, IM V3) power/signal connectors Connector can be rotated by 270Â° RESOLVER 2-POLE (RESOLVER P=1) WITH DRIVE-CLIQ INTERFACE; SHAFT WITH FITTED KEY, TOLERANCE N; W/O HOLDING BRAKE DEGREE OF PROTECTION IP64 | - | 0 | 0
1FK7042-5AC71-1PA3 |  | 1FK7042-5AC71-1PA3 | 1 | UN | 1 | 60 | X | D | N | N | 85015100 | 1 |  | 4.903 | KG | 1187.9 | 1187.9 | MC05 | MC05 | SIMOTICS S Synchronous servo motor 1FK7 Compact, 3.0Nm 100K, 2000rpm, 0.59kW Naturally cooled IM B5 (IM V1, IM V3) power/signal connectors Connector can be rotated by 270Â° RESOLVER 2-POLE (RESOLVER P=1) WITH DRIVE-CLIQ INTERFACE; SHAFT WITH FITTED KEY, TOLERANCE N; W/O HOLDING BRAKE DEGREE OF PROTECTION IP64; PAINT FINISH RAL7016 | - | 0 | 0
1FK7042-5AC71-1PA5 |  | 1FK7042-5AC71-1PA5 | 1 | UN | 1 | 60 | X | D | N | N | 85015100 | 1 |  | 4.903 | KG | 1263.85 | 1263.85 | MC05 | MC05 | SIMOTICS S Synchronous servo motor 1FK7 Compact, 3.0Nm 100K, 2000rpm, 0.59kW Naturally cooled IM B5 (IM V1, IM V3) power/signal connectors Connector can be rotated by 270Â° RESOLVER 2-POLE (RESOLVER P=1) WITH DRIVE-CLIQ INTERFACE; SHAFT WITH FITTED KEY, TOLERANCE N; W/O HOLDING BRAKE DEGREE OF PROTECTION IP65 AS FLANGE IP67; PAINT FINISH RAL7016 | - | 0 | 0
1FK7042-5AC71-1PB0 |  | 1FK7042-5AC71-1PB0 | 1 | UN | 1 | 60 | X | D | N | N | 85015100 | 1 |  | 5.502 | KG | 1363.03 | 1363.03 | MC05 | MC05 | SIMOTICS S Synchronous servo motor 1FK7 Compact, 3.0Nm 100K, 2000rpm, 0.59kW Naturally cooled IM B5 (IM V1, IM V3) power/signal connectors Connector can be rotated by 270Â° RESOLVER 2-POLE (RESOLVER P=1) WITH DRIVE-CLIQ INTERFACE; SHAFT WITH FITTED KEY, TOLERANCE N; WITH HOLDING BRAKE DEGREE OF PROTECTION IP64 | - | 0 | 0
1FK7042-5AC71-1PB2 |  | 1FK7042-5AC71-1PB2 | 1 | UN | 1 | 60 | X | D | N | N | 85015100 | 1 |  | 5.502 | KG | 1439 | 1439 | MC05 | MC05 | SIMOTICS S Synchronous servo motor 1FK7 Compact, 3.0Nm 100K, 2000rpm, 0.59kW Naturally cooled IM B5 (IM V1, IM V3) power/signal connectors Connector can be rotated by 270Â° RESOLVER 2-POLE (RESOLVER P=1) WITH DRIVE-CLIQ INTERFACE; SHAFT WITH FITTED KEY, TOLERANCE N; WITH HOLDING BRAKE DEGREE OF PROTECTION IP65 FLANGE ON DRIVE END IP67 | - | 0 | 0
1FK7042-5AC71-1PB3 |  | 1FK7042-5AC71-1PB3 | 1 | UN | 1 | 60 | X | D | N | N | 85015100 | 1 |  | 5.502 | KG | 1399.84 | 1399.84 | MC05 | MC05 | SIMOTICS S Synchronous servo motor 1FK7 Compact, 3.0Nm 100K, 2000rpm, 0.59kW Naturally cooled IM B5 (IM V1, IM V3) power/signal connectors Connector can be rotated by 270Â° RESOLVER 2-POLE (RESOLVER P=1) WITH DRIVE-CLIQ INTERFACE; SHAFT WITH FITTED KEY, TOLERANCE N; WITH HOLDING BRAKE DEGREE OF PROTECTION IP64; PAINT FINISH RAL7016 | - | 0 | 0
1FK7042-5AC71-1PG0 |  | 1FK7042-5AC71-1PG0 | 1 | UN | 1 | 60 | X | D | N | N | 85015100 | 1 |  | 4.903 | KG | 1081.04 | 1081.04 | MC05 | MC05 | SIMOTICS S Synchronous servo motor 1FK7 Compact, 3.0Nm 100K, 2000rpm, 0.59kW Naturally cooled IM B5 (IM V1, IM V3) power/signal connectors Connector can be rotated by 270Â° RESOLVER 2-POLE (RESOLVER P=1) WITH DRIVE-CLIQ INTERFACE; PLAIN SHAFT, TOLERANCE N; W/O HOLDING BRAKE DEGREE OF PROTECTION IP64 | - | 0 | 0
1FK7042-5AC71-1PG3 |  | 1FK7042-5AC71-1PG3 | 1 | UN | 1 | 60 | X | D | N | N | 85015100 | 1 |  | 4.903 | KG | 1117.85 | 1117.85 | MC05 | MC05 | SIMOTICS S Synchronous servo motor 1FK7 Compact, 3.0Nm 100K, 2000rpm, 0.59kW Naturally cooled IM B5 (IM V1, IM V3) power/signal connectors Connector can be rotated by 270Â° RESOLVER 2-POLE (RESOLVER P=1) WITH DRIVE-CLIQ INTERFACE; PLAIN SHAFT, TOLERANCE N; W/O HOLDING BRAKE DEGREE OF PROTECTION IP64; PAINT FINISH RAL7016 | - | 0 | 0
1FK7042-5AC71-1PH0 |  | 1FK7042-5AC71-1PH0 | 1 | UN | 1 | 60 | X | D | N | N | 85015100 | 1 |  | 5.502 | KG | 1291.17 | 1291.17 | MC05 | MC05 | SIMOTICS S Synchronous servo motor 1FK7 Compact, 3.0Nm 100K, 2000rpm, 0.59kW Naturally cooled IM B5 (IM V1, IM V3) power/signal connectors Connector can be rotated by 270Â° RESOLVER 2-POLE (RESOLVER P=1) WITH DRIVE-CLIQ INTERFACE; PLAIN SHAFT, TOLERANCE N; WITH HOLDING BRAKE DEGREE OF PROTECTION IP64 | - | 0 | 0
1FK7042-5AC71-1PH3 |  | 1FK7042-5AC71-1PH3 | 1 | UN | 1 | 60 | X | D | N | N | 85015100 | 1 |  | 5.502 | KG | 1327.98 | 1327.98 | MC05 | MC05 | SIMOTICS S Synchronous servo motor 1FK7 Compact, 3.0Nm 100K, 2000rpm, 0.59kW Naturally cooled IM B5 (IM V1, IM V3) power/signal connectors Connector can be rotated by 270Â° RESOLVER 2-POLE (RESOLVER P=1) WITH DRIVE-CLIQ INTERFACE; PLAIN SHAFT, TOLERANCE N; WITH HOLDING BRAKE DEGREE OF PROTECTION IP64; PAINT FINISH RAL7016 | - | 0 | 0
1FK7042-5AC71-1SH0 |  | 1FK7042-5AC71-1SH0 | 1 | UN | 1 | 60 | X | D | N | N | 85015100 | 1 |  | 5.502 | KG | 1095.43 | 1095.43 | MC05 | MC05 | SIMOTICS S Synchronous servo motor 1FK7 Compact, 3.0Nm 100K, 2000rpm, 0.59kW Naturally cooled IM B5 (IM V1, IM V3) power/signal connectors Connector can be rotated by 270Â° RESOLVER MULTI-POLE (RESOLVER P=4); PLAIN SHAFT, TOLERANCE N; WITH HOLDING BRAKE DEGREE OF PROTECTION IP64 | - | 0 | 0
1FK7042-5AC71-1SH3 |  | 1FK7042-5AC71-1SH3 | 1 | UN | 1 | 60 | X | D | N | N | 85015100 | 1 |  | 5.502 | KG | 1132.24 | 1132.24 | MC05 | MC05 | SIMOTICS S Synchronous servo motor 1FK7 Compact, 3.0Nm 100K, 2000rpm, 0.59kW Naturally cooled IM B5 (IM V1, IM V3) power/signal connectors Connector can be rotated by 270Â° RESOLVER MULTI-POLE (RESOLVER P=4); PLAIN SHAFT, TOLERANCE N; WITH HOLDING BRAKE DEGREE OF PROTECTION IP64; PAINT FINISH RAL7016 | - | 0 | 0
1FK7042-5AC71-1TA0 |  | 1FK7042-5AC71-1TA0 | 1 | UN | 1 | 60 | X | D | N | N | 85015100 | 1 |  | 4.903 | KG | 955.35 | 955.35 | MC05 | MC05 | SIMOTICS S Synchronous servo motor 1FK7 Compact, 3.0Nm 100K, 2000rpm, 0.59kW Naturally cooled IM B5 (IM V1, IM V3) power/signal connectors Connector can be rotated by 270Â° RESOLVER 2-POLE (RESOLVER P=1); SHAFT WITH FITTED KEY, TOLERANCE N; W/O HOLDING BRAKE DEGREE OF PROTECTION IP64 | - | 0 | 0
1FK7042-5AC71-1UA0 |  | 1FK7042-5AC71-1UA0 | 1 | UN | 1 | 60 | X | D | N | N | 85015100 | 1 |  | 4.903 | KG | 1151.09 | 1151.09 | MC05 | MC05 | SIMOTICS S Synchronous servo motor 1FK7 Compact, 3.0Nm 100K, 2000rpm, 0.59kW Naturally cooled IM B5 (IM V1, IM V3) power/signal connectors Connector can be rotated by 270Â° RESOLVER MULTI-POLE (RESOLVER P=4) WITH DRIVE-CLIQ INTERFACE; SHAFT WITH FITTED KEY, TOLERANCE N; W/O HOLDING BRAKE DEGREE OF PROTECTION IP64 | - | 0 | 0
1FK7042-5AC71-1UA3 |  | 1FK7042-5AC71-1UA3 | 1 | UN | 1 | 60 | X | D | N | N | 85015100 | 1 |  | 4.903 | KG | 1187.9 | 1187.9 | MC05 | MC05 | SIMOTICS S Synchronous servo motor 1FK7 Compact, 3.0Nm 100K, 2000rpm, 0.59kW Naturally cooled IM B5 (IM V1, IM V3) power/signal connectors Connector can be rotated by 270Â° RESOLVER MULTI-POLE (RESOLVER P=4) WITH DRIVE-CLIQ INTERFACE; SHAFT WITH FITTED KEY, TOLERANCE N; W/O HOLDING BRAKE DEGREE OF PROTECTION IP64; PAINT FINISH RAL7016 | - | 0 | 0
1FK7042-5AC71-1UA5 |  | 1FK7042-5AC71-1UA5 | 1 | UN | 1 | 60 | X | D | N | N | 85015100 | 1 |  | 4.903 | KG | 1263.85 | 1263.85 | MC05 | MC05 | SIMOTICS S Synchronous servo motor 1FK7 Compact, 3.0Nm 100K, 2000rpm, 0.59kW Naturally cooled IM B5 (IM V1, IM V3) power/signal connectors Connector can be rotated by 270Â° RESOLVER MULTI-POLE (RESOLVER P=4) WITH DRIVE-CLIQ INTERFACE; SHAFT WITH FITTED KEY, TOLERANCE N; W/O HOLDING BRAKE DEGREE OF PROTECTION IP65 AS FLANGE IP67; PAINT FINISH RAL7016 | - | 0 | 0
1FK7042-5AC71-1UB0 |  | 1FK7042-5AC71-1UB0 | 1 | UN | 1 | 60 | X | D | N | N | 85015100 | 1 |  | 5.502 | KG | 1363.03 | 1363.03 | MC05 | MC05 | SIMOTICS S Synchronous servo motor 1FK7 Compact, 3.0Nm 100K, 2000rpm, 0.59kW Naturally cooled IM B5 (IM V1, IM V3) power/signal connectors Connector can be rotated by 270Â° RESOLVER MULTI-POLE (RESOLVER P=4) WITH DRIVE-CLIQ INTERFACE; SHAFT WITH FITTED KEY, TOLERANCE N; WITH HOLDING BRAKE DEGREE OF PROTECTION IP64 | - | 0 | 0
1FK7042-5AC71-1UG0 |  | 1FK7042-5AC71-1UG0 | 1 | UN | 1 | 60 | X | D | N | N | 85015100 | 1 |  | 4.903 | KG | 1081.04 | 1081.04 | MC05 | MC05 | SIMOTICS S Synchronous servo motor 1FK7 Compact, 3.0Nm 100K, 2000rpm, 0.59kW Naturally cooled IM B5 (IM V1, IM V3) power/signal connectors Connector can be rotated by 270Â° RESOLVER MULTI-POLE (RESOLVER P=4) WITH DRIVE-CLIQ INTERFACE; PLAIN SHAFT, TOLERANCE N; W/O HOLDING BRAKE DEGREE OF PROTECTION IP64 | - | 0 | 0
1FK7042-5AC71-1UG3 |  | 1FK7042-5AC71-1UG3 | 1 | UN | 1 | 60 | X | D | N | N | 85015100 | 1 |  | 4.903 | KG | 1117.85 | 1117.85 | MC05 | MC05 | SIMOTICS S Synchronous servo motor 1FK7 Compact, 3.0Nm 100K, 2000rpm, 0.59kW Naturally cooled IM B5 (IM V1, IM V3) power/signal connectors Connector can be rotated by 270Â° RESOLVER MULTI-POLE (RESOLVER P=4) WITH DRIVE-CLIQ INTERFACE; PLAIN SHAFT, TOLERANCE N; W/O HOLDING BRAKE DEGREE OF PROTECTION IP64; PAINT FINISH RAL7016 | - | 0 | 0
1FK7042-5AC71-1UG5 |  | 1FK7042-5AC71-1UG5 | 1 | UN | 1 | 60 | X | D | N | N | 85015100 | 1 |  | 4.903 | KG | 1193.8 | 1193.8 | MC05 | MC05 | SIMOTICS S Synchronous servo motor 1FK7 Compact, 3.0Nm 100K, 2000rpm, 0.59kW Naturally cooled IM B5 (IM V1, IM V3) power/signal connectors Connector can be rotated by 270Â° RESOLVER MULTI-POLE (RESOLVER P=4) WITH DRIVE-CLIQ INTERFACE; PLAIN SHAFT, TOLERANCE N; W/O HOLDING BRAKE DEGREE OF PROTECTION IP65 AS FLANGE IP67; PAINT FINISH RAL7016 | - | 0 | 0
1FK7042-5AC71-1UH0 |  | 1FK7042-5AC71-1UH0 | 1 | UN | 1 | 60 | X | D | N | N | 85015100 | 1 |  | 5.502 | KG | 1291.17 | 1291.17 | MC05 | MC05 | SIMOTICS S Synchronous servo motor 1FK7 Compact, 3.0Nm 100K, 2000rpm, 0.59kW Naturally cooled IM B5 (IM V1, IM V3) power/signal connectors Connector can be rotated by 270Â° RESOLVER MULTI-POLE (RESOLVER P=4) WITH DRIVE-CLIQ INTERFACE; PLAIN SHAFT, TOLERANCE N; WITH HOLDING BRAKE DEGREE OF PROTECTION IP64 | - | 0 | 0
1FK7042-5AC71-1UH3 |  | 1FK7042-5AC71-1UH3 | 1 | UN | 1 | 60 | X | D | N | N | 85015100 | 1 |  | 5.502 | KG | 1327.98 | 1327.98 | MC05 | MC05 | SIMOTICS S Synchronous servo motor 1FK7 Compact, 3.0Nm 100K, 2000rpm, 0.59kW Naturally cooled IM B5 (IM V1, IM V3) power/signal connectors Connector can be rotated by 270Â° RESOLVER MULTI-POLE (RESOLVER P=4) WITH DRIVE-CLIQ INTERFACE; PLAIN SHAFT, TOLERANCE N; WITH HOLDING BRAKE DEGREE OF PROTECTION IP64; PAINT FINISH RAL7016 | - | 0 | 0
1FK7042-5AF21-1AA0 |  | 1FK7042-5AF21-1AA0 | 1 | UN | 1 | 60 | X | D | N | N | 85015220 | 1 |  | 4.903 | KG | 1431.23 | 1431.23 | MC05 | MC05 | SIMOTICS S Synchronous servo motor 1FK7 Compact, DC link 300V 3.0Nm, 100K 3000rpm, 0.82kW Naturally cooled IM B5 (IM V1, IM V3) power/signal connectors Connector can be rotated by 270Â° INCREM. ENCODER, SIN/COS 1 VPP 2048 P/REV (ENCODER I-2048); SHAFT WITH FITTED KEY, TOLERANCE N; W/O HOLDING BRAKE DEGREE OF PROTECTION IP64 | - | 0 | 0
1FK7042-5AF21-1AA2 |  | 1FK7042-5AF21-1AA2 | 1 | UN | 1 | 60 | X | D | N | N | 85015220 | 1 |  | 4.903 | KG | 1507.2 | 1507.2 | MC05 | MC05 | SIMOTICS S Synchronous servo motor 1FK7 Compact, DC link 300V 3.0Nm, 100K 3000rpm, 0.82kW Naturally cooled IM B5 (IM V1, IM V3) power/signal connectors Connector can be rotated by 270Â° INCREM. ENCODER, SIN/COS 1 VPP 2048 P/REV (ENCODER I-2048); SHAFT WITH FITTED KEY, TOLERANCE N; W/O HOLDING BRAKE DEGREE OF PROTECTION IP65 FLANGE ON DRIVE END IP67 | - | 0 | 0
1FK7042-5AF21-1AA3 |  | 1FK7042-5AF21-1AA3 | 1 | UN | 1 | 60 | X | D | N | N | 85015220 | 1 |  | 4.903 | KG | 1468.04 | 1468.04 | MC05 | MC05 | SIMOTICS S Synchronous servo motor 1FK7 Compact, DC link 300V 3.0Nm, 100K 3000rpm, 0.82kW Naturally cooled IM B5 (IM V1, IM V3) power/signal connectors Connector can be rotated by 270Â° INCREM. ENCODER, SIN/COS 1 VPP 2048 P/REV (ENCODER I-2048); SHAFT WITH FITTED KEY, TOLERANCE N; W/O HOLDING BRAKE DEGREE OF PROTECTION IP64; PAINT FINISH RAL7016 | - | 0 | 0
1FK7042-5AF21-1AA5 |  | 1FK7042-5AF21-1AA5 | 1 | UN | 1 | 60 | X | D | N | N | 85015220 | 1 |  | 4.903 | KG | 1543.99 | 1543.99 | MC05 | MC05 | SIMOTICS S Synchronous servo motor 1FK7 Compact, DC link 300V 3.0Nm, 100K 3000rpm, 0.82kW Naturally cooled IM B5 (IM V1, IM V3) power/signal connectors Connector can be rotated by 270Â° INCREM. ENCODER, SIN/COS 1 VPP 2048 P/REV (ENCODER I-2048); SHAFT WITH FITTED KEY, TOLERANCE N; W/O HOLDING BRAKE DEGREE OF PROTECTION IP65 AS FLANGE IP67; PAINT FINISH RAL7016 | - | 0 | 0
1FK7042-5AF21-1AA8 |  | 1FK7042-5AF21-1AA8 | 1 | UN | 1 | 60 | X | D | N | N | 85015220 | 1 |  | 4.903 | KG | 1625.2 | 1625.2 | MC05 | MC05 | SIMOTICS S Synchronous servo motor 1FK7 Compact, DC link 300V 3.0Nm, 100K 3000rpm, 0.82kW Naturally cooled IM B5 (IM V1, IM V3) power/signal connectors Connector can be rotated by 270Â° INCREM. ENCODER, SIN/COS 1 VPP 2048 P/REV (ENCODER I-2048); SHAFT WITH FITTED KEY, TOLERANCE N; W/O HOLDING BRAKE DEGREE OF PROTECTION IP65 IP67 D-END FLANGE; RAL7016 COATING; METALLIC RATING PLATE AT MOTOR | - | 0 | 0
1FK7042-5AF21-1AB0 |  | 1FK7042-5AF21-1AB0 | 1 | UN | 1 | 60 | X | D | N | N | 85015220 | 1 |  | 5.502 | KG | 1643.17 | 1643.17 | MC05 | MC05 | SIMOTICS S Synchronous servo motor 1FK7 Compact, DC link 300V 3.0Nm, 100K 3000rpm, 0.82kW Naturally cooled IM B5 (IM V1, IM V3) power/signal connectors Connector can be rotated by 270Â° INCREM. ENCODER, SIN/COS 1 VPP 2048 P/REV (ENCODER I-2048); SHAFT WITH FITTED KEY, TOLERANCE N; WITH HOLDING BRAKE DEGREE OF PROTECTION IP64 | - | 0 | 0
1FK7042-5AF21-1AB2 |  | 1FK7042-5AF21-1AB2 | 1 | UN | 1 | 60 | X | D | N | N | 85015220 | 1 |  | 5.502 | KG | 1719.14 | 1719.14 | MC05 | MC05 | SIMOTICS S Synchronous servo motor 1FK7 Compact, DC link 300V 3.0Nm, 100K 3000rpm, 0.82kW Naturally cooled IM B5 (IM V1, IM V3) power/signal connectors Connector can be rotated by 270Â° INCREM. ENCODER, SIN/COS 1 VPP 2048 P/REV (ENCODER I-2048); SHAFT WITH FITTED KEY, TOLERANCE N; WITH HOLDING BRAKE DEGREE OF PROTECTION IP65 FLANGE ON DRIVE END IP67 | - | 0 | 0
1FK7042-5AF21-1AB3 |  | 1FK7042-5AF21-1AB3 | 1 | UN | 1 | 60 | X | D | N | N | 85015220 | 1 |  | 5.502 | KG | 1679.98 | 1679.98 | MC05 | MC05 | SIMOTICS S Synchronous servo motor 1FK7 Compact, DC link 300V 3.0Nm, 100K 3000rpm, 0.82kW Naturally cooled IM B5 (IM V1, IM V3) power/signal connectors Connector can be rotated by 270Â° INCREM. ENCODER, SIN/COS 1 VPP 2048 P/REV (ENCODER I-2048); SHAFT WITH FITTED KEY, TOLERANCE N; WITH HOLDING BRAKE DEGREE OF PROTECTION IP64; PAINT FINISH RAL7016 | - | 0 | 0
1FK7042-5AF21-1AB5 |  | 1FK7042-5AF21-1AB5 | 1 | UN | 1 | 60 | X | D | N | N | 85015220 | 1 |  | 5.502 | KG | 1755.93 | 1755.93 | MC05 | MC05 | SIMOTICS S Synchronous servo motor 1FK7 Compact, DC link 300V 3.0Nm, 100K 3000rpm, 0.82kW Naturally cooled IM B5 (IM V1, IM V3) power/signal connectors Connector can be rotated by 270Â° INCREM. ENCODER, SIN/COS 1 VPP 2048 P/REV (ENCODER I-2048); SHAFT WITH FITTED KEY, TOLERANCE N; WITH HOLDING BRAKE DEGREE OF PROTECTION IP65 AS FLANGE IP67; PAINT FINISH RAL7016 | - | 0 | 0
1FK7042-5AF21-1AB8 |  | 1FK7042-5AF21-1AB8 | 1 | UN | 1 | 60 | X | D | N | N | 85015220 | 1 |  | 5.502 | KG | 1837.14 | 1837.14 | MC05 | MC05 | SIMOTICS S Synchronous servo motor 1FK7 Compact, DC link 300V 3.0Nm, 100K 3000rpm, 0.82kW Naturally cooled IM B5 (IM V1, IM V3) power/signal connectors Connector can be rotated by 270Â° INCREM. ENCODER, SIN/COS 1 VPP 2048 P/REV (ENCODER I-2048); SHAFT WITH FITTED KEY, TOLERANCE N; WITH HOLDING BRAKE DEGREE OF PROTECTION IP65 IP67 D-END FLANGE; RAL7016 COATING; METALLIC RATING PLATE AT MOTOR | - | 0 | 0
1FK7042-5AF21-1AG0 |  | 1FK7042-5AF21-1AG0 | 1 | UN | 1 | 60 | X | D | N | N | 85015220 | 1 |  | 4.903 | KG | 1361.18 | 1361.18 | MC05 | MC05 | SIMOTICS S Synchronous servo motor 1FK7 Compact, DC link 300V 3.0Nm, 100K 3000rpm, 0.82kW Naturally cooled IM B5 (IM V1, IM V3) power/signal connectors Connector can be rotated by 270Â° INCREM. ENCODER, SIN/COS 1 VPP 2048 P/REV (ENCODER I-2048); PLAIN SHAFT, TOLERANCE N; W/O HOLDING BRAKE DEGREE OF PROTECTION IP64 | - | 0 | 0
1FK7042-5AF21-1AG2 |  | 1FK7042-5AF21-1AG2 | 1 | UN | 1 | 60 | X | D | N | N | 85015220 | 1 |  | 4.903 | KG | 1437.15 | 1437.15 | MC05 | MC05 | SIMOTICS S Synchronous servo motor 1FK7 Compact, DC link 300V 3.0Nm, 100K 3000rpm, 0.82kW Naturally cooled IM B5 (IM V1, IM V3) power/signal connectors Connector can be rotated by 270Â° INCREM. ENCODER, SIN/COS 1 VPP 2048 P/REV (ENCODER I-2048); PLAIN SHAFT, TOLERANCE N; W/O HOLDING BRAKE DEGREE OF PROTECTION IP65 FLANGE ON DRIVE END IP67 | - | 0 | 0
1FK7042-5AF21-1AG3 |  | 1FK7042-5AF21-1AG3 | 1 | UN | 1 | 60 | X | D | N | N | 85015220 | 1 |  | 4.903 | KG | 1397.99 | 1397.99 | MC05 | MC05 | SIMOTICS S Synchronous servo motor 1FK7 Compact, DC link 300V 3.0Nm, 100K 3000rpm, 0.82kW Naturally cooled IM B5 (IM V1, IM V3) power/signal connectors Connector can be rotated by 270Â° INCREM. ENCODER, SIN/COS 1 VPP 2048 P/REV (ENCODER I-2048); PLAIN SHAFT, TOLERANCE N; W/O HOLDING BRAKE DEGREE OF PROTECTION IP64; PAINT FINISH RAL7016 | - | 0 | 0
1FK7042-5AF21-1AG5 |  | 1FK7042-5AF21-1AG5 | 1 | UN | 1 | 60 | X | D | N | N | 85015220 | 1 |  | 4.903 | KG | 1473.94 | 1473.94 | MC05 | MC05 | SIMOTICS S Synchronous servo motor 1FK7 Compact, DC link 300V 3.0Nm, 100K 3000rpm, 0.82kW Naturally cooled IM B5 (IM V1, IM V3) power/signal connectors Connector can be rotated by 270Â° INCREM. ENCODER, SIN/COS 1 VPP 2048 P/REV (ENCODER I-2048); PLAIN SHAFT, TOLERANCE N; W/O HOLDING BRAKE DEGREE OF PROTECTION IP65 AS FLANGE IP67; PAINT FINISH RAL7016 | - | 0 | 0
1FK7042-5AF21-1AG8 |  | 1FK7042-5AF21-1AG8 | 1 | UN | 1 | 60 | X | D | N | N | 85015220 | 1 |  | 4.903 | KG | 1555.15 | 1555.15 | MC05 | MC05 | SIMOTICS S Synchronous servo motor 1FK7 Compact, DC link 300V 3.0Nm, 100K 3000rpm, 0.82kW Naturally cooled IM B5 (IM V1, IM V3) power/signal connectors Connector can be rotated by 270Â° INCREM. ENCODER, SIN/COS 1 VPP 2048 P/REV (ENCODER I-2048); PLAIN SHAFT, TOLERANCE N; W/O HOLDING BRAKE DEGREE OF PROTECTION IP65 IP67 D-END FLANGE; RAL7016 COATING; METALLIC RATING PLATE AT MOTOR | - | 0 | 0
1FK7042-5AF21-1AH0 |  | 1FK7042-5AF21-1AH0 | 1 | UN | 1 | 60 | X | D | N | N | 85015220 | 1 |  | 5.502 | KG | 1571.31 | 1571.31 | MC05 | MC05 | SIMOTICS S Synchronous servo motor 1FK7 Compact, DC link 300V 3.0Nm, 100K 3000rpm, 0.82kW Naturally cooled IM B5 (IM V1, IM V3) power/signal connectors Connector can be rotated by 270Â° INCREM. ENCODER, SIN/COS 1 VPP 2048 P/REV (ENCODER I-2048); PLAIN SHAFT, TOLERANCE N; WITH HOLDING BRAKE DEGREE OF PROTECTION IP64 | - | 0 | 0
1FK7042-5AF21-1AH2 |  | 1FK7042-5AF21-1AH2 | 1 | UN | 1 | 60 | X | D | N | N | 85015220 | 1 |  | 5.502 | KG | 1647.28 | 1647.28 | MC05 | MC05 | SIMOTICS S Synchronous servo motor 1FK7 Compact, DC link 300V 3.0Nm, 100K 3000rpm, 0.82kW Naturally cooled IM B5 (IM V1, IM V3) power/signal connectors Connector can be rotated by 270Â° INCREM. ENCODER, SIN/COS 1 VPP 2048 P/REV (ENCODER I-2048); PLAIN SHAFT, TOLERANCE N; WITH HOLDING BRAKE DEGREE OF PROTECTION IP65 FLANGE ON DRIVE END IP67 | - | 0 | 0
1FK7042-5AF21-1AH3 |  | 1FK7042-5AF21-1AH3 | 1 | UN | 1 | 60 | X | D | N | N | 85015220 | 1 |  | 5.502 | KG | 1608.12 | 1608.12 | MC05 | MC05 | SIMOTICS S Synchronous servo motor 1FK7 Compact, DC link 300V 3.0Nm, 100K 3000rpm, 0.82kW Naturally cooled IM B5 (IM V1, IM V3) power/signal connectors Connector can be rotated by 270Â° INCREM. ENCODER, SIN/COS 1 VPP 2048 P/REV (ENCODER I-2048); PLAIN SHAFT, TOLERANCE N; WITH HOLDING BRAKE DEGREE OF PROTECTION IP64; PAINT FINISH RAL7016 | - | 0 | 0
1FK7042-5AF21-1AH5 |  | 1FK7042-5AF21-1AH5 | 1 | UN | 1 | 60 | X | D | N | N | 85015220 | 1 |  | 5.502 | KG | 1684.07 | 1684.07 | MC05 | MC05 | SIMOTICS S Synchronous servo motor 1FK7 Compact, DC link 300V 3.0Nm, 100K 3000rpm, 0.82kW Naturally cooled IM B5 (IM V1, IM V3) power/signal connectors Connector can be rotated by 270Â° INCREM. ENCODER, SIN/COS 1 VPP 2048 P/REV (ENCODER I-2048); PLAIN SHAFT, TOLERANCE N; WITH HOLDING BRAKE DEGREE OF PROTECTION IP65 AS FLANGE IP67; PAINT FINISH RAL7016 | - | 0 | 0
1FK7042-5AF21-1AH8 |  | 1FK7042-5AF21-1AH8 | 1 | UN | 1 | 60 | X | D | N | N | 85015220 | 1 |  | 5.502 | KG | 1765.28 | 1765.28 | MC05 | MC05 | SIMOTICS S Synchronous servo motor 1FK7 Compact, DC link 300V 3.0Nm, 100K 3000rpm, 0.82kW Naturally cooled IM B5 (IM V1, IM V3) power/signal connectors Connector can be rotated by 270Â° INCREM. ENCODER, SIN/COS 1 VPP 2048 P/REV (ENCODER I-2048); PLAIN SHAFT, TOLERANCE N; WITH HOLDING BRAKE DEGREE OF PROTECTION IP65 IP67 D-END FLANGE; RAL7016 COATING; METALLIC RATING PLATE AT MOTOR | - | 0 | 0
1FK7042-5AF21-1DA0 |  | 1FK7042-5AF21-1DA0 | 1 | UN | 1 | 60 | X | D | N | N | 85015220 | 1 |  | 4.903 | KG | 1627.02 | 1627.02 | MC05 | MC05 | SIMOTICS S Synchronous servo motor 1FK7 Compact, DC link 300V 3.0Nm, 100K 3000rpm, 0.82kW Naturally cooled IM B5 (IM V1, IM V3) power/signal connectors Connector can be rotated by 270Â° INCREMENTAL ENCODER 2048 P/REV (ENCODER I-2048) WITH DRIVE-CLIQ INTERFACE; SHAFT WITH FITTED KEY, TOLERANCE N; W/O HOLDING BRAKE DEGREE OF PROTECTION IP64 | - | 0 | 0
1FK7042-5AF21-1DA2 |  | 1FK7042-5AF21-1DA2 | 1 | UN | 1 | 60 | X | D | N | N | 85015220 | 1 |  | 4.903 | KG | 1702.99 | 1702.99 | MC05 | MC05 | SIMOTICS S Synchronous servo motor 1FK7 Compact, DC link 300V 3.0Nm, 100K 3000rpm, 0.82kW Naturally cooled IM B5 (IM V1, IM V3) power/signal connectors Connector can be rotated by 270Â° INCREMENTAL ENCODER 2048 P/REV (ENCODER I-2048) WITH DRIVE-CLIQ INTERFACE; SHAFT WITH FITTED KEY, TOLERANCE N; W/O HOLDING BRAKE DEGREE OF PROTECTION IP65 FLANGE ON DRIVE END IP67 | - | 0 | 0
1FK7042-5AF21-1DA3 |  | 1FK7042-5AF21-1DA3 | 1 | UN | 1 | 60 | X | D | N | N | 85015220 | 1 |  | 4.903 | KG | 1663.83 | 1663.83 | MC05 | MC05 | SIMOTICS S Synchronous servo motor 1FK7 Compact, DC link 300V 3.0Nm, 100K 3000rpm, 0.82kW Naturally cooled IM B5 (IM V1, IM V3) power/signal connectors Connector can be rotated by 270Â° INCREMENTAL ENCODER 2048 P/REV (ENCODER I-2048) WITH DRIVE-CLIQ INTERFACE; SHAFT WITH FITTED KEY, TOLERANCE N; W/O HOLDING BRAKE DEGREE OF PROTECTION IP64; PAINT FINISH RAL7016 | - | 0 | 0
1FK7042-5AF21-1DA5 |  | 1FK7042-5AF21-1DA5 | 1 | UN | 1 | 60 | X | D | N | N | 85015220 | 1 |  | 4.903 | KG | 1739.78 | 1739.78 | MC05 | MC05 | SIMOTICS S Synchronous servo motor 1FK7 Compact, DC link 300V 3.0Nm, 100K 3000rpm, 0.82kW Naturally cooled IM B5 (IM V1, IM V3) power/signal connectors Connector can be rotated by 270Â° INCREMENTAL ENCODER 2048 P/REV (ENCODER I-2048) WITH DRIVE-CLIQ INTERFACE; SHAFT WITH FITTED KEY, TOLERANCE N; W/O HOLDING BRAKE DEGREE OF PROTECTION IP65 AS FLANGE IP67; PAINT FINISH RAL7016 | - | 0 | 0
1FK7042-5AF21-1DA8 |  | 1FK7042-5AF21-1DA8 | 1 | UN | 1 | 60 | X | D | N | N | 85015220 | 1 |  | 4.903 | KG | 1820.99 | 1820.99 | MC05 | MC05 | SIMOTICS S Synchronous servo motor 1FK7 Compact, DC link 300V 3.0Nm, 100K 3000rpm, 0.82kW Naturally cooled IM B5 (IM V1, IM V3) power/signal connectors Connector can be rotated by 270Â° INCREMENTAL ENCODER 2048 P/REV (ENCODER I-2048) WITH DRIVE-CLIQ INTERFACE; SHAFT WITH FITTED KEY, TOLERANCE N; W/O HOLDING BRAKE DEGREE OF PROTECTION IP65 IP67 D-END FLANGE; RAL7016 COATING; METALLIC RATING PLATE AT MOTOR | - | 0 | 0
1FK7042-5AF21-1DB0 |  | 1FK7042-5AF21-1DB0 | 1 | UN | 1 | 60 | X | D | N | N | 85015220 | 1 |  | 5.502 | KG | 1838.96 | 1838.96 | MC05 | MC05 | SIMOTICS S Synchronous servo motor 1FK7 Compact, DC link 300V 3.0Nm, 100K 3000rpm, 0.82kW Naturally cooled IM B5 (IM V1, IM V3) power/signal connectors Connector can be rotated by 270Â° INCREMENTAL ENCODER 2048 P/REV (ENCODER I-2048) WITH DRIVE-CLIQ INTERFACE; SHAFT WITH FITTED KEY, TOLERANCE N; WITH HOLDING BRAKE DEGREE OF PROTECTION IP64 | - | 0 | 0
1FK7042-5AF21-1DB2 |  | 1FK7042-5AF21-1DB2 | 1 | UN | 1 | 60 | X | D | N | N | 85015220 | 1 |  | 5.502 | KG | 1914.93 | 1914.93 | MC05 | MC05 | SIMOTICS S Synchronous servo motor 1FK7 Compact, DC link 300V 3.0Nm, 100K 3000rpm, 0.82kW Naturally cooled IM B5 (IM V1, IM V3) power/signal connectors Connector can be rotated by 270Â° INCREMENTAL ENCODER 2048 P/REV (ENCODER I-2048) WITH DRIVE-CLIQ INTERFACE; SHAFT WITH FITTED KEY, TOLERANCE N; WITH HOLDING BRAKE DEGREE OF PROTECTION IP65 FLANGE ON DRIVE END IP67 | - | 0 | 0
1FK7042-5AF21-1DB3 |  | 1FK7042-5AF21-1DB3 | 1 | UN | 1 | 60 | X | D | N | N | 85015220 | 1 |  | 5.502 | KG | 1875.77 | 1875.77 | MC05 | MC05 | SIMOTICS S Synchronous servo motor 1FK7 Compact, DC link 300V 3.0Nm, 100K 3000rpm, 0.82kW Naturally cooled IM B5 (IM V1, IM V3) power/signal connectors Connector can be rotated by 270Â° INCREMENTAL ENCODER 2048 P/REV (ENCODER I-2048) WITH DRIVE-CLIQ INTERFACE; SHAFT WITH FITTED KEY, TOLERANCE N; WITH HOLDING BRAKE DEGREE OF PROTECTION IP64; PAINT FINISH RAL7016 | - | 0 | 0
1FK7042-5AF21-1DB5 |  | 1FK7042-5AF21-1DB5 | 1 | UN | 1 | 60 | X | D | N | N | 85015220 | 1 |  | 5.502 | KG | 1951.72 | 1951.72 | MC05 | MC05 | SIMOTICS S Synchronous servo motor 1FK7 Compact, DC link 300V 3.0Nm, 100K 3000rpm, 0.82kW Naturally cooled IM B5 (IM V1, IM V3) power/signal connectors Connector can be rotated by 270Â° INCREMENTAL ENCODER 2048 P/REV (ENCODER I-2048) WITH DRIVE-CLIQ INTERFACE; SHAFT WITH FITTED KEY, TOLERANCE N; WITH HOLDING BRAKE DEGREE OF PROTECTION IP65 AS FLANGE IP67; PAINT FINISH RAL7016 | - | 0 | 0
1FK7042-5AF21-1DB8 |  | 1FK7042-5AF21-1DB8 | 1 | UN | 1 | 60 | X | D | N | N | 85015220 | 1 |  | 5.502 | KG | 2032.93 | 2032.93 | MC05 | MC05 | SIMOTICS S Synchronous servo motor 1FK7 Compact, DC link 300V 3.0Nm, 100K 3000rpm, 0.82kW Naturally cooled IM B5 (IM V1, IM V3) power/signal connectors Connector can be rotated by 270Â° INCREMENTAL ENCODER 2048 P/REV (ENCODER I-2048) WITH DRIVE-CLIQ INTERFACE; SHAFT WITH FITTED KEY, TOLERANCE N; WITH HOLDING BRAKE DEGREE OF PROTECTION IP65 IP67 D-END FLANGE; RAL7016 COATING; METALLIC RATING PLATE AT MOTOR | - | 0 | 0
1FK7042-5AF21-1DG0 |  | 1FK7042-5AF21-1DG0 | 1 | UN | 1 | 60 | X | D | N | N | 85015220 | 1 |  | 4.903 | KG | 1556.97 | 1556.97 | MC05 | MC05 | SIMOTICS S Synchronous servo motor 1FK7 Compact, DC link 300V 3.0Nm, 100K 3000rpm, 0.82kW Naturally cooled IM B5 (IM V1, IM V3) power/signal connectors Connector can be rotated by 270Â° INCREMENTAL ENCODER 2048 P/REV (ENCODER I-2048) WITH DRIVE-CLIQ INTERFACE; PLAIN SHAFT, TOLERANCE N; W/O HOLDING BRAKE DEGREE OF PROTECTION IP64 | - | 0 | 0
1FK7042-5AF21-1DG2 |  | 1FK7042-5AF21-1DG2 | 1 | UN | 1 | 60 | X | D | N | N | 85015220 | 1 |  | 4.903 | KG | 1632.94 | 1632.94 | MC05 | MC05 | SIMOTICS S Synchronous servo motor 1FK7 Compact, DC link 300V 3.0Nm, 100K 3000rpm, 0.82kW Naturally cooled IM B5 (IM V1, IM V3) power/signal connectors Connector can be rotated by 270Â° INCREMENTAL ENCODER 2048 P/REV (ENCODER I-2048) WITH DRIVE-CLIQ INTERFACE; PLAIN SHAFT, TOLERANCE N; W/O HOLDING BRAKE DEGREE OF PROTECTION IP65 FLANGE ON DRIVE END IP67 | - | 0 | 0
1FK7042-5AF21-1DG3 |  | 1FK7042-5AF21-1DG3 | 1 | UN | 1 | 60 | X | D | N | N | 85015220 | 1 |  | 4.903 | KG | 1593.78 | 1593.78 | MC05 | MC05 | SIMOTICS S Synchronous servo motor 1FK7 Compact, DC link 300V 3.0Nm, 100K 3000rpm, 0.82kW Naturally cooled IM B5 (IM V1, IM V3) power/signal connectors Connector can be rotated by 270Â° INCREMENTAL ENCODER 2048 P/REV (ENCODER I-2048) WITH DRIVE-CLIQ INTERFACE; PLAIN SHAFT, TOLERANCE N; W/O HOLDING BRAKE DEGREE OF PROTECTION IP64; PAINT FINISH RAL7016 | - | 0 | 0
1FK7042-5AF21-1DG5 |  | 1FK7042-5AF21-1DG5 | 1 | UN | 1 | 60 | X | D | N | N | 85015220 | 1 |  | 4.903 | KG | 1669.73 | 1669.73 | MC05 | MC05 | SIMOTICS S Synchronous servo motor 1FK7 Compact, DC link 300V 3.0Nm, 100K 3000rpm, 0.82kW Naturally cooled IM B5 (IM V1, IM V3) power/signal connectors Connector can be rotated by 270Â° INCREMENTAL ENCODER 2048 P/REV (ENCODER I-2048) WITH DRIVE-CLIQ INTERFACE; PLAIN SHAFT, TOLERANCE N; W/O HOLDING BRAKE DEGREE OF PROTECTION IP65 AS FLANGE IP67; PAINT FINISH RAL7016 | - | 0 | 0
1FK7042-5AF21-1DG8 |  | 1FK7042-5AF21-1DG8 | 1 | UN | 1 | 60 | X | D | N | N | 85015220 | 1 |  | 4.903 | KG | 1750.94 | 1750.94 | MC05 | MC05 | SIMOTICS S Synchronous servo motor 1FK7 Compact, DC link 300V 3.0Nm, 100K 3000rpm, 0.82kW Naturally cooled IM B5 (IM V1, IM V3) power/signal connectors Connector can be rotated by 270Â° INCREMENTAL ENCODER 2048 P/REV (ENCODER I-2048) WITH DRIVE-CLIQ INTERFACE; PLAIN SHAFT, TOLERANCE N; W/O HOLDING BRAKE DEGREE OF PROTECTION IP65 IP67 D-END FLANGE; RAL7016 COATING; METALLIC RATING PLATE AT MOTOR | - | 0 | 0
1FK7042-5AF21-1DH0 |  | 1FK7042-5AF21-1DH0 | 1 | UN | 1 | 60 | X | D | N | N | 85015220 | 1 |  | 5.502 | KG | 1767.1 | 1767.1 | MC05 | MC05 | SIMOTICS S Synchronous servo motor 1FK7 Compact, DC link 300V 3.0Nm, 100K 3000rpm, 0.82kW Naturally cooled IM B5 (IM V1, IM V3) power/signal connectors Connector can be rotated by 270Â° INCREMENTAL ENCODER 2048 P/REV (ENCODER I-2048) WITH DRIVE-CLIQ INTERFACE; PLAIN SHAFT, TOLERANCE N; WITH HOLDING BRAKE DEGREE OF PROTECTION IP64 | - | 0 | 0
1FK7042-5AF21-1DH2 |  | 1FK7042-5AF21-1DH2 | 1 | UN | 1 | 60 | X | D | N | N | 85015220 | 1 |  | 5.502 | KG | 1843.07 | 1843.07 | MC05 | MC05 | SIMOTICS S Synchronous servo motor 1FK7 Compact, DC link 300V 3.0Nm, 100K 3000rpm, 0.82kW Naturally cooled IM B5 (IM V1, IM V3) power/signal connectors Connector can be rotated by 270Â° INCREMENTAL ENCODER 2048 P/REV (ENCODER I-2048) WITH DRIVE-CLIQ INTERFACE; PLAIN SHAFT, TOLERANCE N; WITH HOLDING BRAKE DEGREE OF PROTECTION IP65 FLANGE ON DRIVE END IP67 | - | 0 | 0
1FK7042-5AF21-1DH3 |  | 1FK7042-5AF21-1DH3 | 1 | UN | 1 | 60 | X | D | N | N | 85015220 | 1 |  | 5.502 | KG | 1803.91 | 1803.91 | MC05 | MC05 | SIMOTICS S Synchronous servo motor 1FK7 Compact, DC link 300V 3.0Nm, 100K 3000rpm, 0.82kW Naturally cooled IM B5 (IM V1, IM V3) power/signal connectors Connector can be rotated by 270Â° INCREMENTAL ENCODER 2048 P/REV (ENCODER I-2048) WITH DRIVE-CLIQ INTERFACE; PLAIN SHAFT, TOLERANCE N; WITH HOLDING BRAKE DEGREE OF PROTECTION IP64; PAINT FINISH RAL7016 | - | 0 | 0
1FK7042-5AF21-1DH5 |  | 1FK7042-5AF21-1DH5 | 1 | UN | 1 | 60 | X | D | N | N | 85015220 | 1 |  | 5.502 | KG | 1879.86 | 1879.86 | MC05 | MC05 | SIMOTICS S Synchronous servo motor 1FK7 Compact, DC link 300V 3.0Nm, 100K 3000rpm, 0.82kW Naturally cooled IM B5 (IM V1, IM V3) power/signal connectors Connector can be rotated by 270Â° INCREMENTAL ENCODER 2048 P/REV (ENCODER I-2048) WITH DRIVE-CLIQ INTERFACE; PLAIN SHAFT, TOLERANCE N; WITH HOLDING BRAKE DEGREE OF PROTECTION IP65 AS FLANGE IP67; PAINT FINISH RAL7016 | - | 0 | 0
1FK7042-5AF21-1DH8 |  | 1FK7042-5AF21-1DH8 | 1 | UN | 1 | 60 | X | D | N | N | 85015220 | 1 |  | 5.502 | KG | 1961.07 | 1961.07 | MC05 | MC05 | SIMOTICS S Synchronous servo motor 1FK7 Compact, DC link 300V 3.0Nm, 100K 3000rpm, 0.82kW Naturally cooled IM B5 (IM V1, IM V3) power/signal connectors Connector can be rotated by 270Â° INCREMENTAL ENCODER 2048 P/REV (ENCODER I-2048) WITH DRIVE-CLIQ INTERFACE; PLAIN SHAFT, TOLERANCE N; WITH HOLDING BRAKE DEGREE OF PROTECTION IP65 IP67 D-END FLANGE; RAL7016 COATING; METALLIC RATING PLATE AT MOTOR | - | 0 | 0
1FK7042-5AF21-1EA0 |  | 1FK7042-5AF21-1EA0 | 1 | UN | 1 | 60 | X | D | N | N | 85015220 | 1 |  | 4.903 | KG | 1732.99 | 1732.99 | MC05 | MC05 | SIMOTICS S Synchronous servo motor 1FK7 Compact, DC link 300V 3.0Nm, 100K 3000rpm, 0.82kW Naturally cooled IM B5 (IM V1, IM V3) power/signal connectors Connector can be rotated by 270Â° ABSOLUTE ENCODER ENDAT 2048 P/REV (ENCODER A-2048); PERFORMANCE REDUCTION BY 10% DUE TO ABSOLUTE ENCODER; SHAFT WITH FITTED KEY, TOLERANCE N; W/O HOLDING BRAKE DEGREE OF PROTECTION IP64 | - | 0 | 0
1FK7042-5AF21-1EA2 |  | 1FK7042-5AF21-1EA2 | 1 | UN | 1 | 60 | X | D | N | N | 85015220 | 1 |  | 4.903 | KG | 1808.96 | 1808.96 | MC05 | MC05 | SIMOTICS S Synchronous servo motor 1FK7 Compact, DC link 300V 3.0Nm, 100K 3000rpm, 0.82kW Naturally cooled IM B5 (IM V1, IM V3) power/signal connectors Connector can be rotated by 270Â° ABSOLUTE ENCODER ENDAT 2048 P/REV (ENCODER A-2048); PERFORMANCE REDUCTION BY 10% DUE TO ABSOLUTE ENCODER; SHAFT WITH FITTED KEY, TOLERANCE N; W/O HOLDING BRAKE DEGREE OF PROTECTION IP65 FLANGE ON DRIVE END IP67 | - | 0 | 0
1FK7042-5AF21-1EA3 |  | 1FK7042-5AF21-1EA3 | 1 | UN | 1 | 60 | X | D | N | N | 85015220 | 1 |  | 4.903 | KG | 1769.8 | 1769.8 | MC05 | MC05 | SIMOTICS S Synchronous servo motor 1FK7 Compact, DC link 300V 3.0Nm, 100K 3000rpm, 0.82kW Naturally cooled IM B5 (IM V1, IM V3) power/signal connectors Connector can be rotated by 270Â° ABSOLUTE ENCODER ENDAT 2048 P/REV (ENCODER A-2048); PERFORMANCE REDUCTION BY 10% DUE TO ABSOLUTE ENCODER; SHAFT WITH FITTED KEY, TOLERANCE N; W/O HOLDING BRAKE DEGREE OF PROTECTION IP64; PAINT FINISH RAL7016 | - | 0 | 0
1FK7042-5AF21-1EA5 |  | 1FK7042-5AF21-1EA5 | 1 | UN | 1 | 60 | X | D | N | N | 85015220 | 1 |  | 4.903 | KG | 1845.75 | 1845.75 | MC05 | MC05 | SIMOTICS S Synchronous servo motor 1FK7 Compact, DC link 300V 3.0Nm, 100K 3000rpm, 0.82kW Naturally cooled IM B5 (IM V1, IM V3) power/signal connectors Connector can be rotated by 270Â° ABSOLUTE ENCODER ENDAT 2048 P/REV (ENCODER A-2048); PERFORMANCE REDUCTION BY 10% DUE TO ABSOLUTE ENCODER; SHAFT WITH FITTED KEY, TOLERANCE N; W/O HOLDING BRAKE DEGREE OF PROTECTION IP65 AS FLANGE IP67; PAINT FINISH RAL7016 | - | 0 | 0
1FK7042-5AF21-1EA8 |  | 1FK7042-5AF21-1EA8 | 1 | UN | 1 | 60 | X | D | N | N | 85015220 | 1 |  | 4.903 | KG | 1926.96 | 1926.96 | MC05 | MC05 | SIMOTICS S Synchronous servo motor 1FK7 Compact, DC link 300V 3.0Nm, 100K 3000rpm, 0.82kW Naturally cooled IM B5 (IM V1, IM V3) power/signal connectors Connector can be rotated by 270Â° ABSOLUTE ENCODER ENDAT 2048 P/REV (ENCODER A-2048); PERFORMANCE REDUCTION BY 10% DUE TO ABSOLUTE ENCODER; SHAFT WITH FITTED KEY, TOLERANCE N; W/O HOLDING BRAKE DEGREE OF PROTECTION IP65 IP67 D-END FLANGE; RAL7016 COATING; METALLIC RATING PLATE AT MOTOR | - | 0 | 0
1FK7042-5AF21-1EB0 |  | 1FK7042-5AF21-1EB0 | 1 | UN | 1 | 60 | X | D | N | N | 85015220 | 1 |  | 5.502 | KG | 1944.93 | 1944.93 | MC05 | MC05 | SIMOTICS S Synchronous servo motor 1FK7 Compact, DC link 300V 3.0Nm, 100K 3000rpm, 0.82kW Naturally cooled IM B5 (IM V1, IM V3) power/signal connectors Connector can be rotated by 270Â° ABSOLUTE ENCODER ENDAT 2048 P/REV (ENCODER A-2048); PERFORMANCE REDUCTION BY 10% DUE TO ABSOLUTE ENCODER; SHAFT WITH FITTED KEY, TOLERANCE N; WITH HOLDING BRAKE DEGREE OF PROTECTION IP64 | - | 0 | 0
1FK7042-5AF21-1EB2 |  | 1FK7042-5AF21-1EB2 | 1 | UN | 1 | 60 | X | D | N | N | 85015220 | 1 |  | 5.502 | KG | 2020.9 | 2020.9 | MC05 | MC05 | SIMOTICS S Synchronous servo motor 1FK7 Compact, DC link 300V 3.0Nm, 100K 3000rpm, 0.82kW Naturally cooled IM B5 (IM V1, IM V3) power/signal connectors Connector can be rotated by 270Â° ABSOLUTE ENCODER ENDAT 2048 P/REV (ENCODER A-2048); PERFORMANCE REDUCTION BY 10% DUE TO ABSOLUTE ENCODER; SHAFT WITH FITTED KEY, TOLERANCE N; WITH HOLDING BRAKE DEGREE OF PROTECTION IP65 FLANGE ON DRIVE END IP67 | - | 0 | 0
1FK7042-5AF21-1EB3 |  | 1FK7042-5AF21-1EB3 | 1 | UN | 1 | 60 | X | D | N | N | 85015220 | 1 |  | 5.502 | KG | 1981.74 | 1981.74 | MC05 | MC05 | SIMOTICS S Synchronous servo motor 1FK7 Compact, DC link 300V 3.0Nm, 100K 3000rpm, 0.82kW Naturally cooled IM B5 (IM V1, IM V3) power/signal connectors Connector can be rotated by 270Â° ABSOLUTE ENCODER ENDAT 2048 P/REV (ENCODER A-2048); PERFORMANCE REDUCTION BY 10% DUE TO ABSOLUTE ENCODER; SHAFT WITH FITTED KEY, TOLERANCE N; WITH HOLDING BRAKE DEGREE OF PROTECTION IP64; PAINT FINISH RAL7016 | - | 0 | 0
1FK7042-5AF21-1EB5 |  | 1FK7042-5AF21-1EB5 | 1 | UN | 1 | 60 | X | D | N | N | 85015220 | 1 |  | 5.502 | KG | 2057.69 | 2057.69 | MC05 | MC05 | SIMOTICS S Synchronous servo motor 1FK7 Compact, DC link 300V 3.0Nm, 100K 3000rpm, 0.82kW Naturally cooled IM B5 (IM V1, IM V3) power/signal connectors Connector can be rotated by 270Â° ABSOLUTE ENCODER ENDAT 2048 P/REV (ENCODER A-2048); PERFORMANCE REDUCTION BY 10% DUE TO ABSOLUTE ENCODER; SHAFT WITH FITTED KEY, TOLERANCE N; WITH HOLDING BRAKE DEGREE OF PROTECTION IP65 AS FLANGE IP67; PAINT FINISH RAL7016 | - | 0 | 0
1FK7042-5AF21-1EB8 |  | 1FK7042-5AF21-1EB8 | 1 | UN | 1 | 60 | X | D | N | N | 85015220 | 1 |  | 5.502 | KG | 2138.9 | 2138.9 | MC05 | MC05 | SIMOTICS S Synchronous servo motor 1FK7 Compact, DC link 300V 3.0Nm, 100K 3000rpm, 0.82kW Naturally cooled IM B5 (IM V1, IM V3) power/signal connectors Connector can be rotated by 270Â° ABSOLUTE ENCODER ENDAT 2048 P/REV (ENCODER A-2048); PERFORMANCE REDUCTION BY 10% DUE TO ABSOLUTE ENCODER; SHAFT WITH FITTED KEY, TOLERANCE N; WITH HOLDING BRAKE DEGREE OF PROTECTION IP65 IP67 D-END FLANGE; RAL7016 COATING; METALLIC RATING PLATE AT MOTOR | - | 0 | 0
1FK7042-5AF21-1EG0 |  | 1FK7042-5AF21-1EG0 | 1 | UN | 1 | 60 | X | D | N | N | 85015220 | 1 |  | 4.903 | KG | 1662.94 | 1662.94 | MC05 | MC05 | SIMOTICS S Synchronous servo motor 1FK7 Compact, DC link 300V 3.0Nm, 100K 3000rpm, 0.82kW Naturally cooled IM B5 (IM V1, IM V3) power/signal connectors Connector can be rotated by 270Â° ABSOLUTE ENCODER ENDAT 2048 P/REV (ENCODER A-2048); PERFORMANCE REDUCTION BY 10% DUE TO ABSOLUTE ENCODER; PLAIN SHAFT, TOLERANCE N; W/O HOLDING BRAKE DEGREE OF PROTECTION IP64 | - | 0 | 0
1FK7042-5AF21-1EG2 |  | 1FK7042-5AF21-1EG2 | 1 | UN | 1 | 60 | X | D | N | N | 85015220 | 1 |  | 4.903 | KG | 1738.91 | 1738.91 | MC05 | MC05 | SIMOTICS S Synchronous servo motor 1FK7 Compact, DC link 300V 3.0Nm, 100K 3000rpm, 0.82kW Naturally cooled IM B5 (IM V1, IM V3) power/signal connectors Connector can be rotated by 270Â° ABSOLUTE ENCODER ENDAT 2048 P/REV (ENCODER A-2048); PERFORMANCE REDUCTION BY 10% DUE TO ABSOLUTE ENCODER; PLAIN SHAFT, TOLERANCE N; W/O HOLDING BRAKE DEGREE OF PROTECTION IP65 FLANGE ON DRIVE END IP67 | - | 0 | 0
1FK7042-5AF21-1EG3 |  | 1FK7042-5AF21-1EG3 | 1 | UN | 1 | 60 | X | D | N | N | 85015220 | 1 |  | 4.903 | KG | 1699.75 | 1699.75 | MC05 | MC05 | SIMOTICS S Synchronous servo motor 1FK7 Compact, DC link 300V 3.0Nm, 100K 3000rpm, 0.82kW Naturally cooled IM B5 (IM V1, IM V3) power/signal connectors Connector can be rotated by 270Â° ABSOLUTE ENCODER ENDAT 2048 P/REV (ENCODER A-2048); PERFORMANCE REDUCTION BY 10% DUE TO ABSOLUTE ENCODER; PLAIN SHAFT, TOLERANCE N; W/O HOLDING BRAKE DEGREE OF PROTECTION IP64; PAINT FINISH RAL7016 | - | 0 | 0
1FK7042-5AF21-1EG5 |  | 1FK7042-5AF21-1EG5 | 1 | UN | 1 | 60 | X | D | N | N | 85015220 | 1 |  | 4.903 | KG | 1775.7 | 1775.7 | MC05 | MC05 | SIMOTICS S Synchronous servo motor 1FK7 Compact, DC link 300V 3.0Nm, 100K 3000rpm, 0.82kW Naturally cooled IM B5 (IM V1, IM V3) power/signal connectors Connector can be rotated by 270Â° ABSOLUTE ENCODER ENDAT 2048 P/REV (ENCODER A-2048); PERFORMANCE REDUCTION BY 10% DUE TO ABSOLUTE ENCODER; PLAIN SHAFT, TOLERANCE N; W/O HOLDING BRAKE DEGREE OF PROTECTION IP65 AS FLANGE IP67; PAINT FINISH RAL7016 | - | 0 | 0
1FK7042-5AF21-1EG8 |  | 1FK7042-5AF21-1EG8 | 1 | UN | 1 | 60 | X | D | N | N | 85015220 | 1 |  | 4.903 | KG | 1856.91 | 1856.91 | MC05 | MC05 | SIMOTICS S Synchronous servo motor 1FK7 Compact, DC link 300V 3.0Nm, 100K 3000rpm, 0.82kW Naturally cooled IM B5 (IM V1, IM V3) power/signal connectors Connector can be rotated by 270Â° ABSOLUTE ENCODER ENDAT 2048 P/REV (ENCODER A-2048); PERFORMANCE REDUCTION BY 10% DUE TO ABSOLUTE ENCODER; PLAIN SHAFT, TOLERANCE N; W/O HOLDING BRAKE DEGREE OF PROTECTION IP65 IP67 D-END FLANGE; RAL7016 COATING; METALLIC RATING PLATE AT MOTOR | - | 0 | 0
1FK7042-5AF21-1EH0 |  | 1FK7042-5AF21-1EH0 | 1 | UN | 1 | 60 | X | D | N | N | 85015220 | 1 |  | 5.502 | KG | 1873.07 | 1873.07 | MC05 | MC05 | SIMOTICS S Synchronous servo motor 1FK7 Compact, DC link 300V 3.0Nm, 100K 3000rpm, 0.82kW Naturally cooled IM B5 (IM V1, IM V3) power/signal connectors Connector can be rotated by 270Â° ABSOLUTE ENCODER ENDAT 2048 P/REV (ENCODER A-2048); PERFORMANCE REDUCTION BY 10% DUE TO ABSOLUTE ENCODER; PLAIN SHAFT, TOLERANCE N; WITH HOLDING BRAKE DEGREE OF PROTECTION IP64 | - | 0 | 0
1FK7042-5AF21-1EH2 |  | 1FK7042-5AF21-1EH2 | 1 | UN | 1 | 60 | X | D | N | N | 85015220 | 1 |  | 5.502 | KG | 1949.04 | 1949.04 | MC05 | MC05 | SIMOTICS S Synchronous servo motor 1FK7 Compact, DC link 300V 3.0Nm, 100K 3000rpm, 0.82kW Naturally cooled IM B5 (IM V1, IM V3) power/signal connectors Connector can be rotated by 270Â° ABSOLUTE ENCODER ENDAT 2048 P/REV (ENCODER A-2048); PERFORMANCE REDUCTION BY 10% DUE TO ABSOLUTE ENCODER; PLAIN SHAFT, TOLERANCE N; WITH HOLDING BRAKE DEGREE OF PROTECTION IP65 FLANGE ON DRIVE END IP67 | - | 0 | 0
1FK7042-5AF21-1EH3 |  | 1FK7042-5AF21-1EH3 | 1 | UN | 1 | 60 | X | D | N | N | 85015220 | 1 |  | 5.502 | KG | 1909.88 | 1909.88 | MC05 | MC05 | SIMOTICS S Synchronous servo motor 1FK7 Compact, DC link 300V 3.0Nm, 100K 3000rpm, 0.82kW Naturally cooled IM B5 (IM V1, IM V3) power/signal connectors Connector can be rotated by 270Â° ABSOLUTE ENCODER ENDAT 2048 P/REV (ENCODER A-2048); PERFORMANCE REDUCTION BY 10% DUE TO ABSOLUTE ENCODER; PLAIN SHAFT, TOLERANCE N; WITH HOLDING BRAKE DEGREE OF PROTECTION IP64; PAINT FINISH RAL7016 | - | 0 | 0
1FK7042-5AF21-1EH5 |  | 1FK7042-5AF21-1EH5 | 1 | UN | 1 | 60 | X | D | N | N | 85015220 | 1 |  | 5.502 | KG | 1985.83 | 1985.83 | MC05 | MC05 | SIMOTICS S Synchronous servo motor 1FK7 Compact, DC link 300V 3.0Nm, 100K 3000rpm, 0.82kW Naturally cooled IM B5 (IM V1, IM V3) power/signal connectors Connector can be rotated by 270Â° ABSOLUTE ENCODER ENDAT 2048 P/REV (ENCODER A-2048); PERFORMANCE REDUCTION BY 10% DUE TO ABSOLUTE ENCODER; PLAIN SHAFT, TOLERANCE N; WITH HOLDING BRAKE DEGREE OF PROTECTION IP65 AS FLANGE IP67; PAINT FINISH RAL7016 | - | 0 | 0
1FK7042-5AF21-1EH8 |  | 1FK7042-5AF21-1EH8 | 1 | UN | 1 | 60 | X | D | N | N | 85015220 | 1 |  | 5.502 | KG | 2067.04 | 2067.04 | MC05 | MC05 | SIMOTICS S Synchronous servo motor 1FK7 Compact, DC link 300V 3.0Nm, 100K 3000rpm, 0.82kW Naturally cooled IM B5 (IM V1, IM V3) power/signal connectors Connector can be rotated by 270Â° ABSOLUTE ENCODER ENDAT 2048 P/REV (ENCODER A-2048); PERFORMANCE REDUCTION BY 10% DUE TO ABSOLUTE ENCODER; PLAIN SHAFT, TOLERANCE N; WITH HOLDING BRAKE DEGREE OF PROTECTION IP65 IP67 D-END FLANGE; RAL7016 COATING; METALLIC RATING PLATE AT MOTOR | - | 0 | 0
1FK7042-5AF21-1FA0 |  | 1FK7042-5AF21-1FA0 | 1 | UN | 1 | 60 | X | D | N | N | 85015220 | 1 |  | 4.903 | KG | 1926.94 | 1926.94 | MC05 | MC05 | SIMOTICS S Synchronous servo motor 1FK7 Compact, DC link 300V 3.0Nm, 100K 3000rpm, 0.82kW Naturally cooled IM B5 (IM V1, IM V3) power/signal connectors Connector can be rotated by 270Â° ABSOLUTE ENCODER 2048 P/REV (ENCODER A-2048) WITH DRIVE-CLIQ INTERFACE; PERFORMANCE REDUCTION BY 10% DUE TO ABSOLUTE ENCODER; SHAFT WITH FITTED KEY, TOLERANCE N; W/O HOLDING BRAKE DEGREE OF PROTECTION IP64 | - | 0 | 0
1FK7042-5AF21-1FA2 |  | 1FK7042-5AF21-1FA2 | 1 | UN | 1 | 60 | X | D | N | N | 85015220 | 1 |  | 4.903 | KG | 2002.91 | 2002.91 | MC05 | MC05 | SIMOTICS S Synchronous servo motor 1FK7 Compact, DC link 300V 3.0Nm, 100K 3000rpm, 0.82kW Naturally cooled IM B5 (IM V1, IM V3) power/signal connectors Connector can be rotated by 270Â° ABSOLUTE ENCODER 2048 P/REV (ENCODER A-2048) WITH DRIVE-CLIQ INTERFACE; PERFORMANCE REDUCTION BY 10% DUE TO ABSOLUTE ENCODER; SHAFT WITH FITTED KEY, TOLERANCE N; W/O HOLDING BRAKE DEGREE OF PROTECTION IP65 FLANGE ON DRIVE END IP67 | - | 0 | 0
1FK7042-5AF21-1FA3 |  | 1FK7042-5AF21-1FA3 | 1 | UN | 1 | 60 | X | D | N | N | 85015220 | 1 |  | 4.903 | KG | 1963.75 | 1963.75 | MC05 | MC05 | SIMOTICS S Synchronous servo motor 1FK7 Compact, DC link 300V 3.0Nm, 100K 3000rpm, 0.82kW Naturally cooled IM B5 (IM V1, IM V3) power/signal connectors Connector can be rotated by 270Â° ABSOLUTE ENCODER 2048 P/REV (ENCODER A-2048) WITH DRIVE-CLIQ INTERFACE; PERFORMANCE REDUCTION BY 10% DUE TO ABSOLUTE ENCODER; SHAFT WITH FITTED KEY, TOLERANCE N; W/O HOLDING BRAKE DEGREE OF PROTECTION IP64; PAINT FINISH RAL7016 | - | 0 | 0
1FK7042-5AF21-1FA5 |  | 1FK7042-5AF21-1FA5 | 1 | UN | 1 | 60 | X | D | N | N | 85015220 | 1 |  | 4.903 | KG | 2039.7 | 2039.7 | MC05 | MC05 | SIMOTICS S Synchronous servo motor 1FK7 Compact, DC link 300V 3.0Nm, 100K 3000rpm, 0.82kW Naturally cooled IM B5 (IM V1, IM V3) power/signal connectors Connector can be rotated by 270Â° ABSOLUTE ENCODER 2048 P/REV (ENCODER A-2048) WITH DRIVE-CLIQ INTERFACE; PERFORMANCE REDUCTION BY 10% DUE TO ABSOLUTE ENCODER; SHAFT WITH FITTED KEY, TOLERANCE N; W/O HOLDING BRAKE DEGREE OF PROTECTION IP65 AS FLANGE IP67; PAINT FINISH RAL7016 | - | 0 | 0
1FK7042-5AF21-1FA8 |  | 1FK7042-5AF21-1FA8 | 1 | UN | 1 | 60 | X | D | N | N | 85015220 | 1 |  | 4.903 | KG | 2120.91 | 2120.91 | MC05 | MC05 | SIMOTICS S Synchronous servo motor 1FK7 Compact, DC link 300V 3.0Nm, 100K 3000rpm, 0.82kW Naturally cooled IM B5 (IM V1, IM V3) power/signal connectors Connector can be rotated by 270Â° ABSOLUTE ENCODER 2048 P/REV (ENCODER A-2048) WITH DRIVE-CLIQ INTERFACE; PERFORMANCE REDUCTION BY 10% DUE TO ABSOLUTE ENCODER; SHAFT WITH FITTED KEY, TOLERANCE N; W/O HOLDING BRAKE DEGREE OF PROTECTION IP65 IP67 D-END FLANGE; RAL7016 COATING; METALLIC RATING PLATE AT MOTOR | - | 0 | 0
1FK7042-5AF21-1FB0 |  | 1FK7042-5AF21-1FB0 | 1 | UN | 1 | 60 | X | D | N | N | 85015220 | 1 |  | 5.502 | KG | 2138.88 | 2138.88 | MC05 | MC05 | SIMOTICS S Synchronous servo motor 1FK7 Compact, DC link 300V 3.0Nm, 100K 3000rpm, 0.82kW Naturally cooled IM B5 (IM V1, IM V3) power/signal connectors Connector can be rotated by 270Â° ABSOLUTE ENCODER 2048 P/REV (ENCODER A-2048) WITH DRIVE-CLIQ INTERFACE; PERFORMANCE REDUCTION BY 10% DUE TO ABSOLUTE ENCODER; SHAFT WITH FITTED KEY, TOLERANCE N; WITH HOLDING BRAKE DEGREE OF PROTECTION IP64 | - | 0 | 0
1FK7042-5AF21-1FB2 |  | 1FK7042-5AF21-1FB2 | 1 | UN | 1 | 60 | X | D | N | N | 85015220 | 1 |  | 5.502 | KG | 2214.85 | 2214.85 | MC05 | MC05 | SIMOTICS S Synchronous servo motor 1FK7 Compact, DC link 300V 3.0Nm, 100K 3000rpm, 0.82kW Naturally cooled IM B5 (IM V1, IM V3) power/signal connectors Connector can be rotated by 270Â° ABSOLUTE ENCODER 2048 P/REV (ENCODER A-2048) WITH DRIVE-CLIQ INTERFACE; PERFORMANCE REDUCTION BY 10% DUE TO ABSOLUTE ENCODER; SHAFT WITH FITTED KEY, TOLERANCE N; WITH HOLDING BRAKE DEGREE OF PROTECTION IP65 FLANGE ON DRIVE END IP67 | - | 0 | 0
1FK7042-5AF21-1FB3 |  | 1FK7042-5AF21-1FB3 | 1 | UN | 1 | 60 | X | D | N | N | 85015220 | 1 |  | 5.502 | KG | 2175.69 | 2175.69 | MC05 | MC05 | SIMOTICS S Synchronous servo motor 1FK7 Compact, DC link 300V 3.0Nm, 100K 3000rpm, 0.82kW Naturally cooled IM B5 (IM V1, IM V3) power/signal connectors Connector can be rotated by 270Â° ABSOLUTE ENCODER 2048 P/REV (ENCODER A-2048) WITH DRIVE-CLIQ INTERFACE; PERFORMANCE REDUCTION BY 10% DUE TO ABSOLUTE ENCODER; SHAFT WITH FITTED KEY, TOLERANCE N; WITH HOLDING BRAKE DEGREE OF PROTECTION IP64; PAINT FINISH RAL7016 | - | 0 | 0
1FK7042-5AF21-1FB5 |  | 1FK7042-5AF21-1FB5 | 1 | UN | 1 | 60 | X | D | N | N | 85015220 | 1 |  | 5.502 | KG | 2251.64 | 2251.64 | MC05 | MC05 | SIMOTICS S Synchronous servo motor 1FK7 Compact, DC link 300V 3.0Nm, 100K 3000rpm, 0.82kW Naturally cooled IM B5 (IM V1, IM V3) power/signal connectors Connector can be rotated by 270Â° ABSOLUTE ENCODER 2048 P/REV (ENCODER A-2048) WITH DRIVE-CLIQ INTERFACE; PERFORMANCE REDUCTION BY 10% DUE TO ABSOLUTE ENCODER; SHAFT WITH FITTED KEY, TOLERANCE N; WITH HOLDING BRAKE DEGREE OF PROTECTION IP65 AS FLANGE IP67; PAINT FINISH RAL7016 | - | 0 | 0
1FK7042-5AF21-1FB8 |  | 1FK7042-5AF21-1FB8 | 1 | UN | 1 | 60 | X | D | N | N | 85015220 | 1 |  | 5.502 | KG | 2332.85 | 2332.85 | MC05 | MC05 | SIMOTICS S Synchronous servo motor 1FK7 Compact, DC link 300V 3.0Nm, 100K 3000rpm, 0.82kW Naturally cooled IM B5 (IM V1, IM V3) power/signal connectors Connector can be rotated by 270Â° ABSOLUTE ENCODER 2048 P/REV (ENCODER A-2048) WITH DRIVE-CLIQ INTERFACE; PERFORMANCE REDUCTION BY 10% DUE TO ABSOLUTE ENCODER; SHAFT WITH FITTED KEY, TOLERANCE N; WITH HOLDING BRAKE DEGREE OF PROTECTION IP65 IP67 D-END FLANGE; RAL7016 COATING; METALLIC RATING PLATE AT MOTOR | - | 0 | 0
1FK7042-5AF21-1FG0 |  | 1FK7042-5AF21-1FG0 | 1 | UN | 1 | 60 | X | D | N | N | 85015220 | 1 |  | 4.903 | KG | 1856.89 | 1856.89 | MC05 | MC05 | SIMOTICS S Synchronous servo motor 1FK7 Compact, DC link 300V 3.0Nm, 100K 3000rpm, 0.82kW Naturally cooled IM B5 (IM V1, IM V3) power/signal connectors Connector can be rotated by 270Â° ABSOLUTE ENCODER 2048 P/REV (ENCODER A-2048) WITH DRIVE-CLIQ INTERFACE; PERFORMANCE REDUCTION BY 10% DUE TO ABSOLUTE ENCODER; PLAIN SHAFT, TOLERANCE N; W/O HOLDING BRAKE DEGREE OF PROTECTION IP64 | - | 0 | 0
1FK7042-5AF21-1FG2 |  | 1FK7042-5AF21-1FG2 | 1 | UN | 1 | 60 | X | D | N | N | 85015220 | 1 |  | 4.903 | KG | 1932.86 | 1932.86 | MC05 | MC05 | SIMOTICS S Synchronous servo motor 1FK7 Compact, DC link 300V 3.0Nm, 100K 3000rpm, 0.82kW Naturally cooled IM B5 (IM V1, IM V3) power/signal connectors Connector can be rotated by 270Â° ABSOLUTE ENCODER 2048 P/REV (ENCODER A-2048) WITH DRIVE-CLIQ INTERFACE; PERFORMANCE REDUCTION BY 10% DUE TO ABSOLUTE ENCODER; PLAIN SHAFT, TOLERANCE N; W/O HOLDING BRAKE DEGREE OF PROTECTION IP65 FLANGE ON DRIVE END IP67 | - | 0 | 0
1FK7042-5AF21-1FG3 |  | 1FK7042-5AF21-1FG3 | 1 | UN | 1 | 60 | X | D | N | N | 85015220 | 1 |  | 4.903 | KG | 1893.7 | 1893.7 | MC05 | MC05 | SIMOTICS S Synchronous servo motor 1FK7 Compact, DC link 300V 3.0Nm, 100K 3000rpm, 0.82kW Naturally cooled IM B5 (IM V1, IM V3) power/signal connectors Connector can be rotated by 270Â° ABSOLUTE ENCODER 2048 P/REV (ENCODER A-2048) WITH DRIVE-CLIQ INTERFACE; PERFORMANCE REDUCTION BY 10% DUE TO ABSOLUTE ENCODER; PLAIN SHAFT, TOLERANCE N; W/O HOLDING BRAKE DEGREE OF PROTECTION IP64; PAINT FINISH RAL7016 | - | 0 | 0
1FK7042-5AF21-1FG5 |  | 1FK7042-5AF21-1FG5 | 1 | UN | 1 | 60 | X | D | N | N | 85015220 | 1 |  | 4.903 | KG | 1969.65 | 1969.65 | MC05 | MC05 | SIMOTICS S Synchronous servo motor 1FK7 Compact, DC link 300V 3.0Nm, 100K 3000rpm, 0.82kW Naturally cooled IM B5 (IM V1, IM V3) power/signal connectors Connector can be rotated by 270Â° ABSOLUTE ENCODER 2048 P/REV (ENCODER A-2048) WITH DRIVE-CLIQ INTERFACE; PERFORMANCE REDUCTION BY 10% DUE TO ABSOLUTE ENCODER; PLAIN SHAFT, TOLERANCE N; W/O HOLDING BRAKE DEGREE OF PROTECTION IP65 AS FLANGE IP67; PAINT FINISH RAL7016 | - | 0 | 0
1FK7042-5AF21-1FG8 |  | 1FK7042-5AF21-1FG8 | 1 | UN | 1 | 60 | X | D | N | N | 85015220 | 1 |  | 4.903 | KG | 2050.86 | 2050.86 | MC05 | MC05 | SIMOTICS S Synchronous servo motor 1FK7 Compact, DC link 300V 3.0Nm, 100K 3000rpm, 0.82kW Naturally cooled IM B5 (IM V1, IM V3) power/signal connectors Connector can be rotated by 270Â° ABSOLUTE ENCODER 2048 P/REV (ENCODER A-2048) WITH DRIVE-CLIQ INTERFACE; PERFORMANCE REDUCTION BY 10% DUE TO ABSOLUTE ENCODER; PLAIN SHAFT, TOLERANCE N; W/O HOLDING BRAKE DEGREE OF PROTECTION IP65 IP67 D-END FLANGE; RAL7016 COATING; METALLIC RATING PLATE AT MOTOR | - | 0 | 0
1FK7042-5AF21-1FH0 |  | 1FK7042-5AF21-1FH0 | 1 | UN | 1 | 60 | X | D | N | N | 85015220 | 1 |  | 5.502 | KG | 2067.02 | 2067.02 | MC05 | MC05 | SIMOTICS S Synchronous servo motor 1FK7 Compact, DC link 300V 3.0Nm, 100K 3000rpm, 0.82kW Naturally cooled IM B5 (IM V1, IM V3) power/signal connectors Connector can be rotated by 270Â° ABSOLUTE ENCODER 2048 P/REV (ENCODER A-2048) WITH DRIVE-CLIQ INTERFACE; PERFORMANCE REDUCTION BY 10% DUE TO ABSOLUTE ENCODER; PLAIN SHAFT, TOLERANCE N; WITH HOLDING BRAKE DEGREE OF PROTECTION IP64 | - | 0 | 0
1FK7042-5AF21-1FH2 |  | 1FK7042-5AF21-1FH2 | 1 | UN | 1 | 60 | X | D | N | N | 85015220 | 1 |  | 5.502 | KG | 2142.99 | 2142.99 | MC05 | MC05 | SIMOTICS S Synchronous servo motor 1FK7 Compact, DC link 300V 3.0Nm, 100K 3000rpm, 0.82kW Naturally cooled IM B5 (IM V1, IM V3) power/signal connectors Connector can be rotated by 270Â° ABSOLUTE ENCODER 2048 P/REV (ENCODER A-2048) WITH DRIVE-CLIQ INTERFACE; PERFORMANCE REDUCTION BY 10% DUE TO ABSOLUTE ENCODER; PLAIN SHAFT, TOLERANCE N; WITH HOLDING BRAKE DEGREE OF PROTECTION IP65 FLANGE ON DRIVE END IP67 | - | 0 | 0
1FK7042-5AF21-1FH3 |  | 1FK7042-5AF21-1FH3 | 1 | UN | 1 | 60 | X | D | N | N | 85015220 | 1 |  | 5.502 | KG | 2103.83 | 2103.83 | MC05 | MC05 | SIMOTICS S Synchronous servo motor 1FK7 Compact, DC link 300V 3.0Nm, 100K 3000rpm, 0.82kW Naturally cooled IM B5 (IM V1, IM V3) power/signal connectors Connector can be rotated by 270Â° ABSOLUTE ENCODER 2048 P/REV (ENCODER A-2048) WITH DRIVE-CLIQ INTERFACE; PERFORMANCE REDUCTION BY 10% DUE TO ABSOLUTE ENCODER; PLAIN SHAFT, TOLERANCE N; WITH HOLDING BRAKE DEGREE OF PROTECTION IP64; PAINT FINISH RAL7016 | - | 0 | 0
1FK7042-5AF21-1FH5 |  | 1FK7042-5AF21-1FH5 | 1 | UN | 1 | 60 | X | D | N | N | 85015220 | 1 |  | 5.502 | KG | 2179.78 | 2179.78 | MC05 | MC05 | SIMOTICS S Synchronous servo motor 1FK7 Compact, DC link 300V 3.0Nm, 100K 3000rpm, 0.82kW Naturally cooled IM B5 (IM V1, IM V3) power/signal connectors Connector can be rotated by 270Â° ABSOLUTE ENCODER 2048 P/REV (ENCODER A-2048) WITH DRIVE-CLIQ INTERFACE; PERFORMANCE REDUCTION BY 10% DUE TO ABSOLUTE ENCODER; PLAIN SHAFT, TOLERANCE N; WITH HOLDING BRAKE DEGREE OF PROTECTION IP65 AS FLANGE IP67; PAINT FINISH RAL7016 | - | 0 | 0
1FK7042-5AF21-1FH8 |  | 1FK7042-5AF21-1FH8 | 1 | UN | 1 | 60 | X | D | N | N | 85015220 | 1 |  | 5.502 | KG | 2260.99 | 2260.99 | MC05 | MC05 | SIMOTICS S Synchronous servo motor 1FK7 Compact, DC link 300V 3.0Nm, 100K 3000rpm, 0.82kW Naturally cooled IM B5 (IM V1, IM V3) power/signal connectors Connector can be rotated by 270Â° ABSOLUTE ENCODER 2048 P/REV (ENCODER A-2048) WITH DRIVE-CLIQ INTERFACE; PERFORMANCE REDUCTION BY 10% DUE TO ABSOLUTE ENCODER; PLAIN SHAFT, TOLERANCE N; WITH HOLDING BRAKE DEGREE OF PROTECTION IP65 IP67 D-END FLANGE; RAL7016 COATING; METALLIC RATING PLATE AT MOTOR | - | 0 | 0
1FK7042-5AF21-1GA0 |  | 1FK7042-5AF21-1GA0 | 1 | UN | 1 | 60 | X | D | N | N | 85015220 | 1 |  | 4.903 | KG | 1312.72 | 1312.72 | MC05 | MC05 | SIMOTICS S Synchronous servo motor 1FK7 Compact, DC link 300V 3.0Nm, 100K 3000rpm, 0.82kW Naturally cooled IM B5 (IM V1, IM V3) power/signal connectors Connector can be rotated by 270Â° BASIC ABSOLUTE ENCODER 32 P/REV (ENCODER A-32); PERFORMANCE REDUCTION BY 10% DUE TO ABSOLUTE ENCODER; SHAFT WITH FITTED KEY, TOLERANCE N; W/O HOLDING BRAKE DEGREE OF PROTECTION IP64 | - | 0 | 0
1FK7042-5AF21-1GA2 |  | 1FK7042-5AF21-1GA2 | 1 | UN | 1 | 60 | X | D | N | N | 85015220 | 1 |  | 4.903 | KG | 1388.69 | 1388.69 | MC05 | MC05 | SIMOTICS S Synchronous servo motor 1FK7 Compact, DC link 300V 3.0Nm, 100K 3000rpm, 0.82kW Naturally cooled IM B5 (IM V1, IM V3) power/signal connectors Connector can be rotated by 270Â° BASIC ABSOLUTE ENCODER 32 P/REV (ENCODER A-32); PERFORMANCE REDUCTION BY 10% DUE TO ABSOLUTE ENCODER; SHAFT WITH FITTED KEY, TOLERANCE N; W/O HOLDING BRAKE DEGREE OF PROTECTION IP65 FLANGE ON DRIVE END IP67 | - | 0 | 0
1FK7042-5AF21-1GA3 |  | 1FK7042-5AF21-1GA3 | 1 | UN | 1 | 60 | X | D | N | N | 85015220 | 1 |  | 4.903 | KG | 1349.53 | 1349.53 | MC05 | MC05 | SIMOTICS S Synchronous servo motor 1FK7 Compact, DC link 300V 3.0Nm, 100K 3000rpm, 0.82kW Naturally cooled IM B5 (IM V1, IM V3) power/signal connectors Connector can be rotated by 270Â° BASIC ABSOLUTE ENCODER 32 P/REV (ENCODER A-32); PERFORMANCE REDUCTION BY 10% DUE TO ABSOLUTE ENCODER; SHAFT WITH FITTED KEY, TOLERANCE N; W/O HOLDING BRAKE DEGREE OF PROTECTION IP64; PAINT FINISH RAL7016 | - | 0 | 0
1FK7042-5AF21-1GA5 |  | 1FK7042-5AF21-1GA5 | 1 | UN | 1 | 60 | X | D | N | N | 85015220 | 1 |  | 4.903 | KG | 1425.48 | 1425.48 | MC05 | MC05 | SIMOTICS S Synchronous servo motor 1FK7 Compact, DC link 300V 3.0Nm, 100K 3000rpm, 0.82kW Naturally cooled IM B5 (IM V1, IM V3) power/signal connectors Connector can be rotated by 270Â° BASIC ABSOLUTE ENCODER 32 P/REV (ENCODER A-32); PERFORMANCE REDUCTION BY 10% DUE TO ABSOLUTE ENCODER; SHAFT WITH FITTED KEY, TOLERANCE N; W/O HOLDING BRAKE DEGREE OF PROTECTION IP65 AS FLANGE IP67; PAINT FINISH RAL7016 | - | 0 | 0
1FK7042-5AF21-1GA8 |  | 1FK7042-5AF21-1GA8 | 1 | UN | 1 | 60 | X | D | N | N | 85015220 | 1 |  | 4.903 | KG | 1506.69 | 1506.69 | MC05 | MC05 | SIMOTICS S Synchronous servo motor 1FK7 Compact, DC link 300V 3.0Nm, 100K 3000rpm, 0.82kW Naturally cooled IM B5 (IM V1, IM V3) power/signal connectors Connector can be rotated by 270Â° BASIC ABSOLUTE ENCODER 32 P/REV (ENCODER A-32); PERFORMANCE REDUCTION BY 10% DUE TO ABSOLUTE ENCODER; SHAFT WITH FITTED KEY, TOLERANCE N; W/O HOLDING BRAKE DEGREE OF PROTECTION IP65 IP67 D-END FLANGE; RAL7016 COATING; METALLIC RATING PLATE AT MOTOR | - | 0 | 0
1FK7042-5AF21-1GB0 |  | 1FK7042-5AF21-1GB0 | 1 | UN | 1 | 60 | X | D | N | N | 85015220 | 1 |  | 5.502 | KG | 1524.66 | 1524.66 | MC05 | MC05 | SIMOTICS S Synchronous servo motor 1FK7 Compact, DC link 300V 3.0Nm, 100K 3000rpm, 0.82kW Naturally cooled IM B5 (IM V1, IM V3) power/signal connectors Connector can be rotated by 270Â° BASIC ABSOLUTE ENCODER 32 P/REV (ENCODER A-32); PERFORMANCE REDUCTION BY 10% DUE TO ABSOLUTE ENCODER; SHAFT WITH FITTED KEY, TOLERANCE N; WITH HOLDING BRAKE DEGREE OF PROTECTION IP64 | - | 0 | 0
1FK7042-5AF21-1GB2 |  | 1FK7042-5AF21-1GB2 | 1 | UN | 1 | 60 | X | D | N | N | 85015220 | 1 |  | 5.502 | KG | 1600.63 | 1600.63 | MC05 | MC05 | SIMOTICS S Synchronous servo motor 1FK7 Compact, DC link 300V 3.0Nm, 100K 3000rpm, 0.82kW Naturally cooled IM B5 (IM V1, IM V3) power/signal connectors Connector can be rotated by 270Â° BASIC ABSOLUTE ENCODER 32 P/REV (ENCODER A-32); PERFORMANCE REDUCTION BY 10% DUE TO ABSOLUTE ENCODER; SHAFT WITH FITTED KEY, TOLERANCE N; WITH HOLDING BRAKE DEGREE OF PROTECTION IP65 FLANGE ON DRIVE END IP67 | - | 0 | 0
1FK7042-5AF21-1GB3 |  | 1FK7042-5AF21-1GB3 | 1 | UN | 1 | 60 | X | D | N | N | 85015220 | 1 |  | 5.502 | KG | 1561.47 | 1561.47 | MC05 | MC05 | SIMOTICS S Synchronous servo motor 1FK7 Compact, DC link 300V 3.0Nm, 100K 3000rpm, 0.82kW Naturally cooled IM B5 (IM V1, IM V3) power/signal connectors Connector can be rotated by 270Â° BASIC ABSOLUTE ENCODER 32 P/REV (ENCODER A-32); PERFORMANCE REDUCTION BY 10% DUE TO ABSOLUTE ENCODER; SHAFT WITH FITTED KEY, TOLERANCE N; WITH HOLDING BRAKE DEGREE OF PROTECTION IP64; PAINT FINISH RAL7016 | - | 0 | 0
1FK7042-5AF21-1GB5 |  | 1FK7042-5AF21-1GB5 | 1 | UN | 1 | 60 | X | D | N | N | 85015220 | 1 |  | 5.502 | KG | 1637.42 | 1637.42 | MC05 | MC05 | SIMOTICS S Synchronous servo motor 1FK7 Compact, DC link 300V 3.0Nm, 100K 3000rpm, 0.82kW Naturally cooled IM B5 (IM V1, IM V3) power/signal connectors Connector can be rotated by 270Â° BASIC ABSOLUTE ENCODER 32 P/REV (ENCODER A-32); PERFORMANCE REDUCTION BY 10% DUE TO ABSOLUTE ENCODER; SHAFT WITH FITTED KEY, TOLERANCE N; WITH HOLDING BRAKE DEGREE OF PROTECTION IP65 AS FLANGE IP67; PAINT FINISH RAL7016 | - | 0 | 0
1FK7042-5AF21-1GB8 |  | 1FK7042-5AF21-1GB8 | 1 | UN | 1 | 60 | X | D | N | N | 85015220 | 1 |  | 5.502 | KG | 1718.63 | 1718.63 | MC05 | MC05 | SIMOTICS S Synchronous servo motor 1FK7 Compact, DC link 300V 3.0Nm, 100K 3000rpm, 0.82kW Naturally cooled IM B5 (IM V1, IM V3) power/signal connectors Connector can be rotated by 270Â° BASIC ABSOLUTE ENCODER 32 P/REV (ENCODER A-32); PERFORMANCE REDUCTION BY 10% DUE TO ABSOLUTE ENCODER; SHAFT WITH FITTED KEY, TOLERANCE N; WITH HOLDING BRAKE DEGREE OF PROTECTION IP65 IP67 D-END FLANGE; RAL7016 COATING; METALLIC RATING PLATE AT MOTOR | - | 0 | 0
1FK7042-5AF21-1GG0 |  | 1FK7042-5AF21-1GG0 | 1 | UN | 1 | 60 | X | D | N | N | 85015220 | 1 |  | 4.903 | KG | 1242.67 | 1242.67 | MC05 | MC05 | SIMOTICS S Synchronous servo motor 1FK7 Compact, DC link 300V 3.0Nm, 100K 3000rpm, 0.82kW Naturally cooled IM B5 (IM V1, IM V3) power/signal connectors Connector can be rotated by 270Â° BASIC ABSOLUTE ENCODER 32 P/REV (ENCODER A-32); PERFORMANCE REDUCTION BY 10% DUE TO ABSOLUTE ENCODER; PLAIN SHAFT, TOLERANCE N; W/O HOLDING BRAKE DEGREE OF PROTECTION IP64 | - | 0 | 0
1FK7042-5AF21-1GG2 |  | 1FK7042-5AF21-1GG2 | 1 | UN | 1 | 60 | X | D | N | N | 85015220 | 1 |  | 4.903 | KG | 1318.64 | 1318.64 | MC05 | MC05 | SIMOTICS S Synchronous servo motor 1FK7 Compact, DC link 300V 3.0Nm, 100K 3000rpm, 0.82kW Naturally cooled IM B5 (IM V1, IM V3) power/signal connectors Connector can be rotated by 270Â° BASIC ABSOLUTE ENCODER 32 P/REV (ENCODER A-32); PERFORMANCE REDUCTION BY 10% DUE TO ABSOLUTE ENCODER; PLAIN SHAFT, TOLERANCE N; W/O HOLDING BRAKE DEGREE OF PROTECTION IP65 FLANGE ON DRIVE END IP67 | - | 0 | 0
1FK7042-5AF21-1GG3 |  | 1FK7042-5AF21-1GG3 | 1 | UN | 1 | 60 | X | D | N | N | 85015220 | 1 |  | 4.903 | KG | 1279.48 | 1279.48 | MC05 | MC05 | SIMOTICS S Synchronous servo motor 1FK7 Compact, DC link 300V 3.0Nm, 100K 3000rpm, 0.82kW Naturally cooled IM B5 (IM V1, IM V3) power/signal connectors Connector can be rotated by 270Â° BASIC ABSOLUTE ENCODER 32 P/REV (ENCODER A-32); PERFORMANCE REDUCTION BY 10% DUE TO ABSOLUTE ENCODER; PLAIN SHAFT, TOLERANCE N; W/O HOLDING BRAKE DEGREE OF PROTECTION IP64; PAINT FINISH RAL7016 | - | 0 | 0
1FK7042-5AF21-1GG5 |  | 1FK7042-5AF21-1GG5 | 1 | UN | 1 | 60 | X | D | N | N | 85015220 | 1 |  | 4.903 | KG | 1355.43 | 1355.43 | MC05 | MC05 | SIMOTICS S Synchronous servo motor 1FK7 Compact, DC link 300V 3.0Nm, 100K 3000rpm, 0.82kW Naturally cooled IM B5 (IM V1, IM V3) power/signal connectors Connector can be rotated by 270Â° BASIC ABSOLUTE ENCODER 32 P/REV (ENCODER A-32); PERFORMANCE REDUCTION BY 10% DUE TO ABSOLUTE ENCODER; PLAIN SHAFT, TOLERANCE N; W/O HOLDING BRAKE DEGREE OF PROTECTION IP65 AS FLANGE IP67; PAINT FINISH RAL7016 | - | 0 | 0
1FK7042-5AF21-1GG8 |  | 1FK7042-5AF21-1GG8 | 1 | UN | 1 | 60 | X | D | N | N | 85015220 | 1 |  | 4.903 | KG | 1436.64 | 1436.64 | MC05 | MC05 | SIMOTICS S Synchronous servo motor 1FK7 Compact, DC link 300V 3.0Nm, 100K 3000rpm, 0.82kW Naturally cooled IM B5 (IM V1, IM V3) power/signal connectors Connector can be rotated by 270Â° BASIC ABSOLUTE ENCODER 32 P/REV (ENCODER A-32); PERFORMANCE REDUCTION BY 10% DUE TO ABSOLUTE ENCODER; PLAIN SHAFT, TOLERANCE N; W/O HOLDING BRAKE DEGREE OF PROTECTION IP65 IP67 D-END FLANGE; RAL7016 COATING; METALLIC RATING PLATE AT MOTOR | - | 0 | 0
1FK7042-5AF21-1GH0 |  | 1FK7042-5AF21-1GH0 | 1 | UN | 1 | 60 | X | D | N | N | 85015220 | 1 |  | 5.502 | KG | 1452.8 | 1452.8 | MC05 | MC05 | SIMOTICS S Synchronous servo motor 1FK7 Compact, DC link 300V 3.0Nm, 100K 3000rpm, 0.82kW Naturally cooled IM B5 (IM V1, IM V3) power/signal connectors Connector can be rotated by 270Â° BASIC ABSOLUTE ENCODER 32 P/REV (ENCODER A-32); PERFORMANCE REDUCTION BY 10% DUE TO ABSOLUTE ENCODER; PLAIN SHAFT, TOLERANCE N; WITH HOLDING BRAKE DEGREE OF PROTECTION IP64 | - | 0 | 0
1FK7042-5AF21-1GH2 |  | 1FK7042-5AF21-1GH2 | 1 | UN | 1 | 60 | X | D | N | N | 85015220 | 1 |  | 5.502 | KG | 1528.77 | 1528.77 | MC05 | MC05 | SIMOTICS S Synchronous servo motor 1FK7 Compact, DC link 300V 3.0Nm, 100K 3000rpm, 0.82kW Naturally cooled IM B5 (IM V1, IM V3) power/signal connectors Connector can be rotated by 270Â° BASIC ABSOLUTE ENCODER 32 P/REV (ENCODER A-32); PERFORMANCE REDUCTION BY 10% DUE TO ABSOLUTE ENCODER; PLAIN SHAFT, TOLERANCE N; WITH HOLDING BRAKE DEGREE OF PROTECTION IP65 FLANGE ON DRIVE END IP67 | - | 0 | 0
1FK7042-5AF21-1GH3 |  | 1FK7042-5AF21-1GH3 | 1 | UN | 1 | 60 | X | D | N | N | 85015220 | 1 |  | 5.502 | KG | 1489.61 | 1489.61 | MC05 | MC05 | SIMOTICS S Synchronous servo motor 1FK7 Compact, DC link 300V 3.0Nm, 100K 3000rpm, 0.82kW Naturally cooled IM B5 (IM V1, IM V3) power/signal connectors Connector can be rotated by 270Â° BASIC ABSOLUTE ENCODER 32 P/REV (ENCODER A-32); PERFORMANCE REDUCTION BY 10% DUE TO ABSOLUTE ENCODER; PLAIN SHAFT, TOLERANCE N; WITH HOLDING BRAKE DEGREE OF PROTECTION IP64; PAINT FINISH RAL7016 | - | 0 | 0
1FK7042-5AF21-1GH5 |  | 1FK7042-5AF21-1GH5 | 1 | UN | 1 | 60 | X | D | N | N | 85015220 | 1 |  | 5.502 | KG | 1565.56 | 1565.56 | MC05 | MC05 | SIMOTICS S Synchronous servo motor 1FK7 Compact, DC link 300V 3.0Nm, 100K 3000rpm, 0.82kW Naturally cooled IM B5 (IM V1, IM V3) power/signal connectors Connector can be rotated by 270Â° BASIC ABSOLUTE ENCODER 32 P/REV (ENCODER A-32); PERFORMANCE REDUCTION BY 10% DUE TO ABSOLUTE ENCODER; PLAIN SHAFT, TOLERANCE N; WITH HOLDING BRAKE DEGREE OF PROTECTION IP65 AS FLANGE IP67; PAINT FINISH RAL7016 | - | 0 | 0
1FK7042-5AF21-1GH8 |  | 1FK7042-5AF21-1GH8 | 1 | UN | 1 | 60 | X | D | N | N | 85015220 | 1 |  | 5.502 | KG | 1646.77 | 1646.77 | MC05 | MC05 | SIMOTICS S Synchronous servo motor 1FK7 Compact, DC link 300V 3.0Nm, 100K 3000rpm, 0.82kW Naturally cooled IM B5 (IM V1, IM V3) power/signal connectors Connector can be rotated by 270Â° BASIC ABSOLUTE ENCODER 32 P/REV (ENCODER A-32); PERFORMANCE REDUCTION BY 10% DUE TO ABSOLUTE ENCODER; PLAIN SHAFT, TOLERANCE N; WITH HOLDING BRAKE DEGREE OF PROTECTION IP65 IP67 D-END FLANGE; RAL7016 COATING; METALLIC RATING PLATE AT MOTOR | - | 0 | 0
1FK7042-5AF21-1KA0 |  | 1FK7042-5AF21-1KA0 | 1 | UN | 1 | 60 | X | D | N | N | 85015220 | 1 |  | 4.903 | KG | 1506.69 | 1506.69 | MC05 | MC05 | SIMOTICS S Synchronous servo motor 1FK7 Compact, DC link 300V 3.0Nm, 100K 3000rpm, 0.82kW Naturally cooled IM B5 (IM V1, IM V3) power/signal connectors Connector can be rotated by 270Â° BASIC ABSOLUTE ENCODER 32 P/REV (ENCODER A-32) WITH DRIVE-CLIQ INTERFACE; PERFORMANCE REDUCTION BY 10% DUE TO ABSOLUTE ENCODER; SHAFT WITH FITTED KEY, TOLERANCE N; W/O HOLDING BRAKE DEGREE OF PROTECTION IP64 | - | 0 | 0
1FK7042-5AF21-1KA2 |  | 1FK7042-5AF21-1KA2 | 1 | UN | 1 | 60 | X | D | N | N | 85015220 | 1 |  | 4.903 | KG | 1582.66 | 1582.66 | MC05 | MC05 | SIMOTICS S Synchronous servo motor 1FK7 Compact, DC link 300V 3.0Nm, 100K 3000rpm, 0.82kW Naturally cooled IM B5 (IM V1, IM V3) power/signal connectors Connector can be rotated by 270Â° BASIC ABSOLUTE ENCODER 32 P/REV (ENCODER A-32) WITH DRIVE-CLIQ INTERFACE; PERFORMANCE REDUCTION BY 10% DUE TO ABSOLUTE ENCODER; SHAFT WITH FITTED KEY, TOLERANCE N; W/O HOLDING BRAKE DEGREE OF PROTECTION IP65 FLANGE ON DRIVE END IP67 | - | 0 | 0
1FK7042-5AF21-1KA3 |  | 1FK7042-5AF21-1KA3 | 1 | UN | 1 | 60 | X | D | N | N | 85015220 | 1 |  | 4.903 | KG | 1543.5 | 1543.5 | MC05 | MC05 | SIMOTICS S Synchronous servo motor 1FK7 Compact, DC link 300V 3.0Nm, 100K 3000rpm, 0.82kW Naturally cooled IM B5 (IM V1, IM V3) power/signal connectors Connector can be rotated by 270Â° BASIC ABSOLUTE ENCODER 32 P/REV (ENCODER A-32) WITH DRIVE-CLIQ INTERFACE; PERFORMANCE REDUCTION BY 10% DUE TO ABSOLUTE ENCODER; SHAFT WITH FITTED KEY, TOLERANCE N; W/O HOLDING BRAKE DEGREE OF PROTECTION IP64; PAINT FINISH RAL7016 | - | 0 | 0
1FK7042-5AF21-1KA5 |  | 1FK7042-5AF21-1KA5 | 1 | UN | 1 | 60 | X | D | N | N | 85015220 | 1 |  | 4.903 | KG | 1619.45 | 1619.45 | MC05 | MC05 | SIMOTICS S Synchronous servo motor 1FK7 Compact, DC link 300V 3.0Nm, 100K 3000rpm, 0.82kW Naturally cooled IM B5 (IM V1, IM V3) power/signal connectors Connector can be rotated by 270Â° BASIC ABSOLUTE ENCODER 32 P/REV (ENCODER A-32) WITH DRIVE-CLIQ INTERFACE; PERFORMANCE REDUCTION BY 10% DUE TO ABSOLUTE ENCODER; SHAFT WITH FITTED KEY, TOLERANCE N; W/O HOLDING BRAKE DEGREE OF PROTECTION IP65 AS FLANGE IP67; PAINT FINISH RAL7016 | - | 0 | 0
1FK7042-5AF21-1KA8 |  | 1FK7042-5AF21-1KA8 | 1 | UN | 1 | 60 | X | D | N | N | 85015220 | 1 |  | 4.903 | KG | 1700.66 | 1700.66 | MC05 | MC05 | SIMOTICS S Synchronous servo motor 1FK7 Compact, DC link 300V 3.0Nm, 100K 3000rpm, 0.82kW Naturally cooled IM B5 (IM V1, IM V3) power/signal connectors Connector can be rotated by 270Â° BASIC ABSOLUTE ENCODER 32 P/REV (ENCODER A-32) WITH DRIVE-CLIQ INTERFACE; PERFORMANCE REDUCTION BY 10% DUE TO ABSOLUTE ENCODER; SHAFT WITH FITTED KEY, TOLERANCE N; W/O HOLDING BRAKE DEGREE OF PROTECTION IP65 IP67 D-END FLANGE; RAL7016 COATING; METALLIC RATING PLATE AT MOTOR | - | 0 | 0
1FK7042-5AF21-1KB0 |  | 1FK7042-5AF21-1KB0 | 1 | UN | 1 | 60 | X | D | N | N | 85015220 | 1 |  | 5.502 | KG | 1718.63 | 1718.63 | MC05 | MC05 | SIMOTICS S Synchronous servo motor 1FK7 Compact, DC link 300V 3.0Nm, 100K 3000rpm, 0.82kW Naturally cooled IM B5 (IM V1, IM V3) power/signal connectors Connector can be rotated by 270Â° BASIC ABSOLUTE ENCODER 32 P/REV (ENCODER A-32) WITH DRIVE-CLIQ INTERFACE; PERFORMANCE REDUCTION BY 10% DUE TO ABSOLUTE ENCODER; SHAFT WITH FITTED KEY, TOLERANCE N; WITH HOLDING BRAKE DEGREE OF PROTECTION IP64 | - | 0 | 0
1FK7042-5AF21-1KB2 |  | 1FK7042-5AF21-1KB2 | 1 | UN | 1 | 60 | X | D | N | N | 85015220 | 1 |  | 5.502 | KG | 1794.6 | 1794.6 | MC05 | MC05 | SIMOTICS S Synchronous servo motor 1FK7 Compact, DC link 300V 3.0Nm, 100K 3000rpm, 0.82kW Naturally cooled IM B5 (IM V1, IM V3) power/signal connectors Connector can be rotated by 270Â° BASIC ABSOLUTE ENCODER 32 P/REV (ENCODER A-32) WITH DRIVE-CLIQ INTERFACE; PERFORMANCE REDUCTION BY 10% DUE TO ABSOLUTE ENCODER; SHAFT WITH FITTED KEY, TOLERANCE N; WITH HOLDING BRAKE DEGREE OF PROTECTION IP65 FLANGE ON DRIVE END IP67 | - | 0 | 0
1FK7042-5AF21-1KB3 |  | 1FK7042-5AF21-1KB3 | 1 | UN | 1 | 60 | X | D | N | N | 85015220 | 1 |  | 5.502 | KG | 1755.44 | 1755.44 | MC05 | MC05 | SIMOTICS S Synchronous servo motor 1FK7 Compact, DC link 300V 3.0Nm, 100K 3000rpm, 0.82kW Naturally cooled IM B5 (IM V1, IM V3) power/signal connectors Connector can be rotated by 270Â° BASIC ABSOLUTE ENCODER 32 P/REV (ENCODER A-32) WITH DRIVE-CLIQ INTERFACE; PERFORMANCE REDUCTION BY 10% DUE TO ABSOLUTE ENCODER; SHAFT WITH FITTED KEY, TOLERANCE N; WITH HOLDING BRAKE DEGREE OF PROTECTION IP64; PAINT FINISH RAL7016 | - | 0 | 0
1FK7042-5AF21-1KB5 |  | 1FK7042-5AF21-1KB5 | 1 | UN | 1 | 60 | X | D | N | N | 85015220 | 1 |  | 5.502 | KG | 1831.39 | 1831.39 | MC05 | MC05 | SIMOTICS S Synchronous servo motor 1FK7 Compact, DC link 300V 3.0Nm, 100K 3000rpm, 0.82kW Naturally cooled IM B5 (IM V1, IM V3) power/signal connectors Connector can be rotated by 270Â° BASIC ABSOLUTE ENCODER 32 P/REV (ENCODER A-32) WITH DRIVE-CLIQ INTERFACE; PERFORMANCE REDUCTION BY 10% DUE TO ABSOLUTE ENCODER; SHAFT WITH FITTED KEY, TOLERANCE N; WITH HOLDING BRAKE DEGREE OF PROTECTION IP65 AS FLANGE IP67; PAINT FINISH RAL7016 | - | 0 | 0
1FK7042-5AF21-1KB8 |  | 1FK7042-5AF21-1KB8 | 1 | UN | 1 | 60 | X | D | N | N | 85015220 | 1 |  | 5.502 | KG | 1912.6 | 1912.6 | MC05 | MC05 | SIMOTICS S Synchronous servo motor 1FK7 Compact, DC link 300V 3.0Nm, 100K 3000rpm, 0.82kW Naturally cooled IM B5 (IM V1, IM V3) power/signal connectors Connector can be rotated by 270Â° BASIC ABSOLUTE ENCODER 32 P/REV (ENCODER A-32) WITH DRIVE-CLIQ INTERFACE; PERFORMANCE REDUCTION BY 10% DUE TO ABSOLUTE ENCODER; SHAFT WITH FITTED KEY, TOLERANCE N; WITH HOLDING BRAKE DEGREE OF PROTECTION IP65 IP67 D-END FLANGE; RAL7016 COATING; METALLIC RATING PLATE AT MOTOR | - | 0 | 0
1FK7042-5AF21-1KG0 |  | 1FK7042-5AF21-1KG0 | 1 | UN | 1 | 60 | X | D | N | N | 85015220 | 1 |  | 4.903 | KG | 1436.64 | 1436.64 | MC05 | MC05 | SIMOTICS S Synchronous servo motor 1FK7 Compact, DC link 300V 3.0Nm, 100K 3000rpm, 0.82kW Naturally cooled IM B5 (IM V1, IM V3) power/signal connectors Connector can be rotated by 270Â° BASIC ABSOLUTE ENCODER 32 P/REV (ENCODER A-32) WITH DRIVE-CLIQ INTERFACE; PERFORMANCE REDUCTION BY 10% DUE TO ABSOLUTE ENCODER; PLAIN SHAFT, TOLERANCE N; W/O HOLDING BRAKE DEGREE OF PROTECTION IP64 | - | 0 | 0
1FK7042-5AF21-1KG2 |  | 1FK7042-5AF21-1KG2 | 1 | UN | 1 | 60 | X | D | N | N | 85015220 | 1 |  | 4.903 | KG | 1512.61 | 1512.61 | MC05 | MC05 | SIMOTICS S Synchronous servo motor 1FK7 Compact, DC link 300V 3.0Nm, 100K 3000rpm, 0.82kW Naturally cooled IM B5 (IM V1, IM V3) power/signal connectors Connector can be rotated by 270Â° BASIC ABSOLUTE ENCODER 32 P/REV (ENCODER A-32) WITH DRIVE-CLIQ INTERFACE; PERFORMANCE REDUCTION BY 10% DUE TO ABSOLUTE ENCODER; PLAIN SHAFT, TOLERANCE N; W/O HOLDING BRAKE DEGREE OF PROTECTION IP65 FLANGE ON DRIVE END IP67 | - | 0 | 0
1FK7042-5AF21-1KG3 |  | 1FK7042-5AF21-1KG3 | 1 | UN | 1 | 60 | X | D | N | N | 85015220 | 1 |  | 4.903 | KG | 1473.45 | 1473.45 | MC05 | MC05 | SIMOTICS S Synchronous servo motor 1FK7 Compact, DC link 300V 3.0Nm, 100K 3000rpm, 0.82kW Naturally cooled IM B5 (IM V1, IM V3) power/signal connectors Connector can be rotated by 270Â° BASIC ABSOLUTE ENCODER 32 P/REV (ENCODER A-32) WITH DRIVE-CLIQ INTERFACE; PERFORMANCE REDUCTION BY 10% DUE TO ABSOLUTE ENCODER; PLAIN SHAFT, TOLERANCE N; W/O HOLDING BRAKE DEGREE OF PROTECTION IP64; PAINT FINISH RAL7016 | - | 0 | 0
1FK7042-5AF21-1KG5 |  | 1FK7042-5AF21-1KG5 | 1 | UN | 1 | 60 | X | D | N | N | 85015220 | 1 |  | 4.903 | KG | 1549.4 | 1549.4 | MC05 | MC05 | SIMOTICS S Synchronous servo motor 1FK7 Compact, DC link 300V 3.0Nm, 100K 3000rpm, 0.82kW Naturally cooled IM B5 (IM V1, IM V3) power/signal connectors Connector can be rotated by 270Â° BASIC ABSOLUTE ENCODER 32 P/REV (ENCODER A-32) WITH DRIVE-CLIQ INTERFACE; PERFORMANCE REDUCTION BY 10% DUE TO ABSOLUTE ENCODER; PLAIN SHAFT, TOLERANCE N; W/O HOLDING BRAKE DEGREE OF PROTECTION IP65 AS FLANGE IP67; PAINT FINISH RAL7016 | - | 0 | 0
1FK7042-5AF21-1KG8 |  | 1FK7042-5AF21-1KG8 | 1 | UN | 1 | 60 | X | D | N | N | 85015220 | 1 |  | 4.903 | KG | 1630.61 | 1630.61 | MC05 | MC05 | SIMOTICS S Synchronous servo motor 1FK7 Compact, DC link 300V 3.0Nm, 100K 3000rpm, 0.82kW Naturally cooled IM B5 (IM V1, IM V3) power/signal connectors Connector can be rotated by 270Â° BASIC ABSOLUTE ENCODER 32 P/REV (ENCODER A-32) WITH DRIVE-CLIQ INTERFACE; PERFORMANCE REDUCTION BY 10% DUE TO ABSOLUTE ENCODER; PLAIN SHAFT, TOLERANCE N; W/O HOLDING BRAKE DEGREE OF PROTECTION IP65 IP67 D-END FLANGE; RAL7016 COATING; METALLIC RATING PLATE AT MOTOR | - | 0 | 0
1FK7042-5AF21-1KH0 |  | 1FK7042-5AF21-1KH0 | 1 | UN | 1 | 60 | X | D | N | N | 85015220 | 1 |  | 5.502 | KG | 1646.77 | 1646.77 | MC05 | MC05 | SIMOTICS S Synchronous servo motor 1FK7 Compact, DC link 300V 3.0Nm, 100K 3000rpm, 0.82kW Naturally cooled IM B5 (IM V1, IM V3) power/signal connectors Connector can be rotated by 270Â° BASIC ABSOLUTE ENCODER 32 P/REV (ENCODER A-32) WITH DRIVE-CLIQ INTERFACE; PERFORMANCE REDUCTION BY 10% DUE TO ABSOLUTE ENCODER; PLAIN SHAFT, TOLERANCE N; WITH HOLDING BRAKE DEGREE OF PROTECTION IP64 | - | 0 | 0
1FK7042-5AF21-1KH2 |  | 1FK7042-5AF21-1KH2 | 1 | UN | 1 | 60 | X | D | N | N | 85015220 | 1 |  | 5.502 | KG | 1722.74 | 1722.74 | MC05 | MC05 | SIMOTICS S Synchronous servo motor 1FK7 Compact, DC link 300V 3.0Nm, 100K 3000rpm, 0.82kW Naturally cooled IM B5 (IM V1, IM V3) power/signal connectors Connector can be rotated by 270Â° BASIC ABSOLUTE ENCODER 32 P/REV (ENCODER A-32) WITH DRIVE-CLIQ INTERFACE; PERFORMANCE REDUCTION BY 10% DUE TO ABSOLUTE ENCODER; PLAIN SHAFT, TOLERANCE N; WITH HOLDING BRAKE DEGREE OF PROTECTION IP65 FLANGE ON DRIVE END IP67 | - | 0 | 0
1FK7042-5AF21-1KH3 |  | 1FK7042-5AF21-1KH3 | 1 | UN | 1 | 60 | X | D | N | N | 85015220 | 1 |  | 5.502 | KG | 1683.58 | 1683.58 | MC05 | MC05 | SIMOTICS S Synchronous servo motor 1FK7 Compact, DC link 300V 3.0Nm, 100K 3000rpm, 0.82kW Naturally cooled IM B5 (IM V1, IM V3) power/signal connectors Connector can be rotated by 270Â° BASIC ABSOLUTE ENCODER 32 P/REV (ENCODER A-32) WITH DRIVE-CLIQ INTERFACE; PERFORMANCE REDUCTION BY 10% DUE TO ABSOLUTE ENCODER; PLAIN SHAFT, TOLERANCE N; WITH HOLDING BRAKE DEGREE OF PROTECTION IP64; PAINT FINISH RAL7016 | - | 0 | 0
1FK7042-5AF21-1KH5 |  | 1FK7042-5AF21-1KH5 | 1 | UN | 1 | 60 | X | D | N | N | 85015220 | 1 |  | 5.502 | KG | 1759.53 | 1759.53 | MC05 | MC05 | SIMOTICS S Synchronous servo motor 1FK7 Compact, DC link 300V 3.0Nm, 100K 3000rpm, 0.82kW Naturally cooled IM B5 (IM V1, IM V3) power/signal connectors Connector can be rotated by 270Â° BASIC ABSOLUTE ENCODER 32 P/REV (ENCODER A-32) WITH DRIVE-CLIQ INTERFACE; PERFORMANCE REDUCTION BY 10% DUE TO ABSOLUTE ENCODER; PLAIN SHAFT, TOLERANCE N; WITH HOLDING BRAKE DEGREE OF PROTECTION IP65 AS FLANGE IP67; PAINT FINISH RAL7016 | - | 0 | 0
1FK7042-5AF21-1KH8 |  | 1FK7042-5AF21-1KH8 | 1 | UN | 1 | 60 | X | D | N | N | 85015220 | 1 |  | 5.502 | KG | 1840.74 | 1840.74 | MC05 | MC05 | SIMOTICS S Synchronous servo motor 1FK7 Compact, DC link 300V 3.0Nm, 100K 3000rpm, 0.82kW Naturally cooled IM B5 (IM V1, IM V3) power/signal connectors Connector can be rotated by 270Â° BASIC ABSOLUTE ENCODER 32 P/REV (ENCODER A-32) WITH DRIVE-CLIQ INTERFACE; PERFORMANCE REDUCTION BY 10% DUE TO ABSOLUTE ENCODER; PLAIN SHAFT, TOLERANCE N; WITH HOLDING BRAKE DEGREE OF PROTECTION IP65 IP67 D-END FLANGE; RAL7016 COATING; METALLIC RATING PLATE AT MOTOR | - | 0 | 0
1FK7042-5AF21-1PA0 |  | 1FK7042-5AF21-1PA0 | 1 | UN | 1 | 60 | X | D | N | N | 85015220 | 1 |  | 4.903 | KG | 1151.09 | 1151.09 | MC05 | MC05 | SIMOTICS S Synchronous servo motor 1FK7 Compact, DC link 300V 3.0Nm, 100K 3000rpm, 0.82kW Naturally cooled IM B5 (IM V1, IM V3) power/signal connectors Connector can be rotated by 270Â° RESOLVER 2-POLE (RESOLVER P=1) WITH DRIVE-CLIQ INTERFACE; SHAFT WITH FITTED KEY, TOLERANCE N; W/O HOLDING BRAKE DEGREE OF PROTECTION IP64 | - | 0 | 0
1FK7042-5AF21-1PA2 |  | 1FK7042-5AF21-1PA2 | 1 | UN | 1 | 60 | X | D | N | N | 85015220 | 1 |  | 4.903 | KG | 1227.06 | 1227.06 | MC05 | MC05 | SIMOTICS S Synchronous servo motor 1FK7 Compact, DC link 300V 3.0Nm, 100K 3000rpm, 0.82kW Naturally cooled IM B5 (IM V1, IM V3) power/signal connectors Connector can be rotated by 270Â° RESOLVER 2-POLE (RESOLVER P=1) WITH DRIVE-CLIQ INTERFACE; SHAFT WITH FITTED KEY, TOLERANCE N; W/O HOLDING BRAKE DEGREE OF PROTECTION IP65 FLANGE ON DRIVE END IP67 | - | 0 | 0
1FK7042-5AF21-1PA3 |  | 1FK7042-5AF21-1PA3 | 1 | UN | 1 | 60 | X | D | N | N | 85015220 | 1 |  | 4.903 | KG | 1187.9 | 1187.9 | MC05 | MC05 | SIMOTICS S Synchronous servo motor 1FK7 Compact, DC link 300V 3.0Nm, 100K 3000rpm, 0.82kW Naturally cooled IM B5 (IM V1, IM V3) power/signal connectors Connector can be rotated by 270Â° RESOLVER 2-POLE (RESOLVER P=1) WITH DRIVE-CLIQ INTERFACE; SHAFT WITH FITTED KEY, TOLERANCE N; W/O HOLDING BRAKE DEGREE OF PROTECTION IP64; PAINT FINISH RAL7016 | - | 0 | 0
1FK7042-5AF21-1PA5 |  | 1FK7042-5AF21-1PA5 | 1 | UN | 1 | 60 | X | D | N | N | 85015220 | 1 |  | 4.903 | KG | 1263.85 | 1263.85 | MC05 | MC05 | SIMOTICS S Synchronous servo motor 1FK7 Compact, DC link 300V 3.0Nm, 100K 3000rpm, 0.82kW Naturally cooled IM B5 (IM V1, IM V3) power/signal connectors Connector can be rotated by 270Â° RESOLVER 2-POLE (RESOLVER P=1) WITH DRIVE-CLIQ INTERFACE; SHAFT WITH FITTED KEY, TOLERANCE N; W/O HOLDING BRAKE DEGREE OF PROTECTION IP65 AS FLANGE IP67; PAINT FINISH RAL7016 | - | 0 | 0
1FK7042-5AF21-1PA8 |  | 1FK7042-5AF21-1PA8 | 1 | UN | 1 | 60 | X | D | N | N | 85015220 | 1 |  | 4.903 | KG | 1345.06 | 1345.06 | MC05 | MC05 | SIMOTICS S Synchronous servo motor 1FK7 Compact, DC link 300V 3.0Nm, 100K 3000rpm, 0.82kW Naturally cooled IM B5 (IM V1, IM V3) power/signal connectors Connector can be rotated by 270Â° RESOLVER 2-POLE (RESOLVER P=1) WITH DRIVE-CLIQ INTERFACE; SHAFT WITH FITTED KEY, TOLERANCE N; W/O HOLDING BRAKE DEGREE OF PROTECTION IP65 IP67 D-END FLANGE; RAL7016 COATING; METALLIC RATING PLATE AT MOTOR | - | 0 | 0
1FK7042-5AF21-1PB0 |  | 1FK7042-5AF21-1PB0 | 1 | UN | 1 | 60 | X | D | N | N | 85015220 | 1 |  | 5.502 | KG | 1363.03 | 1363.03 | MC05 | MC05 | SIMOTICS S Synchronous servo motor 1FK7 Compact, DC link 300V 3.0Nm, 100K 3000rpm, 0.82kW Naturally cooled IM B5 (IM V1, IM V3) power/signal connectors Connector can be rotated by 270Â° RESOLVER 2-POLE (RESOLVER P=1) WITH DRIVE-CLIQ INTERFACE; SHAFT WITH FITTED KEY, TOLERANCE N; WITH HOLDING BRAKE DEGREE OF PROTECTION IP64 | - | 0 | 0
1FK7042-5AF21-1PB2 |  | 1FK7042-5AF21-1PB2 | 1 | UN | 1 | 60 | X | D | N | N | 85015220 | 1 |  | 5.502 | KG | 1439 | 1439 | MC05 | MC05 | SIMOTICS S Synchronous servo motor 1FK7 Compact, DC link 300V 3.0Nm, 100K 3000rpm, 0.82kW Naturally cooled IM B5 (IM V1, IM V3) power/signal connectors Connector can be rotated by 270Â° RESOLVER 2-POLE (RESOLVER P=1) WITH DRIVE-CLIQ INTERFACE; SHAFT WITH FITTED KEY, TOLERANCE N; WITH HOLDING BRAKE DEGREE OF PROTECTION IP65 FLANGE ON DRIVE END IP67 | - | 0 | 0
1FK7042-5AF21-1PB3 |  | 1FK7042-5AF21-1PB3 | 1 | UN | 1 | 60 | X | D | N | N | 85015220 | 1 |  | 5.502 | KG | 1399.84 | 1399.84 | MC05 | MC05 | SIMOTICS S Synchronous servo motor 1FK7 Compact, DC link 300V 3.0Nm, 100K 3000rpm, 0.82kW Naturally cooled IM B5 (IM V1, IM V3) power/signal connectors Connector can be rotated by 270Â° RESOLVER 2-POLE (RESOLVER P=1) WITH DRIVE-CLIQ INTERFACE; SHAFT WITH FITTED KEY, TOLERANCE N; WITH HOLDING BRAKE DEGREE OF PROTECTION IP64; PAINT FINISH RAL7016 | - | 0 | 0
1FK7042-5AF21-1PB5 |  | 1FK7042-5AF21-1PB5 | 1 | UN | 1 | 60 | X | D | N | N | 85015220 | 1 |  | 5.502 | KG | 1475.79 | 1475.79 | MC05 | MC05 | SIMOTICS S Synchronous servo motor 1FK7 Compact, DC link 300V 3.0Nm, 100K 3000rpm, 0.82kW Naturally cooled IM B5 (IM V1, IM V3) power/signal connectors Connector can be rotated by 270Â° RESOLVER 2-POLE (RESOLVER P=1) WITH DRIVE-CLIQ INTERFACE; SHAFT WITH FITTED KEY, TOLERANCE N; WITH HOLDING BRAKE DEGREE OF PROTECTION IP65 AS FLANGE IP67; PAINT FINISH RAL7016 | - | 0 | 0
1FK7042-5AF21-1PB8 |  | 1FK7042-5AF21-1PB8 | 1 | UN | 1 | 60 | X | D | N | N | 85015220 | 1 |  | 5.502 | KG | 1557 | 1557 | MC05 | MC05 | SIMOTICS S Synchronous servo motor 1FK7 Compact, DC link 300V 3.0Nm, 100K 3000rpm, 0.82kW Naturally cooled IM B5 (IM V1, IM V3) power/signal connectors Connector can be rotated by 270Â° RESOLVER 2-POLE (RESOLVER P=1) WITH DRIVE-CLIQ INTERFACE; SHAFT WITH FITTED KEY, TOLERANCE N; WITH HOLDING BRAKE DEGREE OF PROTECTION IP65 IP67 D-END FLANGE; RAL7016 COATING; METALLIC RATING PLATE AT MOTOR | - | 0 | 0
1FK7042-5AF21-1PG0 |  | 1FK7042-5AF21-1PG0 | 1 | UN | 1 | 60 | X | D | N | N | 85015220 | 1 |  | 4.903 | KG | 1081.04 | 1081.04 | MC05 | MC05 | SIMOTICS S Synchronous servo motor 1FK7 Compact, DC link 300V 3.0Nm, 100K 3000rpm, 0.82kW Naturally cooled IM B5 (IM V1, IM V3) power/signal connectors Connector can be rotated by 270Â° RESOLVER 2-POLE (RESOLVER P=1) WITH DRIVE-CLIQ INTERFACE; PLAIN SHAFT, TOLERANCE N; W/O HOLDING BRAKE DEGREE OF PROTECTION IP64 | - | 0 | 0
1FK7042-5AF21-1PG2 |  | 1FK7042-5AF21-1PG2 | 1 | UN | 1 | 60 | X | D | N | N | 85015220 | 1 |  | 4.903 | KG | 1157.01 | 1157.01 | MC05 | MC05 | SIMOTICS S Synchronous servo motor 1FK7 Compact, DC link 300V 3.0Nm, 100K 3000rpm, 0.82kW Naturally cooled IM B5 (IM V1, IM V3) power/signal connectors Connector can be rotated by 270Â° RESOLVER 2-POLE (RESOLVER P=1) WITH DRIVE-CLIQ INTERFACE; PLAIN SHAFT, TOLERANCE N; W/O HOLDING BRAKE DEGREE OF PROTECTION IP65 FLANGE ON DRIVE END IP67 | - | 0 | 0
1FK7042-5AF21-1PG3 |  | 1FK7042-5AF21-1PG3 | 1 | UN | 1 | 60 | X | D | N | N | 85015220 | 1 |  | 4.903 | KG | 1117.85 | 1117.85 | MC05 | MC05 | SIMOTICS S Synchronous servo motor 1FK7 Compact, DC link 300V 3.0Nm, 100K 3000rpm, 0.82kW Naturally cooled IM B5 (IM V1, IM V3) power/signal connectors Connector can be rotated by 270Â° RESOLVER 2-POLE (RESOLVER P=1) WITH DRIVE-CLIQ INTERFACE; PLAIN SHAFT, TOLERANCE N; W/O HOLDING BRAKE DEGREE OF PROTECTION IP64; PAINT FINISH RAL7016 | - | 0 | 0
1FK7042-5AF21-1PG5 |  | 1FK7042-5AF21-1PG5 | 1 | UN | 1 | 60 | X | D | N | N | 85015220 | 1 |  | 4.903 | KG | 1193.8 | 1193.8 | MC05 | MC05 | SIMOTICS S Synchronous servo motor 1FK7 Compact, DC link 300V 3.0Nm, 100K 3000rpm, 0.82kW Naturally cooled IM B5 (IM V1, IM V3) power/signal connectors Connector can be rotated by 270Â° RESOLVER 2-POLE (RESOLVER P=1) WITH DRIVE-CLIQ INTERFACE; PLAIN SHAFT, TOLERANCE N; W/O HOLDING BRAKE DEGREE OF PROTECTION IP65 AS FLANGE IP67; PAINT FINISH RAL7016 | - | 0 | 0
1FK7042-5AF21-1PG8 |  | 1FK7042-5AF21-1PG8 | 1 | UN | 1 | 60 | X | D | N | N | 85015220 | 1 |  | 4.903 | KG | 1275.01 | 1275.01 | MC05 | MC05 | SIMOTICS S Synchronous servo motor 1FK7 Compact, DC link 300V 3.0Nm, 100K 3000rpm, 0.82kW Naturally cooled IM B5 (IM V1, IM V3) power/signal connectors Connector can be rotated by 270Â° RESOLVER 2-POLE (RESOLVER P=1) WITH DRIVE-CLIQ INTERFACE; PLAIN SHAFT, TOLERANCE N; W/O HOLDING BRAKE DEGREE OF PROTECTION IP65 IP67 D-END FLANGE; RAL7016 COATING; METALLIC RATING PLATE AT MOTOR | - | 0 | 0
1FK7042-5AF21-1PH0 |  | 1FK7042-5AF21-1PH0 | 1 | UN | 1 | 60 | X | D | N | N | 85015220 | 1 |  | 5.502 | KG | 1291.17 | 1291.17 | MC05 | MC05 | SIMOTICS S Synchronous servo motor 1FK7 Compact, DC link 300V 3.0Nm, 100K 3000rpm, 0.82kW Naturally cooled IM B5 (IM V1, IM V3) power/signal connectors Connector can be rotated by 270Â° RESOLVER 2-POLE (RESOLVER P=1) WITH DRIVE-CLIQ INTERFACE; PLAIN SHAFT, TOLERANCE N; WITH HOLDING BRAKE DEGREE OF PROTECTION IP64 | - | 0 | 0
1FK7042-5AF21-1PH2 |  | 1FK7042-5AF21-1PH2 | 1 | UN | 1 | 60 | X | D | N | N | 85015220 | 1 |  | 5.502 | KG | 1367.14 | 1367.14 | MC05 | MC05 | SIMOTICS S Synchronous servo motor 1FK7 Compact, DC link 300V 3.0Nm, 100K 3000rpm, 0.82kW Naturally cooled IM B5 (IM V1, IM V3) power/signal connectors Connector can be rotated by 270Â° RESOLVER 2-POLE (RESOLVER P=1) WITH DRIVE-CLIQ INTERFACE; PLAIN SHAFT, TOLERANCE N; WITH HOLDING BRAKE DEGREE OF PROTECTION IP65 FLANGE ON DRIVE END IP67 | - | 0 | 0
1FK7042-5AF21-1PH3 |  | 1FK7042-5AF21-1PH3 | 1 | UN | 1 | 60 | X | D | N | N | 85015220 | 1 |  | 5.502 | KG | 1327.98 | 1327.98 | MC05 | MC05 | SIMOTICS S Synchronous servo motor 1FK7 Compact, DC link 300V 3.0Nm, 100K 3000rpm, 0.82kW Naturally cooled IM B5 (IM V1, IM V3) power/signal connectors Connector can be rotated by 270Â° RESOLVER 2-POLE (RESOLVER P=1) WITH DRIVE-CLIQ INTERFACE; PLAIN SHAFT, TOLERANCE N; WITH HOLDING BRAKE DEGREE OF PROTECTION IP64; PAINT FINISH RAL7016 | - | 0 | 0
1FK7042-5AF21-1PH5 |  | 1FK7042-5AF21-1PH5 | 1 | UN | 1 | 60 | X | D | N | N | 85015220 | 1 |  | 5.502 | KG | 1403.93 | 1403.93 | MC05 | MC05 | SIMOTICS S Synchronous servo motor 1FK7 Compact, DC link 300V 3.0Nm, 100K 3000rpm, 0.82kW Naturally cooled IM B5 (IM V1, IM V3) power/signal connectors Connector can be rotated by 270Â° RESOLVER 2-POLE (RESOLVER P=1) WITH DRIVE-CLIQ INTERFACE; PLAIN SHAFT, TOLERANCE N; WITH HOLDING BRAKE DEGREE OF PROTECTION IP65 AS FLANGE IP67; PAINT FINISH RAL7016 | - | 0 | 0
1FK7042-5AF21-1PH8 |  | 1FK7042-5AF21-1PH8 | 1 | UN | 1 | 60 | X | D | N | N | 85015220 | 1 |  | 5.502 | KG | 1485.14 | 1485.14 | MC05 | MC05 | SIMOTICS S Synchronous servo motor 1FK7 Compact, DC link 300V 3.0Nm, 100K 3000rpm, 0.82kW Naturally cooled IM B5 (IM V1, IM V3) power/signal connectors Connector can be rotated by 270Â° RESOLVER 2-POLE (RESOLVER P=1) WITH DRIVE-CLIQ INTERFACE; PLAIN SHAFT, TOLERANCE N; WITH HOLDING BRAKE DEGREE OF PROTECTION IP65 IP67 D-END FLANGE; RAL7016 COATING; METALLIC RATING PLATE AT MOTOR | - | 0 | 0
1FK7042-5AF21-1SA0 |  | 1FK7042-5AF21-1SA0 | 1 | UN | 1 | 60 | X | D | N | N | 85015220 | 1 |  | 4.903 | KG | 955.35 | 955.35 | MC05 | MC05 | SIMOTICS S Synchronous servo motor 1FK7 Compact, DC link 300V 3.0Nm, 100K 3000rpm, 0.82kW Naturally cooled IM B5 (IM V1, IM V3) power/signal connectors Connector can be rotated by 270Â° RESOLVER MULTI-POLE (RESOLVER P=4); SHAFT WITH FITTED KEY, TOLERANCE N; W/O HOLDING BRAKE DEGREE OF PROTECTION IP64 | - | 0 | 0
1FK7042-5AF21-1SA2 |  | 1FK7042-5AF21-1SA2 | 1 | UN | 1 | 60 | X | D | N | N | 85015220 | 1 |  | 4.903 | KG | 1031.32 | 1031.32 | MC05 | MC05 | SIMOTICS S Synchronous servo motor 1FK7 Compact, DC link 300V 3.0Nm, 100K 3000rpm, 0.82kW Naturally cooled IM B5 (IM V1, IM V3) power/signal connectors Connector can be rotated by 270Â° RESOLVER MULTI-POLE (RESOLVER P=4); SHAFT WITH FITTED KEY, TOLERANCE N; W/O HOLDING BRAKE DEGREE OF PROTECTION IP65 FLANGE ON DRIVE END IP67 | - | 0 | 0
1FK7042-5AF21-1SA3 |  | 1FK7042-5AF21-1SA3 | 1 | UN | 1 | 60 | X | D | N | N | 85015220 | 1 |  | 4.903 | KG | 992.16 | 992.16 | MC05 | MC05 | SIMOTICS S Synchronous servo motor 1FK7 Compact, DC link 300V 3.0Nm, 100K 3000rpm, 0.82kW Naturally cooled IM B5 (IM V1, IM V3) power/signal connectors Connector can be rotated by 270Â° RESOLVER MULTI-POLE (RESOLVER P=4); SHAFT WITH FITTED KEY, TOLERANCE N; W/O HOLDING BRAKE DEGREE OF PROTECTION IP64; PAINT FINISH RAL7016 | - | 0 | 0
1FK7042-5AF21-1SA5 |  | 1FK7042-5AF21-1SA5 | 1 | UN | 1 | 60 | X | D | N | N | 85015220 | 1 |  | 4.903 | KG | 1068.11 | 1068.11 | MC05 | MC05 | SIMOTICS S Synchronous servo motor 1FK7 Compact, DC link 300V 3.0Nm, 100K 3000rpm, 0.82kW Naturally cooled IM B5 (IM V1, IM V3) power/signal connectors Connector can be rotated by 270Â° RESOLVER MULTI-POLE (RESOLVER P=4); SHAFT WITH FITTED KEY, TOLERANCE N; W/O HOLDING BRAKE DEGREE OF PROTECTION IP65 AS FLANGE IP67; PAINT FINISH RAL7016 | - | 0 | 0
1FK7042-5AF21-1SA8 |  | 1FK7042-5AF21-1SA8 | 1 | UN | 1 | 60 | X | D | N | N | 85015220 | 1 |  | 4.903 | KG | 1149.32 | 1149.32 | MC05 | MC05 | SIMOTICS S Synchronous servo motor 1FK7 Compact, DC link 300V 3.0Nm, 100K 3000rpm, 0.82kW Naturally cooled IM B5 (IM V1, IM V3) power/signal connectors Connector can be rotated by 270Â° RESOLVER MULTI-POLE (RESOLVER P=4); SHAFT WITH FITTED KEY, TOLERANCE N; W/O HOLDING BRAKE DEGREE OF PROTECTION IP65 IP67 D-END FLANGE; RAL7016 COATING; METALLIC RATING PLATE AT MOTOR | - | 0 | 0
1FK7042-5AF21-1SB0 |  | 1FK7042-5AF21-1SB0 | 1 | UN | 1 | 60 | X | D | N | N | 85015220 | 1 |  | 5.502 | KG | 1167.29 | 1167.29 | MC05 | MC05 | SIMOTICS S Synchronous servo motor 1FK7 Compact, DC link 300V 3.0Nm, 100K 3000rpm, 0.82kW Naturally cooled IM B5 (IM V1, IM V3) power/signal connectors Connector can be rotated by 270Â° RESOLVER MULTI-POLE (RESOLVER P=4); SHAFT WITH FITTED KEY, TOLERANCE N; WITH HOLDING BRAKE DEGREE OF PROTECTION IP64 | - | 0 | 0
1FK7042-5AF21-1SB2 |  | 1FK7042-5AF21-1SB2 | 1 | UN | 1 | 60 | X | D | N | N | 85015220 | 1 |  | 5.502 | KG | 1243.26 | 1243.26 | MC05 | MC05 | SIMOTICS S Synchronous servo motor 1FK7 Compact, DC link 300V 3.0Nm, 100K 3000rpm, 0.82kW Naturally cooled IM B5 (IM V1, IM V3) power/signal connectors Connector can be rotated by 270Â° RESOLVER MULTI-POLE (RESOLVER P=4); SHAFT WITH FITTED KEY, TOLERANCE N; WITH HOLDING BRAKE DEGREE OF PROTECTION IP65 FLANGE ON DRIVE END IP67 | - | 0 | 0
1FK7042-5AF21-1SB3 |  | 1FK7042-5AF21-1SB3 | 1 | UN | 1 | 60 | X | D | N | N | 85015220 | 1 |  | 5.502 | KG | 1204.1 | 1204.1 | MC05 | MC05 | SIMOTICS S Synchronous servo motor 1FK7 Compact, DC link 300V 3.0Nm, 100K 3000rpm, 0.82kW Naturally cooled IM B5 (IM V1, IM V3) power/signal connectors Connector can be rotated by 270Â° RESOLVER MULTI-POLE (RESOLVER P=4); SHAFT WITH FITTED KEY, TOLERANCE N; WITH HOLDING BRAKE DEGREE OF PROTECTION IP64; PAINT FINISH RAL7016 | - | 0 | 0
1FK7042-5AF21-1SB5 |  | 1FK7042-5AF21-1SB5 | 1 | UN | 1 | 60 | X | D | N | N | 85015220 | 1 |  | 5.502 | KG | 1280.05 | 1280.05 | MC05 | MC05 | SIMOTICS S Synchronous servo motor 1FK7 Compact, DC link 300V 3.0Nm, 100K 3000rpm, 0.82kW Naturally cooled IM B5 (IM V1, IM V3) power/signal connectors Connector can be rotated by 270Â° RESOLVER MULTI-POLE (RESOLVER P=4); SHAFT WITH FITTED KEY, TOLERANCE N; WITH HOLDING BRAKE DEGREE OF PROTECTION IP65 AS FLANGE IP67; PAINT FINISH RAL7016 | - | 0 | 0
1FK7042-5AF21-1SB8 |  | 1FK7042-5AF21-1SB8 | 1 | UN | 1 | 60 | X | D | N | N | 85015220 | 1 |  | 5.502 | KG | 1361.26 | 1361.26 | MC05 | MC05 | SIMOTICS S Synchronous servo motor 1FK7 Compact, DC link 300V 3.0Nm, 100K 3000rpm, 0.82kW Naturally cooled IM B5 (IM V1, IM V3) power/signal connectors Connector can be rotated by 270Â° RESOLVER MULTI-POLE (RESOLVER P=4); SHAFT WITH FITTED KEY, TOLERANCE N; WITH HOLDING BRAKE DEGREE OF PROTECTION IP65 IP67 D-END FLANGE; RAL7016 COATING; METALLIC RATING PLATE AT MOTOR | - | 0 | 0
1FK7042-5AF21-1SG0 |  | 1FK7042-5AF21-1SG0 | 1 | UN | 1 | 60 | X | D | N | N | 85015220 | 1 |  | 4.903 | KG | 885.3 | 885.3 | MC05 | MC05 | SIMOTICS S Synchronous servo motor 1FK7 Compact, DC link 300V 3.0Nm, 100K 3000rpm, 0.82kW Naturally cooled IM B5 (IM V1, IM V3) power/signal connectors Connector can be rotated by 270Â° RESOLVER MULTI-POLE (RESOLVER P=4); PLAIN SHAFT, TOLERANCE N; W/O HOLDING BRAKE DEGREE OF PROTECTION IP64 | - | 0 | 0
1FK7042-5AF21-1SG2 |  | 1FK7042-5AF21-1SG2 | 1 | UN | 1 | 60 | X | D | N | N | 85015220 | 1 |  | 4.903 | KG | 961.27 | 961.27 | MC05 | MC05 | SIMOTICS S Synchronous servo motor 1FK7 Compact, DC link 300V 3.0Nm, 100K 3000rpm, 0.82kW Naturally cooled IM B5 (IM V1, IM V3) power/signal connectors Connector can be rotated by 270Â° RESOLVER MULTI-POLE (RESOLVER P=4); PLAIN SHAFT, TOLERANCE N; W/O HOLDING BRAKE DEGREE OF PROTECTION IP65 FLANGE ON DRIVE END IP67 | - | 0 | 0
1FK7042-5AF21-1SG3 |  | 1FK7042-5AF21-1SG3 | 1 | UN | 1 | 60 | X | D | N | N | 85015220 | 1 |  | 4.903 | KG | 922.11 | 922.11 | MC05 | MC05 | SIMOTICS S Synchronous servo motor 1FK7 Compact, DC link 300V 3.0Nm, 100K 3000rpm, 0.82kW Naturally cooled IM B5 (IM V1, IM V3) power/signal connectors Connector can be rotated by 270Â° RESOLVER MULTI-POLE (RESOLVER P=4); PLAIN SHAFT, TOLERANCE N; W/O HOLDING BRAKE DEGREE OF PROTECTION IP64; PAINT FINISH RAL7016 | - | 0 | 0
1FK7042-5AF21-1SG5 |  | 1FK7042-5AF21-1SG5 | 1 | UN | 1 | 60 | X | D | N | N | 85015220 | 1 |  | 4.903 | KG | 998.06 | 998.06 | MC05 | MC05 | SIMOTICS S Synchronous servo motor 1FK7 Compact, DC link 300V 3.0Nm, 100K 3000rpm, 0.82kW Naturally cooled IM B5 (IM V1, IM V3) power/signal connectors Connector can be rotated by 270Â° RESOLVER MULTI-POLE (RESOLVER P=4); PLAIN SHAFT, TOLERANCE N; W/O HOLDING BRAKE DEGREE OF PROTECTION IP65 AS FLANGE IP67; PAINT FINISH RAL7016 | - | 0 | 0
1FK7042-5AF21-1SG8 |  | 1FK7042-5AF21-1SG8 | 1 | UN | 1 | 60 | X | D | N | N | 85015220 | 1 |  | 4.903 | KG | 1079.27 | 1079.27 | MC05 | MC05 | SIMOTICS S Synchronous servo motor 1FK7 Compact, DC link 300V 3.0Nm, 100K 3000rpm, 0.82kW Naturally cooled IM B5 (IM V1, IM V3) power/signal connectors Connector can be rotated by 270Â° RESOLVER MULTI-POLE (RESOLVER P=4); PLAIN SHAFT, TOLERANCE N; W/O HOLDING BRAKE DEGREE OF PROTECTION IP65 IP67 D-END FLANGE; RAL7016 COATING; METALLIC RATING PLATE AT MOTOR | - | 0 | 0
1FK7042-5AF21-1SH0 |  | 1FK7042-5AF21-1SH0 | 1 | UN | 1 | 60 | X | D | N | N | 85015220 | 1 |  | 5.502 | KG | 1095.43 | 1095.43 | MC05 | MC05 | SIMOTICS S Synchronous servo motor 1FK7 Compact, DC link 300V 3.0Nm, 100K 3000rpm, 0.82kW Naturally cooled IM B5 (IM V1, IM V3) power/signal connectors Connector can be rotated by 270Â° RESOLVER MULTI-POLE (RESOLVER P=4); PLAIN SHAFT, TOLERANCE N; WITH HOLDING BRAKE DEGREE OF PROTECTION IP64 | - | 0 | 0
1FK7042-5AF21-1SH2 |  | 1FK7042-5AF21-1SH2 | 1 | UN | 1 | 60 | X | D | N | N | 85015220 | 1 |  | 5.502 | KG | 1171.4 | 1171.4 | MC05 | MC05 | SIMOTICS S Synchronous servo motor 1FK7 Compact, DC link 300V 3.0Nm, 100K 3000rpm, 0.82kW Naturally cooled IM B5 (IM V1, IM V3) power/signal connectors Connector can be rotated by 270Â° RESOLVER MULTI-POLE (RESOLVER P=4); PLAIN SHAFT, TOLERANCE N; WITH HOLDING BRAKE DEGREE OF PROTECTION IP65 FLANGE ON DRIVE END IP67 | - | 0 | 0
1FK7042-5AF21-1SH3 |  | 1FK7042-5AF21-1SH3 | 1 | UN | 1 | 60 | X | D | N | N | 85015220 | 1 |  | 5.502 | KG | 1132.24 | 1132.24 | MC05 | MC05 | SIMOTICS S Synchronous servo motor 1FK7 Compact, DC link 300V 3.0Nm, 100K 3000rpm, 0.82kW Naturally cooled IM B5 (IM V1, IM V3) power/signal connectors Connector can be rotated by 270Â° RESOLVER MULTI-POLE (RESOLVER P=4); PLAIN SHAFT, TOLERANCE N; WITH HOLDING BRAKE DEGREE OF PROTECTION IP64; PAINT FINISH RAL7016 | - | 0 | 0
1FK7042-5AF21-1SH5 |  | 1FK7042-5AF21-1SH5 | 1 | UN | 1 | 60 | X | D | N | N | 85015220 | 1 |  | 5.502 | KG | 1208.19 | 1208.19 | MC05 | MC05 | SIMOTICS S Synchronous servo motor 1FK7 Compact, DC link 300V 3.0Nm, 100K 3000rpm, 0.82kW Naturally cooled IM B5 (IM V1, IM V3) power/signal connectors Connector can be rotated by 270Â° RESOLVER MULTI-POLE (RESOLVER P=4); PLAIN SHAFT, TOLERANCE N; WITH HOLDING BRAKE DEGREE OF PROTECTION IP65 AS FLANGE IP67; PAINT FINISH RAL7016 | - | 0 | 0
1FK7042-5AF21-1SH8 |  | 1FK7042-5AF21-1SH8 | 1 | UN | 1 | 60 | X | D | N | N | 85015220 | 1 |  | 5.502 | KG | 1289.4 | 1289.4 | MC05 | MC05 | SIMOTICS S Synchronous servo motor 1FK7 Compact, DC link 300V 3.0Nm, 100K 3000rpm, 0.82kW Naturally cooled IM B5 (IM V1, IM V3) power/signal connectors Connector can be rotated by 270Â° RESOLVER MULTI-POLE (RESOLVER P=4); PLAIN SHAFT, TOLERANCE N; WITH HOLDING BRAKE DEGREE OF PROTECTION IP65 IP67 D-END FLANGE; RAL7016 COATING; METALLIC RATING PLATE AT MOTOR | - | 0 | 0
1FK7042-5AF21-1TA0 |  | 1FK7042-5AF21-1TA0 | 1 | UN | 1 | 60 | X | D | N | N | 85015220 | 1 |  | 4.903 | KG | 955.35 | 955.35 | MC05 | MC05 | SIMOTICS S Synchronous servo motor 1FK7 Compact, DC link 300V 3.0Nm, 100K 3000rpm, 0.82kW Naturally cooled IM B5 (IM V1, IM V3) power/signal connectors Connector can be rotated by 270Â° RESOLVER 2-POLE (RESOLVER P=1); SHAFT WITH FITTED KEY, TOLERANCE N; W/O HOLDING BRAKE DEGREE OF PROTECTION IP64 | - | 0 | 0
1FK7042-5AF21-1TA2 |  | 1FK7042-5AF21-1TA2 | 1 | UN | 1 | 60 | X | D | N | N | 85015220 | 1 |  | 4.903 | KG | 1031.32 | 1031.32 | MC05 | MC05 | SIMOTICS S Synchronous servo motor 1FK7 Compact, DC link 300V 3.0Nm, 100K 3000rpm, 0.82kW Naturally cooled IM B5 (IM V1, IM V3) power/signal connectors Connector can be rotated by 270Â° RESOLVER 2-POLE (RESOLVER P=1); SHAFT WITH FITTED KEY, TOLERANCE N; W/O HOLDING BRAKE DEGREE OF PROTECTION IP65 FLANGE ON DRIVE END IP67 | - | 0 | 0
1FK7042-5AF21-1TA3 |  | 1FK7042-5AF21-1TA3 | 1 | UN | 1 | 60 | X | D | N | N | 85015220 | 1 |  | 4.903 | KG | 992.16 | 992.16 | MC05 | MC05 | SIMOTICS S Synchronous servo motor 1FK7 Compact, DC link 300V 3.0Nm, 100K 3000rpm, 0.82kW Naturally cooled IM B5 (IM V1, IM V3) power/signal connectors Connector can be rotated by 270Â° RESOLVER 2-POLE (RESOLVER P=1); SHAFT WITH FITTED KEY, TOLERANCE N; W/O HOLDING BRAKE DEGREE OF PROTECTION IP64; PAINT FINISH RAL7016 | - | 0 | 0
1FK7042-5AF21-1TA5 |  | 1FK7042-5AF21-1TA5 | 1 | UN | 1 | 60 | X | D | N | N | 85015220 | 1 |  | 4.903 | KG | 1068.11 | 1068.11 | MC05 | MC05 | SIMOTICS S Synchronous servo motor 1FK7 Compact, DC link 300V 3.0Nm, 100K 3000rpm, 0.82kW Naturally cooled IM B5 (IM V1, IM V3) power/signal connectors Connector can be rotated by 270Â° RESOLVER 2-POLE (RESOLVER P=1); SHAFT WITH FITTED KEY, TOLERANCE N; W/O HOLDING BRAKE DEGREE OF PROTECTION IP65 AS FLANGE IP67; PAINT FINISH RAL7016 | - | 0 | 0
1FK7042-5AF21-1TA8 |  | 1FK7042-5AF21-1TA8 | 1 | UN | 1 | 60 | X | D | N | N | 85015220 | 1 |  | 4.903 | KG | 1149.32 | 1149.32 | MC05 | MC05 | SIMOTICS S Synchronous servo motor 1FK7 Compact, DC link 300V 3.0Nm, 100K 3000rpm, 0.82kW Naturally cooled IM B5 (IM V1, IM V3) power/signal connectors Connector can be rotated by 270Â° RESOLVER 2-POLE (RESOLVER P=1); SHAFT WITH FITTED KEY, TOLERANCE N; W/O HOLDING BRAKE DEGREE OF PROTECTION IP65 IP67 D-END FLANGE; RAL7016 COATING; METALLIC RATING PLATE AT MOTOR | - | 0 | 0
1FK7042-5AF21-1TB0 |  | 1FK7042-5AF21-1TB0 | 1 | UN | 1 | 60 | X | D | N | N | 85015220 | 1 |  | 5.502 | KG | 1167.29 | 1167.29 | MC05 | MC05 | SIMOTICS S Synchronous servo motor 1FK7 Compact, DC link 300V 3.0Nm, 100K 3000rpm, 0.82kW Naturally cooled IM B5 (IM V1, IM V3) power/signal connectors Connector can be rotated by 270Â° RESOLVER 2-POLE (RESOLVER P=1); SHAFT WITH FITTED KEY, TOLERANCE N; WITH HOLDING BRAKE DEGREE OF PROTECTION IP64 | - | 0 | 0
1FK7042-5AF21-1TB2 |  | 1FK7042-5AF21-1TB2 | 1 | UN | 1 | 60 | X | D | N | N | 85015220 | 1 |  | 5.502 | KG | 1243.26 | 1243.26 | MC05 | MC05 | SIMOTICS S Synchronous servo motor 1FK7 Compact, DC link 300V 3.0Nm, 100K 3000rpm, 0.82kW Naturally cooled IM B5 (IM V1, IM V3) power/signal connectors Connector can be rotated by 270Â° RESOLVER 2-POLE (RESOLVER P=1); SHAFT WITH FITTED KEY, TOLERANCE N; WITH HOLDING BRAKE DEGREE OF PROTECTION IP65 FLANGE ON DRIVE END IP67 | - | 0 | 0
1FK7042-5AF21-1TB3 |  | 1FK7042-5AF21-1TB3 | 1 | UN | 1 | 60 | X | D | N | N | 85015220 | 1 |  | 5.502 | KG | 1204.1 | 1204.1 | MC05 | MC05 | SIMOTICS S Synchronous servo motor 1FK7 Compact, DC link 300V 3.0Nm, 100K 3000rpm, 0.82kW Naturally cooled IM B5 (IM V1, IM V3) power/signal connectors Connector can be rotated by 270Â° RESOLVER 2-POLE (RESOLVER P=1); SHAFT WITH FITTED KEY, TOLERANCE N; WITH HOLDING BRAKE DEGREE OF PROTECTION IP64; PAINT FINISH RAL7016 | - | 0 | 0
1FK7042-5AF21-1TB5 |  | 1FK7042-5AF21-1TB5 | 1 | UN | 1 | 60 | X | D | N | N | 85015220 | 1 |  | 5.502 | KG | 1280.05 | 1280.05 | MC05 | MC05 | SIMOTICS S Synchronous servo motor 1FK7 Compact, DC link 300V 3.0Nm, 100K 3000rpm, 0.82kW Naturally cooled IM B5 (IM V1, IM V3) power/signal connectors Connector can be rotated by 270Â° RESOLVER 2-POLE (RESOLVER P=1); SHAFT WITH FITTED KEY, TOLERANCE N; WITH HOLDING BRAKE DEGREE OF PROTECTION IP65 AS FLANGE IP67; PAINT FINISH RAL7016 | - | 0 | 0
1FK7042-5AF21-1TB8 |  | 1FK7042-5AF21-1TB8 | 1 | UN | 1 | 60 | X | D | N | N | 85015220 | 1 |  | 5.502 | KG | 1361.26 | 1361.26 | MC05 | MC05 | SIMOTICS S Synchronous servo motor 1FK7 Compact, DC link 300V 3.0Nm, 100K 3000rpm, 0.82kW Naturally cooled IM B5 (IM V1, IM V3) power/signal connectors Connector can be rotated by 270Â° RESOLVER 2-POLE (RESOLVER P=1); SHAFT WITH FITTED KEY, TOLERANCE N; WITH HOLDING BRAKE DEGREE OF PROTECTION IP65 IP67 D-END FLANGE; RAL7016 COATING; METALLIC RATING PLATE AT MOTOR | - | 0 | 0
1FK7042-5AF21-1TG0 |  | 1FK7042-5AF21-1TG0 | 1 | UN | 1 | 60 | X | D | N | N | 85015220 | 1 |  | 4.903 | KG | 885.3 | 885.3 | MC05 | MC05 | SIMOTICS S Synchronous servo motor 1FK7 Compact, DC link 300V 3.0Nm, 100K 3000rpm, 0.82kW Naturally cooled IM B5 (IM V1, IM V3) power/signal connectors Connector can be rotated by 270Â° RESOLVER 2-POLE (RESOLVER P=1); PLAIN SHAFT, TOLERANCE N; W/O HOLDING BRAKE DEGREE OF PROTECTION IP64 | - | 0 | 0
1FK7042-5AF21-1TG2 |  | 1FK7042-5AF21-1TG2 | 1 | UN | 1 | 60 | X | D | N | N | 85015220 | 1 |  | 4.903 | KG | 961.27 | 961.27 | MC05 | MC05 | SIMOTICS S Synchronous servo motor 1FK7 Compact, DC link 300V 3.0Nm, 100K 3000rpm, 0.82kW Naturally cooled IM B5 (IM V1, IM V3) power/signal connectors Connector can be rotated by 270Â° RESOLVER 2-POLE (RESOLVER P=1); PLAIN SHAFT, TOLERANCE N; W/O HOLDING BRAKE DEGREE OF PROTECTION IP65 FLANGE ON DRIVE END IP67 | - | 0 | 0
1FK7042-5AF21-1TG3 |  | 1FK7042-5AF21-1TG3 | 1 | UN | 1 | 60 | X | D | N | N | 85015220 | 1 |  | 4.903 | KG | 922.11 | 922.11 | MC05 | MC05 | SIMOTICS S Synchronous servo motor 1FK7 Compact, DC link 300V 3.0Nm, 100K 3000rpm, 0.82kW Naturally cooled IM B5 (IM V1, IM V3) power/signal connectors Connector can be rotated by 270Â° RESOLVER 2-POLE (RESOLVER P=1); PLAIN SHAFT, TOLERANCE N; W/O HOLDING BRAKE DEGREE OF PROTECTION IP64; PAINT FINISH RAL7016 | - | 0 | 0
1FK7042-5AF21-1TG5 |  | 1FK7042-5AF21-1TG5 | 1 | UN | 1 | 60 | X | D | N | N | 85015220 | 1 |  | 4.903 | KG | 998.06 | 998.06 | MC05 | MC05 | SIMOTICS S Synchronous servo motor 1FK7 Compact, DC link 300V 3.0Nm, 100K 3000rpm, 0.82kW Naturally cooled IM B5 (IM V1, IM V3) power/signal connectors Connector can be rotated by 270Â° RESOLVER 2-POLE (RESOLVER P=1); PLAIN SHAFT, TOLERANCE N; W/O HOLDING BRAKE DEGREE OF PROTECTION IP65 AS FLANGE IP67; PAINT FINISH RAL7016 | - | 0 | 0
1FK7042-5AF21-1TG8 |  | 1FK7042-5AF21-1TG8 | 1 | UN | 1 | 60 | X | D | N | N | 85015220 | 1 |  | 4.903 | KG | 1079.27 | 1079.27 | MC05 | MC05 | SIMOTICS S Synchronous servo motor 1FK7 Compact, DC link 300V 3.0Nm, 100K 3000rpm, 0.82kW Naturally cooled IM B5 (IM V1, IM V3) power/signal connectors Connector can be rotated by 270Â° RESOLVER 2-POLE (RESOLVER P=1); PLAIN SHAFT, TOLERANCE N; W/O HOLDING BRAKE DEGREE OF PROTECTION IP65 IP67 D-END FLANGE; RAL7016 COATING; METALLIC RATING PLATE AT MOTOR | - | 0 | 0
1FK7042-5AF21-1TH0 |  | 1FK7042-5AF21-1TH0 | 1 | UN | 1 | 60 | X | D | N | N | 85015220 | 1 |  | 5.502 | KG | 1095.43 | 1095.43 | MC05 | MC05 | SIMOTICS S Synchronous servo motor 1FK7 Compact, DC link 300V 3.0Nm, 100K 3000rpm, 0.82kW Naturally cooled IM B5 (IM V1, IM V3) power/signal connectors Connector can be rotated by 270Â° RESOLVER 2-POLE (RESOLVER P=1); PLAIN SHAFT, TOLERANCE N; WITH HOLDING BRAKE DEGREE OF PROTECTION IP64 | - | 0 | 0
1FK7042-5AF21-1TH2 |  | 1FK7042-5AF21-1TH2 | 1 | UN | 1 | 60 | X | D | N | N | 85015220 | 1 |  | 5.502 | KG | 1171.4 | 1171.4 | MC05 | MC05 | SIMOTICS S Synchronous servo motor 1FK7 Compact, DC link 300V 3.0Nm, 100K 3000rpm, 0.82kW Naturally cooled IM B5 (IM V1, IM V3) power/signal connectors Connector can be rotated by 270Â° RESOLVER 2-POLE (RESOLVER P=1); PLAIN SHAFT, TOLERANCE N; WITH HOLDING BRAKE DEGREE OF PROTECTION IP65 FLANGE ON DRIVE END IP67 | - | 0 | 0
1FK7042-5AF21-1TH3 |  | 1FK7042-5AF21-1TH3 | 1 | UN | 1 | 60 | X | D | N | N | 85015220 | 1 |  | 5.502 | KG | 1132.24 | 1132.24 | MC05 | MC05 | SIMOTICS S Synchronous servo motor 1FK7 Compact, DC link 300V 3.0Nm, 100K 3000rpm, 0.82kW Naturally cooled IM B5 (IM V1, IM V3) power/signal connectors Connector can be rotated by 270Â° RESOLVER 2-POLE (RESOLVER P=1); PLAIN SHAFT, TOLERANCE N; WITH HOLDING BRAKE DEGREE OF PROTECTION IP64; PAINT FINISH RAL7016 | - | 0 | 0
1FK7042-5AF21-1TH5 |  | 1FK7042-5AF21-1TH5 | 1 | UN | 1 | 60 | X | D | N | N | 85015220 | 1 |  | 5.502 | KG | 1208.19 | 1208.19 | MC05 | MC05 | SIMOTICS S Synchronous servo motor 1FK7 Compact, DC link 300V 3.0Nm, 100K 3000rpm, 0.82kW Naturally cooled IM B5 (IM V1, IM V3) power/signal connectors Connector can be rotated by 270Â° RESOLVER 2-POLE (RESOLVER P=1); PLAIN SHAFT, TOLERANCE N; WITH HOLDING BRAKE DEGREE OF PROTECTION IP65 AS FLANGE IP67; PAINT FINISH RAL7016 | - | 0 | 0
1FK7042-5AF21-1TH8 |  | 1FK7042-5AF21-1TH8 | 1 | UN | 1 | 60 | X | D | N | N | 85015220 | 1 |  | 5.502 | KG | 1289.4 | 1289.4 | MC05 | MC05 | SIMOTICS S Synchronous servo motor 1FK7 Compact, DC link 300V 3.0Nm, 100K 3000rpm, 0.82kW Naturally cooled IM B5 (IM V1, IM V3) power/signal connectors Connector can be rotated by 270Â° RESOLVER 2-POLE (RESOLVER P=1); PLAIN SHAFT, TOLERANCE N; WITH HOLDING BRAKE DEGREE OF PROTECTION IP65 IP67 D-END FLANGE; RAL7016 COATING; METALLIC RATING PLATE AT MOTOR | - | 0 | 0
1FK7042-5AF21-1UA0 |  | 1FK7042-5AF21-1UA0 | 1 | UN | 1 | 60 | X | D | N | N | 85015220 | 1 |  | 4.903 | KG | 1151.09 | 1151.09 | MC05 | MC05 | SIMOTICS S Synchronous servo motor 1FK7 Compact, DC link 300V 3.0Nm, 100K 3000rpm, 0.82kW Naturally cooled IM B5 (IM V1, IM V3) power/signal connectors Connector can be rotated by 270Â° RESOLVER MULTI-POLE (RESOLVER P=4); WITH DRIVE-CLIQ INTERFACE; SHAFT WITH FITTED KEY, TOLERANCE N; W/O HOLDING BRAKE DEGREE OF PROTECTION IP64 | - | 0 | 0
1FK7042-5AF21-1UA2 |  | 1FK7042-5AF21-1UA2 | 1 | UN | 1 | 60 | X | D | N | N | 85015220 | 1 |  | 4.903 | KG | 1227.06 | 1227.06 | MC05 | MC05 | SIMOTICS S Synchronous servo motor 1FK7 Compact, DC link 300V 3.0Nm, 100K 3000rpm, 0.82kW Naturally cooled IM B5 (IM V1, IM V3) power/signal connectors Connector can be rotated by 270Â° RESOLVER MULTI-POLE (RESOLVER P=4); WITH DRIVE-CLIQ INTERFACE; SHAFT WITH FITTED KEY, TOLERANCE N; W/O HOLDING BRAKE DEGREE OF PROTECTION IP65 FLANGE ON DRIVE END IP67 | - | 0 | 0
1FK7042-5AF21-1UA3 |  | 1FK7042-5AF21-1UA3 | 1 | UN | 1 | 60 | X | D | N | N | 85015220 | 1 |  | 4.903 | KG | 1187.9 | 1187.9 | MC05 | MC05 | SIMOTICS S Synchronous servo motor 1FK7 Compact, DC link 300V 3.0Nm, 100K 3000rpm, 0.82kW Naturally cooled IM B5 (IM V1, IM V3) power/signal connectors Connector can be rotated by 270Â° RESOLVER MULTI-POLE (RESOLVER P=4); WITH DRIVE-CLIQ INTERFACE; SHAFT WITH FITTED KEY, TOLERANCE N; W/O HOLDING BRAKE DEGREE OF PROTECTION IP64; PAINT FINISH RAL7016 | - | 0 | 0
1FK7042-5AF21-1UA5 |  | 1FK7042-5AF21-1UA5 | 1 | UN | 1 | 60 | X | D | N | N | 85015220 | 1 |  | 4.903 | KG | 1263.85 | 1263.85 | MC05 | MC05 | SIMOTICS S Synchronous servo motor 1FK7 Compact, DC link 300V 3.0Nm, 100K 3000rpm, 0.82kW Naturally cooled IM B5 (IM V1, IM V3) power/signal connectors Connector can be rotated by 270Â° RESOLVER MULTI-POLE (RESOLVER P=4); WITH DRIVE-CLIQ INTERFACE; SHAFT WITH FITTED KEY, TOLERANCE N; W/O HOLDING BRAKE DEGREE OF PROTECTION IP65 AS FLANGE IP67; PAINT FINISH RAL7016 | - | 0 | 0
1FK7042-5AF21-1UA8 |  | 1FK7042-5AF21-1UA8 | 1 | UN | 1 | 60 | X | D | N | N | 85015220 | 1 |  | 4.903 | KG | 1345.06 | 1345.06 | MC05 | MC05 | SIMOTICS S Synchronous servo motor 1FK7 Compact, DC link 300V 3.0Nm, 100K 3000rpm, 0.82kW Naturally cooled IM B5 (IM V1, IM V3) power/signal connectors Connector can be rotated by 270Â° RESOLVER MULTI-POLE (RESOLVER P=4); WITH DRIVE-CLIQ INTERFACE; SHAFT WITH FITTED KEY, TOLERANCE N; W/O HOLDING BRAKE DEGREE OF PROTECTION IP65 IP67 D-END FLANGE; RAL7016 COATING; METALLIC RATING PLATE AT MOTOR | - | 0 | 0
1FK7042-5AF21-1UB0 |  | 1FK7042-5AF21-1UB0 | 1 | UN | 1 | 60 | X | D | N | N | 85015220 | 1 |  | 5.502 | KG | 1363.03 | 1363.03 | MC05 | MC05 | SIMOTICS S Synchronous servo motor 1FK7 Compact, DC link 300V 3.0Nm, 100K 3000rpm, 0.82kW Naturally cooled IM B5 (IM V1, IM V3) power/signal connectors Connector can be rotated by 270Â° RESOLVER MULTI-POLE (RESOLVER P=4); WITH DRIVE-CLIQ INTERFACE; SHAFT WITH FITTED KEY, TOLERANCE N; WITH HOLDING BRAKE DEGREE OF PROTECTION IP64 | - | 0 | 0
1FK7042-5AF21-1UB2 |  | 1FK7042-5AF21-1UB2 | 1 | UN | 1 | 60 | X | D | N | N | 85015220 | 1 |  | 5.502 | KG | 1439 | 1439 | MC05 | MC05 | SIMOTICS S Synchronous servo motor 1FK7 Compact, DC link 300V 3.0Nm, 100K 3000rpm, 0.82kW Naturally cooled IM B5 (IM V1, IM V3) power/signal connectors Connector can be rotated by 270Â° RESOLVER MULTI-POLE (RESOLVER P=4); WITH DRIVE-CLIQ INTERFACE; SHAFT WITH FITTED KEY, TOLERANCE N; WITH HOLDING BRAKE DEGREE OF PROTECTION IP65 FLANGE ON DRIVE END IP67 | - | 0 | 0
1FK7042-5AF21-1UB3 |  | 1FK7042-5AF21-1UB3 | 1 | UN | 1 | 60 | X | D | N | N | 85015220 | 1 |  | 5.502 | KG | 1399.84 | 1399.84 | MC05 | MC05 | SIMOTICS S Synchronous servo motor 1FK7 Compact, DC link 300V 3.0Nm, 100K 3000rpm, 0.82kW Naturally cooled IM B5 (IM V1, IM V3) power/signal connectors Connector can be rotated by 270Â° RESOLVER MULTI-POLE (RESOLVER P=4); WITH DRIVE-CLIQ INTERFACE; SHAFT WITH FITTED KEY, TOLERANCE N; WITH HOLDING BRAKE DEGREE OF PROTECTION IP64; PAINT FINISH RAL7016 | - | 0 | 0
1FK7042-5AF21-1UB5 |  | 1FK7042-5AF21-1UB5 | 1 | UN | 1 | 60 | X | D | N | N | 85015220 | 1 |  | 5.502 | KG | 1475.79 | 1475.79 | MC05 | MC05 | SIMOTICS S Synchronous servo motor 1FK7 Compact, DC link 300V 3.0Nm, 100K 3000rpm, 0.82kW Naturally cooled IM B5 (IM V1, IM V3) power/signal connectors Connector can be rotated by 270Â° RESOLVER MULTI-POLE (RESOLVER P=4); WITH DRIVE-CLIQ INTERFACE; SHAFT WITH FITTED KEY, TOLERANCE N; WITH HOLDING BRAKE DEGREE OF PROTECTION IP65 AS FLANGE IP67; PAINT FINISH RAL7016 | - | 0 | 0
1FK7042-5AF21-1UB8 |  | 1FK7042-5AF21-1UB8 | 1 | UN | 1 | 60 | X | D | N | N | 85015220 | 1 |  | 5.502 | KG | 1557 | 1557 | MC05 | MC05 | SIMOTICS S Synchronous servo motor 1FK7 Compact, DC link 300V 3.0Nm, 100K 3000rpm, 0.82kW Naturally cooled IM B5 (IM V1, IM V3) power/signal connectors Connector can be rotated by 270Â° RESOLVER MULTI-POLE (RESOLVER P=4); WITH DRIVE-CLIQ INTERFACE; SHAFT WITH FITTED KEY, TOLERANCE N; WITH HOLDING BRAKE DEGREE OF PROTECTION IP65 IP67 D-END FLANGE; RAL7016 COATING; METALLIC RATING PLATE AT MOTOR | - | 0 | 0
1FK7042-5AF21-1UG0 |  | 1FK7042-5AF21-1UG0 | 1 | UN | 1 | 60 | X | D | N | N | 85015220 | 1 |  | 4.903 | KG | 1081.04 | 1081.04 | MC05 | MC05 | SIMOTICS S Synchronous servo motor 1FK7 Compact, DC link 300V 3.0Nm, 100K 3000rpm, 0.82kW Naturally cooled IM B5 (IM V1, IM V3) power/signal connectors Connector can be rotated by 270Â° RESOLVER MULTI-POLE (RESOLVER P=4); WITH DRIVE-CLIQ INTERFACE; PLAIN SHAFT, TOLERANCE N; W/O HOLDING BRAKE DEGREE OF PROTECTION IP64 | - | 0 | 0
1FK7042-5AF21-1UG2 |  | 1FK7042-5AF21-1UG2 | 1 | UN | 1 | 60 | X | D | N | N | 85015220 | 1 |  | 4.903 | KG | 1157.01 | 1157.01 | MC05 | MC05 | SIMOTICS S Synchronous servo motor 1FK7 Compact, DC link 300V 3.0Nm, 100K 3000rpm, 0.82kW Naturally cooled IM B5 (IM V1, IM V3) power/signal connectors Connector can be rotated by 270Â° RESOLVER MULTI-POLE (RESOLVER P=4); WITH DRIVE-CLIQ INTERFACE; PLAIN SHAFT, TOLERANCE N; W/O HOLDING BRAKE DEGREE OF PROTECTION IP65 FLANGE ON DRIVE END IP67 | - | 0 | 0
1FK7042-5AF21-1UG3 |  | 1FK7042-5AF21-1UG3 | 1 | UN | 1 | 60 | X | D | N | N | 85015220 | 1 |  | 4.903 | KG | 1117.85 | 1117.85 | MC05 | MC05 | SIMOTICS S Synchronous servo motor 1FK7 Compact, DC link 300V 3.0Nm, 100K 3000rpm, 0.82kW Naturally cooled IM B5 (IM V1, IM V3) power/signal connectors Connector can be rotated by 270Â° RESOLVER MULTI-POLE (RESOLVER P=4); WITH DRIVE-CLIQ INTERFACE; PLAIN SHAFT, TOLERANCE N; W/O HOLDING BRAKE DEGREE OF PROTECTION IP64; PAINT FINISH RAL7016 | - | 0 | 0
1FK7042-5AF21-1UG5 |  | 1FK7042-5AF21-1UG5 | 1 | UN | 1 | 60 | X | D | N | N | 85015220 | 1 |  | 4.903 | KG | 1193.8 | 1193.8 | MC05 | MC05 | SIMOTICS S Synchronous servo motor 1FK7 Compact, DC link 300V 3.0Nm, 100K 3000rpm, 0.82kW Naturally cooled IM B5 (IM V1, IM V3) power/signal connectors Connector can be rotated by 270Â° RESOLVER MULTI-POLE (RESOLVER P=4); WITH DRIVE-CLIQ INTERFACE; PLAIN SHAFT, TOLERANCE N; W/O HOLDING BRAKE DEGREE OF PROTECTION IP65 AS FLANGE IP67; PAINT FINISH RAL7016 | - | 0 | 0
1FK7042-5AF21-1UG8 |  | 1FK7042-5AF21-1UG8 | 1 | UN | 1 | 60 | X | D | N | N | 85015220 | 1 |  | 4.903 | KG | 1275.01 | 1275.01 | MC05 | MC05 | SIMOTICS S Synchronous servo motor 1FK7 Compact, DC link 300V 3.0Nm, 100K 3000rpm, 0.82kW Naturally cooled IM B5 (IM V1, IM V3) power/signal connectors Connector can be rotated by 270Â° RESOLVER MULTI-POLE (RESOLVER P=4); WITH DRIVE-CLIQ INTERFACE; PLAIN SHAFT, TOLERANCE N; W/O HOLDING BRAKE DEGREE OF PROTECTION IP65 IP67 D-END FLANGE; RAL7016 COATING; METALLIC RATING PLATE AT MOTOR | - | 0 | 0
1FK7042-5AF21-1UH0 |  | 1FK7042-5AF21-1UH0 | 1 | UN | 1 | 60 | X | D | N | N | 85015220 | 1 |  | 5.502 | KG | 1291.17 | 1291.17 | MC05 | MC05 | SIMOTICS S Synchronous servo motor 1FK7 Compact, DC link 300V 3.0Nm, 100K 3000rpm, 0.82kW Naturally cooled IM B5 (IM V1, IM V3) power/signal connectors Connector can be rotated by 270Â° RESOLVER MULTI-POLE (RESOLVER P=4); WITH DRIVE-CLIQ INTERFACE; PLAIN SHAFT, TOLERANCE N; WITH HOLDING BRAKE DEGREE OF PROTECTION IP64 | - | 0 | 0
1FK7042-5AF21-1UH2 |  | 1FK7042-5AF21-1UH2 | 1 | UN | 1 | 60 | X | D | N | N | 85015220 | 1 |  | 5.502 | KG | 1367.14 | 1367.14 | MC05 | MC05 | SIMOTICS S Synchronous servo motor 1FK7 Compact, DC link 300V 3.0Nm, 100K 3000rpm, 0.82kW Naturally cooled IM B5 (IM V1, IM V3) power/signal connectors Connector can be rotated by 270Â° RESOLVER MULTI-POLE (RESOLVER P=4); WITH DRIVE-CLIQ INTERFACE; PLAIN SHAFT, TOLERANCE N; WITH HOLDING BRAKE DEGREE OF PROTECTION IP65 FLANGE ON DRIVE END IP67 | - | 0 | 0
1FK7042-5AF21-1UH3 |  | 1FK7042-5AF21-1UH3 | 1 | UN | 1 | 60 | X | D | N | N | 85015220 | 1 |  | 5.502 | KG | 1327.98 | 1327.98 | MC05 | MC05 | SIMOTICS S Synchronous servo motor 1FK7 Compact, DC link 300V 3.0Nm, 100K 3000rpm, 0.82kW Naturally cooled IM B5 (IM V1, IM V3) power/signal connectors Connector can be rotated by 270Â° RESOLVER MULTI-POLE (RESOLVER P=4); WITH DRIVE-CLIQ INTERFACE; PLAIN SHAFT, TOLERANCE N; WITH HOLDING BRAKE DEGREE OF PROTECTION IP64; PAINT FINISH RAL7016 | - | 0 | 0
1FK7042-5AF21-1UH5 |  | 1FK7042-5AF21-1UH5 | 1 | UN | 1 | 60 | X | D | N | N | 85015220 | 1 |  | 5.502 | KG | 1403.93 | 1403.93 | MC05 | MC05 | SIMOTICS S Synchronous servo motor 1FK7 Compact, DC link 300V 3.0Nm, 100K 3000rpm, 0.82kW Naturally cooled IM B5 (IM V1, IM V3) power/signal connectors Connector can be rotated by 270Â° RESOLVER MULTI-POLE (RESOLVER P=4); WITH DRIVE-CLIQ INTERFACE; PLAIN SHAFT, TOLERANCE N; WITH HOLDING BRAKE DEGREE OF PROTECTION IP65 AS FLANGE IP67; PAINT FINISH RAL7016 | - | 0 | 0
1FK7042-5AF21-1UH8 |  | 1FK7042-5AF21-1UH8 | 1 | UN | 1 | 60 | X | D | N | N | 85015220 | 1 |  | 5.502 | KG | 1485.14 | 1485.14 | MC05 | MC05 | SIMOTICS S Synchronous servo motor 1FK7 Compact, DC link 300V 3.0Nm, 100K 3000rpm, 0.82kW Naturally cooled IM B5 (IM V1, IM V3) power/signal connectors Connector can be rotated by 270Â° RESOLVER MULTI-POLE (RESOLVER P=4); WITH DRIVE-CLIQ INTERFACE; PLAIN SHAFT, TOLERANCE N; WITH HOLDING BRAKE DEGREE OF PROTECTION IP65 IP67 D-END FLANGE; RAL7016 COATING; METALLIC RATING PLATE AT MOTOR | - | 0 | 0
1FK7042-5AF71-1AA0 |  | 1FK7042-5AF71-1AA0 | 1 | UN | 1 | 60 | X | D | N | N | 85015220 | 1 | 4025515016038 | 4.903 | KG | 1431.23 | 1431.23 | MC05 | MC05 | SIMOTICS S Synchronous servo motor 1FK7 Compact 3.0Nm, 100K 3000rpm, 0.82kW Naturally cooled IM B5 (IM V1, IM V3) power/signal connectors Connector can be rotated by 270Â° INCREM. ENCODER, SIN/COS 1 VPP 2048 P/REV (ENCODER I-2048); SHAFT WITH FITTED KEY, TOLERANCE N; W/O HOLDING BRAKE DEGREE OF PROTECTION IP64 | - | 0 | 7
1FK7042-5AF71-1AA2 |  | 1FK7042-5AF71-1AA2 | 1 | UN | 1 | 60 | X | D | N | N | 85015220 | 1 |  | 4.903 | KG | 1507.2 | 1507.2 | MC05 | MC05 | SIMOTICS S Synchronous servo motor 1FK7 Compact 3.0Nm, 100K 3000rpm, 0.82kW Naturally cooled IM B5 (IM V1, IM V3) power/signal connectors Connector can be rotated by 270Â° INCREM. ENCODER, SIN/COS 1 VPP 2048 P/REV (ENCODER I-2048); SHAFT WITH FITTED KEY, TOLERANCE N; W/O HOLDING BRAKE DEGREE OF PROTECTION IP65 FLANGE ON DRIVE END IP67 | - | 0 | 0
1FK7042-5AF71-1AA3 |  | 1FK7042-5AF71-1AA3 | 1 | UN | 1 | 60 | X | D | N | N | 85015220 | 1 |  | 4.903 | KG | 1468.04 | 1468.04 | MC05 | MC05 | SIMOTICS S Synchronous servo motor 1FK7 Compact 3.0Nm, 100K 3000rpm, 0.82kW Naturally cooled IM B5 (IM V1, IM V3) power/signal connectors Connector can be rotated by 270Â° INCREM. ENCODER, SIN/COS 1 VPP 2048 P/REV (ENCODER I-2048); SHAFT WITH FITTED KEY, TOLERANCE N; W/O HOLDING BRAKE DEGREE OF PROTECTION IP64; PAINT FINISH RAL7016 | - | 0 | 0
1FK7042-5AF71-1AA5 |  | 1FK7042-5AF71-1AA5 | 1 | UN | 1 | 60 | X | D | N | N | 85015220 | 1 |  | 4.903 | KG | 1543.99 | 1543.99 | MC05 | MC05 | SIMOTICS S Synchronous servo motor 1FK7 Compact 3.0Nm, 100K 3000rpm, 0.82kW Naturally cooled IM B5 (IM V1, IM V3) power/signal connectors Connector can be rotated by 270Â° INCREM. ENCODER, SIN/COS 1 VPP 2048 P/REV (ENCODER I-2048); SHAFT WITH FITTED KEY, TOLERANCE N; W/O HOLDING BRAKE DEGREE OF PROTECTION IP65 AS FLANGE IP67; PAINT FINISH RAL7016 | - | 0 | 0
1FK7042-5AF71-1AA8 |  | 1FK7042-5AF71-1AA8 | 1 | UN | 1 | 60 | X | D | N | N | 85015220 | 1 |  | 4.903 | KG | 1625.2 | 1625.2 | MC05 | MC05 | SIMOTICS S Synchronous servo motor 1FK7 Compact 3.0Nm, 100K 3000rpm, 0.82kW Naturally cooled IM B5 (IM V1, IM V3) power/signal connectors Connector can be rotated by 270Â° INCREM. ENCODER, SIN/COS 1 VPP 2048 P/REV (ENCODER I-2048); SHAFT WITH FITTED KEY, TOLERANCE N; W/O HOLDING BRAKE DEGREE OF PROTECTION IP65 IP67 D-END FLANGE; RAL7016 COATING; METALLIC RATING PLATE AT MOTOR | - | 0 | 0
1FK7042-5AF71-1AB0 |  | 1FK7042-5AF71-1AB0 | 1 | UN | 1 | 60 | X | D | N | N | 85015220 | 1 | 4025515016045 | 5.502 | KG | 1643.17 | 1643.17 | MC05 | MC05 | SIMOTICS S Synchronous servo motor 1FK7 Compact 3.0Nm, 100K 3000rpm, 0.82kW Naturally cooled IM B5 (IM V1, IM V3) power/signal connectors Connector can be rotated by 270Â° INCREM. ENCODER, SIN/COS 1 VPP 2048 P/REV (ENCODER I-2048); SHAFT WITH FITTED KEY, TOLERANCE N; WITH HOLDING BRAKE DEGREE OF PROTECTION IP64 | - | 0 | 7
1FK7042-5AF71-1AB2 |  | 1FK7042-5AF71-1AB2 | 1 | UN | 1 | 60 | X | D | N | N | 85015220 | 1 |  | 5.502 | KG | 1719.14 | 1719.14 | MC05 | MC05 | SIMOTICS S Synchronous servo motor 1FK7 Compact 3.0Nm, 100K 3000rpm, 0.82kW Naturally cooled IM B5 (IM V1, IM V3) power/signal connectors Connector can be rotated by 270Â° INCREM. ENCODER, SIN/COS 1 VPP 2048 P/REV (ENCODER I-2048); SHAFT WITH FITTED KEY, TOLERANCE N; WITH HOLDING BRAKE DEGREE OF PROTECTION IP65 FLANGE ON DRIVE END IP67 | - | 0 | 0
1FK7042-5AF71-1AB3 |  | 1FK7042-5AF71-1AB3 | 1 | UN | 1 | 60 | X | D | N | N | 85015220 | 1 |  | 5.502 | KG | 1679.98 | 1679.98 | MC05 | MC05 | SIMOTICS S Synchronous servo motor 1FK7 Compact 3.0Nm, 100K 3000rpm, 0.82kW Naturally cooled IM B5 (IM V1, IM V3) power/signal connectors Connector can be rotated by 270Â° INCREM. ENCODER, SIN/COS 1 VPP 2048 P/REV (ENCODER I-2048); SHAFT WITH FITTED KEY, TOLERANCE N; WITH HOLDING BRAKE DEGREE OF PROTECTION IP64; PAINT FINISH RAL7016 | - | 0 | 0
1FK7042-5AF71-1AB5 |  | 1FK7042-5AF71-1AB5 | 1 | UN | 1 | 60 | X | D | N | N | 85015220 | 1 |  | 5.502 | KG | 1755.93 | 1755.93 | MC05 | MC05 | SIMOTICS S Synchronous servo motor 1FK7 Compact 3.0Nm, 100K 3000rpm, 0.82kW Naturally cooled IM B5 (IM V1, IM V3) power/signal connectors Connector can be rotated by 270Â° INCREM. ENCODER, SIN/COS 1 VPP 2048 P/REV (ENCODER I-2048); SHAFT WITH FITTED KEY, TOLERANCE N; WITH HOLDING BRAKE DEGREE OF PROTECTION IP65 AS FLANGE IP67; PAINT FINISH RAL7016 | - | 0 | 0
1FK7042-5AF71-1AB8 |  | 1FK7042-5AF71-1AB8 | 1 | UN | 1 | 60 | X | D | N | N | 85015220 | 1 |  | 5.502 | KG | 1837.14 | 1837.14 | MC05 | MC05 | SIMOTICS S Synchronous servo motor 1FK7 Compact 3.0Nm, 100K 3000rpm, 0.82kW Naturally cooled IM B5 (IM V1, IM V3) power/signal connectors Connector can be rotated by 270Â° INCREM. ENCODER, SIN/COS 1 VPP 2048 P/REV (ENCODER I-2048); SHAFT WITH FITTED KEY, TOLERANCE N; WITH HOLDING BRAKE DEGREE OF PROTECTION IP65 IP67 D-END FLANGE; RAL7016 COATING; METALLIC RATING PLATE AT MOTOR | - | 0 | 0
1FK7042-5AF71-1AG0 |  | 1FK7042-5AF71-1AG0 | 1 | UN | 1 | 60 | X | D | N | N | 85015220 | 1 | 4025515016052 | 4.903 | KG | 1361.18 | 1361.18 | MC05 | MC05 | SIMOTICS S Synchronous servo motor 1FK7 Compact 3.0Nm, 100K 3000rpm, 0.82kW Naturally cooled IM B5 (IM V1, IM V3) power/signal connectors Connector can be rotated by 270Â° INCREM. ENCODER, SIN/COS 1 VPP 2048 P/REV (ENCODER I-2048); PLAIN SHAFT, TOLERANCE N; W/O HOLDING BRAKE DEGREE OF PROTECTION IP64 | - | 0 | 7
1FK7042-5AF71-1AG2 |  | 1FK7042-5AF71-1AG2 | 1 | UN | 1 | 60 | X | D | N | N | 85015220 | 1 |  | 4.903 | KG | 1437.15 | 1437.15 | MC05 | MC05 | SIMOTICS S Synchronous servo motor 1FK7 Compact 3.0Nm, 100K 3000rpm, 0.82kW Naturally cooled IM B5 (IM V1, IM V3) power/signal connectors Connector can be rotated by 270Â° INCREM. ENCODER, SIN/COS 1 VPP 2048 P/REV (ENCODER I-2048); PLAIN SHAFT, TOLERANCE N; W/O HOLDING BRAKE DEGREE OF PROTECTION IP65 FLANGE ON DRIVE END IP67 | - | 0 | 0
1FK7042-5AF71-1AG3 |  | 1FK7042-5AF71-1AG3 | 1 | UN | 1 | 60 | X | D | N | N | 85015220 | 1 |  | 4.903 | KG | 1397.99 | 1397.99 | MC05 | MC05 | SIMOTICS S Synchronous servo motor 1FK7 Compact 3.0Nm, 100K 3000rpm, 0.82kW Naturally cooled IM B5 (IM V1, IM V3) power/signal connectors Connector can be rotated by 270Â° INCREM. ENCODER, SIN/COS 1 VPP 2048 P/REV (ENCODER I-2048); PLAIN SHAFT, TOLERANCE N; W/O HOLDING BRAKE DEGREE OF PROTECTION IP64; PAINT FINISH RAL7016 | - | 0 | 0
1FK7042-5AF71-1AG5 |  | 1FK7042-5AF71-1AG5 | 1 | UN | 1 | 60 | X | D | N | N | 85015220 | 1 |  | 4.903 | KG | 1473.94 | 1473.94 | MC05 | MC05 | SIMOTICS S Synchronous servo motor 1FK7 Compact 3.0Nm, 100K 3000rpm, 0.82kW Naturally cooled IM B5 (IM V1, IM V3) power/signal connectors Connector can be rotated by 270Â° INCREM. ENCODER, SIN/COS 1 VPP 2048 P/REV (ENCODER I-2048); PLAIN SHAFT, TOLERANCE N; W/O HOLDING BRAKE DEGREE OF PROTECTION IP65 AS FLANGE IP67; PAINT FINISH RAL7016 | - | 0 | 0
1FK7042-5AF71-1AG8 |  | 1FK7042-5AF71-1AG8 | 1 | UN | 1 | 60 | X | D | N | N | 85015220 | 1 |  | 4.903 | KG | 1555.15 | 1555.15 | MC05 | MC05 | SIMOTICS S Synchronous servo motor 1FK7 Compact 3.0Nm, 100K 3000rpm, 0.82kW Naturally cooled IM B5 (IM V1, IM V3) power/signal connectors Connector can be rotated by 270Â° INCREM. ENCODER, SIN/COS 1 VPP 2048 P/REV (ENCODER I-2048); PLAIN SHAFT, TOLERANCE N; W/O HOLDING BRAKE DEGREE OF PROTECTION IP65 IP67 D-END FLANGE; RAL7016 COATING; METALLIC RATING PLATE AT MOTOR | - | 0 | 0
1FK7042-5AF71-1AH0 |  | 1FK7042-5AF71-1AH0 | 1 | UN | 1 | 60 | X | D | N | N | 85015220 | 1 | 4019169392709 | 5.502 | KG | 1571.31 | 1571.31 | MC05 | MC05 | SIMOTICS S Synchronous servo motor 1FK7 Compact 3.0Nm, 100K 3000rpm, 0.82kW Naturally cooled IM B5 (IM V1, IM V3) power/signal connectors Connector can be rotated by 270Â° INCREM. ENCODER, SIN/COS 1 VPP 2048 P/REV (ENCODER I-2048); PLAIN SHAFT, TOLERANCE N; WITH HOLDING BRAKE DEGREE OF PROTECTION IP64 | - | 0 | 7
1FK7042-5AF71-1AH2 |  | 1FK7042-5AF71-1AH2 | 1 | UN | 1 | 60 | X | D | N | N | 85015220 | 1 |  | 5.502 | KG | 1647.28 | 1647.28 | MC05 | MC05 | SIMOTICS S Synchronous servo motor 1FK7 Compact 3.0Nm, 100K 3000rpm, 0.82kW Naturally cooled IM B5 (IM V1, IM V3) power/signal connectors Connector can be rotated by 270Â° INCREM. ENCODER, SIN/COS 1 VPP 2048 P/REV (ENCODER I-2048); PLAIN SHAFT, TOLERANCE N; WITH HOLDING BRAKE DEGREE OF PROTECTION IP65 FLANGE ON DRIVE END IP67 | - | 0 | 0
1FK7042-5AF71-1AH3 |  | 1FK7042-5AF71-1AH3 | 1 | UN | 1 | 60 | X | D | N | N | 85015220 | 1 |  | 5.502 | KG | 1608.12 | 1608.12 | MC05 | MC05 | SIMOTICS S Synchronous servo motor 1FK7 Compact 3.0Nm, 100K 3000rpm, 0.82kW Naturally cooled IM B5 (IM V1, IM V3) power/signal connectors Connector can be rotated by 270Â° INCREM. ENCODER, SIN/COS 1 VPP 2048 P/REV (ENCODER I-2048); PLAIN SHAFT, TOLERANCE N; WITH HOLDING BRAKE DEGREE OF PROTECTION IP64; PAINT FINISH RAL7016 | - | 0 | 0
1FK7042-5AF71-1AH5 |  | 1FK7042-5AF71-1AH5 | 1 | UN | 1 | 60 | X | D | N | N | 85015220 | 1 |  | 5.502 | KG | 1684.07 | 1684.07 | MC05 | MC05 | SIMOTICS S Synchronous servo motor 1FK7 Compact 3.0Nm, 100K 3000rpm, 0.82kW Naturally cooled IM B5 (IM V1, IM V3) power/signal connectors Connector can be rotated by 270Â° INCREM. ENCODER, SIN/COS 1 VPP 2048 P/REV (ENCODER I-2048); PLAIN SHAFT, TOLERANCE N; WITH HOLDING BRAKE DEGREE OF PROTECTION IP65 AS FLANGE IP67; PAINT FINISH RAL7016 | - | 0 | 0
1FK7042-5AF71-1AH8 |  | 1FK7042-5AF71-1AH8 | 1 | UN | 1 | 60 | X | D | N | N | 85015220 | 1 |  | 5.502 | KG | 1765.28 | 1765.28 | MC05 | MC05 | SIMOTICS S Synchronous servo motor 1FK7 Compact 3.0Nm, 100K 3000rpm, 0.82kW Naturally cooled IM B5 (IM V1, IM V3) power/signal connectors Connector can be rotated by 270Â° INCREM. ENCODER, SIN/COS 1 VPP 2048 P/REV (ENCODER I-2048); PLAIN SHAFT, TOLERANCE N; WITH HOLDING BRAKE DEGREE OF PROTECTION IP65 IP67 D-END FLANGE; RAL7016 COATING; METALLIC RATING PLATE AT MOTOR | - | 0 | 0
1FK7042-5AF71-1DA0 |  | 1FK7042-5AF71-1DA0 | 1 | UN | 1 | 60 | X | D | N | N | 85015220 | 1 |  | 4.903 | KG | 1627.02 | 1627.02 | MC05 | MC05 | SIMOTICS S Synchronous servo motor 1FK7 Compact 3.0Nm, 100K 3000rpm, 0.82kW Naturally cooled IM B5 (IM V1, IM V3) power/signal connectors Connector can be rotated by 270Â° INCREMENTAL ENCODER 2048 P/REV (ENCODER I-2048) WITH DRIVE-CLIQ INTERFACE; SHAFT WITH FITTED KEY, TOLERANCE N; W/O HOLDING BRAKE DEGREE OF PROTECTION IP64 | - | 0 | 0
1FK7042-5AF71-1DA2 |  | 1FK7042-5AF71-1DA2 | 1 | UN | 1 | 60 | X | D | N | N | 85015220 | 1 |  | 4.903 | KG | 1702.99 | 1702.99 | MC05 | MC05 | SIMOTICS S Synchronous servo motor 1FK7 Compact 3.0Nm, 100K 3000rpm, 0.82kW Naturally cooled IM B5 (IM V1, IM V3) power/signal connectors Connector can be rotated by 270Â° INCREMENTAL ENCODER 2048 P/REV (ENCODER I-2048) WITH DRIVE-CLIQ INTERFACE; SHAFT WITH FITTED KEY, TOLERANCE N; W/O HOLDING BRAKE DEGREE OF PROTECTION IP65 FLANGE ON DRIVE END IP67 | - | 0 | 0
1FK7042-5AF71-1DA3 |  | 1FK7042-5AF71-1DA3 | 1 | UN | 1 | 60 | X | D | N | N | 85015220 | 1 |  | 4.903 | KG | 1663.83 | 1663.83 | MC05 | MC05 | SIMOTICS S Synchronous servo motor 1FK7 Compact 3.0Nm, 100K 3000rpm, 0.82kW Naturally cooled IM B5 (IM V1, IM V3) power/signal connectors Connector can be rotated by 270Â° INCREMENTAL ENCODER 2048 P/REV (ENCODER I-2048) WITH DRIVE-CLIQ INTERFACE; SHAFT WITH FITTED KEY, TOLERANCE N; W/O HOLDING BRAKE DEGREE OF PROTECTION IP64; PAINT FINISH RAL7016 | - | 0 | 0
1FK7042-5AF71-1DA5 |  | 1FK7042-5AF71-1DA5 | 1 | UN | 1 | 60 | X | D | N | N | 85015220 | 1 |  | 4.903 | KG | 1739.78 | 1739.78 | MC05 | MC05 | SIMOTICS S Synchronous servo motor 1FK7 Compact 3.0Nm, 100K 3000rpm, 0.82kW Naturally cooled IM B5 (IM V1, IM V3) power/signal connectors Connector can be rotated by 270Â° INCREMENTAL ENCODER 2048 P/REV (ENCODER I-2048) WITH DRIVE-CLIQ INTERFACE; SHAFT WITH FITTED KEY, TOLERANCE N; W/O HOLDING BRAKE DEGREE OF PROTECTION IP65 AS FLANGE IP67; PAINT FINISH RAL7016 | - | 0 | 0
1FK7042-5AF71-1DA8 |  | 1FK7042-5AF71-1DA8 | 1 | UN | 1 | 60 | X | D | N | N | 85015220 | 1 |  | 4.903 | KG | 1820.99 | 1820.99 | MC05 | MC05 | SIMOTICS S Synchronous servo motor 1FK7 Compact 3.0Nm, 100K 3000rpm, 0.82kW Naturally cooled IM B5 (IM V1, IM V3) power/signal connectors Connector can be rotated by 270Â° INCREMENTAL ENCODER 2048 P/REV (ENCODER I-2048) WITH DRIVE-CLIQ INTERFACE; SHAFT WITH FITTED KEY, TOLERANCE N; W/O HOLDING BRAKE DEGREE OF PROTECTION IP65 IP67 D-END FLANGE; RAL7016 COATING; METALLIC RATING PLATE AT MOTOR | - | 0 | 0
1FK7042-5AF71-1DB0 |  | 1FK7042-5AF71-1DB0 | 1 | UN | 1 | 60 | X | D | N | N | 85015220 | 1 |  | 5.502 | KG | 1838.96 | 1838.96 | MC05 | MC05 | SIMOTICS S Synchronous servo motor 1FK7 Compact 3.0Nm, 100K 3000rpm, 0.82kW Naturally cooled IM B5 (IM V1, IM V3) power/signal connectors Connector can be rotated by 270Â° INCREMENTAL ENCODER 2048 P/REV (ENCODER I-2048) WITH DRIVE-CLIQ INTERFACE; SHAFT WITH FITTED KEY, TOLERANCE N; WITH HOLDING BRAKE DEGREE OF PROTECTION IP64 | - | 0 | 0
1FK7042-5AF71-1DB2 |  | 1FK7042-5AF71-1DB2 | 1 | UN | 1 | 60 | X | D | N | N | 85015220 | 1 |  | 5.502 | KG | 1914.93 | 1914.93 | MC05 | MC05 | SIMOTICS S Synchronous servo motor 1FK7 Compact 3.0Nm, 100K 3000rpm, 0.82kW Naturally cooled IM B5 (IM V1, IM V3) power/signal connectors Connector can be rotated by 270Â° INCREMENTAL ENCODER 2048 P/REV (ENCODER I-2048) WITH DRIVE-CLIQ INTERFACE; SHAFT WITH FITTED KEY, TOLERANCE N; WITH HOLDING BRAKE DEGREE OF PROTECTION IP65 FLANGE ON DRIVE END IP67 | - | 0 | 0
1FK7042-5AF71-1DB3 |  | 1FK7042-5AF71-1DB3 | 1 | UN | 1 | 60 | X | D | N | N | 85015220 | 1 |  | 5.502 | KG | 1875.77 | 1875.77 | MC05 | MC05 | SIMOTICS S Synchronous servo motor 1FK7 Compact 3.0Nm, 100K 3000rpm, 0.82kW Naturally cooled IM B5 (IM V1, IM V3) power/signal connectors Connector can be rotated by 270Â° INCREMENTAL ENCODER 2048 P/REV (ENCODER I-2048) WITH DRIVE-CLIQ INTERFACE; SHAFT WITH FITTED KEY, TOLERANCE N; WITH HOLDING BRAKE DEGREE OF PROTECTION IP64; PAINT FINISH RAL7016 | - | 0 | 0
1FK7042-5AF71-1DB5 |  | 1FK7042-5AF71-1DB5 | 1 | UN | 1 | 60 | X | D | N | N | 85015220 | 1 |  | 5.502 | KG | 1951.72 | 1951.72 | MC05 | MC05 | SIMOTICS S Synchronous servo motor 1FK7 Compact 3.0Nm, 100K 3000rpm, 0.82kW Naturally cooled IM B5 (IM V1, IM V3) power/signal connectors Connector can be rotated by 270Â° INCREMENTAL ENCODER 2048 P/REV (ENCODER I-2048) WITH DRIVE-CLIQ INTERFACE; SHAFT WITH FITTED KEY, TOLERANCE N; WITH HOLDING BRAKE DEGREE OF PROTECTION IP65 AS FLANGE IP67; PAINT FINISH RAL7016 | - | 0 | 0
1FK7042-5AF71-1DB8 |  | 1FK7042-5AF71-1DB8 | 1 | UN | 1 | 60 | X | D | N | N | 85015220 | 1 |  | 5.502 | KG | 2032.93 | 2032.93 | MC05 | MC05 | SIMOTICS S Synchronous servo motor 1FK7 Compact 3.0Nm, 100K 3000rpm, 0.82kW Naturally cooled IM B5 (IM V1, IM V3) power/signal connectors Connector can be rotated by 270Â° INCREMENTAL ENCODER 2048 P/REV (ENCODER I-2048) WITH DRIVE-CLIQ INTERFACE; SHAFT WITH FITTED KEY, TOLERANCE N; WITH HOLDING BRAKE DEGREE OF PROTECTION IP65 IP67 D-END FLANGE; RAL7016 COATING; METALLIC RATING PLATE AT MOTOR | - | 0 | 0
1FK7042-5AF71-1DG0 |  | 1FK7042-5AF71-1DG0 | 1 | UN | 1 | 60 | X | D | N | N | 85015220 | 1 |  | 4.903 | KG | 1556.97 | 1556.97 | MC05 | MC05 | SIMOTICS S Synchronous servo motor 1FK7 Compact 3.0Nm, 100K 3000rpm, 0.82kW Naturally cooled IM B5 (IM V1, IM V3) power/signal connectors Connector can be rotated by 270Â° INCREMENTAL ENCODER 2048 P/REV (ENCODER I-2048) WITH DRIVE-CLIQ INTERFACE; PLAIN SHAFT, TOLERANCE N; W/O HOLDING BRAKE DEGREE OF PROTECTION IP64 | - | 0 | 0
1FK7042-5AF71-1DG2 |  | 1FK7042-5AF71-1DG2 | 1 | UN | 1 | 60 | X | D | N | N | 85015220 | 1 |  | 4.903 | KG | 1632.94 | 1632.94 | MC05 | MC05 | SIMOTICS S Synchronous servo motor 1FK7 Compact 3.0Nm, 100K 3000rpm, 0.82kW Naturally cooled IM B5 (IM V1, IM V3) power/signal connectors Connector can be rotated by 270Â° INCREMENTAL ENCODER 2048 P/REV (ENCODER I-2048) WITH DRIVE-CLIQ INTERFACE; PLAIN SHAFT, TOLERANCE N; W/O HOLDING BRAKE DEGREE OF PROTECTION IP65 FLANGE ON DRIVE END IP67 | - | 0 | 0
1FK7042-5AF71-1DG3 |  | 1FK7042-5AF71-1DG3 | 1 | UN | 1 | 60 | X | D | N | N | 85015220 | 1 |  | 4.903 | KG | 1593.78 | 1593.78 | MC05 | MC05 | SIMOTICS S Synchronous servo motor 1FK7 Compact 3.0Nm, 100K 3000rpm, 0.82kW Naturally cooled IM B5 (IM V1, IM V3) power/signal connectors Connector can be rotated by 270Â° INCREMENTAL ENCODER 2048 P/REV (ENCODER I-2048) WITH DRIVE-CLIQ INTERFACE; PLAIN SHAFT, TOLERANCE N; W/O HOLDING BRAKE DEGREE OF PROTECTION IP64; PAINT FINISH RAL7016 | - | 0 | 0
1FK7042-5AF71-1DG5 |  | 1FK7042-5AF71-1DG5 | 1 | UN | 1 | 60 | X | D | N | N | 85015220 | 1 |  | 4.903 | KG | 1669.73 | 1669.73 | MC05 | MC05 | SIMOTICS S Synchronous servo motor 1FK7 Compact 3.0Nm, 100K 3000rpm, 0.82kW Naturally cooled IM B5 (IM V1, IM V3) power/signal connectors Connector can be rotated by 270Â° INCREMENTAL ENCODER 2048 P/REV (ENCODER I-2048) WITH DRIVE-CLIQ INTERFACE; PLAIN SHAFT, TOLERANCE N; W/O HOLDING BRAKE DEGREE OF PROTECTION IP65 AS FLANGE IP67; PAINT FINISH RAL7016 | - | 0 | 0
1FK7042-5AF71-1DG8 |  | 1FK7042-5AF71-1DG8 | 1 | UN | 1 | 60 | X | D | N | N | 85015220 | 1 |  | 4.903 | KG | 1750.94 | 1750.94 | MC05 | MC05 | SIMOTICS S Synchronous servo motor 1FK7 Compact 3.0Nm, 100K 3000rpm, 0.82kW Naturally cooled IM B5 (IM V1, IM V3) power/signal connectors Connector can be rotated by 270Â° INCREMENTAL ENCODER 2048 P/REV (ENCODER I-2048) WITH DRIVE-CLIQ INTERFACE; PLAIN SHAFT, TOLERANCE N; W/O HOLDING BRAKE DEGREE OF PROTECTION IP65 IP67 D-END FLANGE; RAL7016 COATING; METALLIC RATING PLATE AT MOTOR | - | 0 | 0
1FK7042-5AF71-1DH0 |  | 1FK7042-5AF71-1DH0 | 1 | UN | 1 | 60 | X | D | N | N | 85015220 | 1 |  | 5.502 | KG | 1767.1 | 1767.1 | MC05 | MC05 | SIMOTICS S Synchronous servo motor 1FK7 Compact 3.0Nm, 100K 3000rpm, 0.82kW Naturally cooled IM B5 (IM V1, IM V3) power/signal connectors Connector can be rotated by 270Â° INCREMENTAL ENCODER 2048 P/REV (ENCODER I-2048) WITH DRIVE-CLIQ INTERFACE; PLAIN SHAFT, TOLERANCE N; WITH HOLDING BRAKE DEGREE OF PROTECTION IP64 | - | 0 | 0
1FK7042-5AF71-1DH2 |  | 1FK7042-5AF71-1DH2 | 1 | UN | 1 | 60 | X | D | N | N | 85015220 | 1 |  | 5.502 | KG | 1843.07 | 1843.07 | MC05 | MC05 | SIMOTICS S Synchronous servo motor 1FK7 Compact 3.0Nm, 100K 3000rpm, 0.82kW Naturally cooled IM B5 (IM V1, IM V3) power/signal connectors Connector can be rotated by 270Â° INCREMENTAL ENCODER 2048 P/REV (ENCODER I-2048) WITH DRIVE-CLIQ INTERFACE; PLAIN SHAFT, TOLERANCE N; WITH HOLDING BRAKE DEGREE OF PROTECTION IP65 FLANGE ON DRIVE END IP67 | - | 0 | 0
1FK7042-5AF71-1DH3 |  | 1FK7042-5AF71-1DH3 | 1 | UN | 1 | 60 | X | D | N | N | 85015220 | 1 |  | 5.502 | KG | 1803.91 | 1803.91 | MC05 | MC05 | SIMOTICS S Synchronous servo motor 1FK7 Compact 3.0Nm, 100K 3000rpm, 0.82kW Naturally cooled IM B5 (IM V1, IM V3) power/signal connectors Connector can be rotated by 270Â° INCREMENTAL ENCODER 2048 P/REV (ENCODER I-2048) WITH DRIVE-CLIQ INTERFACE; PLAIN SHAFT, TOLERANCE N; WITH HOLDING BRAKE DEGREE OF PROTECTION IP64; PAINT FINISH RAL7016 | - | 0 | 0
1FK7042-5AF71-1DH5 |  | 1FK7042-5AF71-1DH5 | 1 | UN | 1 | 60 | X | D | N | N | 85015220 | 1 |  | 5.502 | KG | 1879.86 | 1879.86 | MC05 | MC05 | SIMOTICS S Synchronous servo motor 1FK7 Compact 3.0Nm, 100K 3000rpm, 0.82kW Naturally cooled IM B5 (IM V1, IM V3) power/signal connectors Connector can be rotated by 270Â° INCREMENTAL ENCODER 2048 P/REV (ENCODER I-2048) WITH DRIVE-CLIQ INTERFACE; PLAIN SHAFT, TOLERANCE N; WITH HOLDING BRAKE DEGREE OF PROTECTION IP65 AS FLANGE IP67; PAINT FINISH RAL7016 | - | 0 | 0
1FK7042-5AF71-1DH8 |  | 1FK7042-5AF71-1DH8 | 1 | UN | 1 | 60 | X | D | N | N | 85015220 | 1 |  | 5.502 | KG | 1961.07 | 1961.07 | MC05 | MC05 | SIMOTICS S Synchronous servo motor 1FK7 Compact 3.0Nm, 100K 3000rpm, 0.82kW Naturally cooled IM B5 (IM V1, IM V3) power/signal connectors Connector can be rotated by 270Â° INCREMENTAL ENCODER 2048 P/REV (ENCODER I-2048) WITH DRIVE-CLIQ INTERFACE; PLAIN SHAFT, TOLERANCE N; WITH HOLDING BRAKE DEGREE OF PROTECTION IP65 IP67 D-END FLANGE; RAL7016 COATING; METALLIC RATING PLATE AT MOTOR | - | 0 | 0
1FK7042-5AF71-1EA0 |  | 1FK7042-5AF71-1EA0 | 1 | UN | 1 | 60 | X | D | N | N | 85015220 | 1 |  | 4.903 | KG | 1732.99 | 1732.99 | MC05 | MC05 | SIMOTICS S Synchronous servo motor 1FK7 Compact 3.0Nm, 100K 3000rpm, 0.82kW Naturally cooled IM B5 (IM V1, IM V3) power/signal connectors Connector can be rotated by 270Â° ABSOLUTE ENCODER ENDAT 2048 P/REV (ENCODER A-2048); PERFORMANCE REDUCTION BY 10% DUE TO ABSOLUTE ENCODER; SHAFT WITH FITTED KEY, TOLERANCE N; W/O HOLDING BRAKE DEGREE OF PROTECTION IP64 | - | 0 | 0
1FK7042-5AF71-1EA2 |  | 1FK7042-5AF71-1EA2 | 1 | UN | 1 | 60 | X | D | N | N | 85015220 | 1 | 4025515016069 | 4.903 | KG | 1808.96 | 1808.96 | MC05 | MC05 | SIMOTICS S Synchronous servo motor 1FK7 Compact 3.0Nm, 100K 3000rpm, 0.82kW Naturally cooled IM B5 (IM V1, IM V3) power/signal connectors Connector can be rotated by 270Â° ABSOLUTE ENCODER ENDAT 2048 P/REV (ENCODER A-2048); PERFORMANCE REDUCTION BY 10% DUE TO ABSOLUTE ENCODER; SHAFT WITH FITTED KEY, TOLERANCE N; W/O HOLDING BRAKE DEGREE OF PROTECTION IP65 FLANGE ON DRIVE END IP67 | - | 0 | 7
1FK7042-5AF71-1EA3 |  | 1FK7042-5AF71-1EA3 | 1 | UN | 1 | 60 | X | D | N | N | 85015220 | 1 |  | 4.903 | KG | 1769.8 | 1769.8 | MC05 | MC05 | SIMOTICS S Synchronous servo motor 1FK7 Compact 3.0Nm, 100K 3000rpm, 0.82kW Naturally cooled IM B5 (IM V1, IM V3) power/signal connectors Connector can be rotated by 270Â° ABSOLUTE ENCODER ENDAT 2048 P/REV (ENCODER A-2048); PERFORMANCE REDUCTION BY 10% DUE TO ABSOLUTE ENCODER; SHAFT WITH FITTED KEY, TOLERANCE N; W/O HOLDING BRAKE DEGREE OF PROTECTION IP64; PAINT FINISH RAL7016 | - | 0 | 0
1FK7042-5AF71-1EA5 |  | 1FK7042-5AF71-1EA5 | 1 | UN | 1 | 60 | X | D | N | N | 85015220 | 1 |  | 4.903 | KG | 1845.75 | 1845.75 | MC05 | MC05 | SIMOTICS S Synchronous servo motor 1FK7 Compact 3.0Nm, 100K 3000rpm, 0.82kW Naturally cooled IM B5 (IM V1, IM V3) power/signal connectors Connector can be rotated by 270Â° ABSOLUTE ENCODER ENDAT 2048 P/REV (ENCODER A-2048); PERFORMANCE REDUCTION BY 10% DUE TO ABSOLUTE ENCODER; SHAFT WITH FITTED KEY, TOLERANCE N; W/O HOLDING BRAKE DEGREE OF PROTECTION IP65 AS FLANGE IP67; PAINT FINISH RAL7016 | - | 0 | 0
1FK7042-5AF71-1EA8 |  | 1FK7042-5AF71-1EA8 | 1 | UN | 1 | 60 | X | D | N | N | 85015220 | 1 |  | 4.903 | KG | 1926.96 | 1926.96 | MC05 | MC05 | SIMOTICS S Synchronous servo motor 1FK7 Compact 3.0Nm, 100K 3000rpm, 0.82kW Naturally cooled IM B5 (IM V1, IM V3) power/signal connectors Connector can be rotated by 270Â° ABSOLUTE ENCODER ENDAT 2048 P/REV (ENCODER A-2048); PERFORMANCE REDUCTION BY 10% DUE TO ABSOLUTE ENCODER; SHAFT WITH FITTED KEY, TOLERANCE N; W/O HOLDING BRAKE DEGREE OF PROTECTION IP65 IP67 D-END FLANGE; RAL7016 COATING; METALLIC RATING PLATE AT MOTOR | - | 0 | 0
1FK7042-5AF71-1EB0 |  | 1FK7042-5AF71-1EB0 | 1 | UN | 1 | 60 | X | D | N | N | 85015220 | 1 | 4025515016076 | 5.502 | KG | 1944.93 | 1944.93 | MC05 | MC05 | SIMOTICS S Synchronous servo motor 1FK7 Compact 3.0Nm, 100K 3000rpm, 0.82kW Naturally cooled IM B5 (IM V1, IM V3) power/signal connectors Connector can be rotated by 270Â° ABSOLUTE ENCODER ENDAT 2048 P/REV (ENCODER A-2048); PERFORMANCE REDUCTION BY 10% DUE TO ABSOLUTE ENCODER; SHAFT WITH FITTED KEY, TOLERANCE N; WITH HOLDING BRAKE DEGREE OF PROTECTION IP64 | - | 0 | 7
1FK7042-5AF71-1EB2 |  | 1FK7042-5AF71-1EB2 | 1 | UN | 1 | 60 | X | D | N | N | 85015220 | 1 |  | 5.502 | KG | 2020.9 | 2020.9 | MC05 | MC05 | SIMOTICS S Synchronous servo motor 1FK7 Compact 3.0Nm, 100K 3000rpm, 0.82kW Naturally cooled IM B5 (IM V1, IM V3) power/signal connectors Connector can be rotated by 270Â° ABSOLUTE ENCODER ENDAT 2048 P/REV (ENCODER A-2048); PERFORMANCE REDUCTION BY 10% DUE TO ABSOLUTE ENCODER; SHAFT WITH FITTED KEY, TOLERANCE N; WITH HOLDING BRAKE DEGREE OF PROTECTION IP65 FLANGE ON DRIVE END IP67 | - | 0 | 0
1FK7042-5AF71-1EB3 |  | 1FK7042-5AF71-1EB3 | 1 | UN | 1 | 60 | X | D | N | N | 85015220 | 1 |  | 5.502 | KG | 1981.74 | 1981.74 | MC05 | MC05 | SIMOTICS S Synchronous servo motor 1FK7 Compact 3.0Nm, 100K 3000rpm, 0.82kW Naturally cooled IM B5 (IM V1, IM V3) power/signal connectors Connector can be rotated by 270Â° ABSOLUTE ENCODER ENDAT 2048 P/REV (ENCODER A-2048); PERFORMANCE REDUCTION BY 10% DUE TO ABSOLUTE ENCODER; SHAFT WITH FITTED KEY, TOLERANCE N; WITH HOLDING BRAKE DEGREE OF PROTECTION IP64; PAINT FINISH RAL7016 | - | 0 | 0
1FK7042-5AF71-1EB5 |  | 1FK7042-5AF71-1EB5 | 1 | UN | 1 | 60 | X | D | N | N | 85015220 | 1 |  | 5.502 | KG | 2057.69 | 2057.69 | MC05 | MC05 | SIMOTICS S Synchronous servo motor 1FK7 Compact 3.0Nm, 100K 3000rpm, 0.82kW Naturally cooled IM B5 (IM V1, IM V3) power/signal connectors Connector can be rotated by 270Â° ABSOLUTE ENCODER ENDAT 2048 P/REV (ENCODER A-2048); PERFORMANCE REDUCTION BY 10% DUE TO ABSOLUTE ENCODER; SHAFT WITH FITTED KEY, TOLERANCE N; WITH HOLDING BRAKE DEGREE OF PROTECTION IP65 AS FLANGE IP67; PAINT FINISH RAL7016 | - | 0 | 0
1FK7042-5AF71-1EB8 |  | 1FK7042-5AF71-1EB8 | 1 | UN | 1 | 60 | X | D | N | N | 85015220 | 1 |  | 5.502 | KG | 2138.9 | 2138.9 | MC05 | MC05 | SIMOTICS S Synchronous servo motor 1FK7 Compact 3.0Nm, 100K 3000rpm, 0.82kW Naturally cooled IM B5 (IM V1, IM V3) power/signal connectors Connector can be rotated by 270Â° ABSOLUTE ENCODER ENDAT 2048 P/REV (ENCODER A-2048); PERFORMANCE REDUCTION BY 10% DUE TO ABSOLUTE ENCODER; SHAFT WITH FITTED KEY, TOLERANCE N; WITH HOLDING BRAKE DEGREE OF PROTECTION IP65 IP67 D-END FLANGE; RAL7016 COATING; METALLIC RATING PLATE AT MOTOR | - | 0 | 0
1FK7042-5AF71-1EG0 |  | 1FK7042-5AF71-1EG0 | 1 | UN | 1 | 60 | X | D | N | N | 85015220 | 1 | 4025515016083 | 4.903 | KG | 1662.94 | 1662.94 | MC05 | MC05 | SIMOTICS S Synchronous servo motor 1FK7 Compact 3.0Nm, 100K 3000rpm, 0.82kW Naturally cooled IM B5 (IM V1, IM V3) power/signal connectors Connector can be rotated by 270Â° ABSOLUTE ENCODER ENDAT 2048 P/REV (ENCODER A-2048); PERFORMANCE REDUCTION BY 10% DUE TO ABSOLUTE ENCODER; PLAIN SHAFT, TOLERANCE N; W/O HOLDING BRAKE DEGREE OF PROTECTION IP64 | - | 0 | 7
1FK7042-5AF71-1EG2 |  | 1FK7042-5AF71-1EG2 | 1 | UN | 1 | 60 | X | D | N | N | 85015220 | 1 | 4025515016090 | 4.903 | KG | 1738.91 | 1738.91 | MC05 | MC05 | SIMOTICS S Synchronous servo motor 1FK7 Compact 3.0Nm, 100K 3000rpm, 0.82kW Naturally cooled IM B5 (IM V1, IM V3) power/signal connectors Connector can be rotated by 270Â° ABSOLUTE ENCODER ENDAT 2048 P/REV (ENCODER A-2048); PERFORMANCE REDUCTION BY 10% DUE TO ABSOLUTE ENCODER; PLAIN SHAFT, TOLERANCE N; W/O HOLDING BRAKE DEGREE OF PROTECTION IP65 FLANGE ON DRIVE END IP67 | - | 0 | 7
1FK7042-5AF71-1EG3 |  | 1FK7042-5AF71-1EG3 | 1 | UN | 1 | 60 | X | D | N | N | 85015220 | 1 | 4025515001393 | 4.903 | KG | 1699.75 | 1699.75 | MC05 | MC05 | SIMOTICS S Synchronous servo motor 1FK7 Compact 3.0Nm, 100K 3000rpm, 0.82kW Naturally cooled IM B5 (IM V1, IM V3) power/signal connectors Connector can be rotated by 270Â° ABSOLUTE ENCODER ENDAT 2048 P/REV (ENCODER A-2048); PERFORMANCE REDUCTION BY 10% DUE TO ABSOLUTE ENCODER; PLAIN SHAFT, TOLERANCE N; W/O HOLDING BRAKE DEGREE OF PROTECTION IP64; PAINT FINISH RAL7016 | - | 0 | 7
1FK7042-5AF71-1EG5 |  | 1FK7042-5AF71-1EG5 | 1 | UN | 1 | 60 | X | D | N | N | 85015220 | 1 |  | 4.903 | KG | 1775.7 | 1775.7 | MC05 | MC05 | SIMOTICS S Synchronous servo motor 1FK7 Compact 3.0Nm, 100K 3000rpm, 0.82kW Naturally cooled IM B5 (IM V1, IM V3) power/signal connectors Connector can be rotated by 270Â° ABSOLUTE ENCODER ENDAT 2048 P/REV (ENCODER A-2048); PERFORMANCE REDUCTION BY 10% DUE TO ABSOLUTE ENCODER; PLAIN SHAFT, TOLERANCE N; W/O HOLDING BRAKE DEGREE OF PROTECTION IP65 AS FLANGE IP67; PAINT FINISH RAL7016 | - | 0 | 0
1FK7042-5AF71-1EG8 |  | 1FK7042-5AF71-1EG8 | 1 | UN | 1 | 60 | X | D | N | N | 85015220 | 1 |  | 4.903 | KG | 1856.91 | 1856.91 | MC05 | MC05 | SIMOTICS S Synchronous servo motor 1FK7 Compact 3.0Nm, 100K 3000rpm, 0.82kW Naturally cooled IM B5 (IM V1, IM V3) power/signal connectors Connector can be rotated by 270Â° ABSOLUTE ENCODER ENDAT 2048 P/REV (ENCODER A-2048); PERFORMANCE REDUCTION BY 10% DUE TO ABSOLUTE ENCODER; PLAIN SHAFT, TOLERANCE N; W/O HOLDING BRAKE DEGREE OF PROTECTION IP65 IP67 D-END FLANGE; RAL7016 COATING; METALLIC RATING PLATE AT MOTOR | - | 0 | 0
1FK7042-5AF71-1EH0 |  | 1FK7042-5AF71-1EH0 | 1 | UN | 1 | 60 | X | D | N | N | 85015220 | 1 | 4025515016113 | 5.502 | KG | 1873.07 | 1873.07 | MC05 | MC05 | SIMOTICS S Synchronous servo motor 1FK7 Compact 3.0Nm, 100K 3000rpm, 0.82kW Naturally cooled IM B5 (IM V1, IM V3) power/signal connectors Connector can be rotated by 270Â° ABSOLUTE ENCODER ENDAT 2048 P/REV (ENCODER A-2048); PERFORMANCE REDUCTION BY 10% DUE TO ABSOLUTE ENCODER; PLAIN SHAFT, TOLERANCE N; WITH HOLDING BRAKE DEGREE OF PROTECTION IP64 | - | 0 | 7
1FK7042-5AF71-1EH2 |  | 1FK7042-5AF71-1EH2 | 1 | UN | 1 | 60 | X | D | N | N | 85015220 | 1 | 4025515016120 | 5.502 | KG | 1949.04 | 1949.04 | MC05 | MC05 | SIMOTICS S Synchronous servo motor 1FK7 Compact 3.0Nm, 100K 3000rpm, 0.82kW Naturally cooled IM B5 (IM V1, IM V3) power/signal connectors Connector can be rotated by 270Â° ABSOLUTE ENCODER ENDAT 2048 P/REV (ENCODER A-2048); PERFORMANCE REDUCTION BY 10% DUE TO ABSOLUTE ENCODER; PLAIN SHAFT, TOLERANCE N; WITH HOLDING BRAKE DEGREE OF PROTECTION IP65 FLANGE ON DRIVE END IP67 | - | 0 | 7
1FK7042-5AF71-1EH3 |  | 1FK7042-5AF71-1EH3 | 1 | UN | 1 | 60 | X | D | N | N | 85015220 | 1 | 4025515001409 | 5.502 | KG | 1909.88 | 1909.88 | MC05 | MC05 | SIMOTICS S Synchronous servo motor 1FK7 Compact 3.0Nm, 100K 3000rpm, 0.82kW Naturally cooled IM B5 (IM V1, IM V3) power/signal connectors Connector can be rotated by 270Â° ABSOLUTE ENCODER ENDAT 2048 P/REV (ENCODER A-2048); PERFORMANCE REDUCTION BY 10% DUE TO ABSOLUTE ENCODER; PLAIN SHAFT, TOLERANCE N; WITH HOLDING BRAKE DEGREE OF PROTECTION IP64; PAINT FINISH RAL7016 | - | 0 | 7
1FK7042-5AF71-1EH5 |  | 1FK7042-5AF71-1EH5 | 1 | UN | 1 | 60 | X | D | N | N | 85015220 | 1 | 4025515016144 | 5.502 | KG | 1985.83 | 1985.83 | MC05 | MC05 | SIMOTICS S Synchronous servo motor 1FK7 Compact 3.0Nm, 100K 3000rpm, 0.82kW Naturally cooled IM B5 (IM V1, IM V3) power/signal connectors Connector can be rotated by 270Â° ABSOLUTE ENCODER ENDAT 2048 P/REV (ENCODER A-2048); PERFORMANCE REDUCTION BY 10% DUE TO ABSOLUTE ENCODER; PLAIN SHAFT, TOLERANCE N; WITH HOLDING BRAKE DEGREE OF PROTECTION IP65 AS FLANGE IP67; PAINT FINISH RAL7016 | - | 0 | 7
1FK7042-5AF71-1EH8 |  | 1FK7042-5AF71-1EH8 | 1 | UN | 1 | 60 | X | D | N | N | 85015220 | 1 |  | 5.502 | KG | 2067.04 | 2067.04 | MC05 | MC05 | SIMOTICS S Synchronous servo motor 1FK7 Compact 3.0Nm, 100K 3000rpm, 0.82kW Naturally cooled IM B5 (IM V1, IM V3) power/signal connectors Connector can be rotated by 270Â° ABSOLUTE ENCODER ENDAT 2048 P/REV (ENCODER A-2048); PERFORMANCE REDUCTION BY 10% DUE TO ABSOLUTE ENCODER; PLAIN SHAFT, TOLERANCE N; WITH HOLDING BRAKE DEGREE OF PROTECTION IP65 IP67 D-END FLANGE; RAL7016 COATING; METALLIC RATING PLATE AT MOTOR | - | 0 | 0
1FK7042-5AF71-1FA0 |  | 1FK7042-5AF71-1FA0 | 1 | UN | 1 | 60 | X | D | N | N | 85015220 | 1 |  | 4.903 | KG | 1926.94 | 1926.94 | MC05 | MC05 | SIMOTICS S Synchronous servo motor 1FK7 Compact 3.0Nm, 100K 3000rpm, 0.82kW Naturally cooled IM B5 (IM V1, IM V3) power/signal connectors Connector can be rotated by 270Â° ABSOLUTE ENCODER 2048 P/REV (ENCODER A-2048) WITH DRIVE-CLIQ INTERFACE; PERFORMANCE REDUCTION BY 10% DUE TO ABSOLUTE ENCODER; SHAFT WITH FITTED KEY, TOLERANCE N; W/O HOLDING BRAKE DEGREE OF PROTECTION IP64 | - | 0 | 0
1FK7042-5AF71-1FA2 |  | 1FK7042-5AF71-1FA2 | 1 | UN | 1 | 60 | X | D | N | N | 85015220 | 1 |  | 4.903 | KG | 2002.91 | 2002.91 | MC05 | MC05 | SIMOTICS S Synchronous servo motor 1FK7 Compact 3.0Nm, 100K 3000rpm, 0.82kW Naturally cooled IM B5 (IM V1, IM V3) power/signal connectors Connector can be rotated by 270Â° ABSOLUTE ENCODER 2048 P/REV (ENCODER A-2048) WITH DRIVE-CLIQ INTERFACE; PERFORMANCE REDUCTION BY 10% DUE TO ABSOLUTE ENCODER; SHAFT WITH FITTED KEY, TOLERANCE N; W/O HOLDING BRAKE DEGREE OF PROTECTION IP65 FLANGE ON DRIVE END IP67 | - | 0 | 0
1FK7042-5AF71-1FA3 |  | 1FK7042-5AF71-1FA3 | 1 | UN | 1 | 60 | X | D | N | N | 85015220 | 1 |  | 4.903 | KG | 1963.75 | 1963.75 | MC05 | MC05 | SIMOTICS S Synchronous servo motor 1FK7 Compact 3.0Nm, 100K 3000rpm, 0.82kW Naturally cooled IM B5 (IM V1, IM V3) power/signal connectors Connector can be rotated by 270Â° ABSOLUTE ENCODER 2048 P/REV (ENCODER A-2048) WITH DRIVE-CLIQ INTERFACE; PERFORMANCE REDUCTION BY 10% DUE TO ABSOLUTE ENCODER; SHAFT WITH FITTED KEY, TOLERANCE N; W/O HOLDING BRAKE DEGREE OF PROTECTION IP64; PAINT FINISH RAL7016 | - | 0 | 0
1FK7042-5AF71-1FA5 |  | 1FK7042-5AF71-1FA5 | 1 | UN | 1 | 60 | X | D | N | N | 85015220 | 1 |  | 4.903 | KG | 2039.7 | 2039.7 | MC05 | MC05 | SIMOTICS S Synchronous servo motor 1FK7 Compact 3.0Nm, 100K 3000rpm, 0.82kW Naturally cooled IM B5 (IM V1, IM V3) power/signal connectors Connector can be rotated by 270Â° ABSOLUTE ENCODER 2048 P/REV (ENCODER A-2048) WITH DRIVE-CLIQ INTERFACE; PERFORMANCE REDUCTION BY 10% DUE TO ABSOLUTE ENCODER; SHAFT WITH FITTED KEY, TOLERANCE N; W/O HOLDING BRAKE DEGREE OF PROTECTION IP65 AS FLANGE IP67; PAINT FINISH RAL7016 | - | 0 | 0
1FK7042-5AF71-1FA8 |  | 1FK7042-5AF71-1FA8 | 1 | UN | 1 | 60 | X | D | N | N | 85015220 | 1 |  | 4.903 | KG | 2120.91 | 2120.91 | MC05 | MC05 | SIMOTICS S Synchronous servo motor 1FK7 Compact 3.0Nm, 100K 3000rpm, 0.82kW Naturally cooled IM B5 (IM V1, IM V3) power/signal connectors Connector can be rotated by 270Â° ABSOLUTE ENCODER 2048 P/REV (ENCODER A-2048) WITH DRIVE-CLIQ INTERFACE; PERFORMANCE REDUCTION BY 10% DUE TO ABSOLUTE ENCODER; SHAFT WITH FITTED KEY, TOLERANCE N; W/O HOLDING BRAKE DEGREE OF PROTECTION IP65 IP67 D-END FLANGE; RAL7016 COATING; METALLIC RATING PLATE AT MOTOR | - | 0 | 0
1FK7042-5AF71-1FB0 |  | 1FK7042-5AF71-1FB0 | 1 | UN | 1 | 60 | X | D | N | N | 85015220 | 1 |  | 5.502 | KG | 2138.88 | 2138.88 | MC05 | MC05 | SIMOTICS S Synchronous servo motor 1FK7 Compact 3.0Nm, 100K 3000rpm, 0.82kW Naturally cooled IM B5 (IM V1, IM V3) power/signal connectors Connector can be rotated by 270Â° ABSOLUTE ENCODER 2048 P/REV (ENCODER A-2048) WITH DRIVE-CLIQ INTERFACE; PERFORMANCE REDUCTION BY 10% DUE TO ABSOLUTE ENCODER; SHAFT WITH FITTED KEY, TOLERANCE N; WITH HOLDING BRAKE DEGREE OF PROTECTION IP64 | - | 0 | 0
1FK7042-5AF71-1FB2 |  | 1FK7042-5AF71-1FB2 | 1 | UN | 1 | 60 | X | D | N | N | 85015220 | 1 |  | 5.502 | KG | 2214.85 | 2214.85 | MC05 | MC05 | SIMOTICS S Synchronous servo motor 1FK7 Compact 3.0Nm, 100K 3000rpm, 0.82kW Naturally cooled IM B5 (IM V1, IM V3) power/signal connectors Connector can be rotated by 270Â° ABSOLUTE ENCODER 2048 P/REV (ENCODER A-2048) WITH DRIVE-CLIQ INTERFACE; PERFORMANCE REDUCTION BY 10% DUE TO ABSOLUTE ENCODER; SHAFT WITH FITTED KEY, TOLERANCE N; WITH HOLDING BRAKE DEGREE OF PROTECTION IP65 FLANGE ON DRIVE END IP67 | - | 0 | 0
1FK7042-5AF71-1FB3 |  | 1FK7042-5AF71-1FB3 | 1 | UN | 1 | 60 | X | D | N | N | 85015220 | 1 |  | 5.502 | KG | 2175.69 | 2175.69 | MC05 | MC05 | SIMOTICS S Synchronous servo motor 1FK7 Compact 3.0Nm, 100K 3000rpm, 0.82kW Naturally cooled IM B5 (IM V1, IM V3) power/signal connectors Connector can be rotated by 270Â° ABSOLUTE ENCODER 2048 P/REV (ENCODER A-2048) WITH DRIVE-CLIQ INTERFACE; PERFORMANCE REDUCTION BY 10% DUE TO ABSOLUTE ENCODER; SHAFT WITH FITTED KEY, TOLERANCE N; WITH HOLDING BRAKE DEGREE OF PROTECTION IP64; PAINT FINISH RAL7016 | - | 0 | 0
1FK7042-5AF71-1FB5 |  | 1FK7042-5AF71-1FB5 | 1 | UN | 1 | 60 | X | D | N | N | 85015220 | 1 |  | 5.502 | KG | 2251.64 | 2251.64 | MC05 | MC05 | SIMOTICS S Synchronous servo motor 1FK7 Compact 3.0Nm, 100K 3000rpm, 0.82kW Naturally cooled IM B5 (IM V1, IM V3) power/signal connectors Connector can be rotated by 270Â° ABSOLUTE ENCODER 2048 P/REV (ENCODER A-2048) WITH DRIVE-CLIQ INTERFACE; PERFORMANCE REDUCTION BY 10% DUE TO ABSOLUTE ENCODER; SHAFT WITH FITTED KEY, TOLERANCE N; WITH HOLDING BRAKE DEGREE OF PROTECTION IP65 AS FLANGE IP67; PAINT FINISH RAL7016 | - | 0 | 0
1FK7042-5AF71-1FB8 |  | 1FK7042-5AF71-1FB8 | 1 | UN | 1 | 60 | X | D | N | N | 85015220 | 1 |  | 5.502 | KG | 2332.85 | 2332.85 | MC05 | MC05 | SIMOTICS S Synchronous servo motor 1FK7 Compact 3.0Nm, 100K 3000rpm, 0.82kW Naturally cooled IM B5 (IM V1, IM V3) power/signal connectors Connector can be rotated by 270Â° ABSOLUTE ENCODER 2048 P/REV (ENCODER A-2048) WITH DRIVE-CLIQ INTERFACE; PERFORMANCE REDUCTION BY 10% DUE TO ABSOLUTE ENCODER; SHAFT WITH FITTED KEY, TOLERANCE N; WITH HOLDING BRAKE DEGREE OF PROTECTION IP65 IP67 D-END FLANGE; RAL7016 COATING; METALLIC RATING PLATE AT MOTOR | - | 0 | 0
1FK7042-5AF71-1FG0 |  | 1FK7042-5AF71-1FG0 | 1 | UN | 1 | 60 | X | D | N | N | 85015220 | 1 |  | 4.903 | KG | 1856.89 | 1856.89 | MC05 | MC05 | SIMOTICS S Synchronous servo motor 1FK7 Compact 3.0Nm, 100K 3000rpm, 0.82kW Naturally cooled IM B5 (IM V1, IM V3) power/signal connectors Connector can be rotated by 270Â° ABSOLUTE ENCODER 2048 P/REV (ENCODER A-2048) WITH DRIVE-CLIQ INTERFACE; PERFORMANCE REDUCTION BY 10% DUE TO ABSOLUTE ENCODER; PLAIN SHAFT, TOLERANCE N; W/O HOLDING BRAKE DEGREE OF PROTECTION IP64 | - | 0 | 0
1FK7042-5AF71-1FG2 |  | 1FK7042-5AF71-1FG2 | 1 | UN | 1 | 60 | X | D | N | N | 85015220 | 1 |  | 4.903 | KG | 1932.86 | 1932.86 | MC05 | MC05 | SIMOTICS S Synchronous servo motor 1FK7 Compact 3.0Nm, 100K 3000rpm, 0.82kW Naturally cooled IM B5 (IM V1, IM V3) power/signal connectors Connector can be rotated by 270Â° ABSOLUTE ENCODER 2048 P/REV (ENCODER A-2048) WITH DRIVE-CLIQ INTERFACE; PERFORMANCE REDUCTION BY 10% DUE TO ABSOLUTE ENCODER; PLAIN SHAFT, TOLERANCE N; W/O HOLDING BRAKE DEGREE OF PROTECTION IP65 FLANGE ON DRIVE END IP67 | - | 0 | 0
1FK7042-5AF71-1FG3 |  | 1FK7042-5AF71-1FG3 | 1 | UN | 1 | 60 | X | D | N | N | 85015220 | 1 | 4025515001416 | 4.903 | KG | 1893.7 | 1893.7 | MC05 | MC05 | SIMOTICS S Synchronous servo motor 1FK7 Compact 3.0Nm, 100K 3000rpm, 0.82kW Naturally cooled IM B5 (IM V1, IM V3) power/signal connectors Connector can be rotated by 270Â° ABSOLUTE ENCODER 2048 P/REV (ENCODER A-2048) WITH DRIVE-CLIQ INTERFACE; PERFORMANCE REDUCTION BY 10% DUE TO ABSOLUTE ENCODER; PLAIN SHAFT, TOLERANCE N; W/O HOLDING BRAKE DEGREE OF PROTECTION IP64; PAINT FINISH RAL7016 | - | 0 | 7
1FK7042-5AF71-1FG5 |  | 1FK7042-5AF71-1FG5 | 1 | UN | 1 | 60 | X | D | N | N | 85015220 | 1 |  | 4.903 | KG | 1969.65 | 1969.65 | MC05 | MC05 | SIMOTICS S Synchronous servo motor 1FK7 Compact 3.0Nm, 100K 3000rpm, 0.82kW Naturally cooled IM B5 (IM V1, IM V3) power/signal connectors Connector can be rotated by 270Â° ABSOLUTE ENCODER 2048 P/REV (ENCODER A-2048) WITH DRIVE-CLIQ INTERFACE; PERFORMANCE REDUCTION BY 10% DUE TO ABSOLUTE ENCODER; PLAIN SHAFT, TOLERANCE N; W/O HOLDING BRAKE DEGREE OF PROTECTION IP65 AS FLANGE IP67; PAINT FINISH RAL7016 | - | 0 | 0
1FK7042-5AF71-1FG8 |  | 1FK7042-5AF71-1FG8 | 1 | UN | 1 | 60 | X | D | N | N | 85015220 | 1 |  | 4.903 | KG | 2050.86 | 2050.86 | MC05 | MC05 | SIMOTICS S Synchronous servo motor 1FK7 Compact 3.0Nm, 100K 3000rpm, 0.82kW Naturally cooled IM B5 (IM V1, IM V3) power/signal connectors Connector can be rotated by 270Â° ABSOLUTE ENCODER 2048 P/REV (ENCODER A-2048) WITH DRIVE-CLIQ INTERFACE; PERFORMANCE REDUCTION BY 10% DUE TO ABSOLUTE ENCODER; PLAIN SHAFT, TOLERANCE N; W/O HOLDING BRAKE DEGREE OF PROTECTION IP65 IP67 D-END FLANGE; RAL7016 COATING; METALLIC RATING PLATE AT MOTOR | - | 0 | 0
1FK7042-5AF71-1FH0 |  | 1FK7042-5AF71-1FH0 | 1 | UN | 1 | 60 | X | D | N | N | 85015220 | 1 |  | 5.502 | KG | 2067.02 | 2067.02 | MC05 | MC05 | SIMOTICS S Synchronous servo motor 1FK7 Compact 3.0Nm, 100K 3000rpm, 0.82kW Naturally cooled IM B5 (IM V1, IM V3) power/signal connectors Connector can be rotated by 270Â° ABSOLUTE ENCODER 2048 P/REV (ENCODER A-2048) WITH DRIVE-CLIQ INTERFACE; PERFORMANCE REDUCTION BY 10% DUE TO ABSOLUTE ENCODER; PLAIN SHAFT, TOLERANCE N; WITH HOLDING BRAKE DEGREE OF PROTECTION IP64 | - | 0 | 0
1FK7042-5AF71-1FH2 |  | 1FK7042-5AF71-1FH2 | 1 | UN | 1 | 60 | X | D | N | N | 85015220 | 1 |  | 5.502 | KG | 2142.99 | 2142.99 | MC05 | MC05 | SIMOTICS S Synchronous servo motor 1FK7 Compact 3.0Nm, 100K 3000rpm, 0.82kW Naturally cooled IM B5 (IM V1, IM V3) power/signal connectors Connector can be rotated by 270Â° ABSOLUTE ENCODER 2048 P/REV (ENCODER A-2048) WITH DRIVE-CLIQ INTERFACE; PERFORMANCE REDUCTION BY 10% DUE TO ABSOLUTE ENCODER; PLAIN SHAFT, TOLERANCE N; WITH HOLDING BRAKE DEGREE OF PROTECTION IP65 FLANGE ON DRIVE END IP67 | - | 0 | 0
1FK7042-5AF71-1FH3 |  | 1FK7042-5AF71-1FH3 | 1 | UN | 1 | 60 | X | D | N | N | 85015220 | 1 | 4025515001423 | 5.502 | KG | 2103.83 | 2103.83 | MC05 | MC05 | SIMOTICS S Synchronous servo motor 1FK7 Compact 3.0Nm, 100K 3000rpm, 0.82kW Naturally cooled IM B5 (IM V1, IM V3) power/signal connectors Connector can be rotated by 270Â° ABSOLUTE ENCODER 2048 P/REV (ENCODER A-2048) WITH DRIVE-CLIQ INTERFACE; PERFORMANCE REDUCTION BY 10% DUE TO ABSOLUTE ENCODER; PLAIN SHAFT, TOLERANCE N; WITH HOLDING BRAKE DEGREE OF PROTECTION IP64; PAINT FINISH RAL7016 | - | 0 | 7
1FK7042-5AF71-1FH5 |  | 1FK7042-5AF71-1FH5 | 1 | UN | 1 | 60 | X | D | N | N | 85015220 | 1 |  | 5.502 | KG | 2179.78 | 2179.78 | MC05 | MC05 | SIMOTICS S Synchronous servo motor 1FK7 Compact 3.0Nm, 100K 3000rpm, 0.82kW Naturally cooled IM B5 (IM V1, IM V3) power/signal connectors Connector can be rotated by 270Â° ABSOLUTE ENCODER 2048 P/REV (ENCODER A-2048) WITH DRIVE-CLIQ INTERFACE; PERFORMANCE REDUCTION BY 10% DUE TO ABSOLUTE ENCODER; PLAIN SHAFT, TOLERANCE N; WITH HOLDING BRAKE DEGREE OF PROTECTION IP65 AS FLANGE IP67; PAINT FINISH RAL7016 | - | 0 | 0
1FK7042-5AF71-1FH7 |  | 1FK7042-5AF71-1FH7 | 1 | UN | 1 | 60 | X | D | N | N | 85015220 | 1 |  | 4.9 | KG | 2468.5 | 2468.5 | MC05 | MC05 | SIMOTICS S synchronous servo motor 1FK7 Compact, 3.0Nm, 100K 3000rpm, 0.82kW Naturally cooled IM B5 (IM V1, IM V3) power/signal connectors Connector can be rotated by 270Â° absolute encoder Smooth shaft Tolerance N with holding brake; special finish Group of climates worldwide Color RAL 7016; Degree of protection IP65 | novo Out19 | 0 | 7
1FK7042-5AF71-1FH8 |  | 1FK7042-5AF71-1FH8 | 1 | UN | 1 | 60 | X | D | N | N | 85015220 | 1 |  | 5.502 | KG | 2260.99 | 2260.99 | MC05 | MC05 | SIMOTICS S Synchronous servo motor 1FK7 Compact 3.0Nm, 100K 3000rpm, 0.82kW Naturally cooled IM B5 (IM V1, IM V3) power/signal connectors Connector can be rotated by 270Â° ABSOLUTE ENCODER 2048 P/REV (ENCODER A-2048) WITH DRIVE-CLIQ INTERFACE; PERFORMANCE REDUCTION BY 10% DUE TO ABSOLUTE ENCODER; PLAIN SHAFT, TOLERANCE N; WITH HOLDING BRAKE DEGREE OF PROTECTION IP65 IP67 D-END FLANGE; RAL7016 COATING; METALLIC RATING PLATE AT MOTOR | - | 0 | 0
1FK7042-5AF71-1GA0 |  | 1FK7042-5AF71-1GA0 | 1 | UN | 1 | 60 | X | D | N | N | 85015220 | 1 |  | 4.903 | KG | 1312.72 | 1312.72 | MC05 | MC05 | SIMOTICS S Synchronous servo motor 1FK7 Compact 3.0Nm, 100K 3000rpm, 0.82kW Naturally cooled IM B5 (IM V1, IM V3) power/signal connectors Connector can be rotated by 270Â° BASIC ABSOLUTE ENCODER 32 P/REV (ENCODER A-32); PERFORMANCE REDUCTION BY 10% DUE TO ABSOLUTE ENCODER; SHAFT WITH FITTED KEY, TOLERANCE N; W/O HOLDING BRAKE DEGREE OF PROTECTION IP64 | - | 0 | 0
1FK7042-5AF71-1GA2 |  | 1FK7042-5AF71-1GA2 | 1 | UN | 1 | 60 | X | D | N | N | 85015220 | 1 |  | 4.903 | KG | 1388.69 | 1388.69 | MC05 | MC05 | SIMOTICS S Synchronous servo motor 1FK7 Compact 3.0Nm, 100K 3000rpm, 0.82kW Naturally cooled IM B5 (IM V1, IM V3) power/signal connectors Connector can be rotated by 270Â° BASIC ABSOLUTE ENCODER 32 P/REV (ENCODER A-32); PERFORMANCE REDUCTION BY 10% DUE TO ABSOLUTE ENCODER; SHAFT WITH FITTED KEY, TOLERANCE N; W/O HOLDING BRAKE DEGREE OF PROTECTION IP65 FLANGE ON DRIVE END IP67 | - | 0 | 0
1FK7042-5AF71-1GA3 |  | 1FK7042-5AF71-1GA3 | 1 | UN | 1 | 60 | X | D | N | N | 85015220 | 1 |  | 4.903 | KG | 1349.53 | 1349.53 | MC05 | MC05 | SIMOTICS S Synchronous servo motor 1FK7 Compact 3.0Nm, 100K 3000rpm, 0.82kW Naturally cooled IM B5 (IM V1, IM V3) power/signal connectors Connector can be rotated by 270Â° BASIC ABSOLUTE ENCODER 32 P/REV (ENCODER A-32); PERFORMANCE REDUCTION BY 10% DUE TO ABSOLUTE ENCODER; SHAFT WITH FITTED KEY, TOLERANCE N; W/O HOLDING BRAKE DEGREE OF PROTECTION IP64; PAINT FINISH RAL7016 | - | 0 | 0
1FK7042-5AF71-1GA5 |  | 1FK7042-5AF71-1GA5 | 1 | UN | 1 | 60 | X | D | N | N | 85015220 | 1 |  | 4.903 | KG | 1425.48 | 1425.48 | MC05 | MC05 | SIMOTICS S Synchronous servo motor 1FK7 Compact 3.0Nm, 100K 3000rpm, 0.82kW Naturally cooled IM B5 (IM V1, IM V3) power/signal connectors Connector can be rotated by 270Â° BASIC ABSOLUTE ENCODER 32 P/REV (ENCODER A-32); PERFORMANCE REDUCTION BY 10% DUE TO ABSOLUTE ENCODER; SHAFT WITH FITTED KEY, TOLERANCE N; W/O HOLDING BRAKE DEGREE OF PROTECTION IP65 AS FLANGE IP67; PAINT FINISH RAL7016 | - | 0 | 0
1FK7042-5AF71-1GA8 |  | 1FK7042-5AF71-1GA8 | 1 | UN | 1 | 60 | X | D | N | N | 85015220 | 1 |  | 4.903 | KG | 1506.69 | 1506.69 | MC05 | MC05 | SIMOTICS S Synchronous servo motor 1FK7 Compact 3.0Nm, 100K 3000rpm, 0.82kW Naturally cooled IM B5 (IM V1, IM V3) power/signal connectors Connector can be rotated by 270Â° BASIC ABSOLUTE ENCODER 32 P/REV (ENCODER A-32); PERFORMANCE REDUCTION BY 10% DUE TO ABSOLUTE ENCODER; SHAFT WITH FITTED KEY, TOLERANCE N; W/O HOLDING BRAKE DEGREE OF PROTECTION IP65 IP67 D-END FLANGE; RAL7016 COATING; METALLIC RATING PLATE AT MOTOR | - | 0 | 0
1FK7042-5AF71-1GB0 |  | 1FK7042-5AF71-1GB0 | 1 | UN | 1 | 60 | X | D | N | N | 85015220 | 1 |  | 5.502 | KG | 1524.66 | 1524.66 | MC05 | MC05 | SIMOTICS S Synchronous servo motor 1FK7 Compact 3.0Nm, 100K 3000rpm, 0.82kW Naturally cooled IM B5 (IM V1, IM V3) power/signal connectors Connector can be rotated by 270Â° BASIC ABSOLUTE ENCODER 32 P/REV (ENCODER A-32); PERFORMANCE REDUCTION BY 10% DUE TO ABSOLUTE ENCODER; SHAFT WITH FITTED KEY, TOLERANCE N; WITH HOLDING BRAKE DEGREE OF PROTECTION IP64 | - | 0 | 0
1FK7042-5AF71-1GB2 |  | 1FK7042-5AF71-1GB2 | 1 | UN | 1 | 60 | X | D | N | N | 85015220 | 1 |  | 5.502 | KG | 1600.63 | 1600.63 | MC05 | MC05 | SIMOTICS S Synchronous servo motor 1FK7 Compact 3.0Nm, 100K 3000rpm, 0.82kW Naturally cooled IM B5 (IM V1, IM V3) power/signal connectors Connector can be rotated by 270Â° BASIC ABSOLUTE ENCODER 32 P/REV (ENCODER A-32); PERFORMANCE REDUCTION BY 10% DUE TO ABSOLUTE ENCODER; SHAFT WITH FITTED KEY, TOLERANCE N; WITH HOLDING BRAKE DEGREE OF PROTECTION IP65 FLANGE ON DRIVE END IP67 | - | 0 | 0
1FK7042-5AF71-1GB3 |  | 1FK7042-5AF71-1GB3 | 1 | UN | 1 | 60 | X | D | N | N | 85015220 | 1 |  | 5.502 | KG | 1561.47 | 1561.47 | MC05 | MC05 | SIMOTICS S Synchronous servo motor 1FK7 Compact 3.0Nm, 100K 3000rpm, 0.82kW Naturally cooled IM B5 (IM V1, IM V3) power/signal connectors Connector can be rotated by 270Â° BASIC ABSOLUTE ENCODER 32 P/REV (ENCODER A-32); PERFORMANCE REDUCTION BY 10% DUE TO ABSOLUTE ENCODER; SHAFT WITH FITTED KEY, TOLERANCE N; WITH HOLDING BRAKE DEGREE OF PROTECTION IP64; PAINT FINISH RAL7016 | - | 0 | 0
1FK7042-5AF71-1GB5 |  | 1FK7042-5AF71-1GB5 | 1 | UN | 1 | 60 | X | D | N | N | 85015220 | 1 |  | 5.502 | KG | 1637.42 | 1637.42 | MC05 | MC05 | SIMOTICS S Synchronous servo motor 1FK7 Compact 3.0Nm, 100K 3000rpm, 0.82kW Naturally cooled IM B5 (IM V1, IM V3) power/signal connectors Connector can be rotated by 270Â° BASIC ABSOLUTE ENCODER 32 P/REV (ENCODER A-32); PERFORMANCE REDUCTION BY 10% DUE TO ABSOLUTE ENCODER; SHAFT WITH FITTED KEY, TOLERANCE N; WITH HOLDING BRAKE DEGREE OF PROTECTION IP65 AS FLANGE IP67; PAINT FINISH RAL7016 | - | 0 | 0
1FK7042-5AF71-1GB8 |  | 1FK7042-5AF71-1GB8 | 1 | UN | 1 | 60 | X | D | N | N | 85015220 | 1 |  | 5.502 | KG | 1718.63 | 1718.63 | MC05 | MC05 | SIMOTICS S Synchronous servo motor 1FK7 Compact 3.0Nm, 100K 3000rpm, 0.82kW Naturally cooled IM B5 (IM V1, IM V3) power/signal connectors Connector can be rotated by 270Â° BASIC ABSOLUTE ENCODER 32 P/REV (ENCODER A-32); PERFORMANCE REDUCTION BY 10% DUE TO ABSOLUTE ENCODER; SHAFT WITH FITTED KEY, TOLERANCE N; WITH HOLDING BRAKE DEGREE OF PROTECTION IP65 IP67 D-END FLANGE; RAL7016 COATING; METALLIC RATING PLATE AT MOTOR | - | 0 | 0
1FK7042-5AF71-1GG0 |  | 1FK7042-5AF71-1GG0 | 1 | UN | 1 | 60 | X | D | N | N | 85015220 | 1 |  | 4.903 | KG | 1242.67 | 1242.67 | MC05 | MC05 | SIMOTICS S Synchronous servo motor 1FK7 Compact 3.0Nm, 100K 3000rpm, 0.82kW Naturally cooled IM B5 (IM V1, IM V3) power/signal connectors Connector can be rotated by 270Â° BASIC ABSOLUTE ENCODER 32 P/REV (ENCODER A-32); PERFORMANCE REDUCTION BY 10% DUE TO ABSOLUTE ENCODER; PLAIN SHAFT, TOLERANCE N; W/O HOLDING BRAKE DEGREE OF PROTECTION IP64 | - | 0 | 0
1FK7042-5AF71-1GG2 |  | 1FK7042-5AF71-1GG2 | 1 | UN | 1 | 60 | X | D | N | N | 85015220 | 1 |  | 4.903 | KG | 1318.64 | 1318.64 | MC05 | MC05 | SIMOTICS S Synchronous servo motor 1FK7 Compact 3.0Nm, 100K 3000rpm, 0.82kW Naturally cooled IM B5 (IM V1, IM V3) power/signal connectors Connector can be rotated by 270Â° BASIC ABSOLUTE ENCODER 32 P/REV (ENCODER A-32); PERFORMANCE REDUCTION BY 10% DUE TO ABSOLUTE ENCODER; PLAIN SHAFT, TOLERANCE N; W/O HOLDING BRAKE DEGREE OF PROTECTION IP65 FLANGE ON DRIVE END IP67 | - | 0 | 0
1FK7042-5AF71-1GG3 |  | 1FK7042-5AF71-1GG3 | 1 | UN | 1 | 60 | X | D | N | N | 85015220 | 1 | 4025515016151 | 4.903 | KG | 1279.48 | 1279.48 | MC05 | MC05 | SIMOTICS S Synchronous servo motor 1FK7 Compact 3.0Nm, 100K 3000rpm, 0.82kW Naturally cooled IM B5 (IM V1, IM V3) power/signal connectors Connector can be rotated by 270Â° BASIC ABSOLUTE ENCODER 32 P/REV (ENCODER A-32); PERFORMANCE REDUCTION BY 10% DUE TO ABSOLUTE ENCODER; PLAIN SHAFT, TOLERANCE N; W/O HOLDING BRAKE DEGREE OF PROTECTION IP64; PAINT FINISH RAL7016 | - | 0 | 7
1FK7042-5AF71-1GG5 |  | 1FK7042-5AF71-1GG5 | 1 | UN | 1 | 60 | X | D | N | N | 85015220 | 1 |  | 4.903 | KG | 1355.43 | 1355.43 | MC05 | MC05 | SIMOTICS S Synchronous servo motor 1FK7 Compact 3.0Nm, 100K 3000rpm, 0.82kW Naturally cooled IM B5 (IM V1, IM V3) power/signal connectors Connector can be rotated by 270Â° BASIC ABSOLUTE ENCODER 32 P/REV (ENCODER A-32); PERFORMANCE REDUCTION BY 10% DUE TO ABSOLUTE ENCODER; PLAIN SHAFT, TOLERANCE N; W/O HOLDING BRAKE DEGREE OF PROTECTION IP65 AS FLANGE IP67; PAINT FINISH RAL7016 | - | 0 | 0
1FK7042-5AF71-1GG8 |  | 1FK7042-5AF71-1GG8 | 1 | UN | 1 | 60 | X | D | N | N | 85015220 | 1 |  | 4.903 | KG | 1436.64 | 1436.64 | MC05 | MC05 | SIMOTICS S Synchronous servo motor 1FK7 Compact 3.0Nm, 100K 3000rpm, 0.82kW Naturally cooled IM B5 (IM V1, IM V3) power/signal connectors Connector can be rotated by 270Â° BASIC ABSOLUTE ENCODER 32 P/REV (ENCODER A-32); PERFORMANCE REDUCTION BY 10% DUE TO ABSOLUTE ENCODER; PLAIN SHAFT, TOLERANCE N; W/O HOLDING BRAKE DEGREE OF PROTECTION IP65 IP67 D-END FLANGE; RAL7016 COATING; METALLIC RATING PLATE AT MOTOR | - | 0 | 0
1FK7042-5AF71-1GH0 |  | 1FK7042-5AF71-1GH0 | 1 | UN | 1 | 60 | X | D | N | N | 85015220 | 1 | 4025515016168 | 5.502 | KG | 1452.8 | 1452.8 | MC05 | MC05 | SIMOTICS S Synchronous servo motor 1FK7 Compact 3.0Nm, 100K 3000rpm, 0.82kW Naturally cooled IM B5 (IM V1, IM V3) power/signal connectors Connector can be rotated by 270Â° BASIC ABSOLUTE ENCODER 32 P/REV (ENCODER A-32); PERFORMANCE REDUCTION BY 10% DUE TO ABSOLUTE ENCODER; PLAIN SHAFT, TOLERANCE N; WITH HOLDING BRAKE DEGREE OF PROTECTION IP64 | - | 0 | 7
1FK7042-5AF71-1GH2 |  | 1FK7042-5AF71-1GH2 | 1 | UN | 1 | 60 | X | D | N | N | 85015220 | 1 | 4025515016175 | 5.502 | KG | 1528.77 | 1528.77 | MC05 | MC05 | SIMOTICS S Synchronous servo motor 1FK7 Compact 3.0Nm, 100K 3000rpm, 0.82kW Naturally cooled IM B5 (IM V1, IM V3) power/signal connectors Connector can be rotated by 270Â° BASIC ABSOLUTE ENCODER 32 P/REV (ENCODER A-32); PERFORMANCE REDUCTION BY 10% DUE TO ABSOLUTE ENCODER; PLAIN SHAFT, TOLERANCE N; WITH HOLDING BRAKE DEGREE OF PROTECTION IP65 FLANGE ON DRIVE END IP67 | - | 0 | 7
1FK7042-5AF71-1GH3 |  | 1FK7042-5AF71-1GH3 | 1 | UN | 1 | 60 | X | D | N | N | 85015220 | 1 | 4025515016182 | 5.502 | KG | 1489.61 | 1489.61 | MC05 | MC05 | SIMOTICS S Synchronous servo motor 1FK7 Compact 3.0Nm, 100K 3000rpm, 0.82kW Naturally cooled IM B5 (IM V1, IM V3) power/signal connectors Connector can be rotated by 270Â° BASIC ABSOLUTE ENCODER 32 P/REV (ENCODER A-32); PERFORMANCE REDUCTION BY 10% DUE TO ABSOLUTE ENCODER; PLAIN SHAFT, TOLERANCE N; WITH HOLDING BRAKE DEGREE OF PROTECTION IP64; PAINT FINISH RAL7016 | - | 0 | 7
1FK7042-5AF71-1GH5 |  | 1FK7042-5AF71-1GH5 | 1 | UN | 1 | 60 | X | D | N | N | 85015220 | 1 |  | 5.502 | KG | 1565.56 | 1565.56 | MC05 | MC05 | SIMOTICS S Synchronous servo motor 1FK7 Compact 3.0Nm, 100K 3000rpm, 0.82kW Naturally cooled IM B5 (IM V1, IM V3) power/signal connectors Connector can be rotated by 270Â° BASIC ABSOLUTE ENCODER 32 P/REV (ENCODER A-32); PERFORMANCE REDUCTION BY 10% DUE TO ABSOLUTE ENCODER; PLAIN SHAFT, TOLERANCE N; WITH HOLDING BRAKE DEGREE OF PROTECTION IP65 AS FLANGE IP67; PAINT FINISH RAL7016 | - | 0 | 0
1FK7042-5AF71-1GH8 |  | 1FK7042-5AF71-1GH8 | 1 | UN | 1 | 60 | X | D | N | N | 85015220 | 1 |  | 5.502 | KG | 1646.77 | 1646.77 | MC05 | MC05 | SIMOTICS S Synchronous servo motor 1FK7 Compact 3.0Nm, 100K 3000rpm, 0.82kW Naturally cooled IM B5 (IM V1, IM V3) power/signal connectors Connector can be rotated by 270Â° BASIC ABSOLUTE ENCODER 32 P/REV (ENCODER A-32); PERFORMANCE REDUCTION BY 10% DUE TO ABSOLUTE ENCODER; PLAIN SHAFT, TOLERANCE N; WITH HOLDING BRAKE DEGREE OF PROTECTION IP65 IP67 D-END FLANGE; RAL7016 COATING; METALLIC RATING PLATE AT MOTOR | - | 0 | 0
1FK7042-5AF71-1KA0 |  | 1FK7042-5AF71-1KA0 | 1 | UN | 1 | 60 | X | D | N | N | 85015220 | 1 |  | 4.903 | KG | 1506.69 | 1506.69 | MC05 | MC05 | SIMOTICS S Synchronous servo motor 1FK7 Compact 3.0Nm, 100K 3000rpm, 0.82kW Naturally cooled IM B5 (IM V1, IM V3) power/signal connectors Connector can be rotated by 270Â° BASIC ABSOLUTE ENCODER 32 P/REV (ENCODER A-32) WITH DRIVE-CLIQ INTERFACE; PERFORMANCE REDUCTION BY 10% DUE TO ABSOLUTE ENCODER; SHAFT WITH FITTED KEY, TOLERANCE N; W/O HOLDING BRAKE DEGREE OF PROTECTION IP64 | - | 0 | 0
1FK7042-5AF71-1KA2 |  | 1FK7042-5AF71-1KA2 | 1 | UN | 1 | 60 | X | D | N | N | 85015220 | 1 |  | 4.903 | KG | 1582.66 | 1582.66 | MC05 | MC05 | SIMOTICS S Synchronous servo motor 1FK7 Compact 3.0Nm, 100K 3000rpm, 0.82kW Naturally cooled IM B5 (IM V1, IM V3) power/signal connectors Connector can be rotated by 270Â° BASIC ABSOLUTE ENCODER 32 P/REV (ENCODER A-32) WITH DRIVE-CLIQ INTERFACE; PERFORMANCE REDUCTION BY 10% DUE TO ABSOLUTE ENCODER; SHAFT WITH FITTED KEY, TOLERANCE N; W/O HOLDING BRAKE DEGREE OF PROTECTION IP65 FLANGE ON DRIVE END IP67 | - | 0 | 0
1FK7042-5AF71-1KA3 |  | 1FK7042-5AF71-1KA3 | 1 | UN | 1 | 60 | X | D | N | N | 85015220 | 1 |  | 4.903 | KG | 1543.5 | 1543.5 | MC05 | MC05 | SIMOTICS S Synchronous servo motor 1FK7 Compact 3.0Nm, 100K 3000rpm, 0.82kW Naturally cooled IM B5 (IM V1, IM V3) power/signal connectors Connector can be rotated by 270Â° BASIC ABSOLUTE ENCODER 32 P/REV (ENCODER A-32) WITH DRIVE-CLIQ INTERFACE; PERFORMANCE REDUCTION BY 10% DUE TO ABSOLUTE ENCODER; SHAFT WITH FITTED KEY, TOLERANCE N; W/O HOLDING BRAKE DEGREE OF PROTECTION IP64; PAINT FINISH RAL7016 | - | 0 | 0
1FK7042-5AF71-1KA5 |  | 1FK7042-5AF71-1KA5 | 1 | UN | 1 | 60 | X | D | N | N | 85015220 | 1 |  | 4.903 | KG | 1619.45 | 1619.45 | MC05 | MC05 | SIMOTICS S Synchronous servo motor 1FK7 Compact 3.0Nm, 100K 3000rpm, 0.82kW Naturally cooled IM B5 (IM V1, IM V3) power/signal connectors Connector can be rotated by 270Â° BASIC ABSOLUTE ENCODER 32 P/REV (ENCODER A-32) WITH DRIVE-CLIQ INTERFACE; PERFORMANCE REDUCTION BY 10% DUE TO ABSOLUTE ENCODER; SHAFT WITH FITTED KEY, TOLERANCE N; W/O HOLDING BRAKE DEGREE OF PROTECTION IP65 AS FLANGE IP67; PAINT FINISH RAL7016 | - | 0 | 0
1FK7042-5AF71-1KA8 |  | 1FK7042-5AF71-1KA8 | 1 | UN | 1 | 60 | X | D | N | N | 85015220 | 1 |  | 4.903 | KG | 1700.66 | 1700.66 | MC05 | MC05 | SIMOTICS S Synchronous servo motor 1FK7 Compact 3.0Nm, 100K 3000rpm, 0.82kW Naturally cooled IM B5 (IM V1, IM V3) power/signal connectors Connector can be rotated by 270Â° BASIC ABSOLUTE ENCODER 32 P/REV (ENCODER A-32) WITH DRIVE-CLIQ INTERFACE; PERFORMANCE REDUCTION BY 10% DUE TO ABSOLUTE ENCODER; SHAFT WITH FITTED KEY, TOLERANCE N; W/O HOLDING BRAKE DEGREE OF PROTECTION IP65 IP67 D-END FLANGE; RAL7016 COATING; METALLIC RATING PLATE AT MOTOR | - | 0 | 0
1FK7042-5AF71-1KB0 |  | 1FK7042-5AF71-1KB0 | 1 | UN | 1 | 60 | X | D | N | N | 85015220 | 1 |  | 5.502 | KG | 1718.63 | 1718.63 | MC05 | MC05 | SIMOTICS S Synchronous servo motor 1FK7 Compact 3.0Nm, 100K 3000rpm, 0.82kW Naturally cooled IM B5 (IM V1, IM V3) power/signal connectors Connector can be rotated by 270Â° BASIC ABSOLUTE ENCODER 32 P/REV (ENCODER A-32) WITH DRIVE-CLIQ INTERFACE; PERFORMANCE REDUCTION BY 10% DUE TO ABSOLUTE ENCODER; SHAFT WITH FITTED KEY, TOLERANCE N; WITH HOLDING BRAKE DEGREE OF PROTECTION IP64 | - | 0 | 0
1FK7042-5AF71-1KB2 |  | 1FK7042-5AF71-1KB2 | 1 | UN | 1 | 60 | X | D | N | N | 85015220 | 1 |  | 5.502 | KG | 1794.6 | 1794.6 | MC05 | MC05 | SIMOTICS S Synchronous servo motor 1FK7 Compact 3.0Nm, 100K 3000rpm, 0.82kW Naturally cooled IM B5 (IM V1, IM V3) power/signal connectors Connector can be rotated by 270Â° BASIC ABSOLUTE ENCODER 32 P/REV (ENCODER A-32) WITH DRIVE-CLIQ INTERFACE; PERFORMANCE REDUCTION BY 10% DUE TO ABSOLUTE ENCODER; SHAFT WITH FITTED KEY, TOLERANCE N; WITH HOLDING BRAKE DEGREE OF PROTECTION IP65 FLANGE ON DRIVE END IP67 | - | 0 | 0
1FK7042-5AF71-1KB3 |  | 1FK7042-5AF71-1KB3 | 1 | UN | 1 | 60 | X | D | N | N | 85015220 | 1 |  | 5.502 | KG | 1755.44 | 1755.44 | MC05 | MC05 | SIMOTICS S Synchronous servo motor 1FK7 Compact 3.0Nm, 100K 3000rpm, 0.82kW Naturally cooled IM B5 (IM V1, IM V3) power/signal connectors Connector can be rotated by 270Â° BASIC ABSOLUTE ENCODER 32 P/REV (ENCODER A-32) WITH DRIVE-CLIQ INTERFACE; PERFORMANCE REDUCTION BY 10% DUE TO ABSOLUTE ENCODER; SHAFT WITH FITTED KEY, TOLERANCE N; WITH HOLDING BRAKE DEGREE OF PROTECTION IP64; PAINT FINISH RAL7016 | - | 0 | 0
1FK7042-5AF71-1KB5 |  | 1FK7042-5AF71-1KB5 | 1 | UN | 1 | 60 | X | D | N | N | 85015220 | 1 |  | 5.502 | KG | 1831.39 | 1831.39 | MC05 | MC05 | SIMOTICS S Synchronous servo motor 1FK7 Compact 3.0Nm, 100K 3000rpm, 0.82kW Naturally cooled IM B5 (IM V1, IM V3) power/signal connectors Connector can be rotated by 270Â° BASIC ABSOLUTE ENCODER 32 P/REV (ENCODER A-32) WITH DRIVE-CLIQ INTERFACE; PERFORMANCE REDUCTION BY 10% DUE TO ABSOLUTE ENCODER; SHAFT WITH FITTED KEY, TOLERANCE N; WITH HOLDING BRAKE DEGREE OF PROTECTION IP65 AS FLANGE IP67; PAINT FINISH RAL7016 | - | 0 | 0
1FK7042-5AF71-1KB8 |  | 1FK7042-5AF71-1KB8 | 1 | UN | 1 | 60 | X | D | N | N | 85015220 | 1 |  | 5.502 | KG | 1912.6 | 1912.6 | MC05 | MC05 | SIMOTICS S Synchronous servo motor 1FK7 Compact 3.0Nm, 100K 3000rpm, 0.82kW Naturally cooled IM B5 (IM V1, IM V3) power/signal connectors Connector can be rotated by 270Â° BASIC ABSOLUTE ENCODER 32 P/REV (ENCODER A-32) WITH DRIVE-CLIQ INTERFACE; PERFORMANCE REDUCTION BY 10% DUE TO ABSOLUTE ENCODER; SHAFT WITH FITTED KEY, TOLERANCE N; WITH HOLDING BRAKE DEGREE OF PROTECTION IP65 IP67 D-END FLANGE; RAL7016 COATING; METALLIC RATING PLATE AT MOTOR | - | 0 | 0
1FK7042-5AF71-1KG0 |  | 1FK7042-5AF71-1KG0 | 1 | UN | 1 | 60 | X | D | N | N | 85015220 | 1 |  | 4.903 | KG | 1436.64 | 1436.64 | MC05 | MC05 | SIMOTICS S Synchronous servo motor 1FK7 Compact 3.0Nm, 100K 3000rpm, 0.82kW Naturally cooled IM B5 (IM V1, IM V3) power/signal connectors Connector can be rotated by 270Â° BASIC ABSOLUTE ENCODER 32 P/REV (ENCODER A-32) WITH DRIVE-CLIQ INTERFACE; PERFORMANCE REDUCTION BY 10% DUE TO ABSOLUTE ENCODER; PLAIN SHAFT, TOLERANCE N; W/O HOLDING BRAKE DEGREE OF PROTECTION IP64 | - | 0 | 0
1FK7042-5AF71-1KG2 |  | 1FK7042-5AF71-1KG2 | 1 | UN | 1 | 60 | X | D | N | N | 85015220 | 1 |  | 4.903 | KG | 1512.61 | 1512.61 | MC05 | MC05 | SIMOTICS S Synchronous servo motor 1FK7 Compact 3.0Nm, 100K 3000rpm, 0.82kW Naturally cooled IM B5 (IM V1, IM V3) power/signal connectors Connector can be rotated by 270Â° BASIC ABSOLUTE ENCODER 32 P/REV (ENCODER A-32) WITH DRIVE-CLIQ INTERFACE; PERFORMANCE REDUCTION BY 10% DUE TO ABSOLUTE ENCODER; PLAIN SHAFT, TOLERANCE N; W/O HOLDING BRAKE DEGREE OF PROTECTION IP65 FLANGE ON DRIVE END IP67 | - | 0 | 0
1FK7042-5AF71-1KG3 |  | 1FK7042-5AF71-1KG3 | 1 | UN | 1 | 60 | X | D | N | N | 85015220 | 1 |  | 4.903 | KG | 1473.45 | 1473.45 | MC05 | MC05 | SIMOTICS S Synchronous servo motor 1FK7 Compact 3.0Nm, 100K 3000rpm, 0.82kW Naturally cooled IM B5 (IM V1, IM V3) power/signal connectors Connector can be rotated by 270Â° BASIC ABSOLUTE ENCODER 32 P/REV (ENCODER A-32) WITH DRIVE-CLIQ INTERFACE; PERFORMANCE REDUCTION BY 10% DUE TO ABSOLUTE ENCODER; PLAIN SHAFT, TOLERANCE N; W/O HOLDING BRAKE DEGREE OF PROTECTION IP64; PAINT FINISH RAL7016 | - | 0 | 0
1FK7042-5AF71-1KG5 |  | 1FK7042-5AF71-1KG5 | 1 | UN | 1 | 60 | X | D | N | N | 85015220 | 1 |  | 4.903 | KG | 1549.4 | 1549.4 | MC05 | MC05 | SIMOTICS S Synchronous servo motor 1FK7 Compact 3.0Nm, 100K 3000rpm, 0.82kW Naturally cooled IM B5 (IM V1, IM V3) power/signal connectors Connector can be rotated by 270Â° BASIC ABSOLUTE ENCODER 32 P/REV (ENCODER A-32) WITH DRIVE-CLIQ INTERFACE; PERFORMANCE REDUCTION BY 10% DUE TO ABSOLUTE ENCODER; PLAIN SHAFT, TOLERANCE N; W/O HOLDING BRAKE DEGREE OF PROTECTION IP65 AS FLANGE IP67; PAINT FINISH RAL7016 | - | 0 | 0
1FK7042-5AF71-1KG8 |  | 1FK7042-5AF71-1KG8 | 1 | UN | 1 | 60 | X | D | N | N | 85015220 | 1 |  | 4.903 | KG | 1630.61 | 1630.61 | MC05 | MC05 | SIMOTICS S Synchronous servo motor 1FK7 Compact 3.0Nm, 100K 3000rpm, 0.82kW Naturally cooled IM B5 (IM V1, IM V3) power/signal connectors Connector can be rotated by 270Â° BASIC ABSOLUTE ENCODER 32 P/REV (ENCODER A-32) WITH DRIVE-CLIQ INTERFACE; PERFORMANCE REDUCTION BY 10% DUE TO ABSOLUTE ENCODER; PLAIN SHAFT, TOLERANCE N; W/O HOLDING BRAKE DEGREE OF PROTECTION IP65 IP67 D-END FLANGE; RAL7016 COATING; METALLIC RATING PLATE AT MOTOR | - | 0 | 0
1FK7042-5AF71-1KH0 |  | 1FK7042-5AF71-1KH0 | 1 | UN | 1 | 60 | X | D | N | N | 85015220 | 1 |  | 5.502 | KG | 1646.77 | 1646.77 | MC05 | MC05 | SIMOTICS S Synchronous servo motor 1FK7 Compact 3.0Nm, 100K 3000rpm, 0.82kW Naturally cooled IM B5 (IM V1, IM V3) power/signal connectors Connector can be rotated by 270Â° BASIC ABSOLUTE ENCODER 32 P/REV (ENCODER A-32) WITH DRIVE-CLIQ INTERFACE; PERFORMANCE REDUCTION BY 10% DUE TO ABSOLUTE ENCODER; PLAIN SHAFT, TOLERANCE N; WITH HOLDING BRAKE DEGREE OF PROTECTION IP64 | - | 0 | 0
1FK7042-5AF71-1KH2 |  | 1FK7042-5AF71-1KH2 | 1 | UN | 1 | 60 | X | D | N | N | 85015220 | 1 |  | 5.502 | KG | 1722.74 | 1722.74 | MC05 | MC05 | SIMOTICS S Synchronous servo motor 1FK7 Compact 3.0Nm, 100K 3000rpm, 0.82kW Naturally cooled IM B5 (IM V1, IM V3) power/signal connectors Connector can be rotated by 270Â° BASIC ABSOLUTE ENCODER 32 P/REV (ENCODER A-32) WITH DRIVE-CLIQ INTERFACE; PERFORMANCE REDUCTION BY 10% DUE TO ABSOLUTE ENCODER; PLAIN SHAFT, TOLERANCE N; WITH HOLDING BRAKE DEGREE OF PROTECTION IP65 FLANGE ON DRIVE END IP67 | - | 0 | 0
1FK7042-5AF71-1KH3 |  | 1FK7042-5AF71-1KH3 | 1 | UN | 1 | 60 | X | D | N | N | 85015220 | 1 | 4025515001430 | 5.502 | KG | 1683.58 | 1683.58 | MC05 | MC05 | SIMOTICS S Synchronous servo motor 1FK7 Compact 3.0Nm, 100K 3000rpm, 0.82kW Naturally cooled IM B5 (IM V1, IM V3) power/signal connectors Connector can be rotated by 270Â° BASIC ABSOLUTE ENCODER 32 P/REV (ENCODER A-32) WITH DRIVE-CLIQ INTERFACE; PERFORMANCE REDUCTION BY 10% DUE TO ABSOLUTE ENCODER; PLAIN SHAFT, TOLERANCE N; WITH HOLDING BRAKE DEGREE OF PROTECTION IP64; PAINT FINISH RAL7016 | - | 0 | 7
1FK7042-5AF71-1KH5 |  | 1FK7042-5AF71-1KH5 | 1 | UN | 1 | 60 | X | D | N | N | 85015220 | 1 |  | 5.502 | KG | 1759.53 | 1759.53 | MC05 | MC05 | SIMOTICS S Synchronous servo motor 1FK7 Compact 3.0Nm, 100K 3000rpm, 0.82kW Naturally cooled IM B5 (IM V1, IM V3) power/signal connectors Connector can be rotated by 270Â° BASIC ABSOLUTE ENCODER 32 P/REV (ENCODER A-32) WITH DRIVE-CLIQ INTERFACE; PERFORMANCE REDUCTION BY 10% DUE TO ABSOLUTE ENCODER; PLAIN SHAFT, TOLERANCE N; WITH HOLDING BRAKE DEGREE OF PROTECTION IP65 AS FLANGE IP67; PAINT FINISH RAL7016 | - | 0 | 0
1FK7042-5AF71-1KH8 |  | 1FK7042-5AF71-1KH8 | 1 | UN | 1 | 60 | X | D | N | N | 85015220 | 1 |  | 5.502 | KG | 1840.74 | 1840.74 | MC05 | MC05 | SIMOTICS S Synchronous servo motor 1FK7 Compact 3.0Nm, 100K 3000rpm, 0.82kW Naturally cooled IM B5 (IM V1, IM V3) power/signal connectors Connector can be rotated by 270Â° BASIC ABSOLUTE ENCODER 32 P/REV (ENCODER A-32) WITH DRIVE-CLIQ INTERFACE; PERFORMANCE REDUCTION BY 10% DUE TO ABSOLUTE ENCODER; PLAIN SHAFT, TOLERANCE N; WITH HOLDING BRAKE DEGREE OF PROTECTION IP65 IP67 D-END FLANGE; RAL7016 COATING; METALLIC RATING PLATE AT MOTOR | - | 0 | 0
1FK7042-5AF71-1PA0 |  | 1FK7042-5AF71-1PA0 | 1 | UN | 1 | 60 | X | D | N | N | 85015220 | 1 |  | 4.903 | KG | 1151.09 | 1151.09 | MC05 | MC05 | SIMOTICS S Synchronous servo motor 1FK7 Compact 3.0Nm, 100K 3000rpm, 0.82kW Naturally cooled IM B5 (IM V1, IM V3) power/signal connectors Connector can be rotated by 270Â° RESOLVER 2-POLE (RESOLVER P=1) WITH DRIVE-CLIQ INTERFACE; SHAFT WITH FITTED KEY, TOLERANCE N; W/O HOLDING BRAKE DEGREE OF PROTECTION IP64 | - | 0 | 0
1FK7042-5AF71-1PA2 |  | 1FK7042-5AF71-1PA2 | 1 | UN | 1 | 60 | X | D | N | N | 85015220 | 1 |  | 4.903 | KG | 1227.06 | 1227.06 | MC05 | MC05 | SIMOTICS S Synchronous servo motor 1FK7 Compact 3.0Nm, 100K 3000rpm, 0.82kW Naturally cooled IM B5 (IM V1, IM V3) power/signal connectors Connector can be rotated by 270Â° RESOLVER 2-POLE (RESOLVER P=1) WITH DRIVE-CLIQ INTERFACE; SHAFT WITH FITTED KEY, TOLERANCE N; W/O HOLDING BRAKE DEGREE OF PROTECTION IP65 FLANGE ON DRIVE END IP67 | - | 0 | 0
1FK7042-5AF71-1PA3 |  | 1FK7042-5AF71-1PA3 | 1 | UN | 1 | 60 | X | D | N | N | 85015220 | 1 |  | 4.903 | KG | 1187.9 | 1187.9 | MC05 | MC05 | SIMOTICS S Synchronous servo motor 1FK7 Compact 3.0Nm, 100K 3000rpm, 0.82kW Naturally cooled IM B5 (IM V1, IM V3) power/signal connectors Connector can be rotated by 270Â° RESOLVER 2-POLE (RESOLVER P=1) WITH DRIVE-CLIQ INTERFACE; SHAFT WITH FITTED KEY, TOLERANCE N; W/O HOLDING BRAKE DEGREE OF PROTECTION IP64; PAINT FINISH RAL7016 | - | 0 | 0
1FK7042-5AF71-1PA5 |  | 1FK7042-5AF71-1PA5 | 1 | UN | 1 | 60 | X | D | N | N | 85015220 | 1 |  | 4.903 | KG | 1263.85 | 1263.85 | MC05 | MC05 | SIMOTICS S Synchronous servo motor 1FK7 Compact 3.0Nm, 100K 3000rpm, 0.82kW Naturally cooled IM B5 (IM V1, IM V3) power/signal connectors Connector can be rotated by 270Â° RESOLVER 2-POLE (RESOLVER P=1) WITH DRIVE-CLIQ INTERFACE; SHAFT WITH FITTED KEY, TOLERANCE N; W/O HOLDING BRAKE DEGREE OF PROTECTION IP65 AS FLANGE IP67; PAINT FINISH RAL7016 | - | 0 | 0
1FK7042-5AF71-1PA8 |  | 1FK7042-5AF71-1PA8 | 1 | UN | 1 | 60 | X | D | N | N | 85015220 | 1 |  | 4.903 | KG | 1345.06 | 1345.06 | MC05 | MC05 | SIMOTICS S Synchronous servo motor 1FK7 Compact 3.0Nm, 100K 3000rpm, 0.82kW Naturally cooled IM B5 (IM V1, IM V3) power/signal connectors Connector can be rotated by 270Â° RESOLVER 2-POLE (RESOLVER P=1) WITH DRIVE-CLIQ INTERFACE; SHAFT WITH FITTED KEY, TOLERANCE N; W/O HOLDING BRAKE DEGREE OF PROTECTION IP65 IP67 D-END FLANGE; RAL7016 COATING; METALLIC RATING PLATE AT MOTOR | - | 0 | 0
1FK7042-5AF71-1PB0 |  | 1FK7042-5AF71-1PB0 | 1 | UN | 1 | 60 | X | D | N | N | 85015220 | 1 |  | 5.502 | KG | 1363.03 | 1363.03 | MC05 | MC05 | SIMOTICS S Synchronous servo motor 1FK7 Compact 3.0Nm, 100K 3000rpm, 0.82kW Naturally cooled IM B5 (IM V1, IM V3) power/signal connectors Connector can be rotated by 270Â° RESOLVER 2-POLE (RESOLVER P=1) WITH DRIVE-CLIQ INTERFACE; SHAFT WITH FITTED KEY, TOLERANCE N; WITH HOLDING BRAKE DEGREE OF PROTECTION IP64 | - | 0 | 0
1FK7042-5AF71-1PB2 |  | 1FK7042-5AF71-1PB2 | 1 | UN | 1 | 60 | X | D | N | N | 85015220 | 1 |  | 5.502 | KG | 1439 | 1439 | MC05 | MC05 | SIMOTICS S Synchronous servo motor 1FK7 Compact 3.0Nm, 100K 3000rpm, 0.82kW Naturally cooled IM B5 (IM V1, IM V3) power/signal connectors Connector can be rotated by 270Â° RESOLVER 2-POLE (RESOLVER P=1) WITH DRIVE-CLIQ INTERFACE; SHAFT WITH FITTED KEY, TOLERANCE N; WITH HOLDING BRAKE DEGREE OF PROTECTION IP65 FLANGE ON DRIVE END IP67 | - | 0 | 0
1FK7042-5AF71-1PB3 |  | 1FK7042-5AF71-1PB3 | 1 | UN | 1 | 60 | X | D | N | N | 85015220 | 1 |  | 5.502 | KG | 1399.84 | 1399.84 | MC05 | MC05 | SIMOTICS S Synchronous servo motor 1FK7 Compact 3.0Nm, 100K 3000rpm, 0.82kW Naturally cooled IM B5 (IM V1, IM V3) power/signal connectors Connector can be rotated by 270Â° RESOLVER 2-POLE (RESOLVER P=1) WITH DRIVE-CLIQ INTERFACE; SHAFT WITH FITTED KEY, TOLERANCE N; WITH HOLDING BRAKE DEGREE OF PROTECTION IP64; PAINT FINISH RAL7016 | - | 0 | 0
1FK7042-5AF71-1PB5 |  | 1FK7042-5AF71-1PB5 | 1 | UN | 1 | 60 | X | D | N | N | 85015220 | 1 |  | 5.502 | KG | 1475.79 | 1475.79 | MC05 | MC05 | SIMOTICS S Synchronous servo motor 1FK7 Compact 3.0Nm, 100K 3000rpm, 0.82kW Naturally cooled IM B5 (IM V1, IM V3) power/signal connectors Connector can be rotated by 270Â° RESOLVER 2-POLE (RESOLVER P=1) WITH DRIVE-CLIQ INTERFACE; SHAFT WITH FITTED KEY, TOLERANCE N; WITH HOLDING BRAKE DEGREE OF PROTECTION IP65 AS FLANGE IP67; PAINT FINISH RAL7016 | - | 0 | 0
1FK7042-5AF71-1PB8 |  | 1FK7042-5AF71-1PB8 | 1 | UN | 1 | 60 | X | D | N | N | 85015220 | 1 |  | 5.502 | KG | 1557 | 1557 | MC05 | MC05 | SIMOTICS S Synchronous servo motor 1FK7 Compact 3.0Nm, 100K 3000rpm, 0.82kW Naturally cooled IM B5 (IM V1, IM V3) power/signal connectors Connector can be rotated by 270Â° RESOLVER 2-POLE (RESOLVER P=1) WITH DRIVE-CLIQ INTERFACE; SHAFT WITH FITTED KEY, TOLERANCE N; WITH HOLDING BRAKE DEGREE OF PROTECTION IP65 IP67 D-END FLANGE; RAL7016 COATING; METALLIC RATING PLATE AT MOTOR | - | 0 | 0
1FK7042-5AF71-1PG0 |  | 1FK7042-5AF71-1PG0 | 1 | UN | 1 | 60 | X | D | N | N | 85015220 | 1 |  | 4.903 | KG | 1081.04 | 1081.04 | MC05 | MC05 | SIMOTICS S Synchronous servo motor 1FK7 Compact 3.0Nm, 100K 3000rpm, 0.82kW Naturally cooled IM B5 (IM V1, IM V3) power/signal connectors Connector can be rotated by 270Â° RESOLVER 2-POLE (RESOLVER P=1) WITH DRIVE-CLIQ INTERFACE; PLAIN SHAFT, TOLERANCE N; W/O HOLDING BRAKE DEGREE OF PROTECTION IP64 | - | 0 | 0
1FK7042-5AF71-1PG2 |  | 1FK7042-5AF71-1PG2 | 1 | UN | 1 | 60 | X | D | N | N | 85015220 | 1 |  | 4.903 | KG | 1157.01 | 1157.01 | MC05 | MC05 | SIMOTICS S Synchronous servo motor 1FK7 Compact 3.0Nm, 100K 3000rpm, 0.82kW Naturally cooled IM B5 (IM V1, IM V3) power/signal connectors Connector can be rotated by 270Â° RESOLVER 2-POLE (RESOLVER P=1) WITH DRIVE-CLIQ INTERFACE; PLAIN SHAFT, TOLERANCE N; W/O HOLDING BRAKE DEGREE OF PROTECTION IP65 FLANGE ON DRIVE END IP67 | - | 0 | 0
1FK7042-5AF71-1PG3 |  | 1FK7042-5AF71-1PG3 | 1 | UN | 1 | 60 | X | D | N | N | 85015220 | 1 |  | 4.903 | KG | 1117.85 | 1117.85 | MC05 | MC05 | SIMOTICS S Synchronous servo motor 1FK7 Compact 3.0Nm, 100K 3000rpm, 0.82kW Naturally cooled IM B5 (IM V1, IM V3) power/signal connectors Connector can be rotated by 270Â° RESOLVER 2-POLE (RESOLVER P=1) WITH DRIVE-CLIQ INTERFACE; PLAIN SHAFT, TOLERANCE N; W/O HOLDING BRAKE DEGREE OF PROTECTION IP64; PAINT FINISH RAL7016 | - | 0 | 0
1FK7042-5AF71-1PG5 |  | 1FK7042-5AF71-1PG5 | 1 | UN | 1 | 60 | X | D | N | N | 85015220 | 1 |  | 4.903 | KG | 1193.8 | 1193.8 | MC05 | MC05 | SIMOTICS S Synchronous servo motor 1FK7 Compact 3.0Nm, 100K 3000rpm, 0.82kW Naturally cooled IM B5 (IM V1, IM V3) power/signal connectors Connector can be rotated by 270Â° RESOLVER 2-POLE (RESOLVER P=1) WITH DRIVE-CLIQ INTERFACE; PLAIN SHAFT, TOLERANCE N; W/O HOLDING BRAKE DEGREE OF PROTECTION IP65 AS FLANGE IP67; PAINT FINISH RAL7016 | - | 0 | 0
1FK7042-5AF71-1PG8 |  | 1FK7042-5AF71-1PG8 | 1 | UN | 1 | 60 | X | D | N | N | 85015220 | 1 |  | 4.903 | KG | 1275.01 | 1275.01 | MC05 | MC05 | SIMOTICS S Synchronous servo motor 1FK7 Compact 3.0Nm, 100K 3000rpm, 0.82kW Naturally cooled IM B5 (IM V1, IM V3) power/signal connectors Connector can be rotated by 270Â° RESOLVER 2-POLE (RESOLVER P=1) WITH DRIVE-CLIQ INTERFACE; PLAIN SHAFT, TOLERANCE N; W/O HOLDING BRAKE DEGREE OF PROTECTION IP65 IP67 D-END FLANGE; RAL7016 COATING; METALLIC RATING PLATE AT MOTOR | - | 0 | 0
1FK7042-5AF71-1PH0 |  | 1FK7042-5AF71-1PH0 | 1 | UN | 1 | 60 | X | D | N | N | 85015220 | 1 |  | 5.502 | KG | 1291.17 | 1291.17 | MC05 | MC05 | SIMOTICS S Synchronous servo motor 1FK7 Compact 3.0Nm, 100K 3000rpm, 0.82kW Naturally cooled IM B5 (IM V1, IM V3) power/signal connectors Connector can be rotated by 270Â° RESOLVER 2-POLE (RESOLVER P=1) WITH DRIVE-CLIQ INTERFACE; PLAIN SHAFT, TOLERANCE N; WITH HOLDING BRAKE DEGREE OF PROTECTION IP64 | - | 0 | 0
1FK7042-5AF71-1PH2 |  | 1FK7042-5AF71-1PH2 | 1 | UN | 1 | 60 | X | D | N | N | 85015220 | 1 |  | 5.502 | KG | 1367.14 | 1367.14 | MC05 | MC05 | SIMOTICS S Synchronous servo motor 1FK7 Compact 3.0Nm, 100K 3000rpm, 0.82kW Naturally cooled IM B5 (IM V1, IM V3) power/signal connectors Connector can be rotated by 270Â° RESOLVER 2-POLE (RESOLVER P=1) WITH DRIVE-CLIQ INTERFACE; PLAIN SHAFT, TOLERANCE N; WITH HOLDING BRAKE DEGREE OF PROTECTION IP65 FLANGE ON DRIVE END IP67 | - | 0 | 0
1FK7042-5AF71-1PH3 |  | 1FK7042-5AF71-1PH3 | 1 | UN | 1 | 60 | X | D | N | N | 85015220 | 1 |  | 5.502 | KG | 1327.98 | 1327.98 | MC05 | MC05 | SIMOTICS S Synchronous servo motor 1FK7 Compact 3.0Nm, 100K 3000rpm, 0.82kW Naturally cooled IM B5 (IM V1, IM V3) power/signal connectors Connector can be rotated by 270Â° RESOLVER 2-POLE (RESOLVER P=1) WITH DRIVE-CLIQ INTERFACE; PLAIN SHAFT, TOLERANCE N; WITH HOLDING BRAKE DEGREE OF PROTECTION IP64; PAINT FINISH RAL7016 | - | 0 | 0
1FK7042-5AF71-1PH5 |  | 1FK7042-5AF71-1PH5 | 1 | UN | 1 | 60 | X | D | N | N | 85015220 | 1 |  | 5.502 | KG | 1403.93 | 1403.93 | MC05 | MC05 | SIMOTICS S Synchronous servo motor 1FK7 Compact 3.0Nm, 100K 3000rpm, 0.82kW Naturally cooled IM B5 (IM V1, IM V3) power/signal connectors Connector can be rotated by 270Â° RESOLVER 2-POLE (RESOLVER P=1) WITH DRIVE-CLIQ INTERFACE; PLAIN SHAFT, TOLERANCE N; WITH HOLDING BRAKE DEGREE OF PROTECTION IP65 AS FLANGE IP67; PAINT FINISH RAL7016 | - | 0 | 0
1FK7042-5AF71-1PH8 |  | 1FK7042-5AF71-1PH8 | 1 | UN | 1 | 60 | X | D | N | N | 85015220 | 1 |  | 5.502 | KG | 1485.14 | 1485.14 | MC05 | MC05 | SIMOTICS S Synchronous servo motor 1FK7 Compact 3.0Nm, 100K 3000rpm, 0.82kW Naturally cooled IM B5 (IM V1, IM V3) power/signal connectors Connector can be rotated by 270Â° RESOLVER 2-POLE (RESOLVER P=1) WITH DRIVE-CLIQ INTERFACE; PLAIN SHAFT, TOLERANCE N; WITH HOLDING BRAKE DEGREE OF PROTECTION IP65 IP67 D-END FLANGE; RAL7016 COATING; METALLIC RATING PLATE AT MOTOR | - | 0 | 0
1FK7042-5AF71-1SA0 |  | 1FK7042-5AF71-1SA0 | 1 | UN | 1 | 60 | X | D | N | N | 85015220 | 1 |  | 4.903 | KG | 955.35 | 955.35 | MC05 | MC05 | SIMOTICS S Synchronous servo motor 1FK7 Compact 3.0Nm, 100K 3000rpm, 0.82kW Naturally cooled IM B5 (IM V1, IM V3) power/signal connectors Connector can be rotated by 270Â° RESOLVER MULTI-POLE (RESOLVER P=4); SHAFT WITH FITTED KEY, TOLERANCE N; W/O HOLDING BRAKE DEGREE OF PROTECTION IP64 | - | 0 | 0
1FK7042-5AF71-1SA2 |  | 1FK7042-5AF71-1SA2 | 1 | UN | 1 | 60 | X | D | N | N | 85015220 | 1 |  | 4.903 | KG | 1031.32 | 1031.32 | MC05 | MC05 | SIMOTICS S Synchronous servo motor 1FK7 Compact 3.0Nm, 100K 3000rpm, 0.82kW Naturally cooled IM B5 (IM V1, IM V3) power/signal connectors Connector can be rotated by 270Â° RESOLVER MULTI-POLE (RESOLVER P=4); SHAFT WITH FITTED KEY, TOLERANCE N; W/O HOLDING BRAKE DEGREE OF PROTECTION IP65 FLANGE ON DRIVE END IP67 | - | 0 | 0
1FK7042-5AF71-1SA3 |  | 1FK7042-5AF71-1SA3 | 1 | UN | 1 | 60 | X | D | N | N | 85015220 | 1 |  | 4.903 | KG | 992.16 | 992.16 | MC05 | MC05 | SIMOTICS S Synchronous servo motor 1FK7 Compact 3.0Nm, 100K 3000rpm, 0.82kW Naturally cooled IM B5 (IM V1, IM V3) power/signal connectors Connector can be rotated by 270Â° RESOLVER MULTI-POLE (RESOLVER P=4); SHAFT WITH FITTED KEY, TOLERANCE N; W/O HOLDING BRAKE DEGREE OF PROTECTION IP64; PAINT FINISH RAL7016 | - | 0 | 0
1FK7042-5AF71-1SA5 |  | 1FK7042-5AF71-1SA5 | 1 | UN | 1 | 60 | X | D | N | N | 85015220 | 1 |  | 4.903 | KG | 1068.11 | 1068.11 | MC05 | MC05 | SIMOTICS S Synchronous servo motor 1FK7 Compact 3.0Nm, 100K 3000rpm, 0.82kW Naturally cooled IM B5 (IM V1, IM V3) power/signal connectors Connector can be rotated by 270Â° RESOLVER MULTI-POLE (RESOLVER P=4); SHAFT WITH FITTED KEY, TOLERANCE N; W/O HOLDING BRAKE DEGREE OF PROTECTION IP65 AS FLANGE IP67; PAINT FINISH RAL7016 | - | 0 | 0
1FK7042-5AF71-1SA8 |  | 1FK7042-5AF71-1SA8 | 1 | UN | 1 | 60 | X | D | N | N | 85015220 | 1 |  | 4.903 | KG | 1149.32 | 1149.32 | MC05 | MC05 | SIMOTICS S Synchronous servo motor 1FK7 Compact 3.0Nm, 100K 3000rpm, 0.82kW Naturally cooled IM B5 (IM V1, IM V3) power/signal connectors Connector can be rotated by 270Â° RESOLVER MULTI-POLE (RESOLVER P=4); SHAFT WITH FITTED KEY, TOLERANCE N; W/O HOLDING BRAKE DEGREE OF PROTECTION IP65 IP67 D-END FLANGE; RAL7016 COATING; METALLIC RATING PLATE AT MOTOR | - | 0 | 0
1FK7042-5AF71-1SB0 |  | 1FK7042-5AF71-1SB0 | 1 | UN | 1 | 60 | X | D | N | N | 85015220 | 1 |  | 5.502 | KG | 1167.29 | 1167.29 | MC05 | MC05 | SIMOTICS S Synchronous servo motor 1FK7 Compact 3.0Nm, 100K 3000rpm, 0.82kW Naturally cooled IM B5 (IM V1, IM V3) power/signal connectors Connector can be rotated by 270Â° RESOLVER MULTI-POLE (RESOLVER P=4); SHAFT WITH FITTED KEY, TOLERANCE N; WITH HOLDING BRAKE DEGREE OF PROTECTION IP64 | - | 0 | 0
1FK7042-5AF71-1SB2 |  | 1FK7042-5AF71-1SB2 | 1 | UN | 1 | 60 | X | D | N | N | 85015220 | 1 |  | 5.502 | KG | 1243.26 | 1243.26 | MC05 | MC05 | SIMOTICS S Synchronous servo motor 1FK7 Compact 3.0Nm, 100K 3000rpm, 0.82kW Naturally cooled IM B5 (IM V1, IM V3) power/signal connectors Connector can be rotated by 270Â° RESOLVER MULTI-POLE (RESOLVER P=4); SHAFT WITH FITTED KEY, TOLERANCE N; WITH HOLDING BRAKE DEGREE OF PROTECTION IP65 FLANGE ON DRIVE END IP67 | - | 0 | 0
1FK7042-5AF71-1SB3 |  | 1FK7042-5AF71-1SB3 | 1 | UN | 1 | 60 | X | D | N | N | 85015220 | 1 |  | 5.502 | KG | 1204.1 | 1204.1 | MC05 | MC05 | SIMOTICS S Synchronous servo motor 1FK7 Compact 3.0Nm, 100K 3000rpm, 0.82kW Naturally cooled IM B5 (IM V1, IM V3) power/signal connectors Connector can be rotated by 270Â° RESOLVER MULTI-POLE (RESOLVER P=4); SHAFT WITH FITTED KEY, TOLERANCE N; WITH HOLDING BRAKE DEGREE OF PROTECTION IP64; PAINT FINISH RAL7016 | - | 0 | 0
1FK7042-5AF71-1SB5 |  | 1FK7042-5AF71-1SB5 | 1 | UN | 1 | 60 | X | D | N | N | 85015220 | 1 |  | 5.502 | KG | 1280.05 | 1280.05 | MC05 | MC05 | SIMOTICS S Synchronous servo motor 1FK7 Compact 3.0Nm, 100K 3000rpm, 0.82kW Naturally cooled IM B5 (IM V1, IM V3) power/signal connectors Connector can be rotated by 270Â° RESOLVER MULTI-POLE (RESOLVER P=4); SHAFT WITH FITTED KEY, TOLERANCE N; WITH HOLDING BRAKE DEGREE OF PROTECTION IP65 AS FLANGE IP67; PAINT FINISH RAL7016 | - | 0 | 0
1FK7042-5AF71-1SB8 |  | 1FK7042-5AF71-1SB8 | 1 | UN | 1 | 60 | X | D | N | N | 85015220 | 1 |  | 5.502 | KG | 1361.26 | 1361.26 | MC05 | MC05 | SIMOTICS S Synchronous servo motor 1FK7 Compact 3.0Nm, 100K 3000rpm, 0.82kW Naturally cooled IM B5 (IM V1, IM V3) power/signal connectors Connector can be rotated by 270Â° RESOLVER MULTI-POLE (RESOLVER P=4); SHAFT WITH FITTED KEY, TOLERANCE N; WITH HOLDING BRAKE DEGREE OF PROTECTION IP65 IP67 D-END FLANGE; RAL7016 COATING; METALLIC RATING PLATE AT MOTOR | - | 0 | 0
1FK7042-5AF71-1SG0 |  | 1FK7042-5AF71-1SG0 | 1 | UN | 1 | 60 | X | D | N | N | 85015220 | 1 | 4025515001447 | 4.903 | KG | 885.3 | 885.3 | MC05 | MC05 | SIMOTICS S Synchronous servo motor 1FK7 Compact 3.0Nm, 100K 3000rpm, 0.82kW Naturally cooled IM B5 (IM V1, IM V3) power/signal connectors Connector can be rotated by 270Â° RESOLVER MULTI-POLE (RESOLVER P=4); PLAIN SHAFT, TOLERANCE N; W/O HOLDING BRAKE DEGREE OF PROTECTION IP64 | - | 0 | 7
1FK7042-5AF71-1SG2 |  | 1FK7042-5AF71-1SG2 | 1 | UN | 1 | 60 | X | D | N | N | 85015220 | 1 |  | 4.903 | KG | 961.27 | 961.27 | MC05 | MC05 | SIMOTICS S Synchronous servo motor 1FK7 Compact 3.0Nm, 100K 3000rpm, 0.82kW Naturally cooled IM B5 (IM V1, IM V3) power/signal connectors Connector can be rotated by 270Â° RESOLVER MULTI-POLE (RESOLVER P=4); PLAIN SHAFT, TOLERANCE N; W/O HOLDING BRAKE DEGREE OF PROTECTION IP65 FLANGE ON DRIVE END IP67 | - | 0 | 0
1FK7042-5AF71-1SG3 |  | 1FK7042-5AF71-1SG3 | 1 | UN | 1 | 60 | X | D | N | N | 85015220 | 1 |  | 4.903 | KG | 922.11 | 922.11 | MC05 | MC05 | SIMOTICS S Synchronous servo motor 1FK7 Compact 3.0Nm, 100K 3000rpm, 0.82kW Naturally cooled IM B5 (IM V1, IM V3) power/signal connectors Connector can be rotated by 270Â° RESOLVER MULTI-POLE (RESOLVER P=4); PLAIN SHAFT, TOLERANCE N; W/O HOLDING BRAKE DEGREE OF PROTECTION IP64; PAINT FINISH RAL7016 | - | 0 | 0
1FK7042-5AF71-1SG5 |  | 1FK7042-5AF71-1SG5 | 1 | UN | 1 | 60 | X | D | N | N | 85015220 | 1 |  | 4.903 | KG | 998.06 | 998.06 | MC05 | MC05 | SIMOTICS S Synchronous servo motor 1FK7 Compact 3.0Nm, 100K 3000rpm, 0.82kW Naturally cooled IM B5 (IM V1, IM V3) power/signal connectors Connector can be rotated by 270Â° RESOLVER MULTI-POLE (RESOLVER P=4); PLAIN SHAFT, TOLERANCE N; W/O HOLDING BRAKE DEGREE OF PROTECTION IP65 AS FLANGE IP67; PAINT FINISH RAL7016 | - | 0 | 0
1FK7042-5AF71-1SG8 |  | 1FK7042-5AF71-1SG8 | 1 | UN | 1 | 60 | X | D | N | N | 85015220 | 1 |  | 4.903 | KG | 1079.27 | 1079.27 | MC05 | MC05 | SIMOTICS S Synchronous servo motor 1FK7 Compact 3.0Nm, 100K 3000rpm, 0.82kW Naturally cooled IM B5 (IM V1, IM V3) power/signal connectors Connector can be rotated by 270Â° RESOLVER MULTI-POLE (RESOLVER P=4); PLAIN SHAFT, TOLERANCE N; W/O HOLDING BRAKE DEGREE OF PROTECTION IP65 IP67 D-END FLANGE; RAL7016 COATING; METALLIC RATING PLATE AT MOTOR | - | 0 | 0
1FK7042-5AF71-1SH0 |  | 1FK7042-5AF71-1SH0 | 1 | UN | 1 | 60 | X | D | N | N | 85015220 | 1 |  | 5.502 | KG | 1095.43 | 1095.43 | MC05 | MC05 | SIMOTICS S Synchronous servo motor 1FK7 Compact 3.0Nm, 100K 3000rpm, 0.82kW Naturally cooled IM B5 (IM V1, IM V3) power/signal connectors Connector can be rotated by 270Â° RESOLVER MULTI-POLE (RESOLVER P=4); PLAIN SHAFT, TOLERANCE N; WITH HOLDING BRAKE DEGREE OF PROTECTION IP64 | - | 0 | 0
1FK7042-5AF71-1SH2 |  | 1FK7042-5AF71-1SH2 | 1 | UN | 1 | 60 | X | D | N | N | 85015220 | 1 |  | 5.502 | KG | 1171.4 | 1171.4 | MC05 | MC05 | SIMOTICS S Synchronous servo motor 1FK7 Compact 3.0Nm, 100K 3000rpm, 0.82kW Naturally cooled IM B5 (IM V1, IM V3) power/signal connectors Connector can be rotated by 270Â° RESOLVER MULTI-POLE (RESOLVER P=4); PLAIN SHAFT, TOLERANCE N; WITH HOLDING BRAKE DEGREE OF PROTECTION IP65 FLANGE ON DRIVE END IP67 | - | 0 | 0
1FK7042-5AF71-1SH3 |  | 1FK7042-5AF71-1SH3 | 1 | UN | 1 | 60 | X | D | N | N | 85015220 | 1 |  | 5.502 | KG | 1132.24 | 1132.24 | MC05 | MC05 | SIMOTICS S Synchronous servo motor 1FK7 Compact 3.0Nm, 100K 3000rpm, 0.82kW Naturally cooled IM B5 (IM V1, IM V3) power/signal connectors Connector can be rotated by 270Â° RESOLVER MULTI-POLE (RESOLVER P=4); PLAIN SHAFT, TOLERANCE N; WITH HOLDING BRAKE DEGREE OF PROTECTION IP64; PAINT FINISH RAL7016 | - | 0 | 0
1FK7042-5AF71-1SH5 |  | 1FK7042-5AF71-1SH5 | 1 | UN | 1 | 60 | X | D | N | N | 85015220 | 1 |  | 5.502 | KG | 1208.19 | 1208.19 | MC05 | MC05 | SIMOTICS S Synchronous servo motor 1FK7 Compact 3.0Nm, 100K 3000rpm, 0.82kW Naturally cooled IM B5 (IM V1, IM V3) power/signal connectors Connector can be rotated by 270Â° RESOLVER MULTI-POLE (RESOLVER P=4); PLAIN SHAFT, TOLERANCE N; WITH HOLDING BRAKE DEGREE OF PROTECTION IP65 AS FLANGE IP67; PAINT FINISH RAL7016 | - | 0 | 0
1FK7042-5AF71-1SH8 |  | 1FK7042-5AF71-1SH8 | 1 | UN | 1 | 60 | X | D | N | N | 85015220 | 1 |  | 5.502 | KG | 1289.4 | 1289.4 | MC05 | MC05 | SIMOTICS S Synchronous servo motor 1FK7 Compact 3.0Nm, 100K 3000rpm, 0.82kW Naturally cooled IM B5 (IM V1, IM V3) power/signal connectors Connector can be rotated by 270Â° RESOLVER MULTI-POLE (RESOLVER P=4); PLAIN SHAFT, TOLERANCE N; WITH HOLDING BRAKE DEGREE OF PROTECTION IP65 IP67 D-END FLANGE; RAL7016 COATING; METALLIC RATING PLATE AT MOTOR | - | 0 | 0
1FK7042-5AF71-1TA0 |  | 1FK7042-5AF71-1TA0 | 1 | UN | 1 | 60 | X | D | N | N | 85015220 | 1 |  | 4.903 | KG | 955.35 | 955.35 | MC05 | MC05 | SIMOTICS S Synchronous servo motor 1FK7 Compact 3.0Nm, 100K 3000rpm, 0.82kW Naturally cooled IM B5 (IM V1, IM V3) power/signal connectors Connector can be rotated by 270Â° RESOLVER 2-POLE (RESOLVER P=1); SHAFT WITH FITTED KEY, TOLERANCE N; W/O HOLDING BRAKE DEGREE OF PROTECTION IP64 | - | 0 | 0
1FK7042-5AF71-1TA2 |  | 1FK7042-5AF71-1TA2 | 1 | UN | 1 | 60 | X | D | N | N | 85015220 | 1 |  | 4.903 | KG | 1031.32 | 1031.32 | MC05 | MC05 | SIMOTICS S Synchronous servo motor 1FK7 Compact 3.0Nm, 100K 3000rpm, 0.82kW Naturally cooled IM B5 (IM V1, IM V3) power/signal connectors Connector can be rotated by 270Â° RESOLVER 2-POLE (RESOLVER P=1); SHAFT WITH FITTED KEY, TOLERANCE N; W/O HOLDING BRAKE DEGREE OF PROTECTION IP65 FLANGE ON DRIVE END IP67 | - | 0 | 0
1FK7042-5AF71-1TA3 |  | 1FK7042-5AF71-1TA3 | 1 | UN | 1 | 60 | X | D | N | N | 85015220 | 1 |  | 4.903 | KG | 992.16 | 992.16 | MC05 | MC05 | SIMOTICS S Synchronous servo motor 1FK7 Compact 3.0Nm, 100K 3000rpm, 0.82kW Naturally cooled IM B5 (IM V1, IM V3) power/signal connectors Connector can be rotated by 270Â° RESOLVER 2-POLE (RESOLVER P=1); SHAFT WITH FITTED KEY, TOLERANCE N; W/O HOLDING BRAKE DEGREE OF PROTECTION IP64; PAINT FINISH RAL7016 | - | 0 | 0
1FK7042-5AF71-1TA5 |  | 1FK7042-5AF71-1TA5 | 1 | UN | 1 | 60 | X | D | N | N | 85015220 | 1 |  | 4.903 | KG | 1068.11 | 1068.11 | MC05 | MC05 | SIMOTICS S Synchronous servo motor 1FK7 Compact 3.0Nm, 100K 3000rpm, 0.82kW Naturally cooled IM B5 (IM V1, IM V3) power/signal connectors Connector can be rotated by 270Â° RESOLVER 2-POLE (RESOLVER P=1); SHAFT WITH FITTED KEY, TOLERANCE N; W/O HOLDING BRAKE DEGREE OF PROTECTION IP65 AS FLANGE IP67; PAINT FINISH RAL7016 | - | 0 | 0
1FK7042-5AF71-1TA8 |  | 1FK7042-5AF71-1TA8 | 1 | UN | 1 | 60 | X | D | N | N | 85015220 | 1 |  | 4.903 | KG | 1149.32 | 1149.32 | MC05 | MC05 | SIMOTICS S Synchronous servo motor 1FK7 Compact 3.0Nm, 100K 3000rpm, 0.82kW Naturally cooled IM B5 (IM V1, IM V3) power/signal connectors Connector can be rotated by 270Â° RESOLVER 2-POLE (RESOLVER P=1); SHAFT WITH FITTED KEY, TOLERANCE N; W/O HOLDING BRAKE DEGREE OF PROTECTION IP65 IP67 D-END FLANGE; RAL7016 COATING; METALLIC RATING PLATE AT MOTOR | - | 0 | 0
1FK7042-5AF71-1TB0 |  | 1FK7042-5AF71-1TB0 | 1 | UN | 1 | 60 | X | D | N | N | 85015220 | 1 | 4025515001454 | 5.502 | KG | 1167.29 | 1167.29 | MC05 | MC05 | SIMOTICS S Synchronous servo motor 1FK7 Compact 3.0Nm, 100K 3000rpm, 0.82kW Naturally cooled IM B5 (IM V1, IM V3) power/signal connectors Connector can be rotated by 270Â° RESOLVER 2-POLE (RESOLVER P=1); SHAFT WITH FITTED KEY, TOLERANCE N; WITH HOLDING BRAKE DEGREE OF PROTECTION IP64 | - | 0 | 7
1FK7042-5AF71-1TB2 |  | 1FK7042-5AF71-1TB2 | 1 | UN | 1 | 60 | X | D | N | N | 85015220 | 1 |  | 5.502 | KG | 1243.26 | 1243.26 | MC05 | MC05 | SIMOTICS S Synchronous servo motor 1FK7 Compact 3.0Nm, 100K 3000rpm, 0.82kW Naturally cooled IM B5 (IM V1, IM V3) power/signal connectors Connector can be rotated by 270Â° RESOLVER 2-POLE (RESOLVER P=1); SHAFT WITH FITTED KEY, TOLERANCE N; WITH HOLDING BRAKE DEGREE OF PROTECTION IP65 FLANGE ON DRIVE END IP67 | - | 0 | 0
1FK7042-5AF71-1TB3 |  | 1FK7042-5AF71-1TB3 | 1 | UN | 1 | 60 | X | D | N | N | 85015220 | 1 |  | 5.502 | KG | 1204.1 | 1204.1 | MC05 | MC05 | SIMOTICS S Synchronous servo motor 1FK7 Compact 3.0Nm, 100K 3000rpm, 0.82kW Naturally cooled IM B5 (IM V1, IM V3) power/signal connectors Connector can be rotated by 270Â° RESOLVER 2-POLE (RESOLVER P=1); SHAFT WITH FITTED KEY, TOLERANCE N; WITH HOLDING BRAKE DEGREE OF PROTECTION IP64; PAINT FINISH RAL7016 | - | 0 | 0
1FK7042-5AF71-1TB5 |  | 1FK7042-5AF71-1TB5 | 1 | UN | 1 | 60 | X | D | N | N | 85015220 | 1 |  | 5.502 | KG | 1280.05 | 1280.05 | MC05 | MC05 | SIMOTICS S Synchronous servo motor 1FK7 Compact 3.0Nm, 100K 3000rpm, 0.82kW Naturally cooled IM B5 (IM V1, IM V3) power/signal connectors Connector can be rotated by 270Â° RESOLVER 2-POLE (RESOLVER P=1); SHAFT WITH FITTED KEY, TOLERANCE N; WITH HOLDING BRAKE DEGREE OF PROTECTION IP65 AS FLANGE IP67; PAINT FINISH RAL7016 | - | 0 | 0
1FK7042-5AF71-1TB8 |  | 1FK7042-5AF71-1TB8 | 1 | UN | 1 | 60 | X | D | N | N | 85015220 | 1 |  | 5.502 | KG | 1361.26 | 1361.26 | MC05 | MC05 | SIMOTICS S Synchronous servo motor 1FK7 Compact 3.0Nm, 100K 3000rpm, 0.82kW Naturally cooled IM B5 (IM V1, IM V3) power/signal connectors Connector can be rotated by 270Â° RESOLVER 2-POLE (RESOLVER P=1); SHAFT WITH FITTED KEY, TOLERANCE N; WITH HOLDING BRAKE DEGREE OF PROTECTION IP65 IP67 D-END FLANGE; RAL7016 COATING; METALLIC RATING PLATE AT MOTOR | - | 0 | 0
1FK7042-5AF71-1TG0 |  | 1FK7042-5AF71-1TG0 | 1 | UN | 1 | 60 | X | D | N | N | 85015220 | 1 | 4019169392716 | 4.903 | KG | 885.3 | 885.3 | MC05 | MC05 | SIMOTICS S Synchronous servo motor 1FK7 Compact 3.0Nm, 100K 3000rpm, 0.82kW Naturally cooled IM B5 (IM V1, IM V3) power/signal connectors Connector can be rotated by 270Â° RESOLVER 2-POLE (RESOLVER P=1); PLAIN SHAFT, TOLERANCE N; W/O HOLDING BRAKE DEGREE OF PROTECTION IP64 | - | 0 | 7
1FK7042-5AF71-1TG2 |  | 1FK7042-5AF71-1TG2 | 1 | UN | 1 | 60 | X | D | N | N | 85015220 | 1 |  | 4.903 | KG | 961.27 | 961.27 | MC05 | MC05 | SIMOTICS S Synchronous servo motor 1FK7 Compact 3.0Nm, 100K 3000rpm, 0.82kW Naturally cooled IM B5 (IM V1, IM V3) power/signal connectors Connector can be rotated by 270Â° RESOLVER 2-POLE (RESOLVER P=1); PLAIN SHAFT, TOLERANCE N; W/O HOLDING BRAKE DEGREE OF PROTECTION IP65 FLANGE ON DRIVE END IP67 | - | 0 | 0
1FK7042-5AF71-1TG3 |  | 1FK7042-5AF71-1TG3 | 1 | UN | 1 | 60 | X | D | N | N | 85015220 | 1 |  | 4.903 | KG | 922.11 | 922.11 | MC05 | MC05 | SIMOTICS S Synchronous servo motor 1FK7 Compact 3.0Nm, 100K 3000rpm, 0.82kW Naturally cooled IM B5 (IM V1, IM V3) power/signal connectors Connector can be rotated by 270Â° RESOLVER 2-POLE (RESOLVER P=1); PLAIN SHAFT, TOLERANCE N; W/O HOLDING BRAKE DEGREE OF PROTECTION IP64; PAINT FINISH RAL7016 | - | 0 | 0
1FK7042-5AF71-1TG5 |  | 1FK7042-5AF71-1TG5 | 1 | UN | 1 | 60 | X | D | N | N | 85015220 | 1 |  | 4.903 | KG | 998.06 | 998.06 | MC05 | MC05 | SIMOTICS S Synchronous servo motor 1FK7 Compact 3.0Nm, 100K 3000rpm, 0.82kW Naturally cooled IM B5 (IM V1, IM V3) power/signal connectors Connector can be rotated by 270Â° RESOLVER 2-POLE (RESOLVER P=1); PLAIN SHAFT, TOLERANCE N; W/O HOLDING BRAKE DEGREE OF PROTECTION IP65 AS FLANGE IP67; PAINT FINISH RAL7016 | - | 0 | 0
1FK7042-5AF71-1TG8 |  | 1FK7042-5AF71-1TG8 | 1 | UN | 1 | 60 | X | D | N | N | 85015220 | 1 |  | 4.903 | KG | 1079.27 | 1079.27 | MC05 | MC05 | SIMOTICS S Synchronous servo motor 1FK7 Compact 3.0Nm, 100K 3000rpm, 0.82kW Naturally cooled IM B5 (IM V1, IM V3) power/signal connectors Connector can be rotated by 270Â° RESOLVER 2-POLE (RESOLVER P=1); PLAIN SHAFT, TOLERANCE N; W/O HOLDING BRAKE DEGREE OF PROTECTION IP65 IP67 D-END FLANGE; RAL7016 COATING; METALLIC RATING PLATE AT MOTOR | - | 0 | 0
1FK7042-5AF71-1TH0 |  | 1FK7042-5AF71-1TH0 | 1 | UN | 1 | 60 | X | D | N | N | 85015220 | 1 | 4019169392723 | 5.502 | KG | 1095.43 | 1095.43 | MC05 | MC05 | SIMOTICS S Synchronous servo motor 1FK7 Compact 3.0Nm, 100K 3000rpm, 0.82kW Naturally cooled IM B5 (IM V1, IM V3) power/signal connectors Connector can be rotated by 270Â° RESOLVER 2-POLE (RESOLVER P=1); PLAIN SHAFT, TOLERANCE N; WITH HOLDING BRAKE DEGREE OF PROTECTION IP64 | - | 0 | 7
1FK7042-5AF71-1TH2 |  | 1FK7042-5AF71-1TH2 | 1 | UN | 1 | 60 | X | D | N | N | 85015220 | 1 |  | 5.502 | KG | 1171.4 | 1171.4 | MC05 | MC05 | SIMOTICS S Synchronous servo motor 1FK7 Compact 3.0Nm, 100K 3000rpm, 0.82kW Naturally cooled IM B5 (IM V1, IM V3) power/signal connectors Connector can be rotated by 270Â° RESOLVER 2-POLE (RESOLVER P=1); PLAIN SHAFT, TOLERANCE N; WITH HOLDING BRAKE DEGREE OF PROTECTION IP65 FLANGE ON DRIVE END IP67 | - | 0 | 0
1FK7042-5AF71-1TH3 |  | 1FK7042-5AF71-1TH3 | 1 | UN | 1 | 60 | X | D | N | N | 85015220 | 1 |  | 5.502 | KG | 1132.24 | 1132.24 | MC05 | MC05 | SIMOTICS S Synchronous servo motor 1FK7 Compact 3.0Nm, 100K 3000rpm, 0.82kW Naturally cooled IM B5 (IM V1, IM V3) power/signal connectors Connector can be rotated by 270Â° RESOLVER 2-POLE (RESOLVER P=1); PLAIN SHAFT, TOLERANCE N; WITH HOLDING BRAKE DEGREE OF PROTECTION IP64; PAINT FINISH RAL7016 | - | 0 | 0
1FK7042-5AF71-1TH5 |  | 1FK7042-5AF71-1TH5 | 1 | UN | 1 | 60 | X | D | N | N | 85015220 | 1 |  | 5.502 | KG | 1208.19 | 1208.19 | MC05 | MC05 | SIMOTICS S Synchronous servo motor 1FK7 Compact 3.0Nm, 100K 3000rpm, 0.82kW Naturally cooled IM B5 (IM V1, IM V3) power/signal connectors Connector can be rotated by 270Â° RESOLVER 2-POLE (RESOLVER P=1); PLAIN SHAFT, TOLERANCE N; WITH HOLDING BRAKE DEGREE OF PROTECTION IP65 AS FLANGE IP67; PAINT FINISH RAL7016 | - | 0 | 0
1FK7042-5AF71-1TH8 |  | 1FK7042-5AF71-1TH8 | 1 | UN | 1 | 60 | X | D | N | N | 85015220 | 1 |  | 5.502 | KG | 1289.4 | 1289.4 | MC05 | MC05 | SIMOTICS S Synchronous servo motor 1FK7 Compact 3.0Nm, 100K 3000rpm, 0.82kW Naturally cooled IM B5 (IM V1, IM V3) power/signal connectors Connector can be rotated by 270Â° RESOLVER 2-POLE (RESOLVER P=1); PLAIN SHAFT, TOLERANCE N; WITH HOLDING BRAKE DEGREE OF PROTECTION IP65 IP67 D-END FLANGE; RAL7016 COATING; METALLIC RATING PLATE AT MOTOR | - | 0 | 0
1FK7042-5AF71-1UA0 |  | 1FK7042-5AF71-1UA0 | 1 | UN | 1 | 60 | X | D | N | N | 85015220 | 1 |  | 4.903 | KG | 1151.09 | 1151.09 | MC05 | MC05 | SIMOTICS S Synchronous servo motor 1FK7 Compact 3.0Nm, 100K 3000rpm, 0.82kW Naturally cooled IM B5 (IM V1, IM V3) power/signal connectors Connector can be rotated by 270Â° RESOLVER MULTI-POLE (RESOLVER P=4) WITH DRIVE-CLIQ INTERFACE; SHAFT WITH FITTED KEY, TOLERANCE N; W/O HOLDING BRAKE DEGREE OF PROTECTION IP64 | - | 0 | 0
1FK7042-5AF71-1UA2 |  | 1FK7042-5AF71-1UA2 | 1 | UN | 1 | 60 | X | D | N | N | 85015220 | 1 |  | 4.903 | KG | 1227.06 | 1227.06 | MC05 | MC05 | SIMOTICS S Synchronous servo motor 1FK7 Compact 3.0Nm, 100K 3000rpm, 0.82kW Naturally cooled IM B5 (IM V1, IM V3) power/signal connectors Connector can be rotated by 270Â° RESOLVER MULTI-POLE (RESOLVER P=4) WITH DRIVE-CLIQ INTERFACE; SHAFT WITH FITTED KEY, TOLERANCE N; W/O HOLDING BRAKE DEGREE OF PROTECTION IP65 FLANGE ON DRIVE END IP67 | - | 0 | 0
1FK7042-5AF71-1UA3 |  | 1FK7042-5AF71-1UA3 | 1 | UN | 1 | 60 | X | D | N | N | 85015220 | 1 |  | 4.903 | KG | 1187.9 | 1187.9 | MC05 | MC05 | SIMOTICS S Synchronous servo motor 1FK7 Compact 3.0Nm, 100K 3000rpm, 0.82kW Naturally cooled IM B5 (IM V1, IM V3) power/signal connectors Connector can be rotated by 270Â° RESOLVER MULTI-POLE (RESOLVER P=4) WITH DRIVE-CLIQ INTERFACE; SHAFT WITH FITTED KEY, TOLERANCE N; W/O HOLDING BRAKE DEGREE OF PROTECTION IP64; PAINT FINISH RAL7016 | - | 0 | 0
1FK7042-5AF71-1UA5 |  | 1FK7042-5AF71-1UA5 | 1 | UN | 1 | 60 | X | D | N | N | 85015220 | 1 |  | 4.903 | KG | 1263.85 | 1263.85 | MC05 | MC05 | SIMOTICS S Synchronous servo motor 1FK7 Compact 3.0Nm, 100K 3000rpm, 0.82kW Naturally cooled IM B5 (IM V1, IM V3) power/signal connectors Connector can be rotated by 270Â° RESOLVER MULTI-POLE (RESOLVER P=4) WITH DRIVE-CLIQ INTERFACE; SHAFT WITH FITTED KEY, TOLERANCE N; W/O HOLDING BRAKE DEGREE OF PROTECTION IP65 AS FLANGE IP67; PAINT FINISH RAL7016 | - | 0 | 0
1FK7042-5AF71-1UA8 |  | 1FK7042-5AF71-1UA8 | 1 | UN | 1 | 60 | X | D | N | N | 85015220 | 1 |  | 4.903 | KG | 1345.06 | 1345.06 | MC05 | MC05 | SIMOTICS S Synchronous servo motor 1FK7 Compact 3.0Nm, 100K 3000rpm, 0.82kW Naturally cooled IM B5 (IM V1, IM V3) power/signal connectors Connector can be rotated by 270Â° RESOLVER MULTI-POLE (RESOLVER P=4) WITH DRIVE-CLIQ INTERFACE; SHAFT WITH FITTED KEY, TOLERANCE N; W/O HOLDING BRAKE DEGREE OF PROTECTION IP65 IP67 D-END FLANGE; RAL7016 COATING; METALLIC RATING PLATE AT MOTOR | - | 0 | 0
1FK7042-5AF71-1UB0 |  | 1FK7042-5AF71-1UB0 | 1 | UN | 1 | 60 | X | D | N | N | 85015220 | 1 |  | 5.502 | KG | 1363.03 | 1363.03 | MC05 | MC05 | SIMOTICS S Synchronous servo motor 1FK7 Compact 3.0Nm, 100K 3000rpm, 0.82kW Naturally cooled IM B5 (IM V1, IM V3) power/signal connectors Connector can be rotated by 270Â° RESOLVER MULTI-POLE (RESOLVER P=4) WITH DRIVE-CLIQ INTERFACE; SHAFT WITH FITTED KEY, TOLERANCE N; WITH HOLDING BRAKE DEGREE OF PROTECTION IP64 | - | 0 | 0
1FK7042-5AF71-1UB2 |  | 1FK7042-5AF71-1UB2 | 1 | UN | 1 | 60 | X | D | N | N | 85015220 | 1 |  | 5.502 | KG | 1439 | 1439 | MC05 | MC05 | SIMOTICS S Synchronous servo motor 1FK7 Compact 3.0Nm, 100K 3000rpm, 0.82kW Naturally cooled IM B5 (IM V1, IM V3) power/signal connectors Connector can be rotated by 270Â° RESOLVER MULTI-POLE (RESOLVER P=4) WITH DRIVE-CLIQ INTERFACE; SHAFT WITH FITTED KEY, TOLERANCE N; WITH HOLDING BRAKE DEGREE OF PROTECTION IP65 FLANGE ON DRIVE END IP67 | - | 0 | 0
1FK7042-5AF71-1UB3 |  | 1FK7042-5AF71-1UB3 | 1 | UN | 1 | 60 | X | D | N | N | 85015220 | 1 |  | 5.502 | KG | 1399.84 | 1399.84 | MC05 | MC05 | SIMOTICS S Synchronous servo motor 1FK7 Compact 3.0Nm, 100K 3000rpm, 0.82kW Naturally cooled IM B5 (IM V1, IM V3) power/signal connectors Connector can be rotated by 270Â° RESOLVER MULTI-POLE (RESOLVER P=4) WITH DRIVE-CLIQ INTERFACE; SHAFT WITH FITTED KEY, TOLERANCE N; WITH HOLDING BRAKE DEGREE OF PROTECTION IP64; PAINT FINISH RAL7016 | - | 0 | 0
1FK7042-5AF71-1UB5 |  | 1FK7042-5AF71-1UB5 | 1 | UN | 1 | 60 | X | D | N | N | 85015220 | 1 |  | 5.502 | KG | 1475.79 | 1475.79 | MC05 | MC05 | SIMOTICS S Synchronous servo motor 1FK7 Compact 3.0Nm, 100K 3000rpm, 0.82kW Naturally cooled IM B5 (IM V1, IM V3) power/signal connectors Connector can be rotated by 270Â° RESOLVER MULTI-POLE (RESOLVER P=4) WITH DRIVE-CLIQ INTERFACE; SHAFT WITH FITTED KEY, TOLERANCE N; WITH HOLDING BRAKE DEGREE OF PROTECTION IP65 AS FLANGE IP67; PAINT FINISH RAL7016 | - | 0 | 0
1FK7042-5AF71-1UB8 |  | 1FK7042-5AF71-1UB8 | 1 | UN | 1 | 60 | X | D | N | N | 85015220 | 1 |  | 5.502 | KG | 1557 | 1557 | MC05 | MC05 | SIMOTICS S Synchronous servo motor 1FK7 Compact 3.0Nm, 100K 3000rpm, 0.82kW Naturally cooled IM B5 (IM V1, IM V3) power/signal connectors Connector can be rotated by 270Â° RESOLVER MULTI-POLE (RESOLVER P=4) WITH DRIVE-CLIQ INTERFACE; SHAFT WITH FITTED KEY, TOLERANCE N; WITH HOLDING BRAKE DEGREE OF PROTECTION IP65 IP67 D-END FLANGE; RAL7016 COATING; METALLIC RATING PLATE AT MOTOR | - | 0 | 0
1FK7042-5AF71-1UG0 |  | 1FK7042-5AF71-1UG0 | 1 | UN | 1 | 60 | X | D | N | N | 85015220 | 1 |  | 4.903 | KG | 1081.04 | 1081.04 | MC05 | MC05 | SIMOTICS S Synchronous servo motor 1FK7 Compact 3.0Nm, 100K 3000rpm, 0.82kW Naturally cooled IM B5 (IM V1, IM V3) power/signal connectors Connector can be rotated by 270Â° RESOLVER MULTI-POLE (RESOLVER P=4) WITH DRIVE-CLIQ INTERFACE; PLAIN SHAFT, TOLERANCE N; W/O HOLDING BRAKE DEGREE OF PROTECTION IP64 | - | 0 | 0
1FK7042-5AF71-1UG2 |  | 1FK7042-5AF71-1UG2 | 1 | UN | 1 | 60 | X | D | N | N | 85015220 | 1 |  | 4.903 | KG | 1157.01 | 1157.01 | MC05 | MC05 | SIMOTICS S Synchronous servo motor 1FK7 Compact 3.0Nm, 100K 3000rpm, 0.82kW Naturally cooled IM B5 (IM V1, IM V3) power/signal connectors Connector can be rotated by 270Â° RESOLVER MULTI-POLE (RESOLVER P=4) WITH DRIVE-CLIQ INTERFACE; PLAIN SHAFT, TOLERANCE N; W/O HOLDING BRAKE DEGREE OF PROTECTION IP65 FLANGE ON DRIVE END IP67 | - | 0 | 0
1FK7042-5AF71-1UG3 |  | 1FK7042-5AF71-1UG3 | 1 | UN | 1 | 60 | X | D | N | N | 85015220 | 1 |  | 4.903 | KG | 1117.85 | 1117.85 | MC05 | MC05 | SIMOTICS S Synchronous servo motor 1FK7 Compact 3.0Nm, 100K 3000rpm, 0.82kW Naturally cooled IM B5 (IM V1, IM V3) power/signal connectors Connector can be rotated by 270Â° RESOLVER MULTI-POLE (RESOLVER P=4) WITH DRIVE-CLIQ INTERFACE; PLAIN SHAFT, TOLERANCE N; W/O HOLDING BRAKE DEGREE OF PROTECTION IP64; PAINT FINISH RAL7016 | - | 0 | 0
1FK7042-5AF71-1UG5 |  | 1FK7042-5AF71-1UG5 | 1 | UN | 1 | 60 | X | D | N | N | 85015220 | 1 |  | 4.903 | KG | 1193.8 | 1193.8 | MC05 | MC05 | SIMOTICS S Synchronous servo motor 1FK7 Compact 3.0Nm, 100K 3000rpm, 0.82kW Naturally cooled IM B5 (IM V1, IM V3) power/signal connectors Connector can be rotated by 270Â° RESOLVER MULTI-POLE (RESOLVER P=4) WITH DRIVE-CLIQ INTERFACE; PLAIN SHAFT, TOLERANCE N; W/O HOLDING BRAKE DEGREE OF PROTECTION IP65 AS FLANGE IP67; PAINT FINISH RAL7016 | - | 0 | 0
1FK7042-5AF71-1UG8 |  | 1FK7042-5AF71-1UG8 | 1 | UN | 1 | 60 | X | D | N | N | 85015220 | 1 |  | 4.903 | KG | 1275.01 | 1275.01 | MC05 | MC05 | SIMOTICS S Synchronous servo motor 1FK7 Compact 3.0Nm, 100K 3000rpm, 0.82kW Naturally cooled IM B5 (IM V1, IM V3) power/signal connectors Connector can be rotated by 270Â° RESOLVER MULTI-POLE (RESOLVER P=4) WITH DRIVE-CLIQ INTERFACE; PLAIN SHAFT, TOLERANCE N; W/O HOLDING BRAKE DEGREE OF PROTECTION IP65 IP67 D-END FLANGE; RAL7016 COATING; METALLIC RATING PLATE AT MOTOR | - | 0 | 0
1FK7042-5AF71-1UH0 |  | 1FK7042-5AF71-1UH0 | 1 | UN | 1 | 60 | X | D | N | N | 85015220 | 1 |  | 5.502 | KG | 1291.17 | 1291.17 | MC05 | MC05 | SIMOTICS S Synchronous servo motor 1FK7 Compact 3.0Nm, 100K 3000rpm, 0.82kW Naturally cooled IM B5 (IM V1, IM V3) power/signal connectors Connector can be rotated by 270Â° RESOLVER MULTI-POLE (RESOLVER P=4) WITH DRIVE-CLIQ INTERFACE; PLAIN SHAFT, TOLERANCE N; WITH HOLDING BRAKE DEGREE OF PROTECTION IP64 | - | 0 | 0
1FK7042-5AF71-1UH2 |  | 1FK7042-5AF71-1UH2 | 1 | UN | 1 | 60 | X | D | N | N | 85015220 | 1 |  | 5.502 | KG | 1367.14 | 1367.14 | MC05 | MC05 | SIMOTICS S Synchronous servo motor 1FK7 Compact 3.0Nm, 100K 3000rpm, 0.82kW Naturally cooled IM B5 (IM V1, IM V3) power/signal connectors Connector can be rotated by 270Â° RESOLVER MULTI-POLE (RESOLVER P=4) WITH DRIVE-CLIQ INTERFACE; PLAIN SHAFT, TOLERANCE N; WITH HOLDING BRAKE DEGREE OF PROTECTION IP65 FLANGE ON DRIVE END IP67 | - | 0 | 0
1FK7042-5AF71-1UH3 |  | 1FK7042-5AF71-1UH3 | 1 | UN | 1 | 60 | X | D | N | N | 85015220 | 1 |  | 5.502 | KG | 1327.98 | 1327.98 | MC05 | MC05 | SIMOTICS S Synchronous servo motor 1FK7 Compact 3.0Nm, 100K 3000rpm, 0.82kW Naturally cooled IM B5 (IM V1, IM V3) power/signal connectors Connector can be rotated by 270Â° RESOLVER MULTI-POLE (RESOLVER P=4) WITH DRIVE-CLIQ INTERFACE; PLAIN SHAFT, TOLERANCE N; WITH HOLDING BRAKE DEGREE OF PROTECTION IP64; PAINT FINISH RAL7016 | - | 0 | 0
1FK7042-5AF71-1UH5 |  | 1FK7042-5AF71-1UH5 | 1 | UN | 1 | 60 | X | D | N | N | 85015220 | 1 |  | 5.502 | KG | 1403.93 | 1403.93 | MC05 | MC05 | SIMOTICS S Synchronous servo motor 1FK7 Compact 3.0Nm, 100K 3000rpm, 0.82kW Naturally cooled IM B5 (IM V1, IM V3) power/signal connectors Connector can be rotated by 270Â° RESOLVER MULTI-POLE (RESOLVER P=4) WITH DRIVE-CLIQ INTERFACE; PLAIN SHAFT, TOLERANCE N; WITH HOLDING BRAKE DEGREE OF PROTECTION IP65 AS FLANGE IP67; PAINT FINISH RAL7016 | - | 0 | 0
1FK7042-5AF71-1UH8 |  | 1FK7042-5AF71-1UH8 | 1 | UN | 1 | 60 | X | D | N | N | 85015220 | 1 |  | 5.502 | KG | 1485.14 | 1485.14 | MC05 | MC05 | SIMOTICS S Synchronous servo motor 1FK7 Compact 3.0Nm, 100K 3000rpm, 0.82kW Naturally cooled IM B5 (IM V1, IM V3) power/signal connectors Connector can be rotated by 270Â° RESOLVER MULTI-POLE (RESOLVER P=4) WITH DRIVE-CLIQ INTERFACE; PLAIN SHAFT, TOLERANCE N; WITH HOLDING BRAKE DEGREE OF PROTECTION IP65 IP67 D-END FLANGE; RAL7016 COATING; METALLIC RATING PLATE AT MOTOR | - | 0 | 0
1FK7042-5AF71-4GA5-Z | S20 | 1FK7042-5AF71-4GA5-ZS20 | 1 | UN | 1 | 60 | X | D | N | N | 85015220 | 1 |  | 4.6 | KG | 1491.4 | 1491.4 | MC05 | MC05 | SIMOTICS S-1FK7 Synchronous servo motor 1FK7 Compact; naturally cooled; NN=3000rpm; UDC=600V; IMB 5 design; Power connector fixed towards DE; Basic absolute encoder 32 S/R (encoder A-32); Shaft with feather key Tolerance N without holding brake; Degree of protection IP65 with paint finish DE flange IP67; S20: Customer-specific version customer-specific motor Only in connection with S20 | - | 0 | 7
1FK7042-5AF71-4GA5-Z | S20Y84 | 1FK7042-5AF71-4GA5-ZS20Y84 | 1 | UN | 1 | 60 | X | D | N | N | 85015220 | 1 |  | 4.9 | KG | 1466.59 | 1466.59 | MC05 | MC05 | SIMOTICS S 1FK7 synchronous servomotor compact 3.0Nm, 100K, 3000rpm, 0.82kW Naturally cooled IM B5 (IM V1, IM V3) Power connector fixed toward DE; Basic absolute encoder 32 S/R (encoder A-32); Derating 10% due to absolute encoder; shaft with feather key Tolerance N; without holding brake; degree of protection IP65 DE flange IP67; RAL 7016 S20: Customer-specific version Bruderer Y84: Customer specifications on the rating plate | - | 0 | 7
1FK7042-5AF71-4GB5-Z | S20 | 1FK7042-5AF71-4GB5-ZS20 | 1 | UN | 1 | 60 | X | D | N | N | 85015220 | 1 |  | 4.9 | KG | 1858.69 | 1858.69 | MC05 | MC05 | SIMOTICS S 1FK7 synchronous servomotor compact 3.0Nm, 100K, 3000rpm, 0.82kW Naturally cooled IM B5 (IM V1, IM V3) Power connector fixed toward DE; Basic absolute encoder 32 S/R (encoder A-32); Derating 10% due to absolute encoder; shaft with feather key Tolerance N with holding brake; degree of protection IP65 DE flange IP67; paint finish RAL 7016 S20: Customer-specific version Bruderer | novo Out19 | 0 | 7
1FK7042-5AF71-4GB5-Z | S20Y84 | 1FK7042-5AF71-4GB5-ZS20Y84 | 1 | UN | 1 | 60 | X | D | N | N | 85015220 | 1 |  | 4.9 | KG | 1858.69 | 1858.69 | MC05 | MC05 | SIMOTICS S 1FK7 synchronous servomotor compact 3.0Nm, 100K, 3000rpm, 0.82kW Naturally cooled IM B5 (IM V1, IM V3) Power connector fixed toward DE; Basic absolute encoder 32 S/R (encoder A-32); Derating 10% due to absolute encoder; shaft with feather key Tolerance N, with holding brake; degree of protection IP65 DE flange IP67; RAL 7016 S20: Customer-specific version Bruderer Y84: Customer specifications on the rating plate | novo Out19 | 0 | 7
1FK7042-5AF71-8AG2 |  | 1FK7042-5AF71-8AG2 | 1 | UN | 1 | 60 | X | D | N | N | 85015220 | 1 |  | 4.9 | KG | 1686.6 | 1686.6 | MC05 | MC05 | SIMOTICS S synchronous servo motor Customer-spec. 1FK7 Compact, 3.0Nm, 100K 3000rpm, 0.82kW Naturally cooled IM B5 (IM V1, IM V3) bare cable end 0.5m Outlet directions DE with connector size 1 Incremental encoder sin/cos 1 Vss 2048 S/R (encoder I-2048); smooth shaft, Tolerance N without holding brake; Degree of protection IP65 DE flange IP67 | novo Out19 | 0 | 7
1FK7042-5AF81-1AH3-Z | S33 | 1FK7042-5AF81-1AH3-ZS33 | 1 | UN | 1 | 60 | X | D | N | N | 85015220 | 1 |  | 4.6 | KG | 1894.32 | 1894.32 | MC05 | MC05 | SIMOTICS S-1FK7 Synchronous servo motor 1FK7 Compact; naturally cooled; NN=3000rpm; Customer-specific DC link voltage; IMB 5 design; Power connector rotatable; Incremental encoder SIN/COS 1VSS 2048 S/R (encoder I-2048); Smooth shaft Tolerance N with holding brake S33: customer-specific: version customer-specific motor Only in connection with S33 | novo Out19 | 0 | 7
1FK7042-5AH85-1YV2-Z | S46 | 1FK7042-5AH85-1YV2-ZS46 | 1 | UN | 1 | 60 | X | D | N | N | 85015220 | 1 |  | 4.6 | KG | 1298.11 | 1298.11 | MC05 | MC05 | SIMOTICS S-1FK7 Synchronous servo motor 1FK7 Compact; naturally cooled; NN=4500rpm; Customer-specific DC link voltage; BAK interface FLENDER N388.01; Power connector rotatable; Customer-specific encoder connection; Direct gearbox mounting with holding brake; Degree of protection IP65 DE flange IP67; S46: customer-specific: version customer-specific motor Only in connection with S46 | - | 0 | 7
1FK7042-5AK71-1AA0 |  | 1FK7042-5AK71-1AA0 | 1 | UN | 1 | 60 | X | D | N | N | 85015220 | 1 |  | 4.903 | KG | 1431.23 | 1431.23 | MC05 | MC05 | SIMOTICS S Synchronous servo motor 1FK7 Compact 3.0Nm, 100K, 6000rpm 1.02kW, Naturally cooled IM B5 (IM V1, IM V3) power/signal connectors Connector can be rotated by 270Â° INCREM. ENCODER, SIN/COS 1 VPP 2048 P/REV (ENCODER I-2048); SHAFT WITH FITTED KEY, TOLERANCE N; W/O HOLDING BRAKE DEGREE OF PROTECTION IP64 | - | 0 | 0
1FK7042-5AK71-1AA2 |  | 1FK7042-5AK71-1AA2 | 1 | UN | 1 | 60 | X | D | N | N | 85015220 | 1 |  | 4.903 | KG | 1507.2 | 1507.2 | MC05 | MC05 | SIMOTICS S Synchronous servo motor 1FK7 Compact 3.0Nm, 100K, 6000rpm 1.02kW, Naturally cooled IM B5 (IM V1, IM V3) power/signal connectors Connector can be rotated by 270Â° INCREM. ENCODER, SIN/COS 1 VPP 2048 P/REV (ENCODER I-2048); SHAFT WITH FITTED KEY, TOLERANCE N; W/O HOLDING BRAKE DEGREE OF PROTECTION IP65 FLANGE ON DRIVE END IP67 | - | 0 | 0
1FK7042-5AK71-1AA3 |  | 1FK7042-5AK71-1AA3 | 1 | UN | 1 | 60 | X | D | N | N | 85015220 | 1 |  | 4.903 | KG | 1468.04 | 1468.04 | MC05 | MC05 | SIMOTICS S Synchronous servo motor 1FK7 Compact 3.0Nm, 100K, 6000rpm 1.02kW, Naturally cooled IM B5 (IM V1, IM V3) power/signal connectors Connector can be rotated by 270Â° INCREM. ENCODER, SIN/COS 1 VPP 2048 P/REV (ENCODER I-2048); SHAFT WITH FITTED KEY, TOLERANCE N; W/O HOLDING BRAKE DEGREE OF PROTECTION IP64; PAINT FINISH RAL7016 | - | 0 | 0
1FK7042-5AK71-1AA5 |  | 1FK7042-5AK71-1AA5 | 1 | UN | 1 | 60 | X | D | N | N | 85015220 | 1 |  | 4.903 | KG | 1543.99 | 1543.99 | MC05 | MC05 | SIMOTICS S Synchronous servo motor 1FK7 Compact 3.0Nm, 100K, 6000rpm 1.02kW, Naturally cooled IM B5 (IM V1, IM V3) power/signal connectors Connector can be rotated by 270Â° INCREM. ENCODER, SIN/COS 1 VPP 2048 P/REV (ENCODER I-2048); SHAFT WITH FITTED KEY, TOLERANCE N; W/O HOLDING BRAKE DEGREE OF PROTECTION IP65 AS FLANGE IP67; PAINT FINISH RAL7016 | - | 0 | 0
1FK7042-5AK71-1AA8 |  | 1FK7042-5AK71-1AA8 | 1 | UN | 1 | 60 | X | D | N | N | 85015220 | 1 |  | 4.903 | KG | 1625.2 | 1625.2 | MC05 | MC05 | SIMOTICS S Synchronous servo motor 1FK7 Compact 3.0Nm, 100K, 6000rpm 1.02kW, Naturally cooled IM B5 (IM V1, IM V3) power/signal connectors Connector can be rotated by 270Â° INCREM. ENCODER, SIN/COS 1 VPP 2048 P/REV (ENCODER I-2048); SHAFT WITH FITTED KEY, TOLERANCE N; W/O HOLDING BRAKE DEGREE OF PROTECTION IP65 IP67 D-END FLANGE; RAL7016 COATING; METALLIC RATING PLATE AT MOTOR | - | 0 | 0
1FK7042-5AK71-1AB0 |  | 1FK7042-5AK71-1AB0 | 1 | UN | 1 | 60 | X | D | N | N | 85015220 | 1 |  | 5.502 | KG | 1643.17 | 1643.17 | MC05 | MC05 | SIMOTICS S Synchronous servo motor 1FK7 Compact 3.0Nm, 100K, 6000rpm 1.02kW, Naturally cooled IM B5 (IM V1, IM V3) power/signal connectors Connector can be rotated by 270Â° INCREM. ENCODER, SIN/COS 1 VPP 2048 P/REV (ENCODER I-2048); SHAFT WITH FITTED KEY, TOLERANCE N; WITH HOLDING BRAKE DEGREE OF PROTECTION IP64 | - | 0 | 0
1FK7042-5AK71-1AB2 |  | 1FK7042-5AK71-1AB2 | 1 | UN | 1 | 60 | X | D | N | N | 85015220 | 1 |  | 5.502 | KG | 1719.14 | 1719.14 | MC05 | MC05 | SIMOTICS S Synchronous servo motor 1FK7 Compact 3.0Nm, 100K, 6000rpm 1.02kW, Naturally cooled IM B5 (IM V1, IM V3) power/signal connectors Connector can be rotated by 270Â° INCREM. ENCODER, SIN/COS 1 VPP 2048 P/REV (ENCODER I-2048); SHAFT WITH FITTED KEY, TOLERANCE N; WITH HOLDING BRAKE DEGREE OF PROTECTION IP65 FLANGE ON DRIVE END IP67 | - | 0 | 0
1FK7042-5AK71-1AB3 |  | 1FK7042-5AK71-1AB3 | 1 | UN | 1 | 60 | X | D | N | N | 85015220 | 1 |  | 5.502 | KG | 1679.98 | 1679.98 | MC05 | MC05 | SIMOTICS S Synchronous servo motor 1FK7 Compact 3.0Nm, 100K, 6000rpm 1.02kW, Naturally cooled IM B5 (IM V1, IM V3) power/signal connectors Connector can be rotated by 270Â° INCREM. ENCODER, SIN/COS 1 VPP 2048 P/REV (ENCODER I-2048); SHAFT WITH FITTED KEY, TOLERANCE N; WITH HOLDING BRAKE DEGREE OF PROTECTION IP64; PAINT FINISH RAL7016 | - | 0 | 0
1FK7042-5AK71-1AB5 |  | 1FK7042-5AK71-1AB5 | 1 | UN | 1 | 60 | X | D | N | N | 85015220 | 1 |  | 5.502 | KG | 1755.93 | 1755.93 | MC05 | MC05 | SIMOTICS S Synchronous servo motor 1FK7 Compact 3.0Nm, 100K, 6000rpm 1.02kW, Naturally cooled IM B5 (IM V1, IM V3) power/signal connectors Connector can be rotated by 270Â° INCREM. ENCODER, SIN/COS 1 VPP 2048 P/REV (ENCODER I-2048); SHAFT WITH FITTED KEY, TOLERANCE N; WITH HOLDING BRAKE DEGREE OF PROTECTION IP65 AS FLANGE IP67; PAINT FINISH RAL7016 | - | 0 | 0
1FK7042-5AK71-1AB8 |  | 1FK7042-5AK71-1AB8 | 1 | UN | 1 | 60 | X | D | N | N | 85015220 | 1 |  | 5.502 | KG | 1837.14 | 1837.14 | MC05 | MC05 | SIMOTICS S Synchronous servo motor 1FK7 Compact 3.0Nm, 100K, 6000rpm 1.02kW, Naturally cooled IM B5 (IM V1, IM V3) power/signal connectors Connector can be rotated by 270Â° INCREM. ENCODER, SIN/COS 1 VPP 2048 P/REV (ENCODER I-2048); SHAFT WITH FITTED KEY, TOLERANCE N; WITH HOLDING BRAKE DEGREE OF PROTECTION IP65 IP67 D-END FLANGE; RAL7016 COATING; METALLIC RATING PLATE AT MOTOR | - | 0 | 0
1FK7042-5AK71-1AG0 |  | 1FK7042-5AK71-1AG0 | 1 | UN | 1 | 60 | X | D | N | N | 85015220 | 1 |  | 4.903 | KG | 1361.18 | 1361.18 | MC05 | MC05 | SIMOTICS S Synchronous servo motor 1FK7 Compact 3.0Nm, 100K, 6000rpm 1.02kW, Naturally cooled IM B5 (IM V1, IM V3) power/signal connectors Connector can be rotated by 270Â° INCREM. ENCODER, SIN/COS 1 VPP 2048 P/REV (ENCODER I-2048); PLAIN SHAFT, TOLERANCE N; W/O HOLDING BRAKE DEGREE OF PROTECTION IP64 | - | 0 | 0
1FK7042-5AK71-1AG2 |  | 1FK7042-5AK71-1AG2 | 1 | UN | 1 | 60 | X | D | N | N | 85015220 | 1 |  | 4.903 | KG | 1437.15 | 1437.15 | MC05 | MC05 | SIMOTICS S Synchronous servo motor 1FK7 Compact 3.0Nm, 100K, 6000rpm 1.02kW, Naturally cooled IM B5 (IM V1, IM V3) power/signal connectors Connector can be rotated by 270Â° INCREM. ENCODER, SIN/COS 1 VPP 2048 P/REV (ENCODER I-2048); PLAIN SHAFT, TOLERANCE N; W/O HOLDING BRAKE DEGREE OF PROTECTION IP65 FLANGE ON DRIVE END IP67 | - | 0 | 0
1FK7042-5AK71-1AG3 |  | 1FK7042-5AK71-1AG3 | 1 | UN | 1 | 60 | X | D | N | N | 85015220 | 1 |  | 4.903 | KG | 1397.99 | 1397.99 | MC05 | MC05 | SIMOTICS S Synchronous servo motor 1FK7 Compact 3.0Nm, 100K, 6000rpm 1.02kW, Naturally cooled IM B5 (IM V1, IM V3) power/signal connectors Connector can be rotated by 270Â° INCREM. ENCODER, SIN/COS 1 VPP 2048 P/REV (ENCODER I-2048); PLAIN SHAFT, TOLERANCE N; W/O HOLDING BRAKE DEGREE OF PROTECTION IP64; PAINT FINISH RAL7016 | - | 0 | 0
1FK7042-5AK71-1AG5 |  | 1FK7042-5AK71-1AG5 | 1 | UN | 1 | 60 | X | D | N | N | 85015220 | 1 |  | 4.903 | KG | 1473.94 | 1473.94 | MC05 | MC05 | SIMOTICS S Synchronous servo motor 1FK7 Compact 3.0Nm, 100K, 6000rpm 1.02kW, Naturally cooled IM B5 (IM V1, IM V3) power/signal connectors Connector can be rotated by 270Â° INCREM. ENCODER, SIN/COS 1 VPP 2048 P/REV (ENCODER I-2048); PLAIN SHAFT, TOLERANCE N; W/O HOLDING BRAKE DEGREE OF PROTECTION IP65 AS FLANGE IP67; PAINT FINISH RAL7016 | - | 0 | 0
1FK7042-5AK71-1AG8 |  | 1FK7042-5AK71-1AG8 | 1 | UN | 1 | 60 | X | D | N | N | 85015220 | 1 |  | 4.903 | KG | 1555.15 | 1555.15 | MC05 | MC05 | SIMOTICS S Synchronous servo motor 1FK7 Compact 3.0Nm, 100K, 6000rpm 1.02kW, Naturally cooled IM B5 (IM V1, IM V3) power/signal connectors Connector can be rotated by 270Â° INCREM. ENCODER, SIN/COS 1 VPP 2048 P/REV (ENCODER I-2048); PLAIN SHAFT, TOLERANCE N; W/O HOLDING BRAKE DEGREE OF PROTECTION IP65 IP67 D-END FLANGE; RAL7016 COATING; METALLIC RATING PLATE AT MOTOR | - | 0 | 0
1FK7042-5AK71-1AH0 |  | 1FK7042-5AK71-1AH0 | 1 | UN | 1 | 60 | X | D | N | N | 85015220 | 1 |  | 5.502 | KG | 1571.31 | 1571.31 | MC05 | MC05 | SIMOTICS S Synchronous servo motor 1FK7 Compact 3.0Nm, 100K, 6000rpm 1.02kW, Naturally cooled IM B5 (IM V1, IM V3) power/signal connectors Connector can be rotated by 270Â° INCREM. ENCODER, SIN/COS 1 VPP 2048 P/REV (ENCODER I-2048); PLAIN SHAFT, TOLERANCE N; WITH HOLDING BRAKE DEGREE OF PROTECTION IP64 | - | 0 | 0
1FK7042-5AK71-1AH2 |  | 1FK7042-5AK71-1AH2 | 1 | UN | 1 | 60 | X | D | N | N | 85015220 | 1 |  | 5.502 | KG | 1647.28 | 1647.28 | MC05 | MC05 | SIMOTICS S Synchronous servo motor 1FK7 Compact 3.0Nm, 100K, 6000rpm 1.02kW, Naturally cooled IM B5 (IM V1, IM V3) power/signal connectors Connector can be rotated by 270Â° INCREM. ENCODER, SIN/COS 1 VPP 2048 P/REV (ENCODER I-2048); PLAIN SHAFT, TOLERANCE N; WITH HOLDING BRAKE DEGREE OF PROTECTION IP65 FLANGE ON DRIVE END IP67 | - | 0 | 0
1FK7042-5AK71-1AH3 |  | 1FK7042-5AK71-1AH3 | 1 | UN | 1 | 60 | X | D | N | N | 85015220 | 1 |  | 5.502 | KG | 1608.12 | 1608.12 | MC05 | MC05 | SIMOTICS S Synchronous servo motor 1FK7 Compact 3.0Nm, 100K, 6000rpm 1.02kW, Naturally cooled IM B5 (IM V1, IM V3) power/signal connectors Connector can be rotated by 270Â° INCREM. ENCODER, SIN/COS 1 VPP 2048 P/REV (ENCODER I-2048); PLAIN SHAFT, TOLERANCE N; WITH HOLDING BRAKE DEGREE OF PROTECTION IP64; PAINT FINISH RAL7016 | - | 0 | 0
1FK7042-5AK71-1AH5 |  | 1FK7042-5AK71-1AH5 | 1 | UN | 1 | 60 | X | D | N | N | 85015220 | 1 |  | 5.502 | KG | 1684.07 | 1684.07 | MC05 | MC05 | SIMOTICS S Synchronous servo motor 1FK7 Compact 3.0Nm, 100K, 6000rpm 1.02kW, Naturally cooled IM B5 (IM V1, IM V3) power/signal connectors Connector can be rotated by 270Â° INCREM. ENCODER, SIN/COS 1 VPP 2048 P/REV (ENCODER I-2048); PLAIN SHAFT, TOLERANCE N; WITH HOLDING BRAKE DEGREE OF PROTECTION IP65 AS FLANGE IP67; PAINT FINISH RAL7016 | - | 0 | 0
1FK7042-5AK71-1AH8 |  | 1FK7042-5AK71-1AH8 | 1 | UN | 1 | 60 | X | D | N | N | 85015220 | 1 |  | 5.502 | KG | 1765.28 | 1765.28 | MC05 | MC05 | SIMOTICS S Synchronous servo motor 1FK7 Compact 3.0Nm, 100K, 6000rpm 1.02kW, Naturally cooled IM B5 (IM V1, IM V3) power/signal connectors Connector can be rotated by 270Â° INCREM. ENCODER, SIN/COS 1 VPP 2048 P/REV (ENCODER I-2048); PLAIN SHAFT, TOLERANCE N; WITH HOLDING BRAKE DEGREE OF PROTECTION IP65 IP67 D-END FLANGE; RAL7016 COATING; METALLIC RATING PLATE AT MOTOR | - | 0 | 0
1FK7042-5AK71-1DA0 |  | 1FK7042-5AK71-1DA0 | 1 | UN | 1 | 60 | X | D | N | N | 85015220 | 1 |  | 4.903 | KG | 1627.02 | 1627.02 | MC05 | MC05 | SIMOTICS S Synchronous servo motor 1FK7 Compact 3.0Nm, 100K, 6000rpm 1.02kW, Naturally cooled IM B5 (IM V1, IM V3) power/signal connectors Connector can be rotated by 270Â° INCREMENTAL ENCODER 2048 P/REV (ENCODER I-2048) WITH DRIVE-CLIQ INTERFACE; SHAFT WITH FITTED KEY, TOLERANCE N; W/O HOLDING BRAKE DEGREE OF PROTECTION IP64 | - | 0 | 0
1FK7042-5AK71-1DA2 |  | 1FK7042-5AK71-1DA2 | 1 | UN | 1 | 60 | X | D | N | N | 85015220 | 1 |  | 4.903 | KG | 1702.99 | 1702.99 | MC05 | MC05 | SIMOTICS S Synchronous servo motor 1FK7 Compact 3.0Nm, 100K, 6000rpm 1.02kW, Naturally cooled IM B5 (IM V1, IM V3) power/signal connectors Connector can be rotated by 270Â° INCREMENTAL ENCODER 2048 P/REV (ENCODER I-2048) WITH DRIVE-CLIQ INTERFACE; SHAFT WITH FITTED KEY, TOLERANCE N; W/O HOLDING BRAKE DEGREE OF PROTECTION IP65 FLANGE ON DRIVE END IP67 | - | 0 | 0
1FK7042-5AK71-1DA3 |  | 1FK7042-5AK71-1DA3 | 1 | UN | 1 | 60 | X | D | N | N | 85015220 | 1 |  | 4.903 | KG | 1663.83 | 1663.83 | MC05 | MC05 | SIMOTICS S Synchronous servo motor 1FK7 Compact 3.0Nm, 100K, 6000rpm 1.02kW, Naturally cooled IM B5 (IM V1, IM V3) power/signal connectors Connector can be rotated by 270Â° INCREMENTAL ENCODER 2048 P/REV (ENCODER I-2048) WITH DRIVE-CLIQ INTERFACE; SHAFT WITH FITTED KEY, TOLERANCE N; W/O HOLDING BRAKE DEGREE OF PROTECTION IP64; PAINT FINISH RAL7016 | - | 0 | 0
1FK7042-5AK71-1DA5 |  | 1FK7042-5AK71-1DA5 | 1 | UN | 1 | 60 | X | D | N | N | 85015220 | 1 |  | 4.903 | KG | 1739.78 | 1739.78 | MC05 | MC05 | SIMOTICS S Synchronous servo motor 1FK7 Compact 3.0Nm, 100K, 6000rpm 1.02kW, Naturally cooled IM B5 (IM V1, IM V3) power/signal connectors Connector can be rotated by 270Â° INCREMENTAL ENCODER 2048 P/REV (ENCODER I-2048) WITH DRIVE-CLIQ INTERFACE; SHAFT WITH FITTED KEY, TOLERANCE N; W/O HOLDING BRAKE DEGREE OF PROTECTION IP65 AS FLANGE IP67; PAINT FINISH RAL7016 | - | 0 | 0
1FK7042-5AK71-1DA8 |  | 1FK7042-5AK71-1DA8 | 1 | UN | 1 | 60 | X | D | N | N | 85015220 | 1 |  | 4.903 | KG | 1820.99 | 1820.99 | MC05 | MC05 | SIMOTICS S Synchronous servo motor 1FK7 Compact 3.0Nm, 100K, 6000rpm 1.02kW, Naturally cooled IM B5 (IM V1, IM V3) power/signal connectors Connector can be rotated by 270Â° INCREMENTAL ENCODER 2048 P/REV (ENCODER I-2048) WITH DRIVE-CLIQ INTERFACE; SHAFT WITH FITTED KEY, TOLERANCE N; W/O HOLDING BRAKE DEGREE OF PROTECTION IP65 IP67 D-END FLANGE; RAL7016 COATING; METALLIC RATING PLATE AT MOTOR | - | 0 | 0
1FK7042-5AK71-1DB0 |  | 1FK7042-5AK71-1DB0 | 1 | UN | 1 | 60 | X | D | N | N | 85015220 | 1 |  | 5.502 | KG | 1838.96 | 1838.96 | MC05 | MC05 | SIMOTICS S Synchronous servo motor 1FK7 Compact 3.0Nm, 100K, 6000rpm 1.02kW, Naturally cooled IM B5 (IM V1, IM V3) power/signal connectors Connector can be rotated by 270Â° INCREMENTAL ENCODER 2048 P/REV (ENCODER I-2048) WITH DRIVE-CLIQ INTERFACE; SHAFT WITH FITTED KEY, TOLERANCE N; WITH HOLDING BRAKE DEGREE OF PROTECTION IP64 | - | 0 | 0
1FK7042-5AK71-1DB2 |  | 1FK7042-5AK71-1DB2 | 1 | UN | 1 | 60 | X | D | N | N | 85015220 | 1 |  | 5.502 | KG | 1914.93 | 1914.93 | MC05 | MC05 | SIMOTICS S Synchronous servo motor 1FK7 Compact 3.0Nm, 100K, 6000rpm 1.02kW, Naturally cooled IM B5 (IM V1, IM V3) power/signal connectors Connector can be rotated by 270Â° INCREMENTAL ENCODER 2048 P/REV (ENCODER I-2048) WITH DRIVE-CLIQ INTERFACE; SHAFT WITH FITTED KEY, TOLERANCE N; WITH HOLDING BRAKE DEGREE OF PROTECTION IP65 FLANGE ON DRIVE END IP67 | - | 0 | 0
1FK7042-5AK71-1DB3 |  | 1FK7042-5AK71-1DB3 | 1 | UN | 1 | 60 | X | D | N | N | 85015220 | 1 |  | 5.502 | KG | 1875.77 | 1875.77 | MC05 | MC05 | SIMOTICS S Synchronous servo motor 1FK7 Compact 3.0Nm, 100K, 6000rpm 1.02kW, Naturally cooled IM B5 (IM V1, IM V3) power/signal connectors Connector can be rotated by 270Â° INCREMENTAL ENCODER 2048 P/REV (ENCODER I-2048) WITH DRIVE-CLIQ INTERFACE; SHAFT WITH FITTED KEY, TOLERANCE N; WITH HOLDING BRAKE DEGREE OF PROTECTION IP64; PAINT FINISH RAL7016 | - | 0 | 0
1FK7042-5AK71-1DB5 |  | 1FK7042-5AK71-1DB5 | 1 | UN | 1 | 60 | X | D | N | N | 85015220 | 1 |  | 5.502 | KG | 1951.72 | 1951.72 | MC05 | MC05 | SIMOTICS S Synchronous servo motor 1FK7 Compact 3.0Nm, 100K, 6000rpm 1.02kW, Naturally cooled IM B5 (IM V1, IM V3) power/signal connectors Connector can be rotated by 270Â° INCREMENTAL ENCODER 2048 P/REV (ENCODER I-2048) WITH DRIVE-CLIQ INTERFACE; SHAFT WITH FITTED KEY, TOLERANCE N; WITH HOLDING BRAKE DEGREE OF PROTECTION IP65 AS FLANGE IP67; PAINT FINISH RAL7016 | - | 0 | 0
1FK7042-5AK71-1DB8 |  | 1FK7042-5AK71-1DB8 | 1 | UN | 1 | 60 | X | D | N | N | 85015220 | 1 |  | 5.502 | KG | 2032.93 | 2032.93 | MC05 | MC05 | SIMOTICS S Synchronous servo motor 1FK7 Compact 3.0Nm, 100K, 6000rpm 1.02kW, Naturally cooled IM B5 (IM V1, IM V3) power/signal connectors Connector can be rotated by 270Â° INCREMENTAL ENCODER 2048 P/REV (ENCODER I-2048) WITH DRIVE-CLIQ INTERFACE; SHAFT WITH FITTED KEY, TOLERANCE N; WITH HOLDING BRAKE DEGREE OF PROTECTION IP65 IP67 D-END FLANGE; RAL7016 COATING; METALLIC RATING PLATE AT MOTOR | - | 0 | 0
1FK7042-5AK71-1DG0 |  | 1FK7042-5AK71-1DG0 | 1 | UN | 1 | 60 | X | D | N | N | 85015220 | 1 |  | 4.903 | KG | 1556.97 | 1556.97 | MC05 | MC05 | SIMOTICS S Synchronous servo motor 1FK7 Compact 3.0Nm, 100K, 6000rpm 1.02kW, Naturally cooled IM B5 (IM V1, IM V3) power/signal connectors Connector can be rotated by 270Â° INCREMENTAL ENCODER 2048 P/REV (ENCODER I-2048) WITH DRIVE-CLIQ INTERFACE; PLAIN SHAFT, TOLERANCE N; W/O HOLDING BRAKE DEGREE OF PROTECTION IP64 | - | 0 | 0
1FK7042-5AK71-1DG2 |  | 1FK7042-5AK71-1DG2 | 1 | UN | 1 | 60 | X | D | N | N | 85015220 | 1 |  | 4.903 | KG | 1632.94 | 1632.94 | MC05 | MC05 | SIMOTICS S Synchronous servo motor 1FK7 Compact 3.0Nm, 100K, 6000rpm 1.02kW, Naturally cooled IM B5 (IM V1, IM V3) power/signal connectors Connector can be rotated by 270Â° INCREMENTAL ENCODER 2048 P/REV (ENCODER I-2048) WITH DRIVE-CLIQ INTERFACE; PLAIN SHAFT, TOLERANCE N; W/O HOLDING BRAKE DEGREE OF PROTECTION IP65 FLANGE ON DRIVE END IP67 | - | 0 | 0
1FK7042-5AK71-1DG3 |  | 1FK7042-5AK71-1DG3 | 1 | UN | 1 | 60 | X | D | N | N | 85015220 | 1 |  | 4.903 | KG | 1593.78 | 1593.78 | MC05 | MC05 | SIMOTICS S Synchronous servo motor 1FK7 Compact 3.0Nm, 100K, 6000rpm 1.02kW, Naturally cooled IM B5 (IM V1, IM V3) power/signal connectors Connector can be rotated by 270Â° INCREMENTAL ENCODER 2048 P/REV (ENCODER I-2048) WITH DRIVE-CLIQ INTERFACE; PLAIN SHAFT, TOLERANCE N; W/O HOLDING BRAKE DEGREE OF PROTECTION IP64; PAINT FINISH RAL7016 | - | 0 | 0
1FK7042-5AK71-1DG5 |  | 1FK7042-5AK71-1DG5 | 1 | UN | 1 | 60 | X | D | N | N | 85015220 | 1 |  | 4.903 | KG | 1669.73 | 1669.73 | MC05 | MC05 | SIMOTICS S Synchronous servo motor 1FK7 Compact 3.0Nm, 100K, 6000rpm 1.02kW, Naturally cooled IM B5 (IM V1, IM V3) power/signal connectors Connector can be rotated by 270Â° INCREMENTAL ENCODER 2048 P/REV (ENCODER I-2048) WITH DRIVE-CLIQ INTERFACE; PLAIN SHAFT, TOLERANCE N; W/O HOLDING BRAKE DEGREE OF PROTECTION IP65 AS FLANGE IP67; PAINT FINISH RAL7016 | - | 0 | 0
1FK7042-5AK71-1DG8 |  | 1FK7042-5AK71-1DG8 | 1 | UN | 1 | 60 | X | D | N | N | 85015220 | 1 |  | 4.903 | KG | 1750.94 | 1750.94 | MC05 | MC05 | SIMOTICS S Synchronous servo motor 1FK7 Compact 3.0Nm, 100K, 6000rpm 1.02kW, Naturally cooled IM B5 (IM V1, IM V3) power/signal connectors Connector can be rotated by 270Â° INCREMENTAL ENCODER 2048 P/REV (ENCODER I-2048) WITH DRIVE-CLIQ INTERFACE; PLAIN SHAFT, TOLERANCE N; W/O HOLDING BRAKE DEGREE OF PROTECTION IP65 IP67 D-END FLANGE; RAL7016 COATING; METALLIC RATING PLATE AT MOTOR | - | 0 | 0
1FK7042-5AK71-1DH0 |  | 1FK7042-5AK71-1DH0 | 1 | UN | 1 | 60 | X | D | N | N | 85015220 | 1 |  | 5.502 | KG | 1767.1 | 1767.1 | MC05 | MC05 | SIMOTICS S Synchronous servo motor 1FK7 Compact 3.0Nm, 100K, 6000rpm 1.02kW, Naturally cooled IM B5 (IM V1, IM V3) power/signal connectors Connector can be rotated by 270Â° INCREMENTAL ENCODER 2048 P/REV (ENCODER I-2048) WITH DRIVE-CLIQ INTERFACE; PLAIN SHAFT, TOLERANCE N; WITH HOLDING BRAKE DEGREE OF PROTECTION IP64 | - | 0 | 0
1FK7042-5AK71-1DH2 |  | 1FK7042-5AK71-1DH2 | 1 | UN | 1 | 60 | X | D | N | N | 85015220 | 1 |  | 5.502 | KG | 1843.07 | 1843.07 | MC05 | MC05 | SIMOTICS S Synchronous servo motor 1FK7 Compact 3.0Nm, 100K, 6000rpm 1.02kW, Naturally cooled IM B5 (IM V1, IM V3) power/signal connectors Connector can be rotated by 270Â° INCREMENTAL ENCODER 2048 P/REV (ENCODER I-2048) WITH DRIVE-CLIQ INTERFACE; PLAIN SHAFT, TOLERANCE N; WITH HOLDING BRAKE DEGREE OF PROTECTION IP65 FLANGE ON DRIVE END IP67 | - | 0 | 0
1FK7042-5AK71-1DH3 |  | 1FK7042-5AK71-1DH3 | 1 | UN | 1 | 60 | X | D | N | N | 85015220 | 1 |  | 5.502 | KG | 1803.91 | 1803.91 | MC05 | MC05 | SIMOTICS S Synchronous servo motor 1FK7 Compact 3.0Nm, 100K, 6000rpm 1.02kW, Naturally cooled IM B5 (IM V1, IM V3) power/signal connectors Connector can be rotated by 270Â° INCREMENTAL ENCODER 2048 P/REV (ENCODER I-2048) WITH DRIVE-CLIQ INTERFACE; PLAIN SHAFT, TOLERANCE N; WITH HOLDING BRAKE DEGREE OF PROTECTION IP64; PAINT FINISH RAL7016 | - | 0 | 0
1FK7042-5AK71-1DH5 |  | 1FK7042-5AK71-1DH5 | 1 | UN | 1 | 60 | X | D | N | N | 85015220 | 1 |  | 5.502 | KG | 1879.86 | 1879.86 | MC05 | MC05 | SIMOTICS S Synchronous servo motor 1FK7 Compact 3.0Nm, 100K, 6000rpm 1.02kW, Naturally cooled IM B5 (IM V1, IM V3) power/signal connectors Connector can be rotated by 270Â° INCREMENTAL ENCODER 2048 P/REV (ENCODER I-2048) WITH DRIVE-CLIQ INTERFACE; PLAIN SHAFT, TOLERANCE N; WITH HOLDING BRAKE DEGREE OF PROTECTION IP65 AS FLANGE IP67; PAINT FINISH RAL7016 | - | 0 | 0
1FK7042-5AK71-1DH8 |  | 1FK7042-5AK71-1DH8 | 1 | UN | 1 | 60 | X | D | N | N | 85015220 | 1 |  | 5.502 | KG | 1961.07 | 1961.07 | MC05 | MC05 | SIMOTICS S Synchronous servo motor 1FK7 Compact 3.0Nm, 100K, 6000rpm 1.02kW, Naturally cooled IM B5 (IM V1, IM V3) power/signal connectors Connector can be rotated by 270Â° INCREMENTAL ENCODER 2048 P/REV (ENCODER I-2048) WITH DRIVE-CLIQ INTERFACE; PLAIN SHAFT, TOLERANCE N; WITH HOLDING BRAKE DEGREE OF PROTECTION IP65 IP67 D-END FLANGE; RAL7016 COATING; METALLIC RATING PLATE AT MOTOR | - | 0 | 0
1FK7042-5AK71-1EA0 |  | 1FK7042-5AK71-1EA0 | 1 | UN | 1 | 60 | X | D | N | N | 85015220 | 1 |  | 4.903 | KG | 1732.99 | 1732.99 | MC05 | MC05 | SIMOTICS S Synchronous servo motor 1FK7 Compact 3.0Nm, 100K, 6000rpm 1.02kW, Naturally cooled IM B5 (IM V1, IM V3) power/signal connectors Connector can be rotated by 270Â° ABSOLUTE ENCODER ENDAT 2048 P/REV (ENCODER A-2048); PERFORMANCE REDUCTION BY 10% DUE TO ABSOLUTE ENCODER; SHAFT WITH FITTED KEY, TOLERANCE N; W/O HOLDING BRAKE DEGREE OF PROTECTION IP64 | - | 0 | 0
1FK7042-5AK71-1EA2 |  | 1FK7042-5AK71-1EA2 | 1 | UN | 1 | 60 | X | D | N | N | 85015220 | 1 |  | 4.903 | KG | 1808.96 | 1808.96 | MC05 | MC05 | SIMOTICS S Synchronous servo motor 1FK7 Compact 3.0Nm, 100K, 6000rpm 1.02kW, Naturally cooled IM B5 (IM V1, IM V3) power/signal connectors Connector can be rotated by 270Â° ABSOLUTE ENCODER ENDAT 2048 P/REV (ENCODER A-2048); PERFORMANCE REDUCTION BY 10% DUE TO ABSOLUTE ENCODER; SHAFT WITH FITTED KEY, TOLERANCE N; W/O HOLDING BRAKE DEGREE OF PROTECTION IP65 FLANGE ON DRIVE END IP67 | - | 0 | 0
1FK7042-5AK71-1EA3 |  | 1FK7042-5AK71-1EA3 | 1 | UN | 1 | 60 | X | D | N | N | 85015220 | 1 |  | 4.903 | KG | 1769.8 | 1769.8 | MC05 | MC05 | SIMOTICS S Synchronous servo motor 1FK7 Compact 3.0Nm, 100K, 6000rpm 1.02kW, Naturally cooled IM B5 (IM V1, IM V3) power/signal connectors Connector can be rotated by 270Â° ABSOLUTE ENCODER ENDAT 2048 P/REV (ENCODER A-2048); PERFORMANCE REDUCTION BY 10% DUE TO ABSOLUTE ENCODER; SHAFT WITH FITTED KEY, TOLERANCE N; W/O HOLDING BRAKE DEGREE OF PROTECTION IP64; PAINT FINISH RAL7016 | - | 0 | 0
1FK7042-5AK71-1EA5 |  | 1FK7042-5AK71-1EA5 | 1 | UN | 1 | 60 | X | D | N | N | 85015220 | 1 |  | 4.903 | KG | 1845.75 | 1845.75 | MC05 | MC05 | SIMOTICS S Synchronous servo motor 1FK7 Compact 3.0Nm, 100K, 6000rpm 1.02kW, Naturally cooled IM B5 (IM V1, IM V3) power/signal connectors Connector can be rotated by 270Â° ABSOLUTE ENCODER ENDAT 2048 P/REV (ENCODER A-2048); PERFORMANCE REDUCTION BY 10% DUE TO ABSOLUTE ENCODER; SHAFT WITH FITTED KEY, TOLERANCE N; W/O HOLDING BRAKE DEGREE OF PROTECTION IP65 AS FLANGE IP67; PAINT FINISH RAL7016 | - | 0 | 0
1FK7042-5AK71-1EA8 |  | 1FK7042-5AK71-1EA8 | 1 | UN | 1 | 60 | X | D | N | N | 85015220 | 1 |  | 4.903 | KG | 1926.96 | 1926.96 | MC05 | MC05 | SIMOTICS S Synchronous servo motor 1FK7 Compact 3.0Nm, 100K, 6000rpm 1.02kW, Naturally cooled IM B5 (IM V1, IM V3) power/signal connectors Connector can be rotated by 270Â° ABSOLUTE ENCODER ENDAT 2048 P/REV (ENCODER A-2048); PERFORMANCE REDUCTION BY 10% DUE TO ABSOLUTE ENCODER; SHAFT WITH FITTED KEY, TOLERANCE N; W/O HOLDING BRAKE DEGREE OF PROTECTION IP65 IP67 D-END FLANGE; RAL7016 COATING; METALLIC RATING PLATE AT MOTOR | - | 0 | 0
1FK7042-5AK71-1EB0 |  | 1FK7042-5AK71-1EB0 | 1 | UN | 1 | 60 | X | D | N | N | 85015220 | 1 |  | 5.502 | KG | 1944.93 | 1944.93 | MC05 | MC05 | SIMOTICS S Synchronous servo motor 1FK7 Compact 3.0Nm, 100K, 6000rpm 1.02kW, Naturally cooled IM B5 (IM V1, IM V3) power/signal connectors Connector can be rotated by 270Â° ABSOLUTE ENCODER ENDAT 2048 P/REV (ENCODER A-2048); PERFORMANCE REDUCTION BY 10% DUE TO ABSOLUTE ENCODER; SHAFT WITH FITTED KEY, TOLERANCE N; WITH HOLDING BRAKE DEGREE OF PROTECTION IP64 | - | 0 | 0
1FK7042-5AK71-1EB2 |  | 1FK7042-5AK71-1EB2 | 1 | UN | 1 | 60 | X | D | N | N | 85015220 | 1 |  | 5.502 | KG | 2020.9 | 2020.9 | MC05 | MC05 | SIMOTICS S Synchronous servo motor 1FK7 Compact 3.0Nm, 100K, 6000rpm 1.02kW, Naturally cooled IM B5 (IM V1, IM V3) power/signal connectors Connector can be rotated by 270Â° ABSOLUTE ENCODER ENDAT 2048 P/REV (ENCODER A-2048); PERFORMANCE REDUCTION BY 10% DUE TO ABSOLUTE ENCODER; SHAFT WITH FITTED KEY, TOLERANCE N; WITH HOLDING BRAKE DEGREE OF PROTECTION IP65 FLANGE ON DRIVE END IP67 | - | 0 | 0
1FK7042-5AK71-1EB3 |  | 1FK7042-5AK71-1EB3 | 1 | UN | 1 | 60 | X | D | N | N | 85015220 | 1 |  | 5.502 | KG | 1981.74 | 1981.74 | MC05 | MC05 | SIMOTICS S Synchronous servo motor 1FK7 Compact 3.0Nm, 100K, 6000rpm 1.02kW, Naturally cooled IM B5 (IM V1, IM V3) power/signal connectors Connector can be rotated by 270Â° ABSOLUTE ENCODER ENDAT 2048 P/REV (ENCODER A-2048); PERFORMANCE REDUCTION BY 10% DUE TO ABSOLUTE ENCODER; SHAFT WITH FITTED KEY, TOLERANCE N; WITH HOLDING BRAKE DEGREE OF PROTECTION IP64; PAINT FINISH RAL7016 | - | 0 | 0
1FK7042-5AK71-1EB5 |  | 1FK7042-5AK71-1EB5 | 1 | UN | 1 | 60 | X | D | N | N | 85015220 | 1 |  | 5.502 | KG | 2057.69 | 2057.69 | MC05 | MC05 | SIMOTICS S Synchronous servo motor 1FK7 Compact 3.0Nm, 100K, 6000rpm 1.02kW, Naturally cooled IM B5 (IM V1, IM V3) power/signal connectors Connector can be rotated by 270Â° ABSOLUTE ENCODER ENDAT 2048 P/REV (ENCODER A-2048); PERFORMANCE REDUCTION BY 10% DUE TO ABSOLUTE ENCODER; SHAFT WITH FITTED KEY, TOLERANCE N; WITH HOLDING BRAKE DEGREE OF PROTECTION IP65 AS FLANGE IP67; PAINT FINISH RAL7016 | - | 0 | 0
1FK7042-5AK71-1EB8 |  | 1FK7042-5AK71-1EB8 | 1 | UN | 1 | 60 | X | D | N | N | 85015220 | 1 |  | 5.502 | KG | 2138.9 | 2138.9 | MC05 | MC05 | SIMOTICS S Synchronous servo motor 1FK7 Compact 3.0Nm, 100K, 6000rpm 1.02kW, Naturally cooled IM B5 (IM V1, IM V3) power/signal connectors Connector can be rotated by 270Â° ABSOLUTE ENCODER ENDAT 2048 P/REV (ENCODER A-2048); PERFORMANCE REDUCTION BY 10% DUE TO ABSOLUTE ENCODER; SHAFT WITH FITTED KEY, TOLERANCE N; WITH HOLDING BRAKE DEGREE OF PROTECTION IP65 IP67 D-END FLANGE; RAL7016 COATING; METALLIC RATING PLATE AT MOTOR | - | 0 | 0
1FK7042-5AK71-1EG0 |  | 1FK7042-5AK71-1EG0 | 1 | UN | 1 | 60 | X | D | N | N | 85015220 | 1 |  | 4.903 | KG | 1662.94 | 1662.94 | MC05 | MC05 | SIMOTICS S Synchronous servo motor 1FK7 Compact 3.0Nm, 100K, 6000rpm 1.02kW, Naturally cooled IM B5 (IM V1, IM V3) power/signal connectors Connector can be rotated by 270Â° ABSOLUTE ENCODER ENDAT 2048 P/REV (ENCODER A-2048); PERFORMANCE REDUCTION BY 10% DUE TO ABSOLUTE ENCODER; PLAIN SHAFT, TOLERANCE N; W/O HOLDING BRAKE DEGREE OF PROTECTION IP64 | - | 0 | 0
1FK7042-5AK71-1EG2 |  | 1FK7042-5AK71-1EG2 | 1 | UN | 1 | 60 | X | D | N | N | 85015220 | 1 |  | 4.903 | KG | 1738.91 | 1738.91 | MC05 | MC05 | SIMOTICS S Synchronous servo motor 1FK7 Compact 3.0Nm, 100K, 6000rpm 1.02kW, Naturally cooled IM B5 (IM V1, IM V3) power/signal connectors Connector can be rotated by 270Â° ABSOLUTE ENCODER ENDAT 2048 P/REV (ENCODER A-2048); PERFORMANCE REDUCTION BY 10% DUE TO ABSOLUTE ENCODER; PLAIN SHAFT, TOLERANCE N; W/O HOLDING BRAKE DEGREE OF PROTECTION IP65 FLANGE ON DRIVE END IP67 | - | 0 | 0
1FK7042-5AK71-1EG3 |  | 1FK7042-5AK71-1EG3 | 1 | UN | 1 | 60 | X | D | N | N | 85015220 | 1 | 4025515001461 | 4.903 | KG | 1699.75 | 1699.75 | MC05 | MC05 | SIMOTICS S Synchronous servo motor 1FK7 Compact 3.0Nm, 100K, 6000rpm 1.02kW, Naturally cooled IM B5 (IM V1, IM V3) power/signal connectors Connector can be rotated by 270Â° ABSOLUTE ENCODER ENDAT 2048 P/REV (ENCODER A-2048); PERFORMANCE REDUCTION BY 10% DUE TO ABSOLUTE ENCODER; PLAIN SHAFT, TOLERANCE N; W/O HOLDING BRAKE DEGREE OF PROTECTION IP64; PAINT FINISH RAL7016 | - | 0 | 7
1FK7042-5AK71-1EG5 |  | 1FK7042-5AK71-1EG5 | 1 | UN | 1 | 60 | X | D | N | N | 85015220 | 1 |  | 4.903 | KG | 1775.7 | 1775.7 | MC05 | MC05 | SIMOTICS S Synchronous servo motor 1FK7 Compact 3.0Nm, 100K, 6000rpm 1.02kW, Naturally cooled IM B5 (IM V1, IM V3) power/signal connectors Connector can be rotated by 270Â° ABSOLUTE ENCODER ENDAT 2048 P/REV (ENCODER A-2048); PERFORMANCE REDUCTION BY 10% DUE TO ABSOLUTE ENCODER; PLAIN SHAFT, TOLERANCE N; W/O HOLDING BRAKE DEGREE OF PROTECTION IP65 AS FLANGE IP67; PAINT FINISH RAL7016 | - | 0 | 0
1FK7042-5AK71-1EG8 |  | 1FK7042-5AK71-1EG8 | 1 | UN | 1 | 60 | X | D | N | N | 85015220 | 1 |  | 4.903 | KG | 1856.91 | 1856.91 | MC05 | MC05 | SIMOTICS S Synchronous servo motor 1FK7 Compact 3.0Nm, 100K, 6000rpm 1.02kW, Naturally cooled IM B5 (IM V1, IM V3) power/signal connectors Connector can be rotated by 270Â° ABSOLUTE ENCODER ENDAT 2048 P/REV (ENCODER A-2048); PERFORMANCE REDUCTION BY 10% DUE TO ABSOLUTE ENCODER; PLAIN SHAFT, TOLERANCE N; W/O HOLDING BRAKE DEGREE OF PROTECTION IP65 IP67 D-END FLANGE; RAL7016 COATING; METALLIC RATING PLATE AT MOTOR | - | 0 | 0
1FK7042-5AK71-1EH0 |  | 1FK7042-5AK71-1EH0 | 1 | UN | 1 | 60 | X | D | N | N | 85015220 | 1 |  | 5.502 | KG | 1873.07 | 1873.07 | MC05 | MC05 | SIMOTICS S Synchronous servo motor 1FK7 Compact 3.0Nm, 100K, 6000rpm 1.02kW, Naturally cooled IM B5 (IM V1, IM V3) power/signal connectors Connector can be rotated by 270Â° ABSOLUTE ENCODER ENDAT 2048 P/REV (ENCODER A-2048); PERFORMANCE REDUCTION BY 10% DUE TO ABSOLUTE ENCODER; PLAIN SHAFT, TOLERANCE N; WITH HOLDING BRAKE DEGREE OF PROTECTION IP64 | - | 0 | 0
1FK7042-5AK71-1EH2 |  | 1FK7042-5AK71-1EH2 | 1 | UN | 1 | 60 | X | D | N | N | 85015220 | 1 | 4025515001478 | 5.502 | KG | 1949.04 | 1949.04 | MC05 | MC05 | SIMOTICS S Synchronous servo motor 1FK7 Compact 3.0Nm, 100K, 6000rpm 1.02kW, Naturally cooled IM B5 (IM V1, IM V3) power/signal connectors Connector can be rotated by 270Â° ABSOLUTE ENCODER ENDAT 2048 P/REV (ENCODER A-2048); PERFORMANCE REDUCTION BY 10% DUE TO ABSOLUTE ENCODER; PLAIN SHAFT, TOLERANCE N; WITH HOLDING BRAKE DEGREE OF PROTECTION IP65 FLANGE ON DRIVE END IP67 | - | 0 | 7
1FK7042-5AK71-1EH3 |  | 1FK7042-5AK71-1EH3 | 1 | UN | 1 | 60 | X | D | N | N | 85015220 | 1 | 4025515001485 | 5.502 | KG | 1909.88 | 1909.88 | MC05 | MC05 | SIMOTICS S Synchronous servo motor 1FK7 Compact 3.0Nm, 100K, 6000rpm 1.02kW, Naturally cooled IM B5 (IM V1, IM V3) power/signal connectors Connector can be rotated by 270Â° ABSOLUTE ENCODER ENDAT 2048 P/REV (ENCODER A-2048); PERFORMANCE REDUCTION BY 10% DUE TO ABSOLUTE ENCODER; PLAIN SHAFT, TOLERANCE N; WITH HOLDING BRAKE DEGREE OF PROTECTION IP64; PAINT FINISH RAL7016 | - | 0 | 7
1FK7042-5AK71-1EH5 |  | 1FK7042-5AK71-1EH5 | 1 | UN | 1 | 60 | X | D | N | N | 85015220 | 1 |  | 5.502 | KG | 1985.83 | 1985.83 | MC05 | MC05 | SIMOTICS S Synchronous servo motor 1FK7 Compact 3.0Nm, 100K, 6000rpm 1.02kW, Naturally cooled IM B5 (IM V1, IM V3) power/signal connectors Connector can be rotated by 270Â° ABSOLUTE ENCODER ENDAT 2048 P/REV (ENCODER A-2048); PERFORMANCE REDUCTION BY 10% DUE TO ABSOLUTE ENCODER; PLAIN SHAFT, TOLERANCE N; WITH HOLDING BRAKE DEGREE OF PROTECTION IP65 AS FLANGE IP67; PAINT FINISH RAL7016 | - | 0 | 0
1FK7042-5AK71-1EH8 |  | 1FK7042-5AK71-1EH8 | 1 | UN | 1 | 60 | X | D | N | N | 85015220 | 1 |  | 5.502 | KG | 2067.04 | 2067.04 | MC05 | MC05 | SIMOTICS S Synchronous servo motor 1FK7 Compact 3.0Nm, 100K, 6000rpm 1.02kW, Naturally cooled IM B5 (IM V1, IM V3) power/signal connectors Connector can be rotated by 270Â° ABSOLUTE ENCODER ENDAT 2048 P/REV (ENCODER A-2048); PERFORMANCE REDUCTION BY 10% DUE TO ABSOLUTE ENCODER; PLAIN SHAFT, TOLERANCE N; WITH HOLDING BRAKE DEGREE OF PROTECTION IP65 IP67 D-END FLANGE; RAL7016 COATING; METALLIC RATING PLATE AT MOTOR | - | 0 | 0
1FK7042-5AK71-1FA0 |  | 1FK7042-5AK71-1FA0 | 1 | UN | 1 | 60 | X | D | N | N | 85015220 | 1 |  | 4.903 | KG | 1926.94 | 1926.94 | MC05 | MC05 | SIMOTICS S Synchronous servo motor 1FK7 Compact 3.0Nm, 100K, 6000rpm 1.02kW, Naturally cooled IM B5 (IM V1, IM V3) power/signal connectors Connector can be rotated by 270Â° ABSOLUTE ENCODER 2048 P/REV (ENCODER A-2048) WITH DRIVE-CLIQ INTERFACE; PERFORMANCE REDUCTION BY 10% DUE TO ABSOLUTE ENCODER; SHAFT WITH FITTED KEY, TOLERANCE N; W/O HOLDING BRAKE DEGREE OF PROTECTION IP64 | - | 0 | 0
1FK7042-5AK71-1FA2 |  | 1FK7042-5AK71-1FA2 | 1 | UN | 1 | 60 | X | D | N | N | 85015220 | 1 |  | 4.903 | KG | 2002.91 | 2002.91 | MC05 | MC05 | SIMOTICS S Synchronous servo motor 1FK7 Compact 3.0Nm, 100K, 6000rpm 1.02kW, Naturally cooled IM B5 (IM V1, IM V3) power/signal connectors Connector can be rotated by 270Â° ABSOLUTE ENCODER 2048 P/REV (ENCODER A-2048) WITH DRIVE-CLIQ INTERFACE; PERFORMANCE REDUCTION BY 10% DUE TO ABSOLUTE ENCODER; SHAFT WITH FITTED KEY, TOLERANCE N; W/O HOLDING BRAKE DEGREE OF PROTECTION IP65 FLANGE ON DRIVE END IP67 | - | 0 | 0
1FK7042-5AK71-1FA3 |  | 1FK7042-5AK71-1FA3 | 1 | UN | 1 | 60 | X | D | N | N | 85015220 | 1 |  | 4.903 | KG | 1963.75 | 1963.75 | MC05 | MC05 | SIMOTICS S Synchronous servo motor 1FK7 Compact 3.0Nm, 100K, 6000rpm 1.02kW, Naturally cooled IM B5 (IM V1, IM V3) power/signal connectors Connector can be rotated by 270Â° ABSOLUTE ENCODER 2048 P/REV (ENCODER A-2048) WITH DRIVE-CLIQ INTERFACE; PERFORMANCE REDUCTION BY 10% DUE TO ABSOLUTE ENCODER; SHAFT WITH FITTED KEY, TOLERANCE N; W/O HOLDING BRAKE DEGREE OF PROTECTION IP64; PAINT FINISH RAL7016 | - | 0 | 0
1FK7042-5AK71-1FA5 |  | 1FK7042-5AK71-1FA5 | 1 | UN | 1 | 60 | X | D | N | N | 85015220 | 1 |  | 4.903 | KG | 2039.7 | 2039.7 | MC05 | MC05 | SIMOTICS S Synchronous servo motor 1FK7 Compact 3.0Nm, 100K, 6000rpm 1.02kW, Naturally cooled IM B5 (IM V1, IM V3) power/signal connectors Connector can be rotated by 270Â° ABSOLUTE ENCODER 2048 P/REV (ENCODER A-2048) WITH DRIVE-CLIQ INTERFACE; PERFORMANCE REDUCTION BY 10% DUE TO ABSOLUTE ENCODER; SHAFT WITH FITTED KEY, TOLERANCE N; W/O HOLDING BRAKE DEGREE OF PROTECTION IP65 AS FLANGE IP67; PAINT FINISH RAL7016 | - | 0 | 0
1FK7042-5AK71-1FA8 |  | 1FK7042-5AK71-1FA8 | 1 | UN | 1 | 60 | X | D | N | N | 85015220 | 1 |  | 4.903 | KG | 2120.91 | 2120.91 | MC05 | MC05 | SIMOTICS S Synchronous servo motor 1FK7 Compact 3.0Nm, 100K, 6000rpm 1.02kW, Naturally cooled IM B5 (IM V1, IM V3) power/signal connectors Connector can be rotated by 270Â° ABSOLUTE ENCODER 2048 P/REV (ENCODER A-2048) WITH DRIVE-CLIQ INTERFACE; PERFORMANCE REDUCTION BY 10% DUE TO ABSOLUTE ENCODER; SHAFT WITH FITTED KEY, TOLERANCE N; W/O HOLDING BRAKE DEGREE OF PROTECTION IP65 IP67 D-END FLANGE; RAL7016 COATING; METALLIC RATING PLATE AT MOTOR | - | 0 | 0
1FK7042-5AK71-1FB0 |  | 1FK7042-5AK71-1FB0 | 1 | UN | 1 | 60 | X | D | N | N | 85015220 | 1 |  | 5.502 | KG | 2138.88 | 2138.88 | MC05 | MC05 | SIMOTICS S Synchronous servo motor 1FK7 Compact 3.0Nm, 100K, 6000rpm 1.02kW, Naturally cooled IM B5 (IM V1, IM V3) power/signal connectors Connector can be rotated by 270Â° ABSOLUTE ENCODER 2048 P/REV (ENCODER A-2048) WITH DRIVE-CLIQ INTERFACE; PERFORMANCE REDUCTION BY 10% DUE TO ABSOLUTE ENCODER; SHAFT WITH FITTED KEY, TOLERANCE N; WITH HOLDING BRAKE DEGREE OF PROTECTION IP64 | - | 0 | 0
1FK7042-5AK71-1FB2 |  | 1FK7042-5AK71-1FB2 | 1 | UN | 1 | 60 | X | D | N | N | 85015220 | 1 |  | 5.502 | KG | 2214.85 | 2214.85 | MC05 | MC05 | SIMOTICS S Synchronous servo motor 1FK7 Compact 3.0Nm, 100K, 6000rpm 1.02kW, Naturally cooled IM B5 (IM V1, IM V3) power/signal connectors Connector can be rotated by 270Â° ABSOLUTE ENCODER 2048 P/REV (ENCODER A-2048) WITH DRIVE-CLIQ INTERFACE; PERFORMANCE REDUCTION BY 10% DUE TO ABSOLUTE ENCODER; SHAFT WITH FITTED KEY, TOLERANCE N; WITH HOLDING BRAKE DEGREE OF PROTECTION IP65 FLANGE ON DRIVE END IP67 | - | 0 | 0
1FK7042-5AK71-1FB3 |  | 1FK7042-5AK71-1FB3 | 1 | UN | 1 | 60 | X | D | N | N | 85015220 | 1 |  | 5.502 | KG | 2175.69 | 2175.69 | MC05 | MC05 | SIMOTICS S Synchronous servo motor 1FK7 Compact 3.0Nm, 100K, 6000rpm 1.02kW, Naturally cooled IM B5 (IM V1, IM V3) power/signal connectors Connector can be rotated by 270Â° ABSOLUTE ENCODER 2048 P/REV (ENCODER A-2048) WITH DRIVE-CLIQ INTERFACE; PERFORMANCE REDUCTION BY 10% DUE TO ABSOLUTE ENCODER; SHAFT WITH FITTED KEY, TOLERANCE N; WITH HOLDING BRAKE DEGREE OF PROTECTION IP64; PAINT FINISH RAL7016 | - | 0 | 0
1FK7042-5AK71-1FB5 |  | 1FK7042-5AK71-1FB5 | 1 | UN | 1 | 60 | X | D | N | N | 85015220 | 1 |  | 5.502 | KG | 2251.64 | 2251.64 | MC05 | MC05 | SIMOTICS S Synchronous servo motor 1FK7 Compact 3.0Nm, 100K, 6000rpm 1.02kW, Naturally cooled IM B5 (IM V1, IM V3) power/signal connectors Connector can be rotated by 270Â° ABSOLUTE ENCODER 2048 P/REV (ENCODER A-2048) WITH DRIVE-CLIQ INTERFACE; PERFORMANCE REDUCTION BY 10% DUE TO ABSOLUTE ENCODER; SHAFT WITH FITTED KEY, TOLERANCE N; WITH HOLDING BRAKE DEGREE OF PROTECTION IP65 AS FLANGE IP67; PAINT FINISH RAL7016 | - | 0 | 0
1FK7042-5AK71-1FB8 |  | 1FK7042-5AK71-1FB8 | 1 | UN | 1 | 60 | X | D | N | N | 85015220 | 1 |  | 5.502 | KG | 2332.85 | 2332.85 | MC05 | MC05 | SIMOTICS S Synchronous servo motor 1FK7 Compact 3.0Nm, 100K, 6000rpm 1.02kW, Naturally cooled IM B5 (IM V1, IM V3) power/signal connectors Connector can be rotated by 270Â° ABSOLUTE ENCODER 2048 P/REV (ENCODER A-2048) WITH DRIVE-CLIQ INTERFACE; PERFORMANCE REDUCTION BY 10% DUE TO ABSOLUTE ENCODER; SHAFT WITH FITTED KEY, TOLERANCE N; WITH HOLDING BRAKE DEGREE OF PROTECTION IP65 IP67 D-END FLANGE; RAL7016 COATING; METALLIC RATING PLATE AT MOTOR | - | 0 | 0
1FK7042-5AK71-1FG0 |  | 1FK7042-5AK71-1FG0 | 1 | UN | 1 | 60 | X | D | N | N | 85015220 | 1 |  | 4.903 | KG | 1856.89 | 1856.89 | MC05 | MC05 | SIMOTICS S Synchronous servo motor 1FK7 Compact 3.0Nm, 100K, 6000rpm 1.02kW, Naturally cooled IM B5 (IM V1, IM V3) power/signal connectors Connector can be rotated by 270Â° ABSOLUTE ENCODER 2048 P/REV (ENCODER A-2048) WITH DRIVE-CLIQ INTERFACE; PERFORMANCE REDUCTION BY 10% DUE TO ABSOLUTE ENCODER; PLAIN SHAFT, TOLERANCE N; W/O HOLDING BRAKE DEGREE OF PROTECTION IP64 | - | 0 | 0
1FK7042-5AK71-1FG2 |  | 1FK7042-5AK71-1FG2 | 1 | UN | 1 | 60 | X | D | N | N | 85015220 | 1 |  | 4.903 | KG | 1932.86 | 1932.86 | MC05 | MC05 | SIMOTICS S Synchronous servo motor 1FK7 Compact 3.0Nm, 100K, 6000rpm 1.02kW, Naturally cooled IM B5 (IM V1, IM V3) power/signal connectors Connector can be rotated by 270Â° ABSOLUTE ENCODER 2048 P/REV (ENCODER A-2048) WITH DRIVE-CLIQ INTERFACE; PERFORMANCE REDUCTION BY 10% DUE TO ABSOLUTE ENCODER; PLAIN SHAFT, TOLERANCE N; W/O HOLDING BRAKE DEGREE OF PROTECTION IP65 FLANGE ON DRIVE END IP67 | - | 0 | 0
1FK7042-5AK71-1FG3 |  | 1FK7042-5AK71-1FG3 | 1 | UN | 1 | 60 | X | D | N | N | 85015220 | 1 | 4025515001492 | 4.903 | KG | 1893.7 | 1893.7 | MC05 | MC05 | SIMOTICS S Synchronous servo motor 1FK7 Compact 3.0Nm, 100K, 6000rpm 1.02kW, Naturally cooled IM B5 (IM V1, IM V3) power/signal connectors Connector can be rotated by 270Â° ABSOLUTE ENCODER 2048 P/REV (ENCODER A-2048) WITH DRIVE-CLIQ INTERFACE; PERFORMANCE REDUCTION BY 10% DUE TO ABSOLUTE ENCODER; PLAIN SHAFT, TOLERANCE N; W/O HOLDING BRAKE DEGREE OF PROTECTION IP64; PAINT FINISH RAL7016 | - | 0 | 7
1FK7042-5AK71-1FG5 |  | 1FK7042-5AK71-1FG5 | 1 | UN | 1 | 60 | X | D | N | N | 85015220 | 1 |  | 4.903 | KG | 1969.65 | 1969.65 | MC05 | MC05 | SIMOTICS S Synchronous servo motor 1FK7 Compact 3.0Nm, 100K, 6000rpm 1.02kW, Naturally cooled IM B5 (IM V1, IM V3) power/signal connectors Connector can be rotated by 270Â° ABSOLUTE ENCODER 2048 P/REV (ENCODER A-2048) WITH DRIVE-CLIQ INTERFACE; PERFORMANCE REDUCTION BY 10% DUE TO ABSOLUTE ENCODER; PLAIN SHAFT, TOLERANCE N; W/O HOLDING BRAKE DEGREE OF PROTECTION IP65 AS FLANGE IP67; PAINT FINISH RAL7016 | - | 0 | 0
1FK7042-5AK71-1FG8 |  | 1FK7042-5AK71-1FG8 | 1 | UN | 1 | 60 | X | D | N | N | 85015220 | 1 |  | 4.903 | KG | 2050.86 | 2050.86 | MC05 | MC05 | SIMOTICS S Synchronous servo motor 1FK7 Compact 3.0Nm, 100K, 6000rpm 1.02kW, Naturally cooled IM B5 (IM V1, IM V3) power/signal connectors Connector can be rotated by 270Â° ABSOLUTE ENCODER 2048 P/REV (ENCODER A-2048) WITH DRIVE-CLIQ INTERFACE; PERFORMANCE REDUCTION BY 10% DUE TO ABSOLUTE ENCODER; PLAIN SHAFT, TOLERANCE N; W/O HOLDING BRAKE DEGREE OF PROTECTION IP65 IP67 D-END FLANGE; RAL7016 COATING; METALLIC RATING PLATE AT MOTOR | - | 0 | 0
1FK7042-5AK71-1FH0 |  | 1FK7042-5AK71-1FH0 | 1 | UN | 1 | 60 | X | D | N | N | 85015220 | 1 |  | 5.502 | KG | 2067.02 | 2067.02 | MC05 | MC05 | SIMOTICS S Synchronous servo motor 1FK7 Compact 3.0Nm, 100K, 6000rpm 1.02kW, Naturally cooled IM B5 (IM V1, IM V3) power/signal connectors Connector can be rotated by 270Â° ABSOLUTE ENCODER 2048 P/REV (ENCODER A-2048) WITH DRIVE-CLIQ INTERFACE; PERFORMANCE REDUCTION BY 10% DUE TO ABSOLUTE ENCODER; PLAIN SHAFT, TOLERANCE N; WITH HOLDING BRAKE DEGREE OF PROTECTION IP64 | - | 0 | 0
1FK7042-5AK71-1FH2 |  | 1FK7042-5AK71-1FH2 | 1 | UN | 1 | 60 | X | D | N | N | 85015220 | 1 |  | 5.502 | KG | 2142.99 | 2142.99 | MC05 | MC05 | SIMOTICS S Synchronous servo motor 1FK7 Compact 3.0Nm, 100K, 6000rpm 1.02kW, Naturally cooled IM B5 (IM V1, IM V3) power/signal connectors Connector can be rotated by 270Â° ABSOLUTE ENCODER 2048 P/REV (ENCODER A-2048) WITH DRIVE-CLIQ INTERFACE; PERFORMANCE REDUCTION BY 10% DUE TO ABSOLUTE ENCODER; PLAIN SHAFT, TOLERANCE N; WITH HOLDING BRAKE DEGREE OF PROTECTION IP65 FLANGE ON DRIVE END IP67 | - | 0 | 0
1FK7042-5AK71-1FH3 |  | 1FK7042-5AK71-1FH3 | 1 | UN | 1 | 60 | X | D | N | N | 85015220 | 1 | 4025515001508 | 5.502 | KG | 2103.83 | 2103.83 | MC05 | MC05 | SIMOTICS S Synchronous servo motor 1FK7 Compact 3.0Nm, 100K, 6000rpm 1.02kW, Naturally cooled IM B5 (IM V1, IM V3) power/signal connectors Connector can be rotated by 270Â° ABSOLUTE ENCODER 2048 P/REV (ENCODER A-2048) WITH DRIVE-CLIQ INTERFACE; PERFORMANCE REDUCTION BY 10% DUE TO ABSOLUTE ENCODER; PLAIN SHAFT, TOLERANCE N; WITH HOLDING BRAKE DEGREE OF PROTECTION IP64; PAINT FINISH RAL7016 | - | 0 | 7
1FK7042-5AK71-1FH5 |  | 1FK7042-5AK71-1FH5 | 1 | UN | 1 | 60 | X | D | N | N | 85015220 | 1 |  | 5.502 | KG | 2179.78 | 2179.78 | MC05 | MC05 | SIMOTICS S Synchronous servo motor 1FK7 Compact 3.0Nm, 100K, 6000rpm 1.02kW, Naturally cooled IM B5 (IM V1, IM V3) power/signal connectors Connector can be rotated by 270Â° ABSOLUTE ENCODER 2048 P/REV (ENCODER A-2048) WITH DRIVE-CLIQ INTERFACE; PERFORMANCE REDUCTION BY 10% DUE TO ABSOLUTE ENCODER; PLAIN SHAFT, TOLERANCE N; WITH HOLDING BRAKE DEGREE OF PROTECTION IP65 AS FLANGE IP67; PAINT FINISH RAL7016 | - | 0 | 0
1FK7042-5AK71-1FH8 |  | 1FK7042-5AK71-1FH8 | 1 | UN | 1 | 60 | X | D | N | N | 85015220 | 1 |  | 5.502 | KG | 2260.99 | 2260.99 | MC05 | MC05 | SIMOTICS S Synchronous servo motor 1FK7 Compact 3.0Nm, 100K, 6000rpm 1.02kW, Naturally cooled IM B5 (IM V1, IM V3) power/signal connectors Connector can be rotated by 270Â° ABSOLUTE ENCODER 2048 P/REV (ENCODER A-2048) WITH DRIVE-CLIQ INTERFACE; PERFORMANCE REDUCTION BY 10% DUE TO ABSOLUTE ENCODER; PLAIN SHAFT, TOLERANCE N; WITH HOLDING BRAKE DEGREE OF PROTECTION IP65 IP67 D-END FLANGE; RAL7016 COATING; METALLIC RATING PLATE AT MOTOR | - | 0 | 0
1FK7042-5AK71-1GA0 |  | 1FK7042-5AK71-1GA0 | 1 | UN | 1 | 60 | X | D | N | N | 85015220 | 1 |  | 4.903 | KG | 1312.72 | 1312.72 | MC05 | MC05 | SIMOTICS S Synchronous servo motor 1FK7 Compact 3.0Nm, 100K, 6000rpm 1.02kW, Naturally cooled IM B5 (IM V1, IM V3) power/signal connectors Connector can be rotated by 270Â° BASIC ABSOLUTE ENCODER 32 P/REV (ENCODER A-32); PERFORMANCE REDUCTION BY 10% DUE TO ABSOLUTE ENCODER; SHAFT WITH FITTED KEY, TOLERANCE N; W/O HOLDING BRAKE DEGREE OF PROTECTION IP64 | - | 0 | 0
1FK7042-5AK71-1GA2 |  | 1FK7042-5AK71-1GA2 | 1 | UN | 1 | 60 | X | D | N | N | 85015220 | 1 |  | 4.903 | KG | 1388.69 | 1388.69 | MC05 | MC05 | SIMOTICS S Synchronous servo motor 1FK7 Compact 3.0Nm, 100K, 6000rpm 1.02kW, Naturally cooled IM B5 (IM V1, IM V3) power/signal connectors Connector can be rotated by 270Â° BASIC ABSOLUTE ENCODER 32 P/REV (ENCODER A-32); PERFORMANCE REDUCTION BY 10% DUE TO ABSOLUTE ENCODER; SHAFT WITH FITTED KEY, TOLERANCE N; W/O HOLDING BRAKE DEGREE OF PROTECTION IP65 FLANGE ON DRIVE END IP67 | - | 0 | 0
1FK7042-5AK71-1GA3 |  | 1FK7042-5AK71-1GA3 | 1 | UN | 1 | 60 | X | D | N | N | 85015220 | 1 |  | 4.903 | KG | 1349.53 | 1349.53 | MC05 | MC05 | SIMOTICS S Synchronous servo motor 1FK7 Compact 3.0Nm, 100K, 6000rpm 1.02kW, Naturally cooled IM B5 (IM V1, IM V3) power/signal connectors Connector can be rotated by 270Â° BASIC ABSOLUTE ENCODER 32 P/REV (ENCODER A-32); PERFORMANCE REDUCTION BY 10% DUE TO ABSOLUTE ENCODER; SHAFT WITH FITTED KEY, TOLERANCE N; W/O HOLDING BRAKE DEGREE OF PROTECTION IP64; PAINT FINISH RAL7016 | - | 0 | 0
1FK7042-5AK71-1GA5 |  | 1FK7042-5AK71-1GA5 | 1 | UN | 1 | 60 | X | D | N | N | 85015220 | 1 |  | 4.903 | KG | 1425.48 | 1425.48 | MC05 | MC05 | SIMOTICS S Synchronous servo motor 1FK7 Compact 3.0Nm, 100K, 6000rpm 1.02kW, Naturally cooled IM B5 (IM V1, IM V3) power/signal connectors Connector can be rotated by 270Â° BASIC ABSOLUTE ENCODER 32 P/REV (ENCODER A-32); PERFORMANCE REDUCTION BY 10% DUE TO ABSOLUTE ENCODER; SHAFT WITH FITTED KEY, TOLERANCE N; W/O HOLDING BRAKE DEGREE OF PROTECTION IP65 AS FLANGE IP67; PAINT FINISH RAL7016 | - | 0 | 0
1FK7042-5AK71-1GA8 |  | 1FK7042-5AK71-1GA8 | 1 | UN | 1 | 60 | X | D | N | N | 85015220 | 1 |  | 4.903 | KG | 1506.69 | 1506.69 | MC05 | MC05 | SIMOTICS S Synchronous servo motor 1FK7 Compact 3.0Nm, 100K, 6000rpm 1.02kW, Naturally cooled IM B5 (IM V1, IM V3) power/signal connectors Connector can be rotated by 270Â° BASIC ABSOLUTE ENCODER 32 P/REV (ENCODER A-32); PERFORMANCE REDUCTION BY 10% DUE TO ABSOLUTE ENCODER; SHAFT WITH FITTED KEY, TOLERANCE N; W/O HOLDING BRAKE DEGREE OF PROTECTION IP65 IP67 D-END FLANGE; RAL7016 COATING; METALLIC RATING PLATE AT MOTOR | - | 0 | 0
1FK7042-5AK71-1GB0 |  | 1FK7042-5AK71-1GB0 | 1 | UN | 1 | 60 | X | D | N | N | 85015220 | 1 |  | 5.502 | KG | 1524.66 | 1524.66 | MC05 | MC05 | SIMOTICS S Synchronous servo motor 1FK7 Compact 3.0Nm, 100K, 6000rpm 1.02kW, Naturally cooled IM B5 (IM V1, IM V3) power/signal connectors Connector can be rotated by 270Â° BASIC ABSOLUTE ENCODER 32 P/REV (ENCODER A-32); PERFORMANCE REDUCTION BY 10% DUE TO ABSOLUTE ENCODER; SHAFT WITH FITTED KEY, TOLERANCE N; WITH HOLDING BRAKE DEGREE OF PROTECTION IP64 | - | 0 | 0
1FK7042-5AK71-1GB2 |  | 1FK7042-5AK71-1GB2 | 1 | UN | 1 | 60 | X | D | N | N | 85015220 | 1 |  | 5.502 | KG | 1600.63 | 1600.63 | MC05 | MC05 | SIMOTICS S Synchronous servo motor 1FK7 Compact 3.0Nm, 100K, 6000rpm 1.02kW, Naturally cooled IM B5 (IM V1, IM V3) power/signal connectors Connector can be rotated by 270Â° BASIC ABSOLUTE ENCODER 32 P/REV (ENCODER A-32); PERFORMANCE REDUCTION BY 10% DUE TO ABSOLUTE ENCODER; SHAFT WITH FITTED KEY, TOLERANCE N; WITH HOLDING BRAKE DEGREE OF PROTECTION IP65 FLANGE ON DRIVE END IP67 | - | 0 | 0
1FK7042-5AK71-1GB3 |  | 1FK7042-5AK71-1GB3 | 1 | UN | 1 | 60 | X | D | N | N | 85015220 | 1 |  | 5.502 | KG | 1561.47 | 1561.47 | MC05 | MC05 | SIMOTICS S Synchronous servo motor 1FK7 Compact 3.0Nm, 100K, 6000rpm 1.02kW, Naturally cooled IM B5 (IM V1, IM V3) power/signal connectors Connector can be rotated by 270Â° BASIC ABSOLUTE ENCODER 32 P/REV (ENCODER A-32); PERFORMANCE REDUCTION BY 10% DUE TO ABSOLUTE ENCODER; SHAFT WITH FITTED KEY, TOLERANCE N; WITH HOLDING BRAKE DEGREE OF PROTECTION IP64; PAINT FINISH RAL7016 | - | 0 | 0
1FK7042-5AK71-1GB5 |  | 1FK7042-5AK71-1GB5 | 1 | UN | 1 | 60 | X | D | N | N | 85015220 | 1 |  | 5.502 | KG | 1637.42 | 1637.42 | MC05 | MC05 | SIMOTICS S Synchronous servo motor 1FK7 Compact 3.0Nm, 100K, 6000rpm 1.02kW, Naturally cooled IM B5 (IM V1, IM V3) power/signal connectors Connector can be rotated by 270Â° BASIC ABSOLUTE ENCODER 32 P/REV (ENCODER A-32); PERFORMANCE REDUCTION BY 10% DUE TO ABSOLUTE ENCODER; SHAFT WITH FITTED KEY, TOLERANCE N; WITH HOLDING BRAKE DEGREE OF PROTECTION IP65 AS FLANGE IP67; PAINT FINISH RAL7016 | - | 0 | 0
1FK7042-5AK71-1GB8 |  | 1FK7042-5AK71-1GB8 | 1 | UN | 1 | 60 | X | D | N | N | 85015220 | 1 |  | 5.502 | KG | 1718.63 | 1718.63 | MC05 | MC05 | SIMOTICS S Synchronous servo motor 1FK7 Compact 3.0Nm, 100K, 6000rpm 1.02kW, Naturally cooled IM B5 (IM V1, IM V3) power/signal connectors Connector can be rotated by 270Â° BASIC ABSOLUTE ENCODER 32 P/REV (ENCODER A-32); PERFORMANCE REDUCTION BY 10% DUE TO ABSOLUTE ENCODER; SHAFT WITH FITTED KEY, TOLERANCE N; WITH HOLDING BRAKE DEGREE OF PROTECTION IP65 IP67 D-END FLANGE; RAL7016 COATING; METALLIC RATING PLATE AT MOTOR | - | 0 | 0
1FK7042-5AK71-1GG0 |  | 1FK7042-5AK71-1GG0 | 1 | UN | 1 | 60 | X | D | N | N | 85015220 | 1 |  | 4.903 | KG | 1242.67 | 1242.67 | MC05 | MC05 | SIMOTICS S Synchronous servo motor 1FK7 Compact 3.0Nm, 100K, 6000rpm 1.02kW, Naturally cooled IM B5 (IM V1, IM V3) power/signal connectors Connector can be rotated by 270Â° BASIC ABSOLUTE ENCODER 32 P/REV (ENCODER A-32); PERFORMANCE REDUCTION BY 10% DUE TO ABSOLUTE ENCODER; PLAIN SHAFT, TOLERANCE N; W/O HOLDING BRAKE DEGREE OF PROTECTION IP64 | - | 0 | 0
1FK7042-5AK71-1GG2 |  | 1FK7042-5AK71-1GG2 | 1 | UN | 1 | 60 | X | D | N | N | 85015220 | 1 |  | 4.903 | KG | 1318.64 | 1318.64 | MC05 | MC05 | SIMOTICS S Synchronous servo motor 1FK7 Compact 3.0Nm, 100K, 6000rpm 1.02kW, Naturally cooled IM B5 (IM V1, IM V3) power/signal connectors Connector can be rotated by 270Â° BASIC ABSOLUTE ENCODER 32 P/REV (ENCODER A-32); PERFORMANCE REDUCTION BY 10% DUE TO ABSOLUTE ENCODER; PLAIN SHAFT, TOLERANCE N; W/O HOLDING BRAKE DEGREE OF PROTECTION IP65 FLANGE ON DRIVE END IP67 | - | 0 | 0
1FK7042-5AK71-1GG3 |  | 1FK7042-5AK71-1GG3 | 1 | UN | 1 | 60 | X | D | N | N | 85015220 | 1 |  | 4.903 | KG | 1279.48 | 1279.48 | MC05 | MC05 | SIMOTICS S Synchronous servo motor 1FK7 Compact 3.0Nm, 100K, 6000rpm 1.02kW, Naturally cooled IM B5 (IM V1, IM V3) power/signal connectors Connector can be rotated by 270Â° BASIC ABSOLUTE ENCODER 32 P/REV (ENCODER A-32); PERFORMANCE REDUCTION BY 10% DUE TO ABSOLUTE ENCODER; PLAIN SHAFT, TOLERANCE N; W/O HOLDING BRAKE DEGREE OF PROTECTION IP64; PAINT FINISH RAL7016 | - | 0 | 0
1FK7042-5AK71-1GG5 |  | 1FK7042-5AK71-1GG5 | 1 | UN | 1 | 60 | X | D | N | N | 85015220 | 1 |  | 4.903 | KG | 1355.43 | 1355.43 | MC05 | MC05 | SIMOTICS S Synchronous servo motor 1FK7 Compact 3.0Nm, 100K, 6000rpm 1.02kW, Naturally cooled IM B5 (IM V1, IM V3) power/signal connectors Connector can be rotated by 270Â° BASIC ABSOLUTE ENCODER 32 P/REV (ENCODER A-32); PERFORMANCE REDUCTION BY 10% DUE TO ABSOLUTE ENCODER; PLAIN SHAFT, TOLERANCE N; W/O HOLDING BRAKE DEGREE OF PROTECTION IP65 AS FLANGE IP67; PAINT FINISH RAL7016 | - | 0 | 0
1FK7042-5AK71-1GG8 |  | 1FK7042-5AK71-1GG8 | 1 | UN | 1 | 60 | X | D | N | N | 85015220 | 1 |  | 4.903 | KG | 1436.64 | 1436.64 | MC05 | MC05 | SIMOTICS S Synchronous servo motor 1FK7 Compact 3.0Nm, 100K, 6000rpm 1.02kW, Naturally cooled IM B5 (IM V1, IM V3) power/signal connectors Connector can be rotated by 270Â° BASIC ABSOLUTE ENCODER 32 P/REV (ENCODER A-32); PERFORMANCE REDUCTION BY 10% DUE TO ABSOLUTE ENCODER; PLAIN SHAFT, TOLERANCE N; W/O HOLDING BRAKE DEGREE OF PROTECTION IP65 IP67 D-END FLANGE; RAL7016 COATING; METALLIC RATING PLATE AT MOTOR | - | 0 | 0
1FK7042-5AK71-1GH0 |  | 1FK7042-5AK71-1GH0 | 1 | UN | 1 | 60 | X | D | N | N | 85015220 | 1 | 4025515001515 | 5.502 | KG | 1452.8 | 1452.8 | MC05 | MC05 | SIMOTICS S Synchronous servo motor 1FK7 Compact 3.0Nm, 100K, 6000rpm 1.02kW, Naturally cooled IM B5 (IM V1, IM V3) power/signal connectors Connector can be rotated by 270Â° BASIC ABSOLUTE ENCODER 32 P/REV (ENCODER A-32); PERFORMANCE REDUCTION BY 10% DUE TO ABSOLUTE ENCODER; PLAIN SHAFT, TOLERANCE N; WITH HOLDING BRAKE DEGREE OF PROTECTION IP64 | - | 0 | 7
1FK7042-5AK71-1GH2 |  | 1FK7042-5AK71-1GH2 | 1 | UN | 1 | 60 | X | D | N | N | 85015220 | 1 |  | 5.502 | KG | 1528.77 | 1528.77 | MC05 | MC05 | SIMOTICS S Synchronous servo motor 1FK7 Compact 3.0Nm, 100K, 6000rpm 1.02kW, Naturally cooled IM B5 (IM V1, IM V3) power/signal connectors Connector can be rotated by 270Â° BASIC ABSOLUTE ENCODER 32 P/REV (ENCODER A-32); PERFORMANCE REDUCTION BY 10% DUE TO ABSOLUTE ENCODER; PLAIN SHAFT, TOLERANCE N; WITH HOLDING BRAKE DEGREE OF PROTECTION IP65 FLANGE ON DRIVE END IP67 | - | 0 | 0
1FK7042-5AK71-1GH3 |  | 1FK7042-5AK71-1GH3 | 1 | UN | 1 | 60 | X | D | N | N | 85015220 | 1 |  | 5.502 | KG | 1489.61 | 1489.61 | MC05 | MC05 | SIMOTICS S Synchronous servo motor 1FK7 Compact 3.0Nm, 100K, 6000rpm 1.02kW, Naturally cooled IM B5 (IM V1, IM V3) power/signal connectors Connector can be rotated by 270Â° BASIC ABSOLUTE ENCODER 32 P/REV (ENCODER A-32); PERFORMANCE REDUCTION BY 10% DUE TO ABSOLUTE ENCODER; PLAIN SHAFT, TOLERANCE N; WITH HOLDING BRAKE DEGREE OF PROTECTION IP64; PAINT FINISH RAL7016 | - | 0 | 0
1FK7042-5AK71-1GH5 |  | 1FK7042-5AK71-1GH5 | 1 | UN | 1 | 60 | X | D | N | N | 85015220 | 1 |  | 5.502 | KG | 1565.56 | 1565.56 | MC05 | MC05 | SIMOTICS S Synchronous servo motor 1FK7 Compact 3.0Nm, 100K, 6000rpm 1.02kW, Naturally cooled IM B5 (IM V1, IM V3) power/signal connectors Connector can be rotated by 270Â° BASIC ABSOLUTE ENCODER 32 P/REV (ENCODER A-32); PERFORMANCE REDUCTION BY 10% DUE TO ABSOLUTE ENCODER; PLAIN SHAFT, TOLERANCE N; WITH HOLDING BRAKE DEGREE OF PROTECTION IP65 AS FLANGE IP67; PAINT FINISH RAL7016 | - | 0 | 0
1FK7042-5AK71-1GH8 |  | 1FK7042-5AK71-1GH8 | 1 | UN | 1 | 60 | X | D | N | N | 85015220 | 1 |  | 5.502 | KG | 1646.77 | 1646.77 | MC05 | MC05 | SIMOTICS S Synchronous servo motor 1FK7 Compact 3.0Nm, 100K, 6000rpm 1.02kW, Naturally cooled IM B5 (IM V1, IM V3) power/signal connectors Connector can be rotated by 270Â° BASIC ABSOLUTE ENCODER 32 P/REV (ENCODER A-32); PERFORMANCE REDUCTION BY 10% DUE TO ABSOLUTE ENCODER; PLAIN SHAFT, TOLERANCE N; WITH HOLDING BRAKE DEGREE OF PROTECTION IP65 IP67 D-END FLANGE; RAL7016 COATING; METALLIC RATING PLATE AT MOTOR | - | 0 | 0
1FK7042-5AK71-1KA0 |  | 1FK7042-5AK71-1KA0 | 1 | UN | 1 | 60 | X | D | N | N | 85015220 | 1 |  | 4.903 | KG | 1506.69 | 1506.69 | MC05 | MC05 | SIMOTICS S Synchronous servo motor 1FK7 Compact 3.0Nm, 100K, 6000rpm 1.02kW, Naturally cooled IM B5 (IM V1, IM V3) power/signal connectors Connector can be rotated by 270Â° BASIC ABSOLUTE ENCODER 32 P/REV (ENCODER A-32) WITH DRIVE-CLIQ INTERFACE; PERFORMANCE REDUCTION BY 10% DUE TO ABSOLUTE ENCODER; SHAFT WITH FITTED KEY, TOLERANCE N; W/O HOLDING BRAKE DEGREE OF PROTECTION IP64 | - | 0 | 0
1FK7042-5AK71-1KA2 |  | 1FK7042-5AK71-1KA2 | 1 | UN | 1 | 60 | X | D | N | N | 85015220 | 1 |  | 4.903 | KG | 1582.66 | 1582.66 | MC05 | MC05 | SIMOTICS S Synchronous servo motor 1FK7 Compact 3.0Nm, 100K, 6000rpm 1.02kW, Naturally cooled IM B5 (IM V1, IM V3) power/signal connectors Connector can be rotated by 270Â° BASIC ABSOLUTE ENCODER 32 P/REV (ENCODER A-32) WITH DRIVE-CLIQ INTERFACE; PERFORMANCE REDUCTION BY 10% DUE TO ABSOLUTE ENCODER; SHAFT WITH FITTED KEY, TOLERANCE N; W/O HOLDING BRAKE DEGREE OF PROTECTION IP65 FLANGE ON DRIVE END IP67 | - | 0 | 0
1FK7042-5AK71-1KA3 |  | 1FK7042-5AK71-1KA3 | 1 | UN | 1 | 60 | X | D | N | N | 85015220 | 1 |  | 4.903 | KG | 1543.5 | 1543.5 | MC05 | MC05 | SIMOTICS S Synchronous servo motor 1FK7 Compact 3.0Nm, 100K, 6000rpm 1.02kW, Naturally cooled IM B5 (IM V1, IM V3) power/signal connectors Connector can be rotated by 270Â° BASIC ABSOLUTE ENCODER 32 P/REV (ENCODER A-32) WITH DRIVE-CLIQ INTERFACE; PERFORMANCE REDUCTION BY 10% DUE TO ABSOLUTE ENCODER; SHAFT WITH FITTED KEY, TOLERANCE N; W/O HOLDING BRAKE DEGREE OF PROTECTION IP64; PAINT FINISH RAL7016 | - | 0 | 0
1FK7042-5AK71-1KA5 |  | 1FK7042-5AK71-1KA5 | 1 | UN | 1 | 60 | X | D | N | N | 85015220 | 1 |  | 4.903 | KG | 1619.45 | 1619.45 | MC05 | MC05 | SIMOTICS S Synchronous servo motor 1FK7 Compact 3.0Nm, 100K, 6000rpm 1.02kW, Naturally cooled IM B5 (IM V1, IM V3) power/signal connectors Connector can be rotated by 270Â° BASIC ABSOLUTE ENCODER 32 P/REV (ENCODER A-32) WITH DRIVE-CLIQ INTERFACE; PERFORMANCE REDUCTION BY 10% DUE TO ABSOLUTE ENCODER; SHAFT WITH FITTED KEY, TOLERANCE N; W/O HOLDING BRAKE DEGREE OF PROTECTION IP65 AS FLANGE IP67; PAINT FINISH RAL7016 | - | 0 | 0
1FK7042-5AK71-1KA8 |  | 1FK7042-5AK71-1KA8 | 1 | UN | 1 | 60 | X | D | N | N | 85015220 | 1 |  | 4.903 | KG | 1700.66 | 1700.66 | MC05 | MC05 | SIMOTICS S Synchronous servo motor 1FK7 Compact 3.0Nm, 100K, 6000rpm 1.02kW, Naturally cooled IM B5 (IM V1, IM V3) power/signal connectors Connector can be rotated by 270Â° BASIC ABSOLUTE ENCODER 32 P/REV (ENCODER A-32) WITH DRIVE-CLIQ INTERFACE; PERFORMANCE REDUCTION BY 10% DUE TO ABSOLUTE ENCODER; SHAFT WITH FITTED KEY, TOLERANCE N; W/O HOLDING BRAKE DEGREE OF PROTECTION IP65 IP67 D-END FLANGE; RAL7016 COATING; METALLIC RATING PLATE AT MOTOR | - | 0 | 0
1FK7042-5AK71-1KB0 |  | 1FK7042-5AK71-1KB0 | 1 | UN | 1 | 60 | X | D | N | N | 85015220 | 1 |  | 5.502 | KG | 1718.63 | 1718.63 | MC05 | MC05 | SIMOTICS S Synchronous servo motor 1FK7 Compact 3.0Nm, 100K, 6000rpm 1.02kW, Naturally cooled IM B5 (IM V1, IM V3) power/signal connectors Connector can be rotated by 270Â° BASIC ABSOLUTE ENCODER 32 P/REV (ENCODER A-32) WITH DRIVE-CLIQ INTERFACE; PERFORMANCE REDUCTION BY 10% DUE TO ABSOLUTE ENCODER; SHAFT WITH FITTED KEY, TOLERANCE N; WITH HOLDING BRAKE DEGREE OF PROTECTION IP64 | - | 0 | 0
1FK7042-5AK71-1KB2 |  | 1FK7042-5AK71-1KB2 | 1 | UN | 1 | 60 | X | D | N | N | 85015220 | 1 |  | 5.502 | KG | 1794.6 | 1794.6 | MC05 | MC05 | SIMOTICS S Synchronous servo motor 1FK7 Compact 3.0Nm, 100K, 6000rpm 1.02kW, Naturally cooled IM B5 (IM V1, IM V3) power/signal connectors Connector can be rotated by 270Â° BASIC ABSOLUTE ENCODER 32 P/REV (ENCODER A-32) WITH DRIVE-CLIQ INTERFACE; PERFORMANCE REDUCTION BY 10% DUE TO ABSOLUTE ENCODER; SHAFT WITH FITTED KEY, TOLERANCE N; WITH HOLDING BRAKE DEGREE OF PROTECTION IP65 FLANGE ON DRIVE END IP67 | - | 0 | 0
1FK7042-5AK71-1KB3 |  | 1FK7042-5AK71-1KB3 | 1 | UN | 1 | 60 | X | D | N | N | 85015220 | 1 |  | 5.502 | KG | 1755.44 | 1755.44 | MC05 | MC05 | SIMOTICS S Synchronous servo motor 1FK7 Compact 3.0Nm, 100K, 6000rpm 1.02kW, Naturally cooled IM B5 (IM V1, IM V3) power/signal connectors Connector can be rotated by 270Â° BASIC ABSOLUTE ENCODER 32 P/REV (ENCODER A-32) WITH DRIVE-CLIQ INTERFACE; PERFORMANCE REDUCTION BY 10% DUE TO ABSOLUTE ENCODER; SHAFT WITH FITTED KEY, TOLERANCE N; WITH HOLDING BRAKE DEGREE OF PROTECTION IP64; PAINT FINISH RAL7016 | - | 0 | 0
1FK7042-5AK71-1KB5 |  | 1FK7042-5AK71-1KB5 | 1 | UN | 1 | 60 | X | D | N | N | 85015220 | 1 |  | 5.502 | KG | 1831.39 | 1831.39 | MC05 | MC05 | SIMOTICS S Synchronous servo motor 1FK7 Compact 3.0Nm, 100K, 6000rpm 1.02kW, Naturally cooled IM B5 (IM V1, IM V3) power/signal connectors Connector can be rotated by 270Â° BASIC ABSOLUTE ENCODER 32 P/REV (ENCODER A-32) WITH DRIVE-CLIQ INTERFACE; PERFORMANCE REDUCTION BY 10% DUE TO ABSOLUTE ENCODER; SHAFT WITH FITTED KEY, TOLERANCE N; WITH HOLDING BRAKE DEGREE OF PROTECTION IP65 AS FLANGE IP67; PAINT FINISH RAL7016 | - | 0 | 0
1FK7042-5AK71-1KB8 |  | 1FK7042-5AK71-1KB8 | 1 | UN | 1 | 60 | X | D | N | N | 85015220 | 1 |  | 5.502 | KG | 1912.6 | 1912.6 | MC05 | MC05 | SIMOTICS S Synchronous servo motor 1FK7 Compact 3.0Nm, 100K, 6000rpm 1.02kW, Naturally cooled IM B5 (IM V1, IM V3) power/signal connectors Connector can be rotated by 270Â° BASIC ABSOLUTE ENCODER 32 P/REV (ENCODER A-32) WITH DRIVE-CLIQ INTERFACE; PERFORMANCE REDUCTION BY 10% DUE TO ABSOLUTE ENCODER; SHAFT WITH FITTED KEY, TOLERANCE N; WITH HOLDING BRAKE DEGREE OF PROTECTION IP65 IP67 D-END FLANGE; RAL7016 COATING; METALLIC RATING PLATE AT MOTOR | - | 0 | 0
1FK7042-5AK71-1KG0 |  | 1FK7042-5AK71-1KG0 | 1 | UN | 1 | 60 | X | D | N | N | 85015220 | 1 |  | 4.903 | KG | 1436.64 | 1436.64 | MC05 | MC05 | SIMOTICS S Synchronous servo motor 1FK7 Compact 3.0Nm, 100K, 6000rpm 1.02kW, Naturally cooled IM B5 (IM V1, IM V3) power/signal connectors Connector can be rotated by 270Â° BASIC ABSOLUTE ENCODER 32 P/REV (ENCODER A-32) WITH DRIVE-CLIQ INTERFACE; PERFORMANCE REDUCTION BY 10% DUE TO ABSOLUTE ENCODER; PLAIN SHAFT, TOLERANCE N; W/O HOLDING BRAKE DEGREE OF PROTECTION IP64 | - | 0 | 0
1FK7042-5AK71-1KG2 |  | 1FK7042-5AK71-1KG2 | 1 | UN | 1 | 60 | X | D | N | N | 85015220 | 1 |  | 4.903 | KG | 1512.61 | 1512.61 | MC05 | MC05 | SIMOTICS S Synchronous servo motor 1FK7 Compact 3.0Nm, 100K, 6000rpm 1.02kW, Naturally cooled IM B5 (IM V1, IM V3) power/signal connectors Connector can be rotated by 270Â° BASIC ABSOLUTE ENCODER 32 P/REV (ENCODER A-32) WITH DRIVE-CLIQ INTERFACE; PERFORMANCE REDUCTION BY 10% DUE TO ABSOLUTE ENCODER; PLAIN SHAFT, TOLERANCE N; W/O HOLDING BRAKE DEGREE OF PROTECTION IP65 FLANGE ON DRIVE END IP67 | - | 0 | 0
1FK7042-5AK71-1KG3 |  | 1FK7042-5AK71-1KG3 | 1 | UN | 1 | 60 | X | D | N | N | 85015220 | 1 |  | 4.903 | KG | 1473.45 | 1473.45 | MC05 | MC05 | SIMOTICS S Synchronous servo motor 1FK7 Compact 3.0Nm, 100K, 6000rpm 1.02kW, Naturally cooled IM B5 (IM V1, IM V3) power/signal connectors Connector can be rotated by 270Â° BASIC ABSOLUTE ENCODER 32 P/REV (ENCODER A-32) WITH DRIVE-CLIQ INTERFACE; PERFORMANCE REDUCTION BY 10% DUE TO ABSOLUTE ENCODER; PLAIN SHAFT, TOLERANCE N; W/O HOLDING BRAKE DEGREE OF PROTECTION IP64; PAINT FINISH RAL7016 | - | 0 | 0
1FK7042-5AK71-1KG5 |  | 1FK7042-5AK71-1KG5 | 1 | UN | 1 | 60 | X | D | N | N | 85015220 | 1 |  | 4.903 | KG | 1549.4 | 1549.4 | MC05 | MC05 | SIMOTICS S Synchronous servo motor 1FK7 Compact 3.0Nm, 100K, 6000rpm 1.02kW, Naturally cooled IM B5 (IM V1, IM V3) power/signal connectors Connector can be rotated by 270Â° BASIC ABSOLUTE ENCODER 32 P/REV (ENCODER A-32) WITH DRIVE-CLIQ INTERFACE; PERFORMANCE REDUCTION BY 10% DUE TO ABSOLUTE ENCODER; PLAIN SHAFT, TOLERANCE N; W/O HOLDING BRAKE DEGREE OF PROTECTION IP65 AS FLANGE IP67; PAINT FINISH RAL7016 | - | 0 | 0
1FK7042-5AK71-1KG8 |  | 1FK7042-5AK71-1KG8 | 1 | UN | 1 | 60 | X | D | N | N | 85015220 | 1 |  | 4.903 | KG | 1630.61 | 1630.61 | MC05 | MC05 | SIMOTICS S Synchronous servo motor 1FK7 Compact 3.0Nm, 100K, 6000rpm 1.02kW, Naturally cooled IM B5 (IM V1, IM V3) power/signal connectors Connector can be rotated by 270Â° BASIC ABSOLUTE ENCODER 32 P/REV (ENCODER A-32) WITH DRIVE-CLIQ INTERFACE; PERFORMANCE REDUCTION BY 10% DUE TO ABSOLUTE ENCODER; PLAIN SHAFT, TOLERANCE N; W/O HOLDING BRAKE DEGREE OF PROTECTION IP65 IP67 D-END FLANGE; RAL7016 COATING; METALLIC RATING PLATE AT MOTOR | - | 0 | 0
1FK7042-5AK71-1KH0 |  | 1FK7042-5AK71-1KH0 | 1 | UN | 1 | 60 | X | D | N | N | 85015220 | 1 |  | 5.502 | KG | 1646.77 | 1646.77 | MC05 | MC05 | SIMOTICS S Synchronous servo motor 1FK7 Compact 3.0Nm, 100K, 6000rpm 1.02kW, Naturally cooled IM B5 (IM V1, IM V3) power/signal connectors Connector can be rotated by 270Â° BASIC ABSOLUTE ENCODER 32 P/REV (ENCODER A-32) WITH DRIVE-CLIQ INTERFACE; PERFORMANCE REDUCTION BY 10% DUE TO ABSOLUTE ENCODER; PLAIN SHAFT, TOLERANCE N; WITH HOLDING BRAKE DEGREE OF PROTECTION IP64 | - | 0 | 0
1FK7042-5AK71-1KH2 |  | 1FK7042-5AK71-1KH2 | 1 | UN | 1 | 60 | X | D | N | N | 85015220 | 1 |  | 5.502 | KG | 1722.74 | 1722.74 | MC05 | MC05 | SIMOTICS S Synchronous servo motor 1FK7 Compact 3.0Nm, 100K, 6000rpm 1.02kW, Naturally cooled IM B5 (IM V1, IM V3) power/signal connectors Connector can be rotated by 270Â° BASIC ABSOLUTE ENCODER 32 P/REV (ENCODER A-32) WITH DRIVE-CLIQ INTERFACE; PERFORMANCE REDUCTION BY 10% DUE TO ABSOLUTE ENCODER; PLAIN SHAFT, TOLERANCE N; WITH HOLDING BRAKE DEGREE OF PROTECTION IP65 FLANGE ON DRIVE END IP67 | - | 0 | 0
1FK7042-5AK71-1KH3 |  | 1FK7042-5AK71-1KH3 | 1 | UN | 1 | 60 | X | D | N | N | 85015220 | 1 |  | 5.502 | KG | 1683.58 | 1683.58 | MC05 | MC05 | SIMOTICS S Synchronous servo motor 1FK7 Compact 3.0Nm, 100K, 6000rpm 1.02kW, Naturally cooled IM B5 (IM V1, IM V3) power/signal connectors Connector can be rotated by 270Â° BASIC ABSOLUTE ENCODER 32 P/REV (ENCODER A-32) WITH DRIVE-CLIQ INTERFACE; PERFORMANCE REDUCTION BY 10% DUE TO ABSOLUTE ENCODER; PLAIN SHAFT, TOLERANCE N; WITH HOLDING BRAKE DEGREE OF PROTECTION IP64; PAINT FINISH RAL7016 | - | 0 | 0
1FK7042-5AK71-1KH5 |  | 1FK7042-5AK71-1KH5 | 1 | UN | 1 | 60 | X | D | N | N | 85015220 | 1 |  | 5.502 | KG | 1759.53 | 1759.53 | MC05 | MC05 | SIMOTICS S Synchronous servo motor 1FK7 Compact 3.0Nm, 100K, 6000rpm 1.02kW, Naturally cooled IM B5 (IM V1, IM V3) power/signal connectors Connector can be rotated by 270Â° BASIC ABSOLUTE ENCODER 32 P/REV (ENCODER A-32) WITH DRIVE-CLIQ INTERFACE; PERFORMANCE REDUCTION BY 10% DUE TO ABSOLUTE ENCODER; PLAIN SHAFT, TOLERANCE N; WITH HOLDING BRAKE DEGREE OF PROTECTION IP65 AS FLANGE IP67; PAINT FINISH RAL7016 | - | 0 | 0
1FK7042-5AK71-1KH8 |  | 1FK7042-5AK71-1KH8 | 1 | UN | 1 | 60 | X | D | N | N | 85015220 | 1 |  | 5.502 | KG | 1840.74 | 1840.74 | MC05 | MC05 | SIMOTICS S Synchronous servo motor 1FK7 Compact 3.0Nm, 100K, 6000rpm 1.02kW, Naturally cooled IM B5 (IM V1, IM V3) power/signal connectors Connector can be rotated by 270Â° BASIC ABSOLUTE ENCODER 32 P/REV (ENCODER A-32) WITH DRIVE-CLIQ INTERFACE; PERFORMANCE REDUCTION BY 10% DUE TO ABSOLUTE ENCODER; PLAIN SHAFT, TOLERANCE N; WITH HOLDING BRAKE DEGREE OF PROTECTION IP65 IP67 D-END FLANGE; RAL7016 COATING; METALLIC RATING PLATE AT MOTOR | - | 0 | 0
1FK7042-5AK71-1PA0 |  | 1FK7042-5AK71-1PA0 | 1 | UN | 1 | 60 | X | D | N | N | 85015220 | 1 |  | 4.903 | KG | 1151.09 | 1151.09 | MC05 | MC05 | SIMOTICS S Synchronous servo motor 1FK7 Compact 3.0Nm, 100K, 6000rpm 1.02kW, Naturally cooled IM B5 (IM V1, IM V3) power/signal connectors Connector can be rotated by 270Â° RESOLVER 2-POLE (RESOLVER P=1) WITH DRIVE-CLIQ INTERFACE; SHAFT WITH FITTED KEY, TOLERANCE N; W/O HOLDING BRAKE DEGREE OF PROTECTION IP64 | - | 0 | 0
1FK7042-5AK71-1PA2 |  | 1FK7042-5AK71-1PA2 | 1 | UN | 1 | 60 | X | D | N | N | 85015220 | 1 |  | 4.903 | KG | 1227.06 | 1227.06 | MC05 | MC05 | SIMOTICS S Synchronous servo motor 1FK7 Compact 3.0Nm, 100K, 6000rpm 1.02kW, Naturally cooled IM B5 (IM V1, IM V3) power/signal connectors Connector can be rotated by 270Â° RESOLVER 2-POLE (RESOLVER P=1) WITH DRIVE-CLIQ INTERFACE; SHAFT WITH FITTED KEY, TOLERANCE N; W/O HOLDING BRAKE DEGREE OF PROTECTION IP65 FLANGE ON DRIVE END IP67 | - | 0 | 0
1FK7042-5AK71-1PA3 |  | 1FK7042-5AK71-1PA3 | 1 | UN | 1 | 60 | X | D | N | N | 85015220 | 1 |  | 4.903 | KG | 1187.9 | 1187.9 | MC05 | MC05 | SIMOTICS S Synchronous servo motor 1FK7 Compact 3.0Nm, 100K, 6000rpm 1.02kW, Naturally cooled IM B5 (IM V1, IM V3) power/signal connectors Connector can be rotated by 270Â° RESOLVER 2-POLE (RESOLVER P=1) WITH DRIVE-CLIQ INTERFACE; SHAFT WITH FITTED KEY, TOLERANCE N; W/O HOLDING BRAKE DEGREE OF PROTECTION IP64; PAINT FINISH RAL7016 | - | 0 | 0
1FK7042-5AK71-1PA5 |  | 1FK7042-5AK71-1PA5 | 1 | UN | 1 | 60 | X | D | N | N | 85015220 | 1 |  | 4.903 | KG | 1263.85 | 1263.85 | MC05 | MC05 | SIMOTICS S Synchronous servo motor 1FK7 Compact 3.0Nm, 100K, 6000rpm 1.02kW, Naturally cooled IM B5 (IM V1, IM V3) power/signal connectors Connector can be rotated by 270Â° RESOLVER 2-POLE (RESOLVER P=1) WITH DRIVE-CLIQ INTERFACE; SHAFT WITH FITTED KEY, TOLERANCE N; W/O HOLDING BRAKE DEGREE OF PROTECTION IP65 AS FLANGE IP67; PAINT FINISH RAL7016 | - | 0 | 0
1FK7042-5AK71-1PA8 |  | 1FK7042-5AK71-1PA8 | 1 | UN | 1 | 60 | X | D | N | N | 85015220 | 1 |  | 4.903 | KG | 1345.06 | 1345.06 | MC05 | MC05 | SIMOTICS S Synchronous servo motor 1FK7 Compact 3.0Nm, 100K, 6000rpm 1.02kW, Naturally cooled IM B5 (IM V1, IM V3) power/signal connectors Connector can be rotated by 270Â° RESOLVER 2-POLE (RESOLVER P=1) WITH DRIVE-CLIQ INTERFACE; SHAFT WITH FITTED KEY, TOLERANCE N; W/O HOLDING BRAKE DEGREE OF PROTECTION IP65 IP67 D-END FLANGE; RAL7016 COATING; METALLIC RATING PLATE AT MOTOR | - | 0 | 0
1FK7042-5AK71-1PB0 |  | 1FK7042-5AK71-1PB0 | 1 | UN | 1 | 60 | X | D | N | N | 85015220 | 1 |  | 5.502 | KG | 1363.03 | 1363.03 | MC05 | MC05 | SIMOTICS S Synchronous servo motor 1FK7 Compact 3.0Nm, 100K, 6000rpm 1.02kW, Naturally cooled IM B5 (IM V1, IM V3) power/signal connectors Connector can be rotated by 270Â° RESOLVER 2-POLE (RESOLVER P=1) WITH DRIVE-CLIQ INTERFACE; SHAFT WITH FITTED KEY, TOLERANCE N; WITH HOLDING BRAKE DEGREE OF PROTECTION IP64 | - | 0 | 0
1FK7042-5AK71-1PB2 |  | 1FK7042-5AK71-1PB2 | 1 | UN | 1 | 60 | X | D | N | N | 85015220 | 1 |  | 5.502 | KG | 1439 | 1439 | MC05 | MC05 | SIMOTICS S Synchronous servo motor 1FK7 Compact 3.0Nm, 100K, 6000rpm 1.02kW, Naturally cooled IM B5 (IM V1, IM V3) power/signal connectors Connector can be rotated by 270Â° RESOLVER 2-POLE (RESOLVER P=1) WITH DRIVE-CLIQ INTERFACE; SHAFT WITH FITTED KEY, TOLERANCE N; WITH HOLDING BRAKE DEGREE OF PROTECTION IP65 FLANGE ON DRIVE END IP67 | - | 0 | 0
1FK7042-5AK71-1PB3 |  | 1FK7042-5AK71-1PB3 | 1 | UN | 1 | 60 | X | D | N | N | 85015220 | 1 |  | 5.502 | KG | 1399.84 | 1399.84 | MC05 | MC05 | SIMOTICS S Synchronous servo motor 1FK7 Compact 3.0Nm, 100K, 6000rpm 1.02kW, Naturally cooled IM B5 (IM V1, IM V3) power/signal connectors Connector can be rotated by 270Â° RESOLVER 2-POLE (RESOLVER P=1) WITH DRIVE-CLIQ INTERFACE; SHAFT WITH FITTED KEY, TOLERANCE N; WITH HOLDING BRAKE DEGREE OF PROTECTION IP64; PAINT FINISH RAL7016 | - | 0 | 0
1FK7042-5AK71-1PB5 |  | 1FK7042-5AK71-1PB5 | 1 | UN | 1 | 60 | X | D | N | N | 85015220 | 1 |  | 5.502 | KG | 1475.79 | 1475.79 | MC05 | MC05 | SIMOTICS S Synchronous servo motor 1FK7 Compact 3.0Nm, 100K, 6000rpm 1.02kW, Naturally cooled IM B5 (IM V1, IM V3) power/signal connectors Connector can be rotated by 270Â° RESOLVER 2-POLE (RESOLVER P=1) WITH DRIVE-CLIQ INTERFACE; SHAFT WITH FITTED KEY, TOLERANCE N; WITH HOLDING BRAKE DEGREE OF PROTECTION IP65 AS FLANGE IP67; PAINT FINISH RAL7016 | - | 0 | 0
1FK7042-5AK71-1PB8 |  | 1FK7042-5AK71-1PB8 | 1 | UN | 1 | 60 | X | D | N | N | 85015220 | 1 |  | 5.502 | KG | 1557 | 1557 | MC05 | MC05 | SIMOTICS S Synchronous servo motor 1FK7 Compact 3.0Nm, 100K, 6000rpm 1.02kW, Naturally cooled IM B5 (IM V1, IM V3) power/signal connectors Connector can be rotated by 270Â° RESOLVER 2-POLE (RESOLVER P=1) WITH DRIVE-CLIQ INTERFACE; SHAFT WITH FITTED KEY, TOLERANCE N; WITH HOLDING BRAKE DEGREE OF PROTECTION IP65 IP67 D-END FLANGE; RAL7016 COATING; METALLIC RATING PLATE AT MOTOR | - | 0 | 0
1FK7042-5AK71-1PG0 |  | 1FK7042-5AK71-1PG0 | 1 | UN | 1 | 60 | X | D | N | N | 85015220 | 1 |  | 4.903 | KG | 1081.04 | 1081.04 | MC05 | MC05 | SIMOTICS S Synchronous servo motor 1FK7 Compact 3.0Nm, 100K, 6000rpm 1.02kW, Naturally cooled IM B5 (IM V1, IM V3) power/signal connectors Connector can be rotated by 270Â° RESOLVER 2-POLE (RESOLVER P=1) WITH DRIVE-CLIQ INTERFACE; PLAIN SHAFT, TOLERANCE N; W/O HOLDING BRAKE DEGREE OF PROTECTION IP64 | - | 0 | 0
1FK7042-5AK71-1PG2 |  | 1FK7042-5AK71-1PG2 | 1 | UN | 1 | 60 | X | D | N | N | 85015220 | 1 |  | 4.903 | KG | 1157.01 | 1157.01 | MC05 | MC05 | SIMOTICS S Synchronous servo motor 1FK7 Compact 3.0Nm, 100K, 6000rpm 1.02kW, Naturally cooled IM B5 (IM V1, IM V3) power/signal connectors Connector can be rotated by 270Â° RESOLVER 2-POLE (RESOLVER P=1) WITH DRIVE-CLIQ INTERFACE; PLAIN SHAFT, TOLERANCE N; W/O HOLDING BRAKE DEGREE OF PROTECTION IP65 FLANGE ON DRIVE END IP67 | - | 0 | 0
1FK7042-5AK71-1PG3 |  | 1FK7042-5AK71-1PG3 | 1 | UN | 1 | 60 | X | D | N | N | 85015220 | 1 |  | 4.903 | KG | 1117.85 | 1117.85 | MC05 | MC05 | SIMOTICS S Synchronous servo motor 1FK7 Compact 3.0Nm, 100K, 6000rpm 1.02kW, Naturally cooled IM B5 (IM V1, IM V3) power/signal connectors Connector can be rotated by 270Â° RESOLVER 2-POLE (RESOLVER P=1) WITH DRIVE-CLIQ INTERFACE; PLAIN SHAFT, TOLERANCE N; W/O HOLDING BRAKE DEGREE OF PROTECTION IP64; PAINT FINISH RAL7016 | - | 0 | 0
1FK7042-5AK71-1PG5 |  | 1FK7042-5AK71-1PG5 | 1 | UN | 1 | 60 | X | D | N | N | 85015220 | 1 |  | 4.903 | KG | 1193.8 | 1193.8 | MC05 | MC05 | SIMOTICS S Synchronous servo motor 1FK7 Compact 3.0Nm, 100K, 6000rpm 1.02kW, Naturally cooled IM B5 (IM V1, IM V3) power/signal connectors Connector can be rotated by 270Â° RESOLVER 2-POLE (RESOLVER P=1) WITH DRIVE-CLIQ INTERFACE; PLAIN SHAFT, TOLERANCE N; W/O HOLDING BRAKE DEGREE OF PROTECTION IP65 AS FLANGE IP67; PAINT FINISH RAL7016 | - | 0 | 0
1FK7042-5AK71-1PG8 |  | 1FK7042-5AK71-1PG8 | 1 | UN | 1 | 60 | X | D | N | N | 85015220 | 1 |  | 4.903 | KG | 1275.01 | 1275.01 | MC05 | MC05 | SIMOTICS S Synchronous servo motor 1FK7 Compact 3.0Nm, 100K, 6000rpm 1.02kW, Naturally cooled IM B5 (IM V1, IM V3) power/signal connectors Connector can be rotated by 270Â° RESOLVER 2-POLE (RESOLVER P=1) WITH DRIVE-CLIQ INTERFACE; PLAIN SHAFT, TOLERANCE N; W/O HOLDING BRAKE DEGREE OF PROTECTION IP65 IP67 D-END FLANGE; RAL7016 COATING; METALLIC RATING PLATE AT MOTOR | - | 0 | 0
1FK7042-5AK71-1PH0 |  | 1FK7042-5AK71-1PH0 | 1 | UN | 1 | 60 | X | D | N | N | 85015220 | 1 |  | 5.502 | KG | 1291.17 | 1291.17 | MC05 | MC05 | SIMOTICS S Synchronous servo motor 1FK7 Compact 3.0Nm, 100K, 6000rpm 1.02kW, Naturally cooled IM B5 (IM V1, IM V3) power/signal connectors Connector can be rotated by 270Â° RESOLVER 2-POLE (RESOLVER P=1) WITH DRIVE-CLIQ INTERFACE; PLAIN SHAFT, TOLERANCE N; WITH HOLDING BRAKE DEGREE OF PROTECTION IP64 | - | 0 | 0
1FK7042-5AK71-1PH2 |  | 1FK7042-5AK71-1PH2 | 1 | UN | 1 | 60 | X | D | N | N | 85015220 | 1 |  | 5.502 | KG | 1367.14 | 1367.14 | MC05 | MC05 | SIMOTICS S Synchronous servo motor 1FK7 Compact 3.0Nm, 100K, 6000rpm 1.02kW, Naturally cooled IM B5 (IM V1, IM V3) power/signal connectors Connector can be rotated by 270Â° RESOLVER 2-POLE (RESOLVER P=1) WITH DRIVE-CLIQ INTERFACE; PLAIN SHAFT, TOLERANCE N; WITH HOLDING BRAKE DEGREE OF PROTECTION IP65 FLANGE ON DRIVE END IP67 | - | 0 | 0
1FK7042-5AK71-1PH3 |  | 1FK7042-5AK71-1PH3 | 1 | UN | 1 | 60 | X | D | N | N | 85015220 | 1 |  | 5.502 | KG | 1327.98 | 1327.98 | MC05 | MC05 | SIMOTICS S Synchronous servo motor 1FK7 Compact 3.0Nm, 100K, 6000rpm 1.02kW, Naturally cooled IM B5 (IM V1, IM V3) power/signal connectors Connector can be rotated by 270Â° RESOLVER 2-POLE (RESOLVER P=1) WITH DRIVE-CLIQ INTERFACE; PLAIN SHAFT, TOLERANCE N; WITH HOLDING BRAKE DEGREE OF PROTECTION IP64; PAINT FINISH RAL7016 | - | 0 | 0
1FK7042-5AK71-1PH5 |  | 1FK7042-5AK71-1PH5 | 1 | UN | 1 | 60 | X | D | N | N | 85015220 | 1 |  | 5.502 | KG | 1403.93 | 1403.93 | MC05 | MC05 | SIMOTICS S Synchronous servo motor 1FK7 Compact 3.0Nm, 100K, 6000rpm 1.02kW, Naturally cooled IM B5 (IM V1, IM V3) power/signal connectors Connector can be rotated by 270Â° RESOLVER 2-POLE (RESOLVER P=1) WITH DRIVE-CLIQ INTERFACE; PLAIN SHAFT, TOLERANCE N; WITH HOLDING BRAKE DEGREE OF PROTECTION IP65 AS FLANGE IP67; PAINT FINISH RAL7016 | - | 0 | 0
1FK7042-5AK71-1PH8 |  | 1FK7042-5AK71-1PH8 | 1 | UN | 1 | 60 | X | D | N | N | 85015220 | 1 |  | 5.502 | KG | 1485.14 | 1485.14 | MC05 | MC05 | SIMOTICS S Synchronous servo motor 1FK7 Compact 3.0Nm, 100K, 6000rpm 1.02kW, Naturally cooled IM B5 (IM V1, IM V3) power/signal connectors Connector can be rotated by 270Â° RESOLVER 2-POLE (RESOLVER P=1) WITH DRIVE-CLIQ INTERFACE; PLAIN SHAFT, TOLERANCE N; WITH HOLDING BRAKE DEGREE OF PROTECTION IP65 IP67 D-END FLANGE; RAL7016 COATING; METALLIC RATING PLATE AT MOTOR | - | 0 | 0
1FK7042-5AK71-1SA0 |  | 1FK7042-5AK71-1SA0 | 1 | UN | 1 | 60 | X | D | N | N | 85015220 | 1 |  | 4.903 | KG | 955.35 | 955.35 | MC05 | MC05 | SIMOTICS S Synchronous servo motor 1FK7 Compact 3.0Nm, 100K, 6000rpm 1.02kW, Naturally cooled IM B5 (IM V1, IM V3) power/signal connectors Connector can be rotated by 270Â° RESOLVER MULTI-POLE (RESOLVER P=4); SHAFT WITH FITTED KEY, TOLERANCE N; W/O HOLDING BRAKE DEGREE OF PROTECTION IP64 | - | 0 | 0
1FK7042-5AK71-1SA2 |  | 1FK7042-5AK71-1SA2 | 1 | UN | 1 | 60 | X | D | N | N | 85015220 | 1 |  | 4.903 | KG | 1031.32 | 1031.32 | MC05 | MC05 | SIMOTICS S Synchronous servo motor 1FK7 Compact 3.0Nm, 100K, 6000rpm 1.02kW, Naturally cooled IM B5 (IM V1, IM V3) power/signal connectors Connector can be rotated by 270Â° RESOLVER MULTI-POLE (RESOLVER P=4); SHAFT WITH FITTED KEY, TOLERANCE N; W/O HOLDING BRAKE DEGREE OF PROTECTION IP65 FLANGE ON DRIVE END IP67 | - | 0 | 0
1FK7042-5AK71-1SA3 |  | 1FK7042-5AK71-1SA3 | 1 | UN | 1 | 60 | X | D | N | N | 85015220 | 1 |  | 4.903 | KG | 992.16 | 992.16 | MC05 | MC05 | SIMOTICS S Synchronous servo motor 1FK7 Compact 3.0Nm, 100K, 6000rpm 1.02kW, Naturally cooled IM B5 (IM V1, IM V3) power/signal connectors Connector can be rotated by 270Â° RESOLVER MULTI-POLE (RESOLVER P=4); SHAFT WITH FITTED KEY, TOLERANCE N; W/O HOLDING BRAKE DEGREE OF PROTECTION IP64; PAINT FINISH RAL7016 | - | 0 | 0
1FK7042-5AK71-1SA5 |  | 1FK7042-5AK71-1SA5 | 1 | UN | 1 | 60 | X | D | N | N | 85015220 | 1 |  | 4.903 | KG | 1068.11 | 1068.11 | MC05 | MC05 | SIMOTICS S Synchronous servo motor 1FK7 Compact 3.0Nm, 100K, 6000rpm 1.02kW, Naturally cooled IM B5 (IM V1, IM V3) power/signal connectors Connector can be rotated by 270Â° RESOLVER MULTI-POLE (RESOLVER P=4); SHAFT WITH FITTED KEY, TOLERANCE N; W/O HOLDING BRAKE DEGREE OF PROTECTION IP65 AS FLANGE IP67; PAINT FINISH RAL7016 | - | 0 | 0
1FK7042-5AK71-1SA8 |  | 1FK7042-5AK71-1SA8 | 1 | UN | 1 | 60 | X | D | N | N | 85015220 | 1 |  | 4.903 | KG | 1149.32 | 1149.32 | MC05 | MC05 | SIMOTICS S Synchronous servo motor 1FK7 Compact 3.0Nm, 100K, 6000rpm 1.02kW, Naturally cooled IM B5 (IM V1, IM V3) power/signal connectors Connector can be rotated by 270Â° RESOLVER MULTI-POLE (RESOLVER P=4); SHAFT WITH FITTED KEY, TOLERANCE N; W/O HOLDING BRAKE DEGREE OF PROTECTION IP65 IP67 D-END FLANGE; RAL7016 COATING; METALLIC RATING PLATE AT MOTOR | - | 0 | 0
1FK7042-5AK71-1SB0 |  | 1FK7042-5AK71-1SB0 | 1 | UN | 1 | 60 | X | D | N | N | 85015220 | 1 |  | 5.502 | KG | 1167.29 | 1167.29 | MC05 | MC05 | SIMOTICS S Synchronous servo motor 1FK7 Compact 3.0Nm, 100K, 6000rpm 1.02kW, Naturally cooled IM B5 (IM V1, IM V3) power/signal connectors Connector can be rotated by 270Â° RESOLVER MULTI-POLE (RESOLVER P=4); SHAFT WITH FITTED KEY, TOLERANCE N; WITH HOLDING BRAKE DEGREE OF PROTECTION IP64 | - | 0 | 0
1FK7042-5AK71-1SB2 |  | 1FK7042-5AK71-1SB2 | 1 | UN | 1 | 60 | X | D | N | N | 85015220 | 1 |  | 5.502 | KG | 1243.26 | 1243.26 | MC05 | MC05 | SIMOTICS S Synchronous servo motor 1FK7 Compact 3.0Nm, 100K, 6000rpm 1.02kW, Naturally cooled IM B5 (IM V1, IM V3) power/signal connectors Connector can be rotated by 270Â° RESOLVER MULTI-POLE (RESOLVER P=4); SHAFT WITH FITTED KEY, TOLERANCE N; WITH HOLDING BRAKE DEGREE OF PROTECTION IP65 FLANGE ON DRIVE END IP67 | - | 0 | 0
1FK7042-5AK71-1SB3 |  | 1FK7042-5AK71-1SB3 | 1 | UN | 1 | 60 | X | D | N | N | 85015220 | 1 |  | 5.502 | KG | 1204.1 | 1204.1 | MC05 | MC05 | SIMOTICS S Synchronous servo motor 1FK7 Compact 3.0Nm, 100K, 6000rpm 1.02kW, Naturally cooled IM B5 (IM V1, IM V3) power/signal connectors Connector can be rotated by 270Â° RESOLVER MULTI-POLE (RESOLVER P=4); SHAFT WITH FITTED KEY, TOLERANCE N; WITH HOLDING BRAKE DEGREE OF PROTECTION IP64; PAINT FINISH RAL7016 | - | 0 | 0
1FK7042-5AK71-1SB5 |  | 1FK7042-5AK71-1SB5 | 1 | UN | 1 | 60 | X | D | N | N | 85015220 | 1 |  | 5.502 | KG | 1280.05 | 1280.05 | MC05 | MC05 | SIMOTICS S Synchronous servo motor 1FK7 Compact 3.0Nm, 100K, 6000rpm 1.02kW, Naturally cooled IM B5 (IM V1, IM V3) power/signal connectors Connector can be rotated by 270Â° RESOLVER MULTI-POLE (RESOLVER P=4); SHAFT WITH FITTED KEY, TOLERANCE N; WITH HOLDING BRAKE DEGREE OF PROTECTION IP65 AS FLANGE IP67; PAINT FINISH RAL7016 | - | 0 | 0
1FK7042-5AK71-1SB8 |  | 1FK7042-5AK71-1SB8 | 1 | UN | 1 | 60 | X | D | N | N | 85015220 | 1 |  | 5.502 | KG | 1361.26 | 1361.26 | MC05 | MC05 | SIMOTICS S Synchronous servo motor 1FK7 Compact 3.0Nm, 100K, 6000rpm 1.02kW, Naturally cooled IM B5 (IM V1, IM V3) power/signal connectors Connector can be rotated by 270Â° RESOLVER MULTI-POLE (RESOLVER P=4); SHAFT WITH FITTED KEY, TOLERANCE N; WITH HOLDING BRAKE DEGREE OF PROTECTION IP65 IP67 D-END FLANGE; RAL7016 COATING; METALLIC RATING PLATE AT MOTOR | - | 0 | 0
1FK7042-5AK71-1SG0 |  | 1FK7042-5AK71-1SG0 | 1 | UN | 1 | 60 | X | D | N | N | 85015220 | 1 |  | 4.903 | KG | 885.3 | 885.3 | MC05 | MC05 | SIMOTICS S Synchronous servo motor 1FK7 Compact 3.0Nm, 100K, 6000rpm 1.02kW, Naturally cooled IM B5 (IM V1, IM V3) power/signal connectors Connector can be rotated by 270Â° RESOLVER MULTI-POLE (RESOLVER P=4); PLAIN SHAFT, TOLERANCE N; W/O HOLDING BRAKE DEGREE OF PROTECTION IP64 | - | 0 | 0
1FK7042-5AK71-1SG2 |  | 1FK7042-5AK71-1SG2 | 1 | UN | 1 | 60 | X | D | N | N | 85015220 | 1 |  | 4.903 | KG | 961.27 | 961.27 | MC05 | MC05 | SIMOTICS S Synchronous servo motor 1FK7 Compact 3.0Nm, 100K, 6000rpm 1.02kW, Naturally cooled IM B5 (IM V1, IM V3) power/signal connectors Connector can be rotated by 270Â° RESOLVER MULTI-POLE (RESOLVER P=4); PLAIN SHAFT, TOLERANCE N; W/O HOLDING BRAKE DEGREE OF PROTECTION IP65 FLANGE ON DRIVE END IP67 | - | 0 | 0
1FK7042-5AK71-1SG3 |  | 1FK7042-5AK71-1SG3 | 1 | UN | 1 | 60 | X | D | N | N | 85015220 | 1 |  | 4.903 | KG | 922.11 | 922.11 | MC05 | MC05 | SIMOTICS S Synchronous servo motor 1FK7 Compact 3.0Nm, 100K, 6000rpm 1.02kW, Naturally cooled IM B5 (IM V1, IM V3) power/signal connectors Connector can be rotated by 270Â° RESOLVER MULTI-POLE (RESOLVER P=4); PLAIN SHAFT, TOLERANCE N; W/O HOLDING BRAKE DEGREE OF PROTECTION IP64; PAINT FINISH RAL7016 | - | 0 | 0
1FK7042-5AK71-1SG5 |  | 1FK7042-5AK71-1SG5 | 1 | UN | 1 | 60 | X | D | N | N | 85015220 | 1 |  | 4.903 | KG | 998.06 | 998.06 | MC05 | MC05 | SIMOTICS S Synchronous servo motor 1FK7 Compact 3.0Nm, 100K, 6000rpm 1.02kW, Naturally cooled IM B5 (IM V1, IM V3) power/signal connectors Connector can be rotated by 270Â° RESOLVER MULTI-POLE (RESOLVER P=4); PLAIN SHAFT, TOLERANCE N; W/O HOLDING BRAKE DEGREE OF PROTECTION IP65 AS FLANGE IP67; PAINT FINISH RAL7016 | - | 0 | 0
1FK7042-5AK71-1SG8 |  | 1FK7042-5AK71-1SG8 | 1 | UN | 1 | 60 | X | D | N | N | 85015220 | 1 |  | 4.903 | KG | 1079.27 | 1079.27 | MC05 | MC05 | SIMOTICS S Synchronous servo motor 1FK7 Compact 3.0Nm, 100K, 6000rpm 1.02kW, Naturally cooled IM B5 (IM V1, IM V3) power/signal connectors Connector can be rotated by 270Â° RESOLVER MULTI-POLE (RESOLVER P=4); PLAIN SHAFT, TOLERANCE N; W/O HOLDING BRAKE DEGREE OF PROTECTION IP65 IP67 D-END FLANGE; RAL7016 COATING; METALLIC RATING PLATE AT MOTOR | - | 0 | 0
1FK7042-5AK71-1SH0 |  | 1FK7042-5AK71-1SH0 | 1 | UN | 1 | 60 | X | D | N | N | 85015220 | 1 |  | 5.502 | KG | 1095.43 | 1095.43 | MC05 | MC05 | SIMOTICS S Synchronous servo motor 1FK7 Compact 3.0Nm, 100K, 6000rpm 1.02kW, Naturally cooled IM B5 (IM V1, IM V3) power/signal connectors Connector can be rotated by 270Â° RESOLVER MULTI-POLE (RESOLVER P=4); PLAIN SHAFT, TOLERANCE N; WITH HOLDING BRAKE DEGREE OF PROTECTION IP64 | - | 0 | 0
1FK7042-5AK71-1SH2 |  | 1FK7042-5AK71-1SH2 | 1 | UN | 1 | 60 | X | D | N | N | 85015220 | 1 |  | 5.502 | KG | 1171.4 | 1171.4 | MC05 | MC05 | SIMOTICS S Synchronous servo motor 1FK7 Compact 3.0Nm, 100K, 6000rpm 1.02kW, Naturally cooled IM B5 (IM V1, IM V3) power/signal connectors Connector can be rotated by 270Â° RESOLVER MULTI-POLE (RESOLVER P=4); PLAIN SHAFT, TOLERANCE N; WITH HOLDING BRAKE DEGREE OF PROTECTION IP65 FLANGE ON DRIVE END IP67 | - | 0 | 0
1FK7042-5AK71-1SH3 |  | 1FK7042-5AK71-1SH3 | 1 | UN | 1 | 60 | X | D | N | N | 85015220 | 1 |  | 5.502 | KG | 1132.24 | 1132.24 | MC05 | MC05 | SIMOTICS S Synchronous servo motor 1FK7 Compact 3.0Nm, 100K, 6000rpm 1.02kW, Naturally cooled IM B5 (IM V1, IM V3) power/signal connectors Connector can be rotated by 270Â° RESOLVER MULTI-POLE (RESOLVER P=4); PLAIN SHAFT, TOLERANCE N; WITH HOLDING BRAKE DEGREE OF PROTECTION IP64; PAINT FINISH RAL7016 | - | 0 | 0
1FK7042-5AK71-1SH5 |  | 1FK7042-5AK71-1SH5 | 1 | UN | 1 | 60 | X | D | N | N | 85015220 | 1 |  | 5.502 | KG | 1208.19 | 1208.19 | MC05 | MC05 | SIMOTICS S Synchronous servo motor 1FK7 Compact 3.0Nm, 100K, 6000rpm 1.02kW, Naturally cooled IM B5 (IM V1, IM V3) power/signal connectors Connector can be rotated by 270Â° RESOLVER MULTI-POLE (RESOLVER P=4); PLAIN SHAFT, TOLERANCE N; WITH HOLDING BRAKE DEGREE OF PROTECTION IP65 AS FLANGE IP67; PAINT FINISH RAL7016 | - | 0 | 0
1FK7042-5AK71-1SH8 |  | 1FK7042-5AK71-1SH8 | 1 | UN | 1 | 60 | X | D | N | N | 85015220 | 1 |  | 5.502 | KG | 1289.4 | 1289.4 | MC05 | MC05 | SIMOTICS S Synchronous servo motor 1FK7 Compact 3.0Nm, 100K, 6000rpm 1.02kW, Naturally cooled IM B5 (IM V1, IM V3) power/signal connectors Connector can be rotated by 270Â° RESOLVER MULTI-POLE (RESOLVER P=4); PLAIN SHAFT, TOLERANCE N; WITH HOLDING BRAKE DEGREE OF PROTECTION IP65 IP67 D-END FLANGE; RAL7016 COATING; METALLIC RATING PLATE AT MOTOR | - | 0 | 0
1FK7042-5AK71-1TA0 |  | 1FK7042-5AK71-1TA0 | 1 | UN | 1 | 60 | X | D | N | N | 85015220 | 1 |  | 4.903 | KG | 955.35 | 955.35 | MC05 | MC05 | SIMOTICS S Synchronous servo motor 1FK7 Compact 3.0Nm, 100K, 6000rpm 1.02kW, Naturally cooled IM B5 (IM V1, IM V3) power/signal connectors Connector can be rotated by 270Â° RESOLVER 2-POLE (RESOLVER P=1); SHAFT WITH FITTED KEY, TOLERANCE N; W/O HOLDING BRAKE DEGREE OF PROTECTION IP64 | - | 0 | 0
1FK7042-5AK71-1TA2 |  | 1FK7042-5AK71-1TA2 | 1 | UN | 1 | 60 | X | D | N | N | 85015220 | 1 |  | 4.903 | KG | 1031.32 | 1031.32 | MC05 | MC05 | SIMOTICS S Synchronous servo motor 1FK7 Compact 3.0Nm, 100K, 6000rpm 1.02kW, Naturally cooled IM B5 (IM V1, IM V3) power/signal connectors Connector can be rotated by 270Â° RESOLVER 2-POLE (RESOLVER P=1); SHAFT WITH FITTED KEY, TOLERANCE N; W/O HOLDING BRAKE DEGREE OF PROTECTION IP65 FLANGE ON DRIVE END IP67 | - | 0 | 0
1FK7042-5AK71-1TA3 |  | 1FK7042-5AK71-1TA3 | 1 | UN | 1 | 60 | X | D | N | N | 85015220 | 1 |  | 4.903 | KG | 992.16 | 992.16 | MC05 | MC05 | SIMOTICS S Synchronous servo motor 1FK7 Compact 3.0Nm, 100K, 6000rpm 1.02kW, Naturally cooled IM B5 (IM V1, IM V3) power/signal connectors Connector can be rotated by 270Â° RESOLVER 2-POLE (RESOLVER P=1); SHAFT WITH FITTED KEY, TOLERANCE N; W/O HOLDING BRAKE DEGREE OF PROTECTION IP64; PAINT FINISH RAL7016 | - | 0 | 0
1FK7042-5AK71-1TA5 |  | 1FK7042-5AK71-1TA5 | 1 | UN | 1 | 60 | X | D | N | N | 85015220 | 1 |  | 4.903 | KG | 1068.11 | 1068.11 | MC05 | MC05 | SIMOTICS S Synchronous servo motor 1FK7 Compact 3.0Nm, 100K, 6000rpm 1.02kW, Naturally cooled IM B5 (IM V1, IM V3) power/signal connectors Connector can be rotated by 270Â° RESOLVER 2-POLE (RESOLVER P=1); SHAFT WITH FITTED KEY, TOLERANCE N; W/O HOLDING BRAKE DEGREE OF PROTECTION IP65 AS FLANGE IP67; PAINT FINISH RAL7016 | - | 0 | 0
1FK7042-5AK71-1TA8 |  | 1FK7042-5AK71-1TA8 | 1 | UN | 1 | 60 | X | D | N | N | 85015220 | 1 |  | 4.903 | KG | 1149.32 | 1149.32 | MC05 | MC05 | SIMOTICS S Synchronous servo motor 1FK7 Compact 3.0Nm, 100K, 6000rpm 1.02kW, Naturally cooled IM B5 (IM V1, IM V3) power/signal connectors Connector can be rotated by 270Â° RESOLVER 2-POLE (RESOLVER P=1); SHAFT WITH FITTED KEY, TOLERANCE N; W/O HOLDING BRAKE DEGREE OF PROTECTION IP65 IP67 D-END FLANGE; RAL7016 COATING; METALLIC RATING PLATE AT MOTOR | - | 0 | 0
1FK7042-5AK71-1TB0 |  | 1FK7042-5AK71-1TB0 | 1 | UN | 1 | 60 | X | D | N | N | 85015220 | 1 |  | 5.502 | KG | 1167.29 | 1167.29 | MC05 | MC05 | SIMOTICS S Synchronous servo motor 1FK7 Compact 3.0Nm, 100K, 6000rpm 1.02kW, Naturally cooled IM B5 (IM V1, IM V3) power/signal connectors Connector can be rotated by 270Â° RESOLVER 2-POLE (RESOLVER P=1); SHAFT WITH FITTED KEY, TOLERANCE N; WITH HOLDING BRAKE DEGREE OF PROTECTION IP64 | - | 0 | 0
1FK7042-5AK71-1TB2 |  | 1FK7042-5AK71-1TB2 | 1 | UN | 1 | 60 | X | D | N | N | 85015220 | 1 |  | 5.502 | KG | 1243.26 | 1243.26 | MC05 | MC05 | SIMOTICS S Synchronous servo motor 1FK7 Compact 3.0Nm, 100K, 6000rpm 1.02kW, Naturally cooled IM B5 (IM V1, IM V3) power/signal connectors Connector can be rotated by 270Â° RESOLVER 2-POLE (RESOLVER P=1); SHAFT WITH FITTED KEY, TOLERANCE N; WITH HOLDING BRAKE DEGREE OF PROTECTION IP65 FLANGE ON DRIVE END IP67 | - | 0 | 0
1FK7042-5AK71-1TB3 |  | 1FK7042-5AK71-1TB3 | 1 | UN | 1 | 60 | X | D | N | N | 85015220 | 1 |  | 5.502 | KG | 1204.1 | 1204.1 | MC05 | MC05 | SIMOTICS S Synchronous servo motor 1FK7 Compact 3.0Nm, 100K, 6000rpm 1.02kW, Naturally cooled IM B5 (IM V1, IM V3) power/signal connectors Connector can be rotated by 270Â° RESOLVER 2-POLE (RESOLVER P=1); SHAFT WITH FITTED KEY, TOLERANCE N; WITH HOLDING BRAKE DEGREE OF PROTECTION IP64; PAINT FINISH RAL7016 | - | 0 | 0
1FK7042-5AK71-1TB5 |  | 1FK7042-5AK71-1TB5 | 1 | UN | 1 | 60 | X | D | N | N | 85015220 | 1 |  | 5.502 | KG | 1280.05 | 1280.05 | MC05 | MC05 | SIMOTICS S Synchronous servo motor 1FK7 Compact 3.0Nm, 100K, 6000rpm 1.02kW, Naturally cooled IM B5 (IM V1, IM V3) power/signal connectors Connector can be rotated by 270Â° RESOLVER 2-POLE (RESOLVER P=1); SHAFT WITH FITTED KEY, TOLERANCE N; WITH HOLDING BRAKE DEGREE OF PROTECTION IP65 AS FLANGE IP67; PAINT FINISH RAL7016 | - | 0 | 0
1FK7042-5AK71-1TB8 |  | 1FK7042-5AK71-1TB8 | 1 | UN | 1 | 60 | X | D | N | N | 85015220 | 1 |  | 5.502 | KG | 1361.26 | 1361.26 | MC05 | MC05 | SIMOTICS S Synchronous servo motor 1FK7 Compact 3.0Nm, 100K, 6000rpm 1.02kW, Naturally cooled IM B5 (IM V1, IM V3) power/signal connectors Connector can be rotated by 270Â° RESOLVER 2-POLE (RESOLVER P=1); SHAFT WITH FITTED KEY, TOLERANCE N; WITH HOLDING BRAKE DEGREE OF PROTECTION IP65 IP67 D-END FLANGE; RAL7016 COATING; METALLIC RATING PLATE AT MOTOR | - | 0 | 0
1FK7042-5AK71-1TG0 |  | 1FK7042-5AK71-1TG0 | 1 | UN | 1 | 60 | X | D | N | N | 85015220 | 1 |  | 4.903 | KG | 885.3 | 885.3 | MC05 | MC05 | SIMOTICS S Synchronous servo motor 1FK7 Compact 3.0Nm, 100K, 6000rpm 1.02kW, Naturally cooled IM B5 (IM V1, IM V3) power/signal connectors Connector can be rotated by 270Â° RESOLVER 2-POLE (RESOLVER P=1); PLAIN SHAFT, TOLERANCE N; W/O HOLDING BRAKE DEGREE OF PROTECTION IP64 | - | 0 | 0
1FK7042-5AK71-1TG2 |  | 1FK7042-5AK71-1TG2 | 1 | UN | 1 | 60 | X | D | N | N | 85015220 | 1 |  | 4.903 | KG | 961.27 | 961.27 | MC05 | MC05 | SIMOTICS S Synchronous servo motor 1FK7 Compact 3.0Nm, 100K, 6000rpm 1.02kW, Naturally cooled IM B5 (IM V1, IM V3) power/signal connectors Connector can be rotated by 270Â° RESOLVER 2-POLE (RESOLVER P=1); PLAIN SHAFT, TOLERANCE N; W/O HOLDING BRAKE DEGREE OF PROTECTION IP65 FLANGE ON DRIVE END IP67 | - | 0 | 0
1FK7042-5AK71-1TG3 |  | 1FK7042-5AK71-1TG3 | 1 | UN | 1 | 60 | X | D | N | N | 85015220 | 1 |  | 4.903 | KG | 922.11 | 922.11 | MC05 | MC05 | SIMOTICS S Synchronous servo motor 1FK7 Compact 3.0Nm, 100K, 6000rpm 1.02kW, Naturally cooled IM B5 (IM V1, IM V3) power/signal connectors Connector can be rotated by 270Â° RESOLVER 2-POLE (RESOLVER P=1); PLAIN SHAFT, TOLERANCE N; W/O HOLDING BRAKE DEGREE OF PROTECTION IP64; PAINT FINISH RAL7016 | - | 0 | 0
1FK7042-5AK71-1TG5 |  | 1FK7042-5AK71-1TG5 | 1 | UN | 1 | 60 | X | D | N | N | 85015220 | 1 |  | 4.903 | KG | 998.06 | 998.06 | MC05 | MC05 | SIMOTICS S Synchronous servo motor 1FK7 Compact 3.0Nm, 100K, 6000rpm 1.02kW, Naturally cooled IM B5 (IM V1, IM V3) power/signal connectors Connector can be rotated by 270Â° RESOLVER 2-POLE (RESOLVER P=1); PLAIN SHAFT, TOLERANCE N; W/O HOLDING BRAKE DEGREE OF PROTECTION IP65 AS FLANGE IP67; PAINT FINISH RAL7016 | - | 0 | 0
1FK7042-5AK71-1TG8 |  | 1FK7042-5AK71-1TG8 | 1 | UN | 1 | 60 | X | D | N | N | 85015220 | 1 |  | 4.903 | KG | 1079.27 | 1079.27 | MC05 | MC05 | SIMOTICS S Synchronous servo motor 1FK7 Compact 3.0Nm, 100K, 6000rpm 1.02kW, Naturally cooled IM B5 (IM V1, IM V3) power/signal connectors Connector can be rotated by 270Â° RESOLVER 2-POLE (RESOLVER P=1); PLAIN SHAFT, TOLERANCE N; W/O HOLDING BRAKE DEGREE OF PROTECTION IP65 IP67 D-END FLANGE; RAL7016 COATING; METALLIC RATING PLATE AT MOTOR | - | 0 | 0
1FK7042-5AK71-1TH0 |  | 1FK7042-5AK71-1TH0 | 1 | UN | 1 | 60 | X | D | N | N | 85015220 | 1 |  | 5.502 | KG | 1095.43 | 1095.43 | MC05 | MC05 | SIMOTICS S Synchronous servo motor 1FK7 Compact 3.0Nm, 100K, 6000rpm 1.02kW, Naturally cooled IM B5 (IM V1, IM V3) power/signal connectors Connector can be rotated by 270Â° RESOLVER 2-POLE (RESOLVER P=1); PLAIN SHAFT, TOLERANCE N; WITH HOLDING BRAKE DEGREE OF PROTECTION IP64 | - | 0 | 0
1FK7042-5AK71-1TH2 |  | 1FK7042-5AK71-1TH2 | 1 | UN | 1 | 60 | X | D | N | N | 85015220 | 1 |  | 5.502 | KG | 1171.4 | 1171.4 | MC05 | MC05 | SIMOTICS S Synchronous servo motor 1FK7 Compact 3.0Nm, 100K, 6000rpm 1.02kW, Naturally cooled IM B5 (IM V1, IM V3) power/signal connectors Connector can be rotated by 270Â° RESOLVER 2-POLE (RESOLVER P=1); PLAIN SHAFT, TOLERANCE N; WITH HOLDING BRAKE DEGREE OF PROTECTION IP65 FLANGE ON DRIVE END IP67 | - | 0 | 0
1FK7042-5AK71-1TH3 |  | 1FK7042-5AK71-1TH3 | 1 | UN | 1 | 60 | X | D | N | N | 85015220 | 1 |  | 5.502 | KG | 1132.24 | 1132.24 | MC05 | MC05 | SIMOTICS S Synchronous servo motor 1FK7 Compact 3.0Nm, 100K, 6000rpm 1.02kW, Naturally cooled IM B5 (IM V1, IM V3) power/signal connectors Connector can be rotated by 270Â° RESOLVER 2-POLE (RESOLVER P=1); PLAIN SHAFT, TOLERANCE N; WITH HOLDING BRAKE DEGREE OF PROTECTION IP64; PAINT FINISH RAL7016 | - | 0 | 0
1FK7042-5AK71-1TH5 |  | 1FK7042-5AK71-1TH5 | 1 | UN | 1 | 60 | X | D | N | N | 85015220 | 1 |  | 5.502 | KG | 1208.19 | 1208.19 | MC05 | MC05 | SIMOTICS S Synchronous servo motor 1FK7 Compact 3.0Nm, 100K, 6000rpm 1.02kW, Naturally cooled IM B5 (IM V1, IM V3) power/signal connectors Connector can be rotated by 270Â° RESOLVER 2-POLE (RESOLVER P=1); PLAIN SHAFT, TOLERANCE N; WITH HOLDING BRAKE DEGREE OF PROTECTION IP65 AS FLANGE IP67; PAINT FINISH RAL7016 | - | 0 | 0
1FK7042-5AK71-1TH8 |  | 1FK7042-5AK71-1TH8 | 1 | UN | 1 | 60 | X | D | N | N | 85015220 | 1 |  | 5.502 | KG | 1289.4 | 1289.4 | MC05 | MC05 | SIMOTICS S Synchronous servo motor 1FK7 Compact 3.0Nm, 100K, 6000rpm 1.02kW, Naturally cooled IM B5 (IM V1, IM V3) power/signal connectors Connector can be rotated by 270Â° RESOLVER 2-POLE (RESOLVER P=1); PLAIN SHAFT, TOLERANCE N; WITH HOLDING BRAKE DEGREE OF PROTECTION IP65 IP67 D-END FLANGE; RAL7016 COATING; METALLIC RATING PLATE AT MOTOR | - | 0 | 0
1FK7042-5AK71-1UA0 |  | 1FK7042-5AK71-1UA0 | 1 | UN | 1 | 60 | X | D | N | N | 85015220 | 1 |  | 4.903 | KG | 1151.09 | 1151.09 | MC05 | MC05 | SIMOTICS S Synchronous servo motor 1FK7 Compact 3.0Nm, 100K, 6000rpm 1.02kW, Naturally cooled IM B5 (IM V1, IM V3) power/signal connectors Connector can be rotated by 270Â° RESOLVER MULTI-POLE (RESOLVER P=4) WITH DRIVE-CLIQ INTERFACE; SHAFT WITH FITTED KEY, TOLERANCE N; W/O HOLDING BRAKE DEGREE OF PROTECTION IP64 | - | 0 | 0
1FK7042-5AK71-1UA2 |  | 1FK7042-5AK71-1UA2 | 1 | UN | 1 | 60 | X | D | N | N | 85015220 | 1 |  | 4.903 | KG | 1227.06 | 1227.06 | MC05 | MC05 | SIMOTICS S Synchronous servo motor 1FK7 Compact 3.0Nm, 100K, 6000rpm 1.02kW, Naturally cooled IM B5 (IM V1, IM V3) power/signal connectors Connector can be rotated by 270Â° RESOLVER MULTI-POLE (RESOLVER P=4) WITH DRIVE-CLIQ INTERFACE; SHAFT WITH FITTED KEY, TOLERANCE N; W/O HOLDING BRAKE DEGREE OF PROTECTION IP65 FLANGE ON DRIVE END IP67 | - | 0 | 0
1FK7042-5AK71-1UA3 |  | 1FK7042-5AK71-1UA3 | 1 | UN | 1 | 60 | X | D | N | N | 85015220 | 1 |  | 4.903 | KG | 1187.9 | 1187.9 | MC05 | MC05 | SIMOTICS S Synchronous servo motor 1FK7 Compact 3.0Nm, 100K, 6000rpm 1.02kW, Naturally cooled IM B5 (IM V1, IM V3) power/signal connectors Connector can be rotated by 270Â° RESOLVER MULTI-POLE (RESOLVER P=4) WITH DRIVE-CLIQ INTERFACE; SHAFT WITH FITTED KEY, TOLERANCE N; W/O HOLDING BRAKE DEGREE OF PROTECTION IP64; PAINT FINISH RAL7016 | - | 0 | 0
1FK7042-5AK71-1UA5 |  | 1FK7042-5AK71-1UA5 | 1 | UN | 1 | 60 | X | D | N | N | 85015220 | 1 |  | 4.903 | KG | 1263.85 | 1263.85 | MC05 | MC05 | SIMOTICS S Synchronous servo motor 1FK7 Compact 3.0Nm, 100K, 6000rpm 1.02kW, Naturally cooled IM B5 (IM V1, IM V3) power/signal connectors Connector can be rotated by 270Â° RESOLVER MULTI-POLE (RESOLVER P=4) WITH DRIVE-CLIQ INTERFACE; SHAFT WITH FITTED KEY, TOLERANCE N; W/O HOLDING BRAKE DEGREE OF PROTECTION IP65 AS FLANGE IP67; PAINT FINISH RAL7016 | - | 0 | 0
1FK7042-5AK71-1UA8 |  | 1FK7042-5AK71-1UA8 | 1 | UN | 1 | 60 | X | D | N | N | 85015220 | 1 |  | 4.903 | KG | 1345.06 | 1345.06 | MC05 | MC05 | SIMOTICS S Synchronous servo motor 1FK7 Compact 3.0Nm, 100K, 6000rpm 1.02kW, Naturally cooled IM B5 (IM V1, IM V3) power/signal connectors Connector can be rotated by 270Â° RESOLVER MULTI-POLE (RESOLVER P=4) WITH DRIVE-CLIQ INTERFACE; SHAFT WITH FITTED KEY, TOLERANCE N; W/O HOLDING BRAKE DEGREE OF PROTECTION IP65 IP67 D-END FLANGE; RAL7016 COATING; METALLIC RATING PLATE AT MOTOR | - | 0 | 0
1FK7042-5AK71-1UB0 |  | 1FK7042-5AK71-1UB0 | 1 | UN | 1 | 60 | X | D | N | N | 85015220 | 1 |  | 5.502 | KG | 1363.03 | 1363.03 | MC05 | MC05 | SIMOTICS S Synchronous servo motor 1FK7 Compact 3.0Nm, 100K, 6000rpm 1.02kW, Naturally cooled IM B5 (IM V1, IM V3) power/signal connectors Connector can be rotated by 270Â° RESOLVER MULTI-POLE (RESOLVER P=4) WITH DRIVE-CLIQ INTERFACE; SHAFT WITH FITTED KEY, TOLERANCE N; WITH HOLDING BRAKE DEGREE OF PROTECTION IP64 | - | 0 | 0
1FK7042-5AK71-1UB2 |  | 1FK7042-5AK71-1UB2 | 1 | UN | 1 | 60 | X | D | N | N | 85015220 | 1 |  | 5.502 | KG | 1439 | 1439 | MC05 | MC05 | SIMOTICS S Synchronous servo motor 1FK7 Compact 3.0Nm, 100K, 6000rpm 1.02kW, Naturally cooled IM B5 (IM V1, IM V3) power/signal connectors Connector can be rotated by 270Â° RESOLVER MULTI-POLE (RESOLVER P=4) WITH DRIVE-CLIQ INTERFACE; SHAFT WITH FITTED KEY, TOLERANCE N; WITH HOLDING BRAKE DEGREE OF PROTECTION IP65 FLANGE ON DRIVE END IP67 | - | 0 | 0
1FK7042-5AK71-1UB3 |  | 1FK7042-5AK71-1UB3 | 1 | UN | 1 | 60 | X | D | N | N | 85015220 | 1 |  | 5.502 | KG | 1399.84 | 1399.84 | MC05 | MC05 | SIMOTICS S Synchronous servo motor 1FK7 Compact 3.0Nm, 100K, 6000rpm 1.02kW, Naturally cooled IM B5 (IM V1, IM V3) power/signal connectors Connector can be rotated by 270Â° RESOLVER MULTI-POLE (RESOLVER P=4) WITH DRIVE-CLIQ INTERFACE; SHAFT WITH FITTED KEY, TOLERANCE N; WITH HOLDING BRAKE DEGREE OF PROTECTION IP64; PAINT FINISH RAL7016 | - | 0 | 0
1FK7042-5AK71-1UB5 |  | 1FK7042-5AK71-1UB5 | 1 | UN | 1 | 60 | X | D | N | N | 85015220 | 1 |  | 5.502 | KG | 1475.79 | 1475.79 | MC05 | MC05 | SIMOTICS S Synchronous servo motor 1FK7 Compact 3.0Nm, 100K, 6000rpm 1.02kW, Naturally cooled IM B5 (IM V1, IM V3) power/signal connectors Connector can be rotated by 270Â° RESOLVER MULTI-POLE (RESOLVER P=4) WITH DRIVE-CLIQ INTERFACE; SHAFT WITH FITTED KEY, TOLERANCE N; WITH HOLDING BRAKE DEGREE OF PROTECTION IP65 AS FLANGE IP67; PAINT FINISH RAL7016 | - | 0 | 0
1FK7042-5AK71-1UB8 |  | 1FK7042-5AK71-1UB8 | 1 | UN | 1 | 60 | X | D | N | N | 85015220 | 1 |  | 5.502 | KG | 1557 | 1557 | MC05 | MC05 | SIMOTICS S Synchronous servo motor 1FK7 Compact 3.0Nm, 100K, 6000rpm 1.02kW, Naturally cooled IM B5 (IM V1, IM V3) power/signal connectors Connector can be rotated by 270Â° RESOLVER MULTI-POLE (RESOLVER P=4) WITH DRIVE-CLIQ INTERFACE; SHAFT WITH FITTED KEY, TOLERANCE N; WITH HOLDING BRAKE DEGREE OF PROTECTION IP65 IP67 D-END FLANGE; RAL7016 COATING; METALLIC RATING PLATE AT MOTOR | - | 0 | 0
1FK7042-5AK71-1UG0 |  | 1FK7042-5AK71-1UG0 | 1 | UN | 1 | 60 | X | D | N | N | 85015220 | 1 |  | 4.903 | KG | 1081.04 | 1081.04 | MC05 | MC05 | SIMOTICS S Synchronous servo motor 1FK7 Compact 3.0Nm, 100K, 6000rpm 1.02kW, Naturally cooled IM B5 (IM V1, IM V3) power/signal connectors Connector can be rotated by 270Â° RESOLVER MULTI-POLE (RESOLVER P=4) WITH DRIVE-CLIQ INTERFACE; PLAIN SHAFT, TOLERANCE N; W/O HOLDING BRAKE DEGREE OF PROTECTION IP64 | - | 0 | 0
1FK7042-5AK71-1UG2 |  | 1FK7042-5AK71-1UG2 | 1 | UN | 1 | 60 | X | D | N | N | 85015220 | 1 |  | 4.903 | KG | 1157.01 | 1157.01 | MC05 | MC05 | SIMOTICS S Synchronous servo motor 1FK7 Compact 3.0Nm, 100K, 6000rpm 1.02kW, Naturally cooled IM B5 (IM V1, IM V3) power/signal connectors Connector can be rotated by 270Â° RESOLVER MULTI-POLE (RESOLVER P=4) WITH DRIVE-CLIQ INTERFACE; PLAIN SHAFT, TOLERANCE N; W/O HOLDING BRAKE DEGREE OF PROTECTION IP65 FLANGE ON DRIVE END IP67 | - | 0 | 0
1FK7042-5AK71-1UG3 |  | 1FK7042-5AK71-1UG3 | 1 | UN | 1 | 60 | X | D | N | N | 85015220 | 1 |  | 4.903 | KG | 1117.85 | 1117.85 | MC05 | MC05 | SIMOTICS S Synchronous servo motor 1FK7 Compact 3.0Nm, 100K, 6000rpm 1.02kW, Naturally cooled IM B5 (IM V1, IM V3) power/signal connectors Connector can be rotated by 270Â° RESOLVER MULTI-POLE (RESOLVER P=4) WITH DRIVE-CLIQ INTERFACE; PLAIN SHAFT, TOLERANCE N; W/O HOLDING BRAKE DEGREE OF PROTECTION IP64; PAINT FINISH RAL7016 | - | 0 | 0
1FK7042-5AK71-1UG5 |  | 1FK7042-5AK71-1UG5 | 1 | UN | 1 | 60 | X | D | N | N | 85015220 | 1 |  | 4.903 | KG | 1193.8 | 1193.8 | MC05 | MC05 | SIMOTICS S Synchronous servo motor 1FK7 Compact 3.0Nm, 100K, 6000rpm 1.02kW, Naturally cooled IM B5 (IM V1, IM V3) power/signal connectors Connector can be rotated by 270Â° RESOLVER MULTI-POLE (RESOLVER P=4) WITH DRIVE-CLIQ INTERFACE; PLAIN SHAFT, TOLERANCE N; W/O HOLDING BRAKE DEGREE OF PROTECTION IP65 AS FLANGE IP67; PAINT FINISH RAL7016 | - | 0 | 0
1FK7042-5AK71-1UG8 |  | 1FK7042-5AK71-1UG8 | 1 | UN | 1 | 60 | X | D | N | N | 85015220 | 1 |  | 4.903 | KG | 1275.01 | 1275.01 | MC05 | MC05 | SIMOTICS S Synchronous servo motor 1FK7 Compact 3.0Nm, 100K, 6000rpm 1.02kW, Naturally cooled IM B5 (IM V1, IM V3) power/signal connectors Connector can be rotated by 270Â° RESOLVER MULTI-POLE (RESOLVER P=4) WITH DRIVE-CLIQ INTERFACE; PLAIN SHAFT, TOLERANCE N; W/O HOLDING BRAKE DEGREE OF PROTECTION IP65 IP67 D-END FLANGE; RAL7016 COATING; METALLIC RATING PLATE AT MOTOR | - | 0 | 0
1FK7042-5AK71-1UH0 |  | 1FK7042-5AK71-1UH0 | 1 | UN | 1 | 60 | X | D | N | N | 85015220 | 1 |  | 5.502 | KG | 1291.17 | 1291.17 | MC05 | MC05 | SIMOTICS S Synchronous servo motor 1FK7 Compact 3.0Nm, 100K, 6000rpm 1.02kW, Naturally cooled IM B5 (IM V1, IM V3) power/signal connectors Connector can be rotated by 270Â° RESOLVER MULTI-POLE (RESOLVER P=4) WITH DRIVE-CLIQ INTERFACE; PLAIN SHAFT, TOLERANCE N; WITH HOLDING BRAKE DEGREE OF PROTECTION IP64 | - | 0 | 0
1FK7042-5AK71-1UH2 |  | 1FK7042-5AK71-1UH2 | 1 | UN | 1 | 60 | X | D | N | N | 85015220 | 1 |  | 5.502 | KG | 1367.14 | 1367.14 | MC05 | MC05 | SIMOTICS S Synchronous servo motor 1FK7 Compact 3.0Nm, 100K, 6000rpm 1.02kW, Naturally cooled IM B5 (IM V1, IM V3) power/signal connectors Connector can be rotated by 270Â° RESOLVER MULTI-POLE (RESOLVER P=4) WITH DRIVE-CLIQ INTERFACE; PLAIN SHAFT, TOLERANCE N; WITH HOLDING BRAKE DEGREE OF PROTECTION IP65 FLANGE ON DRIVE END IP67 | - | 0 | 0
1FK7042-5AK71-1UH3 |  | 1FK7042-5AK71-1UH3 | 1 | UN | 1 | 60 | X | D | N | N | 85015220 | 1 |  | 5.502 | KG | 1327.98 | 1327.98 | MC05 | MC05 | SIMOTICS S Synchronous servo motor 1FK7 Compact 3.0Nm, 100K, 6000rpm 1.02kW, Naturally cooled IM B5 (IM V1, IM V3) power/signal connectors Connector can be rotated by 270Â° RESOLVER MULTI-POLE (RESOLVER P=4) WITH DRIVE-CLIQ INTERFACE; PLAIN SHAFT, TOLERANCE N; WITH HOLDING BRAKE DEGREE OF PROTECTION IP64; PAINT FINISH RAL7016 | - | 0 | 0
1FK7042-5AK71-1UH5 |  | 1FK7042-5AK71-1UH5 | 1 | UN | 1 | 60 | X | D | N | N | 85015220 | 1 |  | 5.502 | KG | 1403.93 | 1403.93 | MC05 | MC05 | SIMOTICS S Synchronous servo motor 1FK7 Compact 3.0Nm, 100K, 6000rpm 1.02kW, Naturally cooled IM B5 (IM V1, IM V3) power/signal connectors Connector can be rotated by 270Â° RESOLVER MULTI-POLE (RESOLVER P=4) WITH DRIVE-CLIQ INTERFACE; PLAIN SHAFT, TOLERANCE N; WITH HOLDING BRAKE DEGREE OF PROTECTION IP65 AS FLANGE IP67; PAINT FINISH RAL7016 | - | 0 | 0
1FK7042-5AK71-1UH8 |  | 1FK7042-5AK71-1UH8 | 1 | UN | 1 | 60 | X | D | N | N | 85015220 | 1 |  | 5.502 | KG | 1485.14 | 1485.14 | MC05 | MC05 | SIMOTICS S Synchronous servo motor 1FK7 Compact 3.0Nm, 100K, 6000rpm 1.02kW, Naturally cooled IM B5 (IM V1, IM V3) power/signal connectors Connector can be rotated by 270Â° RESOLVER MULTI-POLE (RESOLVER P=4) WITH DRIVE-CLIQ INTERFACE; PLAIN SHAFT, TOLERANCE N; WITH HOLDING BRAKE DEGREE OF PROTECTION IP65 IP67 D-END FLANGE; RAL7016 COATING; METALLIC RATING PLATE AT MOTOR | - | 0 | 0
1FK7042-5AK71-3EH5-Z | S12 | 1FK7042-5AK71-3EH5-ZS12 | 1 | UN | 1 | 60 | X | D | N | N | 85015220 | 1 |  | 4.6 | KG | 2060.24 | 2060.24 | MC05 | MC05 | SIMOTICS S-1FK7 Synchronous servo motor 1FK7 Compact; naturally cooled; NN=6000rpm; UDC=600V; IMB 5 design; Power connector fixed toward NDE; absolute encoder 2048 S/R+4096 revolutions multi-turn with EnDat interface (encoder AM2048S/R); Smooth shaft Tolerance N; with holding brake Degree of protection IP65 With paint finish DE flange IP67; S12: Customer-specific version customer-specific motor Only in connection with S12 | novo Out19 | 0 | 7
1FK7042-5AK81-1TH3 |  | 1FK7042-5AK81-1TH3 | 1 | UN | 1 | 60 | X | D | N | N | 85015220 | 1 |  | 4.8 | KG | 1155.82 | 1155.82 | MC05 | MC05 | SIMOTICS S Synchronous servo motor 1FK7 Compact Naturally cooled IM B5 (IM V1, IM V3) power/signal connectors Connector can be rotated by 270Â° Customer-specific version Only in connection with Z=S29 | novo Out19 | 0 | 7
1FK7043-4CF21-1AA0 |  | 1FK7043-4CF21-1AA0 | 1 | UN | 1 | 15 | C | D | N | N | 85015220 | 1 |  | 6.001 | KG | 1176.35 | 1176.35 | MC05 | MC05 | SIMOTICS S Synchronous motor 1FK7-HD PN=0.94kW; UDC=300V; M0=3. 3Nm (100K); NN=3000rpm; Naturally cooled FRAME SIZE IMB 5 (IM V1, IM V3) FLANGE 1, WITH KTY TEMPERATURESENSOR POWER CONNECTOR ROTATABLE INCREMENTAL ENCODER SIN/COS 1VPP;2048 S/R W. C-AND D-SPUR (ENCODER IC2048S/R) SHAFT WITH FITTED KEY, TOLERANCE N; W/O HOLDING BRAKE PROTECTION CLASS IP64; | - | 0 | 0
1FK7043-4CF21-1AA1 |  | 1FK7043-4CF21-1AA1 | 1 | UN | 1 | 15 | C | D | N | N | 85015220 | 1 |  | 6.001 | KG | 1238.69 | 1238.69 | MC05 | MC05 | SIMOTICS S Synchronous motor 1FK7-HD PN=0.94kW; UDC=300V; M0=3. 3Nm (100K); NN=3000rpm; Naturally cooled FRAME SIZE IMB 5 (IM V1, IM V3) FLANGE 1, WITH KTY TEMPERATURESENSOR POWER CONNECTOR ROTATABLE INCREMENTAL ENCODER SIN/COS 1VPP;2048 S/R W. C-AND D-SPUR (ENCODER IC2048S/R) SHAFT WITH FITTED KEY, TOLERANCE N; W/O HOLDING BRAKE PROTECTION CLASS IP65, | - | 0 | 0
1FK7043-4CF21-1AA2 |  | 1FK7043-4CF21-1AA2 | 1 | UN | 1 | 15 | C | D | N | N | 85015220 | 1 |  | 6.001 | KG | 1238.69 | 1238.69 | MC05 | MC05 | SIMOTICS S Synchronous motor 1FK7-HD PN=0.94kW; UDC=300V; M0=3. 3Nm (100K); NN=3000rpm; Naturally cooled FRAME SIZE IMB 5 (IM V1, IM V3) FLANGE 1, WITH KTY TEMPERATURESENSOR POWER CONNECTOR ROTATABLE INCREMENTAL ENCODER SIN/COS 1VPP;2048 S/R W. C-AND D-SPUR (ENCODER IC2048S/R) SHAFT WITH FITTED KEY, TOLERANCE N; W/O HOLDING BRAKE PROTECTION CLASS IP65, FLANGE ON DRIVE END IP67; | - | 0 | 0
1FK7043-4CF21-1AB0 |  | 1FK7043-4CF21-1AB0 | 1 | UN | 1 | 15 | C | D | N | N | 85015220 | 1 |  | 6.3 | KG | 1350.31 | 1350.31 | MC05 | MC05 | SIMOTICS S Synchronous motor 1FK7-HD PN=0.94kW; UDC=300V; M0=3. 3Nm (100K); NN=3000rpm; Naturally cooled FRAME SIZE IMB 5 (IM V1, IM V3) FLANGE 1, WITH KTY TEMPERATURESENSOR POWER CONNECTOR ROTATABLE INCREMENTAL ENCODER SIN/COS 1VPP;2048 S/R W. C-AND D-SPUR (ENCODER IC2048S/R) SHAFT WITH FITTED KEY, TOLERANCE N; WITH HOLDING BRAKE PROTECTION CLASS IP64; | - | 0 | 0
1FK7043-4CF21-1AB1 |  | 1FK7043-4CF21-1AB1 | 1 | UN | 1 | 15 | C | D | N | N | 85015220 | 1 |  | 6.3 | KG | 1412.65 | 1412.65 | MC05 | MC05 | SIMOTICS S Synchronous motor 1FK7-HD PN=0.94kW; UDC=300V; M0=3. 3Nm (100K); NN=3000rpm; Naturally cooled FRAME SIZE IMB 5 (IM V1, IM V3) FLANGE 1, WITH KTY TEMPERATURESENSOR POWER CONNECTOR ROTATABLE INCREMENTAL ENCODER SIN/COS 1VPP;2048 S/R W. C-AND D-SPUR (ENCODER IC2048S/R) SHAFT WITH FITTED KEY, TOLERANCE N; WITH HOLDING BRAKE PROTECTION CLASS IP65, | - | 0 | 0
1FK7043-4CF21-1AB2 |  | 1FK7043-4CF21-1AB2 | 1 | UN | 1 | 15 | C | D | N | N | 85015220 | 1 |  | 6.3 | KG | 1412.65 | 1412.65 | MC05 | MC05 | SIMOTICS S Synchronous motor 1FK7-HD PN=0.94kW; UDC=300V; M0=3. 3Nm (100K); NN=3000rpm; Naturally cooled FRAME SIZE IMB 5 (IM V1, IM V3) FLANGE 1, WITH KTY TEMPERATURESENSOR POWER CONNECTOR ROTATABLE INCREMENTAL ENCODER SIN/COS 1VPP;2048 S/R W. C-AND D-SPUR (ENCODER IC2048S/R) SHAFT WITH FITTED KEY, TOLERANCE N; WITH HOLDING BRAKE PROTECTION CLASS IP65, FLANGE ON DRIVE END IP67; | - | 0 | 0
1FK7043-4CF21-1AG0 |  | 1FK7043-4CF21-1AG0 | 1 | UN | 1 | 15 | C | D | N | N | 85015220 | 1 |  | 6.001 | KG | 1118.86 | 1118.86 | MC05 | MC05 | SIMOTICS S Synchronous motor 1FK7-HD PN=0.94kW; UDC=300V; M0=3. 3Nm (100K); NN=3000rpm; Naturally cooled FRAME SIZE IMB 5 (IM V1, IM V3) FLANGE 1, WITH KTY TEMPERATURESENSOR POWER CONNECTOR ROTATABLE INCREMENTAL ENCODER SIN/COS 1VPP;2048 S/R W. C-AND D-SPUR (ENCODER IC2048S/R) PLAIN SHAFT, TOLERANCE N; W/O HOLDING BRAKE PROTECTION CLASS IP64; | - | 0 | 0
1FK7043-4CF21-1AG1 |  | 1FK7043-4CF21-1AG1 | 1 | UN | 1 | 15 | C | D | N | N | 85015220 | 1 |  | 6.001 | KG | 1181.2 | 1181.2 | MC05 | MC05 | SIMOTICS S Synchronous motor 1FK7-HD PN=0.94kW; UDC=300V; M0=3. 3Nm (100K); NN=3000rpm; Naturally cooled FRAME SIZE IMB 5 (IM V1, IM V3) FLANGE 1, WITH KTY TEMPERATURESENSOR POWER CONNECTOR ROTATABLE INCREMENTAL ENCODER SIN/COS 1VPP;2048 S/R W. C-AND D-SPUR (ENCODER IC2048S/R) PLAIN SHAFT, TOLERANCE N; W/O HOLDING BRAKE PROTECTION CLASS IP65, | - | 0 | 0
1FK7043-4CF21-1AG2 |  | 1FK7043-4CF21-1AG2 | 1 | UN | 1 | 15 | C | D | N | N | 85015220 | 1 |  | 6.001 | KG | 1181.2 | 1181.2 | MC05 | MC05 | SIMOTICS S Synchronous motor 1FK7-HD PN=0.94kW; UDC=300V; M0=3. 3Nm (100K); NN=3000rpm; Naturally cooled FRAME SIZE IMB 5 (IM V1, IM V3) FLANGE 1, WITH KTY TEMPERATURESENSOR POWER CONNECTOR ROTATABLE INCREMENTAL ENCODER SIN/COS 1VPP;2048 S/R W. C-AND D-SPUR (ENCODER IC2048S/R) PLAIN SHAFT, TOLERANCE N; W/O HOLDING BRAKE PROTECTION CLASS IP65, FLANGE ON DRIVE END IP67; | - | 0 | 0
1FK7043-4CF21-1AH0 |  | 1FK7043-4CF21-1AH0 | 1 | UN | 1 | 15 | C | D | N | N | 85015220 | 1 |  | 6.3 | KG | 1291.33 | 1291.33 | MC05 | MC05 | SIMOTICS S Synchronous motor 1FK7-HD PN=0.94kW; UDC=300V; M0=3. 3Nm (100K); NN=3000rpm; Naturally cooled FRAME SIZE IMB 5 (IM V1, IM V3) FLANGE 1, WITH KTY TEMPERATURESENSOR POWER CONNECTOR ROTATABLE INCREMENTAL ENCODER SIN/COS 1VPP;2048 S/R W. C-AND D-SPUR (ENCODER IC2048S/R) PLAIN SHAFT, TOLERANCE N; WITH HOLDING BRAKE PROTECTION CLASS IP64; | - | 0 | 0
1FK7043-4CF21-1AH1 |  | 1FK7043-4CF21-1AH1 | 1 | UN | 1 | 15 | C | D | N | N | 85015220 | 1 |  | 6.3 | KG | 1353.67 | 1353.67 | MC05 | MC05 | SIMOTICS S Synchronous motor 1FK7-HD PN=0.94kW; UDC=300V; M0=3. 3Nm (100K); NN=3000rpm; Naturally cooled FRAME SIZE IMB 5 (IM V1, IM V3) FLANGE 1, WITH KTY TEMPERATURESENSOR POWER CONNECTOR ROTATABLE INCREMENTAL ENCODER SIN/COS 1VPP;2048 S/R W. C-AND D-SPUR (ENCODER IC2048S/R) PLAIN SHAFT, TOLERANCE N; WITH HOLDING BRAKE PROTECTION CLASS IP65, | - | 0 | 0
1FK7043-4CF21-1AH2 |  | 1FK7043-4CF21-1AH2 | 1 | UN | 1 | 15 | C | D | N | N | 85015220 | 1 |  | 6.3 | KG | 1353.67 | 1353.67 | MC05 | MC05 | SIMOTICS S Synchronous motor 1FK7-HD PN=0.94kW; UDC=300V; M0=3. 3Nm (100K); NN=3000rpm; Naturally cooled FRAME SIZE IMB 5 (IM V1, IM V3) FLANGE 1, WITH KTY TEMPERATURESENSOR POWER CONNECTOR ROTATABLE INCREMENTAL ENCODER SIN/COS 1VPP;2048 S/R W. C-AND D-SPUR (ENCODER IC2048S/R) PLAIN SHAFT, TOLERANCE N; WITH HOLDING BRAKE PROTECTION CLASS IP65, FLANGE ON DRIVE END IP67; | - | 0 | 0
1FK7043-4CF21-1BA0 |  | 1FK7043-4CF21-1BA0 | 1 | UN | 1 | 15 | C | D | N | N | 85015220 | 1 |  | 6.001 | KG | 1337.05 | 1337.05 | MC05 | MC05 | SIMOTICS S Synchronous motor 1FK7-HD PN=0.94kW; UDC=300V; M0=3. 3Nm (100K); NN=3000rpm; Naturally cooled FRAME SIZE IMB 5 (IM V1, IM V3) FLANGE 1 POWER CONNECTOR ROTATABLE ABSOLUTE ENCODER SINGLETURN 24 BIT WITH DRIVE CLIQ INTERFACE (ENCODER AS24DQI) SHAFT WITH FITTED KEY, TOLERANCE N; W/O HOLDING BRAKE PROTECTION CLASS IP64; | - | 0 | 0
1FK7043-4CF21-1BA1 |  | 1FK7043-4CF21-1BA1 | 1 | UN | 1 | 15 | C | D | N | N | 85015220 | 1 |  | 6.001 | KG | 1399.39 | 1399.39 | MC05 | MC05 | SIMOTICS S Synchronous motor 1FK7-HD PN=0.94kW; UDC=300V; M0=3. 3Nm (100K); NN=3000rpm; Naturally cooled FRAME SIZE IMB 5 (IM V1, IM V3) FLANGE 1 POWER CONNECTOR ROTATABLE ABSOLUTE ENCODER SINGLETURN 24 BIT WITH DRIVE CLIQ INTERFACE (ENCODER AS24DQI) SHAFT WITH FITTED KEY, TOLERANCE N; W/O HOLDING BRAKE PROTECTION CLASS IP65, | - | 0 | 0
1FK7043-4CF21-1BA2 |  | 1FK7043-4CF21-1BA2 | 1 | UN | 1 | 15 | C | D | N | N | 85015220 | 1 |  | 6.001 | KG | 1399.39 | 1399.39 | MC05 | MC05 | SIMOTICS S Synchronous motor 1FK7-HD PN=0.94kW; UDC=300V; M0=3. 3Nm (100K); NN=3000rpm; Naturally cooled FRAME SIZE IMB 5 (IM V1, IM V3) FLANGE 1 POWER CONNECTOR ROTATABLE ABSOLUTE ENCODER SINGLETURN 24 BIT WITH DRIVE CLIQ INTERFACE (ENCODER AS24DQI) SHAFT WITH FITTED KEY, TOLERANCE N; W/O HOLDING BRAKE PROTECTION CLASS IP65, FLANGE ON DRIVE END IP67; | - | 0 | 0
1FK7043-4CF21-1BB0 |  | 1FK7043-4CF21-1BB0 | 1 | UN | 1 | 15 | C | D | N | N | 85015220 | 1 |  | 6.3 | KG | 1511.01 | 1511.01 | MC05 | MC05 | SIMOTICS S Synchronous motor 1FK7-HD PN=0.94kW; UDC=300V; M0=3. 3Nm (100K); NN=3000rpm; Naturally cooled FRAME SIZE IMB 5 (IM V1, IM V3) FLANGE 1 POWER CONNECTOR ROTATABLE ABSOLUTE ENCODER SINGLETURN 24 BIT WITH DRIVE CLIQ INTERFACE (ENCODER AS24DQI) SHAFT WITH FITTED KEY, TOLERANCE N; WITH HOLDING BRAKE PROTECTION CLASS IP64; | - | 0 | 0
1FK7043-4CF21-1BB1 |  | 1FK7043-4CF21-1BB1 | 1 | UN | 1 | 15 | C | D | N | N | 85015220 | 1 |  | 6.3 | KG | 1573.35 | 1573.35 | MC05 | MC05 | SIMOTICS S Synchronous motor 1FK7-HD PN=0.94kW; UDC=300V; M0=3. 3Nm (100K); NN=3000rpm; Naturally cooled FRAME SIZE IMB 5 (IM V1, IM V3) FLANGE 1 POWER CONNECTOR ROTATABLE ABSOLUTE ENCODER SINGLETURN 24 BIT WITH DRIVE CLIQ INTERFACE (ENCODER AS24DQI) SHAFT WITH FITTED KEY, TOLERANCE N; WITH HOLDING BRAKE PROTECTION CLASS IP65, | - | 0 | 0
1FK7043-4CF21-1BB2 |  | 1FK7043-4CF21-1BB2 | 1 | UN | 1 | 15 | C | D | N | N | 85015220 | 1 |  | 6.3 | KG | 1573.35 | 1573.35 | MC05 | MC05 | SIMOTICS S Synchronous motor 1FK7-HD PN=0.94kW; UDC=300V; M0=3. 3Nm (100K); NN=3000rpm; Naturally cooled FRAME SIZE IMB 5 (IM V1, IM V3) FLANGE 1 POWER CONNECTOR ROTATABLE ABSOLUTE ENCODER SINGLETURN 24 BIT WITH DRIVE CLIQ INTERFACE (ENCODER AS24DQI) SHAFT WITH FITTED KEY, TOLERANCE N; WITH HOLDING BRAKE PROTECTION CLASS IP65, FLANGE ON DRIVE END IP67; | - | 0 | 0
1FK7043-4CF21-1BG0 |  | 1FK7043-4CF21-1BG0 | 1 | UN | 1 | 15 | C | D | N | N | 85015220 | 1 |  | 6.001 | KG | 1279.56 | 1279.56 | MC05 | MC05 | SIMOTICS S Synchronous motor 1FK7-HD PN=0.94kW; UDC=300V; M0=3. 3Nm (100K); NN=3000rpm; Naturally cooled FRAME SIZE IMB 5 (IM V1, IM V3) FLANGE 1 POWER CONNECTOR ROTATABLE ABSOLUTE ENCODER SINGLETURN 24 BIT WITH DRIVE CLIQ INTERFACE (ENCODER AS24DQI) PLAIN SHAFT, TOLERANCE N; W/O HOLDING BRAKE PROTECTION CLASS IP64; | - | 0 | 0
1FK7043-4CF21-1BG1 |  | 1FK7043-4CF21-1BG1 | 1 | UN | 1 | 15 | C | D | N | N | 85015220 | 1 |  | 6.001 | KG | 1341.9 | 1341.9 | MC05 | MC05 | SIMOTICS S Synchronous motor 1FK7-HD PN=0.94kW; UDC=300V; M0=3. 3Nm (100K); NN=3000rpm; Naturally cooled FRAME SIZE IMB 5 (IM V1, IM V3) FLANGE 1 POWER CONNECTOR ROTATABLE ABSOLUTE ENCODER SINGLETURN 24 BIT WITH DRIVE CLIQ INTERFACE (ENCODER AS24DQI) PLAIN SHAFT, TOLERANCE N; W/O HOLDING BRAKE PROTECTION CLASS IP65, | - | 0 | 0
1FK7043-4CF21-1BG2 |  | 1FK7043-4CF21-1BG2 | 1 | UN | 1 | 15 | C | D | N | N | 85015220 | 1 |  | 6.001 | KG | 1341.9 | 1341.9 | MC05 | MC05 | SIMOTICS S Synchronous motor 1FK7-HD PN=0.94kW; UDC=300V; M0=3. 3Nm (100K); NN=3000rpm; Naturally cooled FRAME SIZE IMB 5 (IM V1, IM V3) FLANGE 1 POWER CONNECTOR ROTATABLE ABSOLUTE ENCODER SINGLETURN 24 BIT WITH DRIVE CLIQ INTERFACE (ENCODER AS24DQI) PLAIN SHAFT, TOLERANCE N; W/O HOLDING BRAKE PROTECTION CLASS IP65, FLANGE ON DRIVE END IP67; | - | 0 | 0
1FK7043-4CF21-1BH0 |  | 1FK7043-4CF21-1BH0 | 1 | UN | 1 | 15 | C | D | N | N | 85015220 | 1 |  | 6.3 | KG | 1452.03 | 1452.03 | MC05 | MC05 | SIMOTICS S Synchronous motor 1FK7-HD PN=0.94kW; UDC=300V; M0=3. 3Nm (100K); NN=3000rpm; Naturally cooled FRAME SIZE IMB 5 (IM V1, IM V3) FLANGE 1 POWER CONNECTOR ROTATABLE ABSOLUTE ENCODER SINGLETURN 24 BIT WITH DRIVE CLIQ INTERFACE (ENCODER AS24DQI) PLAIN SHAFT, TOLERANCE N; WITH HOLDING BRAKE PROTECTION CLASS IP64; | - | 0 | 0
1FK7043-4CF21-1BH1 |  | 1FK7043-4CF21-1BH1 | 1 | UN | 1 | 15 | C | D | N | N | 85015220 | 1 |  | 6.3 | KG | 1514.37 | 1514.37 | MC05 | MC05 | SIMOTICS S Synchronous motor 1FK7-HD PN=0.94kW; UDC=300V; M0=3. 3Nm (100K); NN=3000rpm; Naturally cooled FRAME SIZE IMB 5 (IM V1, IM V3) FLANGE 1 POWER CONNECTOR ROTATABLE ABSOLUTE ENCODER SINGLETURN 24 BIT WITH DRIVE CLIQ INTERFACE (ENCODER AS24DQI) PLAIN SHAFT, TOLERANCE N; WITH HOLDING BRAKE PROTECTION CLASS IP65, | - | 0 | 0
1FK7043-4CF21-1BH2 |  | 1FK7043-4CF21-1BH2 | 1 | UN | 1 | 15 | C | D | N | N | 85015220 | 1 |  | 6.3 | KG | 1514.37 | 1514.37 | MC05 | MC05 | SIMOTICS S Synchronous motor 1FK7-HD PN=0.94kW; UDC=300V; M0=3. 3Nm (100K); NN=3000rpm; Naturally cooled FRAME SIZE IMB 5 (IM V1, IM V3) FLANGE 1 POWER CONNECTOR ROTATABLE ABSOLUTE ENCODER SINGLETURN 24 BIT WITH DRIVE CLIQ INTERFACE (ENCODER AS24DQI) PLAIN SHAFT, TOLERANCE N; WITH HOLDING BRAKE PROTECTION CLASS IP65, FLANGE ON DRIVE END IP67; | - | 0 | 0
1FK7043-4CF21-1CA0 |  | 1FK7043-4CF21-1CA0 | 1 | UN | 1 | 15 | C | D | N | N | 85015220 | 1 |  | 6.001 | KG | 1583.21 | 1583.21 | MC05 | MC05 | SIMOTICS S Synchronous motor 1FK7-HD PN=0.94kW; UDC=300V; M0=3. 3Nm (100K); NN=3000rpm; Naturally cooled FRAME SIZE IMB 5 (IM V1, IM V3) FLANGE 1 POWER CONNECTOR ROTATABLE ABSOLUTE ENCODER 24 BIT + 12 BIT MULTITURN WITH DRIVE-CLIQ INTERFACE (ENCODER AM24DQI) SHAFT WITH FITTED KEY, TOLERANCE N; W/O HOLDING BRAKE PROTECTION CLASS IP64; | - | 0 | 0
1FK7043-4CF21-1CA1 |  | 1FK7043-4CF21-1CA1 | 1 | UN | 1 | 15 | C | D | N | N | 85015220 | 1 |  | 6.001 | KG | 1645.55 | 1645.55 | MC05 | MC05 | SIMOTICS S Synchronous motor 1FK7-HD PN=0.94kW; UDC=300V; M0=3. 3Nm (100K); NN=3000rpm; Naturally cooled FRAME SIZE IMB 5 (IM V1, IM V3) FLANGE 1 POWER CONNECTOR ROTATABLE ABSOLUTE ENCODER 24 BIT + 12 BIT MULTITURN WITH DRIVE-CLIQ INTERFACE (ENCODER AM24DQI) SHAFT WITH FITTED KEY, TOLERANCE N; W/O HOLDING BRAKE PROTECTION CLASS IP65, | - | 0 | 0
1FK7043-4CF21-1CA2 |  | 1FK7043-4CF21-1CA2 | 1 | UN | 1 | 15 | C | D | N | N | 85015220 | 1 |  | 6.001 | KG | 1645.55 | 1645.55 | MC05 | MC05 | SIMOTICS S Synchronous motor 1FK7-HD PN=0.94kW; UDC=300V; M0=3. 3Nm (100K); NN=3000rpm; Naturally cooled FRAME SIZE IMB 5 (IM V1, IM V3) FLANGE 1 POWER CONNECTOR ROTATABLE ABSOLUTE ENCODER 24 BIT + 12 BIT MULTITURN WITH DRIVE-CLIQ INTERFACE (ENCODER AM24DQI) SHAFT WITH FITTED KEY, TOLERANCE N; W/O HOLDING BRAKE PROTECTION CLASS IP65, FLANGE ON DRIVE END IP67; | - | 0 | 0
1FK7043-4CF21-1CB0 |  | 1FK7043-4CF21-1CB0 | 1 | UN | 1 | 15 | C | D | N | N | 85015220 | 1 |  | 6.3 | KG | 1757.17 | 1757.17 | MC05 | MC05 | SIMOTICS S Synchronous motor 1FK7-HD PN=0.94kW; UDC=300V; M0=3. 3Nm (100K); NN=3000rpm; Naturally cooled FRAME SIZE IMB 5 (IM V1, IM V3) FLANGE 1 POWER CONNECTOR ROTATABLE ABSOLUTE ENCODER 24 BIT + 12 BIT MULTITURN WITH DRIVE-CLIQ INTERFACE (ENCODER AM24DQI) SHAFT WITH FITTED KEY, TOLERANCE N; WITH HOLDING BRAKE PROTECTION CLASS IP64; | - | 0 | 0
1FK7043-4CF21-1CB1 |  | 1FK7043-4CF21-1CB1 | 1 | UN | 1 | 15 | C | D | N | N | 85015220 | 1 |  | 6.3 | KG | 1819.51 | 1819.51 | MC05 | MC05 | SIMOTICS S Synchronous motor 1FK7-HD PN=0.94kW; UDC=300V; M0=3. 3Nm (100K); NN=3000rpm; Naturally cooled FRAME SIZE IMB 5 (IM V1, IM V3) FLANGE 1 POWER CONNECTOR ROTATABLE ABSOLUTE ENCODER 24 BIT + 12 BIT MULTITURN WITH DRIVE-CLIQ INTERFACE (ENCODER AM24DQI) SHAFT WITH FITTED KEY, TOLERANCE N; WITH HOLDING BRAKE PROTECTION CLASS IP65, | - | 0 | 0
1FK7043-4CF21-1CB2 |  | 1FK7043-4CF21-1CB2 | 1 | UN | 1 | 15 | C | D | N | N | 85015220 | 1 |  | 6.3 | KG | 1819.51 | 1819.51 | MC05 | MC05 | SIMOTICS S Synchronous motor 1FK7-HD PN=0.94kW; UDC=300V; M0=3. 3Nm (100K); NN=3000rpm; Naturally cooled FRAME SIZE IMB 5 (IM V1, IM V3) FLANGE 1 POWER CONNECTOR ROTATABLE ABSOLUTE ENCODER 24 BIT + 12 BIT MULTITURN WITH DRIVE-CLIQ INTERFACE (ENCODER AM24DQI) SHAFT WITH FITTED KEY, TOLERANCE N; WITH HOLDING BRAKE PROTECTION CLASS IP65, FLANGE ON DRIVE END IP67; | - | 0 | 0
1FK7043-4CF21-1CG0 |  | 1FK7043-4CF21-1CG0 | 1 | UN | 1 | 15 | C | D | N | N | 85015220 | 1 |  | 6.001 | KG | 1525.72 | 1525.72 | MC05 | MC05 | SIMOTICS S Synchronous motor 1FK7-HD PN=0.94kW; UDC=300V; M0=3. 3Nm (100K); NN=3000rpm; Naturally cooled FRAME SIZE IMB 5 (IM V1, IM V3) FLANGE 1 POWER CONNECTOR ROTATABLE ABSOLUTE ENCODER 24 BIT + 12 BIT MULTITURN WITH DRIVE-CLIQ INTERFACE (ENCODER AM24DQI) PLAIN SHAFT, TOLERANCE N; W/O HOLDING BRAKE PROTECTION CLASS IP64; | - | 0 | 0
1FK7043-4CF21-1CG1 |  | 1FK7043-4CF21-1CG1 | 1 | UN | 1 | 15 | C | D | N | N | 85015220 | 1 |  | 6.001 | KG | 1588.06 | 1588.06 | MC05 | MC05 | SIMOTICS S Synchronous motor 1FK7-HD PN=0.94kW; UDC=300V; M0=3. 3Nm (100K); NN=3000rpm; Naturally cooled FRAME SIZE IMB 5 (IM V1, IM V3) FLANGE 1 POWER CONNECTOR ROTATABLE ABSOLUTE ENCODER 24 BIT + 12 BIT MULTITURN WITH DRIVE-CLIQ INTERFACE (ENCODER AM24DQI) PLAIN SHAFT, TOLERANCE N; W/O HOLDING BRAKE PROTECTION CLASS IP65, | - | 0 | 0
1FK7043-4CF21-1CG2 |  | 1FK7043-4CF21-1CG2 | 1 | UN | 1 | 15 | C | D | N | N | 85015220 | 1 |  | 6.001 | KG | 1588.06 | 1588.06 | MC05 | MC05 | SIMOTICS S Synchronous motor 1FK7-HD PN=0.94kW; UDC=300V; M0=3. 3Nm (100K); NN=3000rpm; Naturally cooled FRAME SIZE IMB 5 (IM V1, IM V3) FLANGE 1 POWER CONNECTOR ROTATABLE ABSOLUTE ENCODER 24 BIT + 12 BIT MULTITURN WITH DRIVE-CLIQ INTERFACE (ENCODER AM24DQI) PLAIN SHAFT, TOLERANCE N; W/O HOLDING BRAKE PROTECTION CLASS IP65, FLANGE ON DRIVE END IP67; | - | 0 | 0
1FK7043-4CF21-1CH0 |  | 1FK7043-4CF21-1CH0 | 1 | UN | 1 | 15 | C | D | N | N | 85015220 | 1 |  | 6.3 | KG | 1698.19 | 1698.19 | MC05 | MC05 | SIMOTICS S Synchronous motor 1FK7-HD PN=0.94kW; UDC=300V; M0=3. 3Nm (100K); NN=3000rpm; Naturally cooled FRAME SIZE IMB 5 (IM V1, IM V3) FLANGE 1 POWER CONNECTOR ROTATABLE ABSOLUTE ENCODER 24 BIT + 12 BIT MULTITURN WITH DRIVE-CLIQ INTERFACE (ENCODER AM24DQI) PLAIN SHAFT, TOLERANCE N; WITH HOLDING BRAKE PROTECTION CLASS IP64; | - | 0 | 0
1FK7043-4CF21-1CH1 |  | 1FK7043-4CF21-1CH1 | 1 | UN | 1 | 15 | C | D | N | N | 85015220 | 1 |  | 6.3 | KG | 1760.53 | 1760.53 | MC05 | MC05 | SIMOTICS S Synchronous motor 1FK7-HD PN=0.94kW; UDC=300V; M0=3. 3Nm (100K); NN=3000rpm; Naturally cooled FRAME SIZE IMB 5 (IM V1, IM V3) FLANGE 1 POWER CONNECTOR ROTATABLE ABSOLUTE ENCODER 24 BIT + 12 BIT MULTITURN WITH DRIVE-CLIQ INTERFACE (ENCODER AM24DQI) PLAIN SHAFT, TOLERANCE N; WITH HOLDING BRAKE PROTECTION CLASS IP65, | - | 0 | 0
1FK7043-4CF21-1CH2 |  | 1FK7043-4CF21-1CH2 | 1 | UN | 1 | 15 | C | D | N | N | 85015220 | 1 |  | 6.3 | KG | 1760.53 | 1760.53 | MC05 | MC05 | SIMOTICS S Synchronous motor 1FK7-HD PN=0.94kW; UDC=300V; M0=3. 3Nm (100K); NN=3000rpm; Naturally cooled FRAME SIZE IMB 5 (IM V1, IM V3) FLANGE 1 POWER CONNECTOR ROTATABLE ABSOLUTE ENCODER 24 BIT + 12 BIT MULTITURN WITH DRIVE-CLIQ INTERFACE (ENCODER AM24DQI) PLAIN SHAFT, TOLERANCE N; WITH HOLDING BRAKE PROTECTION CLASS IP65, FLANGE ON DRIVE END IP67; | - | 0 | 0
1FK7043-4CF21-1EA0 |  | 1FK7043-4CF21-1EA0 | 1 | UN | 1 | 15 | C | D | N | N | 85015220 | 1 |  | 6.001 | KG | 1424.03 | 1424.03 | MC05 | MC05 | SIMOTICS S Synchronous motor 1FK7-HD PN=0.94kW; UDC=300V; M0=3. 3Nm (100K); NN=3000rpm; Naturally cooled FRAME SIZE IMB 5 (IM V1, IM V3) FLANGE 1, WITH KTY TEMPERATURESENSOR POWER CONNECTOR ROTATABLE ABSOLUTE ENCODERR 2048 S/R + 4096 UMDREHUNGEN MULTITURN, WITH ENDAT-SCHNITTSTELLE (ENCODER AM2048S/R) SHAFT WITH FITTED KEY, TOLERANCE N; W/O HOLDING BRAKE PROTECTION CLASS IP64; | - | 0 | 0
1FK7043-4CF21-1EA1 |  | 1FK7043-4CF21-1EA1 | 1 | UN | 1 | 15 | C | D | N | N | 85015220 | 1 |  | 6.001 | KG | 1486.37 | 1486.37 | MC05 | MC05 | SIMOTICS S Synchronous motor 1FK7-HD PN=0.94kW; UDC=300V; M0=3. 3Nm (100K); NN=3000rpm; Naturally cooled FRAME SIZE IMB 5 (IM V1, IM V3) FLANGE 1, WITH KTY TEMPERATURESENSOR POWER CONNECTOR ROTATABLE ABSOLUTE ENCODERR 2048 S/R + 4096 UMDREHUNGEN MULTITURN, WITH ENDAT-SCHNITTSTELLE (ENCODER AM2048S/R) SHAFT WITH FITTED KEY, TOLERANCE N; W/O HOLDING BRAKE PROTECTION CLASS IP65, | - | 0 | 0
1FK7043-4CF21-1EA2 |  | 1FK7043-4CF21-1EA2 | 1 | UN | 1 | 15 | C | D | N | N | 85015220 | 1 |  | 6.001 | KG | 1486.37 | 1486.37 | MC05 | MC05 | SIMOTICS S Synchronous motor 1FK7-HD PN=0.94kW; UDC=300V; M0=3. 3Nm (100K); NN=3000rpm; Naturally cooled FRAME SIZE IMB 5 (IM V1, IM V3) FLANGE 1, WITH KTY TEMPERATURESENSOR POWER CONNECTOR ROTATABLE ABSOLUTE ENCODERR 2048 S/R + 4096 UMDREHUNGEN MULTITURN, WITH ENDAT-SCHNITTSTELLE (ENCODER AM2048S/R) SHAFT WITH FITTED KEY, TOLERANCE N; W/O HOLDING BRAKE PROTECTION CLASS IP65, FLANGE ON DRIVE END IP67; | - | 0 | 0
1FK7043-4CF21-1EB0 |  | 1FK7043-4CF21-1EB0 | 1 | UN | 1 | 15 | C | D | N | N | 85015220 | 1 |  | 6.3 | KG | 1597.99 | 1597.99 | MC05 | MC05 | SIMOTICS S Synchronous motor 1FK7-HD PN=0.94kW; UDC=300V; M0=3. 3Nm (100K); NN=3000rpm; Naturally cooled FRAME SIZE IMB 5 (IM V1, IM V3) FLANGE 1, WITH KTY TEMPERATURESENSOR POWER CONNECTOR ROTATABLE ABSOLUTE ENCODERR 2048 S/R + 4096 UMDREHUNGEN MULTITURN, WITH ENDAT-SCHNITTSTELLE (ENCODER AM2048S/R) SHAFT WITH FITTED KEY, TOLERANCE N; WITH HOLDING BRAKE PROTECTION CLASS IP64; | - | 0 | 0
1FK7043-4CF21-1EB1 |  | 1FK7043-4CF21-1EB1 | 1 | UN | 1 | 15 | C | D | N | N | 85015220 | 1 |  | 6.3 | KG | 1660.33 | 1660.33 | MC05 | MC05 | SIMOTICS S Synchronous motor 1FK7-HD PN=0.94kW; UDC=300V; M0=3. 3Nm (100K); NN=3000rpm; Naturally cooled FRAME SIZE IMB 5 (IM V1, IM V3) FLANGE 1, WITH KTY TEMPERATURESENSOR POWER CONNECTOR ROTATABLE ABSOLUTE ENCODERR 2048 S/R + 4096 UMDREHUNGEN MULTITURN, WITH ENDAT-SCHNITTSTELLE (ENCODER AM2048S/R) SHAFT WITH FITTED KEY, TOLERANCE N; WITH HOLDING BRAKE PROTECTION CLASS IP65, | - | 0 | 0
1FK7043-4CF21-1EB2 |  | 1FK7043-4CF21-1EB2 | 1 | UN | 1 | 15 | C | D | N | N | 85015220 | 1 |  | 6.3 | KG | 1660.33 | 1660.33 | MC05 | MC05 | SIMOTICS S Synchronous motor 1FK7-HD PN=0.94kW; UDC=300V; M0=3. 3Nm (100K); NN=3000rpm; Naturally cooled FRAME SIZE IMB 5 (IM V1, IM V3) FLANGE 1, WITH KTY TEMPERATURESENSOR POWER CONNECTOR ROTATABLE ABSOLUTE ENCODERR 2048 S/R + 4096 UMDREHUNGEN MULTITURN, WITH ENDAT-SCHNITTSTELLE (ENCODER AM2048S/R) SHAFT WITH FITTED KEY, TOLERANCE N; WITH HOLDING BRAKE PROTECTION CLASS IP65, FLANGE ON DRIVE END IP67; | - | 0 | 0
1FK7043-4CF21-1EG0 |  | 1FK7043-4CF21-1EG0 | 1 | UN | 1 | 15 | C | D | N | N | 85015220 | 1 |  | 6.001 | KG | 1366.54 | 1366.54 | MC05 | MC05 | SIMOTICS S Synchronous motor 1FK7-HD PN=0.94kW; UDC=300V; M0=3. 3Nm (100K); NN=3000rpm; Naturally cooled FRAME SIZE IMB 5 (IM V1, IM V3) FLANGE 1, WITH KTY TEMPERATURESENSOR POWER CONNECTOR ROTATABLE ABSOLUTE ENCODERR 2048 S/R + 4096 UMDREHUNGEN MULTITURN, WITH ENDAT-SCHNITTSTELLE (ENCODER AM2048S/R) PLAIN SHAFT, TOLERANCE N; W/O HOLDING BRAKE PROTECTION CLASS IP64; | - | 0 | 0
1FK7043-4CF21-1EG1 |  | 1FK7043-4CF21-1EG1 | 1 | UN | 1 | 15 | C | D | N | N | 85015220 | 1 |  | 6.001 | KG | 1428.88 | 1428.88 | MC05 | MC05 | SIMOTICS S Synchronous motor 1FK7-HD PN=0.94kW; UDC=300V; M0=3. 3Nm (100K); NN=3000rpm; Naturally cooled FRAME SIZE IMB 5 (IM V1, IM V3) FLANGE 1, WITH KTY TEMPERATURESENSOR POWER CONNECTOR ROTATABLE ABSOLUTE ENCODERR 2048 S/R + 4096 UMDREHUNGEN MULTITURN, WITH ENDAT-SCHNITTSTELLE (ENCODER AM2048S/R) PLAIN SHAFT, TOLERANCE N; W/O HOLDING BRAKE PROTECTION CLASS IP65, | - | 0 | 0
1FK7043-4CF21-1EG2 |  | 1FK7043-4CF21-1EG2 | 1 | UN | 1 | 15 | C | D | N | N | 85015220 | 1 |  | 6.001 | KG | 1428.88 | 1428.88 | MC05 | MC05 | SIMOTICS S Synchronous motor 1FK7-HD PN=0.94kW; UDC=300V; M0=3. 3Nm (100K); NN=3000rpm; Naturally cooled FRAME SIZE IMB 5 (IM V1, IM V3) FLANGE 1, WITH KTY TEMPERATURESENSOR POWER CONNECTOR ROTATABLE ABSOLUTE ENCODERR 2048 S/R + 4096 UMDREHUNGEN MULTITURN, WITH ENDAT-SCHNITTSTELLE (ENCODER AM2048S/R) PLAIN SHAFT, TOLERANCE N; W/O HOLDING BRAKE PROTECTION CLASS IP65, FLANGE ON DRIVE END IP67; | - | 0 | 0
1FK7043-4CF21-1EH0 |  | 1FK7043-4CF21-1EH0 | 1 | UN | 1 | 15 | C | D | N | N | 85015220 | 1 |  | 6.3 | KG | 1539.01 | 1539.01 | MC05 | MC05 | SIMOTICS S Synchronous motor 1FK7-HD PN=0.94kW; UDC=300V; M0=3. 3Nm (100K); NN=3000rpm; Naturally cooled FRAME SIZE IMB 5 (IM V1, IM V3) FLANGE 1, WITH KTY TEMPERATURESENSOR POWER CONNECTOR ROTATABLE ABSOLUTE ENCODERR 2048 S/R + 4096 UMDREHUNGEN MULTITURN, WITH ENDAT-SCHNITTSTELLE (ENCODER AM2048S/R) PLAIN SHAFT, TOLERANCE N; WITH HOLDING BRAKE PROTECTION CLASS IP64; | - | 0 | 0
1FK7043-4CF21-1EH1 |  | 1FK7043-4CF21-1EH1 | 1 | UN | 1 | 15 | C | D | N | N | 85015220 | 1 |  | 6.3 | KG | 1601.35 | 1601.35 | MC05 | MC05 | SIMOTICS S Synchronous motor 1FK7-HD PN=0.94kW; UDC=300V; M0=3. 3Nm (100K); NN=3000rpm; Naturally cooled FRAME SIZE IMB 5 (IM V1, IM V3) FLANGE 1, WITH KTY TEMPERATURESENSOR POWER CONNECTOR ROTATABLE ABSOLUTE ENCODERR 2048 S/R + 4096 UMDREHUNGEN MULTITURN, WITH ENDAT-SCHNITTSTELLE (ENCODER AM2048S/R) PLAIN SHAFT, TOLERANCE N; WITH HOLDING BRAKE PROTECTION CLASS IP65, | - | 0 | 0
1FK7043-4CF21-1EH2 |  | 1FK7043-4CF21-1EH2 | 1 | UN | 1 | 15 | C | D | N | N | 85015220 | 1 |  | 6.3 | KG | 1601.35 | 1601.35 | MC05 | MC05 | SIMOTICS S Synchronous motor 1FK7-HD PN=0.94kW; UDC=300V; M0=3. 3Nm (100K); NN=3000rpm; Naturally cooled FRAME SIZE IMB 5 (IM V1, IM V3) FLANGE 1, WITH KTY TEMPERATURESENSOR POWER CONNECTOR ROTATABLE ABSOLUTE ENCODERR 2048 S/R + 4096 UMDREHUNGEN MULTITURN, WITH ENDAT-SCHNITTSTELLE (ENCODER AM2048S/R) PLAIN SHAFT, TOLERANCE N; WITH HOLDING BRAKE PROTECTION CLASS IP65, FLANGE ON DRIVE END IP67; | - | 0 | 0
1FK7043-4CF21-1PA0 |  | 1FK7043-4CF21-1PA0 | 1 | UN | 1 | 15 | C | D | N | N | 85015220 | 1 |  | 6.101 | KG | 946.41 | 946.41 | MC05 | MC05 | SIMOTICS S Synchronous motor 1FK7-HD PN=0.94kW; UDC=300V; M0=3. 3Nm (100K); NN=3000rpm; Naturally cooled FRAME SIZE IMB 5 (IM V1, IM V3) FLANGE 1 POWER CONNECTOR ROTATABLE RESOLVER 2-POLE, WITH DRIVE CLIQ-INTERFACE SHAFT WITH FITTED KEY, TOLERANCE N; W/O HOLDING BRAKE PROTECTION CLASS IP64; | - | 0 | 0
1FK7043-4CF21-1PA1 |  | 1FK7043-4CF21-1PA1 | 1 | UN | 1 | 15 | C | D | N | N | 85015220 | 1 |  | 6.101 | KG | 1008.75 | 1008.75 | MC05 | MC05 | SIMOTICS S Synchronous motor 1FK7-HD PN=0.94kW; UDC=300V; M0=3. 3Nm (100K); NN=3000rpm; Naturally cooled FRAME SIZE IMB 5 (IM V1, IM V3) FLANGE 1 POWER CONNECTOR ROTATABLE RESOLVER 2-POLE, WITH DRIVE CLIQ-INTERFACE SHAFT WITH FITTED KEY, TOLERANCE N; W/O HOLDING BRAKE PROTECTION CLASS IP65, | - | 0 | 0
1FK7043-4CF21-1PA2 |  | 1FK7043-4CF21-1PA2 | 1 | UN | 1 | 15 | C | D | N | N | 85015220 | 1 |  | 6.101 | KG | 1008.75 | 1008.75 | MC05 | MC05 | SIMOTICS S Synchronous motor 1FK7-HD PN=0.94kW; UDC=300V; M0=3. 3Nm (100K); NN=3000rpm; Naturally cooled FRAME SIZE IMB 5 (IM V1, IM V3) FLANGE 1 POWER CONNECTOR ROTATABLE RESOLVER 2-POLE, WITH DRIVE CLIQ-INTERFACE SHAFT WITH FITTED KEY, TOLERANCE N; W/O HOLDING BRAKE PROTECTION CLASS IP65, FLANGE ON DRIVE END IP67; | - | 0 | 0
1FK7043-4CF21-1PB0 |  | 1FK7043-4CF21-1PB0 | 1 | UN | 1 | 15 | C | D | N | N | 85015220 | 1 |  | 6.4 | KG | 1120.37 | 1120.37 | MC05 | MC05 | SIMOTICS S Synchronous motor 1FK7-HD PN=0.94kW; UDC=300V; M0=3. 3Nm (100K); NN=3000rpm; Naturally cooled FRAME SIZE IMB 5 (IM V1, IM V3) FLANGE 1 POWER CONNECTOR ROTATABLE RESOLVER 2-POLE, WITH DRIVE CLIQ-INTERFACE SHAFT WITH FITTED KEY, TOLERANCE N; WITH HOLDING BRAKE PROTECTION CLASS IP64; | - | 0 | 0
1FK7043-4CF21-1PB1 |  | 1FK7043-4CF21-1PB1 | 1 | UN | 1 | 15 | C | D | N | N | 85015220 | 1 |  | 6.4 | KG | 1182.71 | 1182.71 | MC05 | MC05 | SIMOTICS S Synchronous motor 1FK7-HD PN=0.94kW; UDC=300V; M0=3. 3Nm (100K); NN=3000rpm; Naturally cooled FRAME SIZE IMB 5 (IM V1, IM V3) FLANGE 1 POWER CONNECTOR ROTATABLE RESOLVER 2-POLE, WITH DRIVE CLIQ-INTERFACE SHAFT WITH FITTED KEY, TOLERANCE N; WITH HOLDING BRAKE PROTECTION CLASS IP65, | - | 0 | 0
1FK7043-4CF21-1PB2 |  | 1FK7043-4CF21-1PB2 | 1 | UN | 1 | 15 | C | D | N | N | 85015220 | 1 |  | 6.4 | KG | 1182.71 | 1182.71 | MC05 | MC05 | SIMOTICS S Synchronous motor 1FK7-HD PN=0.94kW; UDC=300V; M0=3. 3Nm (100K); NN=3000rpm; Naturally cooled FRAME SIZE IMB 5 (IM V1, IM V3) FLANGE 1 POWER CONNECTOR ROTATABLE RESOLVER 2-POLE, WITH DRIVE CLIQ-INTERFACE SHAFT WITH FITTED KEY, TOLERANCE N; WITH HOLDING BRAKE PROTECTION CLASS IP65, FLANGE ON DRIVE END IP67; | - | 0 | 0
1FK7043-4CF21-1PG0 |  | 1FK7043-4CF21-1PG0 | 1 | UN | 1 | 15 | C | D | N | N | 85015220 | 1 |  | 6.101 | KG | 888.92 | 888.92 | MC05 | MC05 | SIMOTICS S Synchronous motor 1FK7-HD PN=0.94kW; UDC=300V; M0=3. 3Nm (100K); NN=3000rpm; Naturally cooled FRAME SIZE IMB 5 (IM V1, IM V3) FLANGE 1 POWER CONNECTOR ROTATABLE RESOLVER 2-POLE, WITH DRIVE CLIQ-INTERFACE PLAIN SHAFT, TOLERANCE N; W/O HOLDING BRAKE PROTECTION CLASS IP64; | - | 0 | 0
1FK7043-4CF21-1PG1 |  | 1FK7043-4CF21-1PG1 | 1 | UN | 1 | 15 | C | D | N | N | 85015220 | 1 |  | 6.101 | KG | 951.26 | 951.26 | MC05 | MC05 | SIMOTICS S Synchronous motor 1FK7-HD PN=0.94kW; UDC=300V; M0=3. 3Nm (100K); NN=3000rpm; Naturally cooled FRAME SIZE IMB 5 (IM V1, IM V3) FLANGE 1 POWER CONNECTOR ROTATABLE RESOLVER 2-POLE, WITH DRIVE CLIQ-INTERFACE PLAIN SHAFT, TOLERANCE N; W/O HOLDING BRAKE PROTECTION CLASS IP65, | - | 0 | 0
1FK7043-4CF21-1PG2 |  | 1FK7043-4CF21-1PG2 | 1 | UN | 1 | 15 | C | D | N | N | 85015220 | 1 |  | 6.101 | KG | 951.26 | 951.26 | MC05 | MC05 | SIMOTICS S Synchronous motor 1FK7-HD PN=0.94kW; UDC=300V; M0=3. 3Nm (100K); NN=3000rpm; Naturally cooled FRAME SIZE IMB 5 (IM V1, IM V3) FLANGE 1 POWER CONNECTOR ROTATABLE RESOLVER 2-POLE, WITH DRIVE CLIQ-INTERFACE PLAIN SHAFT, TOLERANCE N; W/O HOLDING BRAKE PROTECTION CLASS IP65, FLANGE ON DRIVE END IP67; | - | 0 | 0
1FK7043-4CF21-1PH0 |  | 1FK7043-4CF21-1PH0 | 1 | UN | 1 | 15 | C | D | N | N | 85015220 | 1 |  | 6.4 | KG | 1061.39 | 1061.39 | MC05 | MC05 | SIMOTICS S Synchronous motor 1FK7-HD PN=0.94kW; UDC=300V; M0=3. 3Nm (100K); NN=3000rpm; Naturally cooled FRAME SIZE IMB 5 (IM V1, IM V3) FLANGE 1 POWER CONNECTOR ROTATABLE RESOLVER 2-POLE, WITH DRIVE CLIQ-INTERFACE PLAIN SHAFT, TOLERANCE N; WITH HOLDING BRAKE PROTECTION CLASS IP64; | - | 0 | 0
1FK7043-4CF21-1PH1 |  | 1FK7043-4CF21-1PH1 | 1 | UN | 1 | 15 | C | D | N | N | 85015220 | 1 |  | 6.4 | KG | 1123.73 | 1123.73 | MC05 | MC05 | SIMOTICS S Synchronous motor 1FK7-HD PN=0.94kW; UDC=300V; M0=3. 3Nm (100K); NN=3000rpm; Naturally cooled FRAME SIZE IMB 5 (IM V1, IM V3) FLANGE 1 POWER CONNECTOR ROTATABLE RESOLVER 2-POLE, WITH DRIVE CLIQ-INTERFACE PLAIN SHAFT, TOLERANCE N; WITH HOLDING BRAKE PROTECTION CLASS IP65, | - | 0 | 0
1FK7043-4CF21-1PH2 |  | 1FK7043-4CF21-1PH2 | 1 | UN | 1 | 15 | C | D | N | N | 85015220 | 1 |  | 6.4 | KG | 1123.73 | 1123.73 | MC05 | MC05 | SIMOTICS S Synchronous motor 1FK7-HD PN=0.94kW; UDC=300V; M0=3. 3Nm (100K); NN=3000rpm; Naturally cooled FRAME SIZE IMB 5 (IM V1, IM V3) FLANGE 1 POWER CONNECTOR ROTATABLE RESOLVER 2-POLE, WITH DRIVE CLIQ-INTERFACE PLAIN SHAFT, TOLERANCE N; WITH HOLDING BRAKE PROTECTION CLASS IP65, FLANGE ON DRIVE END IP67; | - | 0 | 0
1FK7043-4CF21-1QA0 |  | 1FK7043-4CF21-1QA0 | 1 | UN | 1 | 15 | C | D | N | N | 85015220 | 1 |  | 6.001 | KG | 1015.11 | 1015.11 | MC05 | MC05 | SIMOTICS S Synchronous motor 1FK7-HD PN=0.94kW; UDC=300V; M0=3. 3Nm (100K); NN=3000rpm; Naturally cooled FRAME SIZE IMB 5 (IM V1, IM V3) FLANGE 1 POWER CONNECTOR ROTATABLE ABSOLUTE ENCODER SINGLETURN 20 BIT WITH DRIVE-CLIQ INTERFACE (ENCODER AS20DQI) SHAFT WITH FITTED KEY, TOLERANCE N; W/O HOLDING BRAKE PROTECTION CLASS IP64; | - | 0 | 0
1FK7043-4CF21-1QA1 |  | 1FK7043-4CF21-1QA1 | 1 | UN | 1 | 15 | C | D | N | N | 85015220 | 1 |  | 6.001 | KG | 1077.45 | 1077.45 | MC05 | MC05 | SIMOTICS S Synchronous motor 1FK7-HD PN=0.94kW; UDC=300V; M0=3. 3Nm (100K); NN=3000rpm; Naturally cooled FRAME SIZE IMB 5 (IM V1, IM V3) FLANGE 1 POWER CONNECTOR ROTATABLE ABSOLUTE ENCODER SINGLETURN 20 BIT WITH DRIVE-CLIQ INTERFACE (ENCODER AS20DQI) SHAFT WITH FITTED KEY, TOLERANCE N; W/O HOLDING BRAKE PROTECTION CLASS IP65, | - | 0 | 0
1FK7043-4CF21-1QA2 |  | 1FK7043-4CF21-1QA2 | 1 | UN | 1 | 15 | C | D | N | N | 85015220 | 1 |  | 6.001 | KG | 1077.45 | 1077.45 | MC05 | MC05 | SIMOTICS S Synchronous motor 1FK7-HD PN=0.94kW; UDC=300V; M0=3. 3Nm (100K); NN=3000rpm; Naturally cooled FRAME SIZE IMB 5 (IM V1, IM V3) FLANGE 1 POWER CONNECTOR ROTATABLE ABSOLUTE ENCODER SINGLETURN 20 BIT WITH DRIVE-CLIQ INTERFACE (ENCODER AS20DQI) SHAFT WITH FITTED KEY, TOLERANCE N; W/O HOLDING BRAKE PROTECTION CLASS IP65, FLANGE ON DRIVE END IP67; | - | 0 | 0
1FK7043-4CF21-1QB0 |  | 1FK7043-4CF21-1QB0 | 1 | UN | 1 | 15 | C | D | N | N | 85015220 | 1 |  | 6.3 | KG | 1189.07 | 1189.07 | MC05 | MC05 | SIMOTICS S Synchronous motor 1FK7-HD PN=0.94kW; UDC=300V; M0=3. 3Nm (100K); NN=3000rpm; Naturally cooled FRAME SIZE IMB 5 (IM V1, IM V3) FLANGE 1 POWER CONNECTOR ROTATABLE ABSOLUTE ENCODER SINGLETURN 20 BIT WITH DRIVE-CLIQ INTERFACE (ENCODER AS20DQI) SHAFT WITH FITTED KEY, TOLERANCE N; WITH HOLDING BRAKE PROTECTION CLASS IP64; | - | 0 | 0
1FK7043-4CF21-1QB1 |  | 1FK7043-4CF21-1QB1 | 1 | UN | 1 | 15 | C | D | N | N | 85015220 | 1 |  | 6.3 | KG | 1251.41 | 1251.41 | MC05 | MC05 | SIMOTICS S Synchronous motor 1FK7-HD PN=0.94kW; UDC=300V; M0=3. 3Nm (100K); NN=3000rpm; Naturally cooled FRAME SIZE IMB 5 (IM V1, IM V3) FLANGE 1 POWER CONNECTOR ROTATABLE ABSOLUTE ENCODER SINGLETURN 20 BIT WITH DRIVE-CLIQ INTERFACE (ENCODER AS20DQI) SHAFT WITH FITTED KEY, TOLERANCE N; WITH HOLDING BRAKE PROTECTION CLASS IP65, | - | 0 | 0
1FK7043-4CF21-1QB2 |  | 1FK7043-4CF21-1QB2 | 1 | UN | 1 | 15 | C | D | N | N | 85015220 | 1 |  | 6.3 | KG | 1251.41 | 1251.41 | MC05 | MC05 | SIMOTICS S Synchronous motor 1FK7-HD PN=0.94kW; UDC=300V; M0=3. 3Nm (100K); NN=3000rpm; Naturally cooled FRAME SIZE IMB 5 (IM V1, IM V3) FLANGE 1 POWER CONNECTOR ROTATABLE ABSOLUTE ENCODER SINGLETURN 20 BIT WITH DRIVE-CLIQ INTERFACE (ENCODER AS20DQI) SHAFT WITH FITTED KEY, TOLERANCE N; WITH HOLDING BRAKE PROTECTION CLASS IP65, FLANGE ON DRIVE END IP67; | - | 0 | 0
1FK7043-4CF21-1QG0 |  | 1FK7043-4CF21-1QG0 | 1 | UN | 1 | 15 | C | D | N | N | 85015220 | 1 |  | 6.001 | KG | 957.62 | 957.62 | MC05 | MC05 | SIMOTICS S Synchronous motor 1FK7-HD PN=0.94kW; UDC=300V; M0=3. 3Nm (100K); NN=3000rpm; Naturally cooled FRAME SIZE IMB 5 (IM V1, IM V3) FLANGE 1 POWER CONNECTOR ROTATABLE ABSOLUTE ENCODER SINGLETURN 20 BIT WITH DRIVE-CLIQ INTERFACE (ENCODER AS20DQI) PLAIN SHAFT, TOLERANCE N; W/O HOLDING BRAKE PROTECTION CLASS IP64; | - | 0 | 0
1FK7043-4CF21-1QG1 |  | 1FK7043-4CF21-1QG1 | 1 | UN | 1 | 15 | C | D | N | N | 85015220 | 1 |  | 6.001 | KG | 1019.96 | 1019.96 | MC05 | MC05 | SIMOTICS S Synchronous motor 1FK7-HD PN=0.94kW; UDC=300V; M0=3. 3Nm (100K); NN=3000rpm; Naturally cooled FRAME SIZE IMB 5 (IM V1, IM V3) FLANGE 1 POWER CONNECTOR ROTATABLE ABSOLUTE ENCODER SINGLETURN 20 BIT WITH DRIVE-CLIQ INTERFACE (ENCODER AS20DQI) PLAIN SHAFT, TOLERANCE N; W/O HOLDING BRAKE PROTECTION CLASS IP65, | - | 0 | 0
1FK7043-4CF21-1QG2 |  | 1FK7043-4CF21-1QG2 | 1 | UN | 1 | 15 | C | D | N | N | 85015220 | 1 |  | 6.001 | KG | 1019.96 | 1019.96 | MC05 | MC05 | SIMOTICS S Synchronous motor 1FK7-HD PN=0.94kW; UDC=300V; M0=3. 3Nm (100K); NN=3000rpm; Naturally cooled FRAME SIZE IMB 5 (IM V1, IM V3) FLANGE 1 POWER CONNECTOR ROTATABLE ABSOLUTE ENCODER SINGLETURN 20 BIT WITH DRIVE-CLIQ INTERFACE (ENCODER AS20DQI) PLAIN SHAFT, TOLERANCE N; W/O HOLDING BRAKE PROTECTION CLASS IP65, FLANGE ON DRIVE END IP67; | - | 0 | 0
1FK7043-4CF21-1QH0 |  | 1FK7043-4CF21-1QH0 | 1 | UN | 1 | 15 | C | D | N | N | 85015220 | 1 |  | 6.3 | KG | 1130.09 | 1130.09 | MC05 | MC05 | SIMOTICS S Synchronous motor 1FK7-HD PN=0.94kW; UDC=300V; M0=3. 3Nm (100K); NN=3000rpm; Naturally cooled FRAME SIZE IMB 5 (IM V1, IM V3) FLANGE 1 POWER CONNECTOR ROTATABLE ABSOLUTE ENCODER SINGLETURN 20 BIT WITH DRIVE-CLIQ INTERFACE (ENCODER AS20DQI) PLAIN SHAFT, TOLERANCE N; WITH HOLDING BRAKE PROTECTION CLASS IP64; | - | 0 | 0
1FK7043-4CF21-1QH1 |  | 1FK7043-4CF21-1QH1 | 1 | UN | 1 | 15 | C | D | N | N | 85015220 | 1 |  | 6.3 | KG | 1192.43 | 1192.43 | MC05 | MC05 | SIMOTICS S Synchronous motor 1FK7-HD PN=0.94kW; UDC=300V; M0=3. 3Nm (100K); NN=3000rpm; Naturally cooled FRAME SIZE IMB 5 (IM V1, IM V3) FLANGE 1 POWER CONNECTOR ROTATABLE ABSOLUTE ENCODER SINGLETURN 20 BIT WITH DRIVE-CLIQ INTERFACE (ENCODER AS20DQI) PLAIN SHAFT, TOLERANCE N; WITH HOLDING BRAKE PROTECTION CLASS IP65, | - | 0 | 0
1FK7043-4CF21-1QH2 |  | 1FK7043-4CF21-1QH2 | 1 | UN | 1 | 15 | C | D | N | N | 85015220 | 1 |  | 6.3 | KG | 1192.43 | 1192.43 | MC05 | MC05 | SIMOTICS S Synchronous motor 1FK7-HD PN=0.94kW; UDC=300V; M0=3. 3Nm (100K); NN=3000rpm; Naturally cooled FRAME SIZE IMB 5 (IM V1, IM V3) FLANGE 1 POWER CONNECTOR ROTATABLE ABSOLUTE ENCODER SINGLETURN 20 BIT WITH DRIVE-CLIQ INTERFACE (ENCODER AS20DQI) PLAIN SHAFT, TOLERANCE N; WITH HOLDING BRAKE PROTECTION CLASS IP65, FLANGE ON DRIVE END IP67; | - | 0 | 0
1FK7043-4CF21-1RA0 |  | 1FK7043-4CF21-1RA0 | 1 | UN | 1 | 15 | C | D | N | N | 85015220 | 1 |  | 6.001 | KG | 1264.48 | 1264.48 | MC05 | MC05 | SIMOTICS S Synchronous motor 1FK7-HD PN=0.94kW; UDC=300V; M0=3. 3Nm (100K); NN=3000rpm; Naturally cooled FRAME SIZE IMB 5 (IM V1, IM V3) FLANGE 1 POWER CONNECTOR ROTATABLE ABSOLUTE ENCODER 20 BIT + 12 BIT MULTITURN WITH DRIVE-CLIQ INTERFACE (ENCODER AM20DQI) SHAFT WITH FITTED KEY, TOLERANCE N; W/O HOLDING BRAKE PROTECTION CLASS IP64; | - | 0 | 0
1FK7043-4CF21-1RA1 |  | 1FK7043-4CF21-1RA1 | 1 | UN | 1 | 15 | C | D | N | N | 85015220 | 1 |  | 6.001 | KG | 1326.82 | 1326.82 | MC05 | MC05 | SIMOTICS S Synchronous motor 1FK7-HD PN=0.94kW; UDC=300V; M0=3. 3Nm (100K); NN=3000rpm; Naturally cooled FRAME SIZE IMB 5 (IM V1, IM V3) FLANGE 1 POWER CONNECTOR ROTATABLE ABSOLUTE ENCODER 20 BIT + 12 BIT MULTITURN WITH DRIVE-CLIQ INTERFACE (ENCODER AM20DQI) SHAFT WITH FITTED KEY, TOLERANCE N; W/O HOLDING BRAKE PROTECTION CLASS IP65, | - | 0 | 0
1FK7043-4CF21-1RA2 |  | 1FK7043-4CF21-1RA2 | 1 | UN | 1 | 15 | C | D | N | N | 85015220 | 1 |  | 6.001 | KG | 1326.82 | 1326.82 | MC05 | MC05 | SIMOTICS S Synchronous motor 1FK7-HD PN=0.94kW; UDC=300V; M0=3. 3Nm (100K); NN=3000rpm; Naturally cooled FRAME SIZE IMB 5 (IM V1, IM V3) FLANGE 1 POWER CONNECTOR ROTATABLE ABSOLUTE ENCODER 20 BIT + 12 BIT MULTITURN WITH DRIVE-CLIQ INTERFACE (ENCODER AM20DQI) SHAFT WITH FITTED KEY, TOLERANCE N; W/O HOLDING BRAKE PROTECTION CLASS IP65, FLANGE ON DRIVE END IP67; | - | 0 | 0
1FK7043-4CF21-1RB0 |  | 1FK7043-4CF21-1RB0 | 1 | UN | 1 | 15 | C | D | N | N | 85015220 | 1 |  | 6.3 | KG | 1438.44 | 1438.44 | MC05 | MC05 | SIMOTICS S Synchronous motor 1FK7-HD PN=0.94kW; UDC=300V; M0=3. 3Nm (100K); NN=3000rpm; Naturally cooled FRAME SIZE IMB 5 (IM V1, IM V3) FLANGE 1 POWER CONNECTOR ROTATABLE ABSOLUTE ENCODER 20 BIT + 12 BIT MULTITURN WITH DRIVE-CLIQ INTERFACE (ENCODER AM20DQI) SHAFT WITH FITTED KEY, TOLERANCE N; WITH HOLDING BRAKE PROTECTION CLASS IP64; | - | 0 | 0
1FK7043-4CF21-1RB1 |  | 1FK7043-4CF21-1RB1 | 1 | UN | 1 | 15 | C | D | N | N | 85015220 | 1 |  | 6.3 | KG | 1500.78 | 1500.78 | MC05 | MC05 | SIMOTICS S Synchronous motor 1FK7-HD PN=0.94kW; UDC=300V; M0=3. 3Nm (100K); NN=3000rpm; Naturally cooled FRAME SIZE IMB 5 (IM V1, IM V3) FLANGE 1 POWER CONNECTOR ROTATABLE ABSOLUTE ENCODER 20 BIT + 12 BIT MULTITURN WITH DRIVE-CLIQ INTERFACE (ENCODER AM20DQI) SHAFT WITH FITTED KEY, TOLERANCE N; WITH HOLDING BRAKE PROTECTION CLASS IP65, | - | 0 | 0
1FK7043-4CF21-1RB2 |  | 1FK7043-4CF21-1RB2 | 1 | UN | 1 | 15 | C | D | N | N | 85015220 | 1 |  | 6.3 | KG | 1500.78 | 1500.78 | MC05 | MC05 | SIMOTICS S Synchronous motor 1FK7-HD PN=0.94kW; UDC=300V; M0=3. 3Nm (100K); NN=3000rpm; Naturally cooled FRAME SIZE IMB 5 (IM V1, IM V3) FLANGE 1 POWER CONNECTOR ROTATABLE ABSOLUTE ENCODER 20 BIT + 12 BIT MULTITURN WITH DRIVE-CLIQ INTERFACE (ENCODER AM20DQI) SHAFT WITH FITTED KEY, TOLERANCE N; WITH HOLDING BRAKE PROTECTION CLASS IP65, FLANGE ON DRIVE END IP67; | - | 0 | 0
1FK7043-4CF21-1RG0 |  | 1FK7043-4CF21-1RG0 | 1 | UN | 1 | 15 | C | D | N | N | 85015220 | 1 |  | 6.001 | KG | 1206.99 | 1206.99 | MC05 | MC05 | SIMOTICS S Synchronous motor 1FK7-HD PN=0.94kW; UDC=300V; M0=3. 3Nm (100K); NN=3000rpm; Naturally cooled FRAME SIZE IMB 5 (IM V1, IM V3) FLANGE 1 POWER CONNECTOR ROTATABLE ABSOLUTE ENCODER 20 BIT + 12 BIT MULTITURN WITH DRIVE-CLIQ INTERFACE (ENCODER AM20DQI) PLAIN SHAFT, TOLERANCE N; W/O HOLDING BRAKE PROTECTION CLASS IP64; | - | 0 | 0
1FK7043-4CF21-1RG1 |  | 1FK7043-4CF21-1RG1 | 1 | UN | 1 | 15 | C | D | N | N | 85015220 | 1 |  | 6.001 | KG | 1269.33 | 1269.33 | MC05 | MC05 | SIMOTICS S Synchronous motor 1FK7-HD PN=0.94kW; UDC=300V; M0=3. 3Nm (100K); NN=3000rpm; Naturally cooled FRAME SIZE IMB 5 (IM V1, IM V3) FLANGE 1 POWER CONNECTOR ROTATABLE ABSOLUTE ENCODER 20 BIT + 12 BIT MULTITURN WITH DRIVE-CLIQ INTERFACE (ENCODER AM20DQI) PLAIN SHAFT, TOLERANCE N; W/O HOLDING BRAKE PROTECTION CLASS IP65, | - | 0 | 0
1FK7043-4CF21-1RG2 |  | 1FK7043-4CF21-1RG2 | 1 | UN | 1 | 15 | C | D | N | N | 85015220 | 1 |  | 6.001 | KG | 1269.33 | 1269.33 | MC05 | MC05 | SIMOTICS S Synchronous motor 1FK7-HD PN=0.94kW; UDC=300V; M0=3. 3Nm (100K); NN=3000rpm; Naturally cooled FRAME SIZE IMB 5 (IM V1, IM V3) FLANGE 1 POWER CONNECTOR ROTATABLE ABSOLUTE ENCODER 20 BIT + 12 BIT MULTITURN WITH DRIVE-CLIQ INTERFACE (ENCODER AM20DQI) PLAIN SHAFT, TOLERANCE N; W/O HOLDING BRAKE PROTECTION CLASS IP65, FLANGE ON DRIVE END IP67; | - | 0 | 0
1FK7043-4CF21-1RH0 |  | 1FK7043-4CF21-1RH0 | 1 | UN | 1 | 15 | C | D | N | N | 85015220 | 1 |  | 6.3 | KG | 1379.46 | 1379.46 | MC05 | MC05 | SIMOTICS S Synchronous motor 1FK7-HD PN=0.94kW; UDC=300V; M0=3. 3Nm (100K); NN=3000rpm; Naturally cooled FRAME SIZE IMB 5 (IM V1, IM V3) FLANGE 1 POWER CONNECTOR ROTATABLE ABSOLUTE ENCODER 20 BIT + 12 BIT MULTITURN WITH DRIVE-CLIQ INTERFACE (ENCODER AM20DQI) PLAIN SHAFT, TOLERANCE N; WITH HOLDING BRAKE PROTECTION CLASS IP64; | - | 0 | 0
1FK7043-4CF21-1RH1 |  | 1FK7043-4CF21-1RH1 | 1 | UN | 1 | 15 | C | D | N | N | 85015220 | 1 |  | 6.3 | KG | 1441.8 | 1441.8 | MC05 | MC05 | SIMOTICS S Synchronous motor 1FK7-HD PN=0.94kW; UDC=300V; M0=3. 3Nm (100K); NN=3000rpm; Naturally cooled FRAME SIZE IMB 5 (IM V1, IM V3) FLANGE 1 POWER CONNECTOR ROTATABLE ABSOLUTE ENCODER 20 BIT + 12 BIT MULTITURN WITH DRIVE-CLIQ INTERFACE (ENCODER AM20DQI) PLAIN SHAFT, TOLERANCE N; WITH HOLDING BRAKE PROTECTION CLASS IP65, | - | 0 | 0
1FK7043-4CF21-1RH2 |  | 1FK7043-4CF21-1RH2 | 1 | UN | 1 | 15 | C | D | N | N | 85015220 | 1 |  | 6.3 | KG | 1441.8 | 1441.8 | MC05 | MC05 | SIMOTICS S Synchronous motor 1FK7-HD PN=0.94kW; UDC=300V; M0=3. 3Nm (100K); NN=3000rpm; Naturally cooled FRAME SIZE IMB 5 (IM V1, IM V3) FLANGE 1 POWER CONNECTOR ROTATABLE ABSOLUTE ENCODER 20 BIT + 12 BIT MULTITURN WITH DRIVE-CLIQ INTERFACE (ENCODER AM20DQI) PLAIN SHAFT, TOLERANCE N; WITH HOLDING BRAKE PROTECTION CLASS IP65, FLANGE ON DRIVE END IP67; | - | 0 | 0
1FK7043-4CF21-1SA0 |  | 1FK7043-4CF21-1SA0 | 1 | UN | 1 | 15 | C | D | N | N | 85015220 | 1 |  | 6.002 | KG | 785.71 | 785.71 | MC05 | MC05 | SIMOTICS S Synchronous motor 1FK7-HD PN=0.94kW; UDC=300V; M0=3. 3Nm (100K); NN=3000rpm; Naturally cooled FRAME SIZE IMB 5 (IM V1, IM V3) FLANGE 1, WITH KTY TEMPERATURESENSOR POWER CONNECTOR ROTATABLE RESOLVER MULTI-POLE (RESOLVER P=3); SHAFT WITH FITTED KEY, TOLERANCE N; W/O HOLDING BRAKE PROTECTION CLASS IP64; | - | 0 | 0
1FK7043-4CF21-1SA1 |  | 1FK7043-4CF21-1SA1 | 1 | UN | 1 | 15 | C | D | N | N | 85015220 | 1 |  | 6.002 | KG | 848.05 | 848.05 | MC05 | MC05 | SIMOTICS S Synchronous motor 1FK7-HD PN=0.94kW; UDC=300V; M0=3. 3Nm (100K); NN=3000rpm; Naturally cooled FRAME SIZE IMB 5 (IM V1, IM V3) FLANGE 1, WITH KTY TEMPERATURESENSOR POWER CONNECTOR ROTATABLE RESOLVER MULTI-POLE (RESOLVER P=3); SHAFT WITH FITTED KEY, TOLERANCE N; W/O HOLDING BRAKE PROTECTION CLASS IP65, | - | 0 | 0
1FK7043-4CF21-1SA2 |  | 1FK7043-4CF21-1SA2 | 1 | UN | 1 | 15 | C | D | N | N | 85015220 | 1 |  | 6.002 | KG | 848.05 | 848.05 | MC05 | MC05 | SIMOTICS S Synchronous motor 1FK7-HD PN=0.94kW; UDC=300V; M0=3. 3Nm (100K); NN=3000rpm; Naturally cooled FRAME SIZE IMB 5 (IM V1, IM V3) FLANGE 1, WITH KTY TEMPERATURESENSOR POWER CONNECTOR ROTATABLE RESOLVER MULTI-POLE (RESOLVER P=3); SHAFT WITH FITTED KEY, TOLERANCE N; W/O HOLDING BRAKE PROTECTION CLASS IP65, FLANGE ON DRIVE END IP67; | - | 0 | 0
1FK7043-4CF21-1SB0 |  | 1FK7043-4CF21-1SB0 | 1 | UN | 1 | 15 | C | D | N | N | 85015220 | 1 |  | 6.301 | KG | 959.67 | 959.67 | MC05 | MC05 | SIMOTICS S Synchronous motor 1FK7-HD PN=0.94kW; UDC=300V; M0=3. 3Nm (100K); NN=3000rpm; Naturally cooled FRAME SIZE IMB 5 (IM V1, IM V3) FLANGE 1, WITH KTY TEMPERATURESENSOR POWER CONNECTOR ROTATABLE RESOLVER MULTI-POLE (RESOLVER P=3); SHAFT WITH FITTED KEY, TOLERANCE N; WITH HOLDING BRAKE PROTECTION CLASS IP64; | - | 0 | 0
1FK7043-4CF21-1SB1 |  | 1FK7043-4CF21-1SB1 | 1 | UN | 1 | 15 | C | D | N | N | 85015220 | 1 |  | 6.301 | KG | 1022.01 | 1022.01 | MC05 | MC05 | SIMOTICS S Synchronous motor 1FK7-HD PN=0.94kW; UDC=300V; M0=3. 3Nm (100K); NN=3000rpm; Naturally cooled FRAME SIZE IMB 5 (IM V1, IM V3) FLANGE 1, WITH KTY TEMPERATURESENSOR POWER CONNECTOR ROTATABLE RESOLVER MULTI-POLE (RESOLVER P=3); SHAFT WITH FITTED KEY, TOLERANCE N; WITH HOLDING BRAKE PROTECTION CLASS IP65, | - | 0 | 0
1FK7043-4CF21-1SB2 |  | 1FK7043-4CF21-1SB2 | 1 | UN | 1 | 15 | C | D | N | N | 85015220 | 1 |  | 6.301 | KG | 1022.01 | 1022.01 | MC05 | MC05 | SIMOTICS S Synchronous motor 1FK7-HD PN=0.94kW; UDC=300V; M0=3. 3Nm (100K); NN=3000rpm; Naturally cooled FRAME SIZE IMB 5 (IM V1, IM V3) FLANGE 1, WITH KTY TEMPERATURESENSOR POWER CONNECTOR ROTATABLE RESOLVER MULTI-POLE (RESOLVER P=3); SHAFT WITH FITTED KEY, TOLERANCE N; WITH HOLDING BRAKE PROTECTION CLASS IP65, FLANGE ON DRIVE END IP67; | - | 0 | 0
1FK7043-4CF21-1SG0 |  | 1FK7043-4CF21-1SG0 | 1 | UN | 1 | 15 | C | D | N | N | 85015220 | 1 |  | 6.002 | KG | 728.22 | 728.22 | MC05 | MC05 | SIMOTICS S Synchronous motor 1FK7-HD PN=0.94kW; UDC=300V; M0=3. 3Nm (100K); NN=3000rpm; Naturally cooled FRAME SIZE IMB 5 (IM V1, IM V3) FLANGE 1, WITH KTY TEMPERATURESENSOR POWER CONNECTOR ROTATABLE RESOLVER MULTI-POLE (RESOLVER P=3); PLAIN SHAFT, TOLERANCE N; W/O HOLDING BRAKE PROTECTION CLASS IP64; | - | 0 | 0
1FK7043-4CF21-1SG1 |  | 1FK7043-4CF21-1SG1 | 1 | UN | 1 | 15 | C | D | N | N | 85015220 | 1 |  | 6.002 | KG | 790.56 | 790.56 | MC05 | MC05 | SIMOTICS S Synchronous motor 1FK7-HD PN=0.94kW; UDC=300V; M0=3. 3Nm (100K); NN=3000rpm; Naturally cooled FRAME SIZE IMB 5 (IM V1, IM V3) FLANGE 1, WITH KTY TEMPERATURESENSOR POWER CONNECTOR ROTATABLE RESOLVER MULTI-POLE (RESOLVER P=3); PLAIN SHAFT, TOLERANCE N; W/O HOLDING BRAKE PROTECTION CLASS IP65, | - | 0 | 0
1FK7043-4CF21-1SG2 |  | 1FK7043-4CF21-1SG2 | 1 | UN | 1 | 15 | C | D | N | N | 85015220 | 1 |  | 6.002 | KG | 790.56 | 790.56 | MC05 | MC05 | SIMOTICS S Synchronous motor 1FK7-HD PN=0.94kW; UDC=300V; M0=3. 3Nm (100K); NN=3000rpm; Naturally cooled FRAME SIZE IMB 5 (IM V1, IM V3) FLANGE 1, WITH KTY TEMPERATURESENSOR POWER CONNECTOR ROTATABLE RESOLVER MULTI-POLE (RESOLVER P=3); PLAIN SHAFT, TOLERANCE N; W/O HOLDING BRAKE PROTECTION CLASS IP65, FLANGE ON DRIVE END IP67; | - | 0 | 0
1FK7043-4CF21-1SH0 |  | 1FK7043-4CF21-1SH0 | 1 | UN | 1 | 15 | C | D | N | N | 85015220 | 1 |  | 6.301 | KG | 900.69 | 900.69 | MC05 | MC05 | SIMOTICS S Synchronous motor 1FK7-HD PN=0.94kW; UDC=300V; M0=3. 3Nm (100K); NN=3000rpm; Naturally cooled FRAME SIZE IMB 5 (IM V1, IM V3) FLANGE 1, WITH KTY TEMPERATURESENSOR POWER CONNECTOR ROTATABLE RESOLVER MULTI-POLE (RESOLVER P=3); PLAIN SHAFT, TOLERANCE N; WITH HOLDING BRAKE PROTECTION CLASS IP64; | - | 0 | 0
1FK7043-4CF21-1SH1 |  | 1FK7043-4CF21-1SH1 | 1 | UN | 1 | 15 | C | D | N | N | 85015220 | 1 |  | 6.301 | KG | 963.03 | 963.03 | MC05 | MC05 | SIMOTICS S Synchronous motor 1FK7-HD PN=0.94kW; UDC=300V; M0=3. 3Nm (100K); NN=3000rpm; Naturally cooled FRAME SIZE IMB 5 (IM V1, IM V3) FLANGE 1, WITH KTY TEMPERATURESENSOR POWER CONNECTOR ROTATABLE RESOLVER MULTI-POLE (RESOLVER P=3); PLAIN SHAFT, TOLERANCE N; WITH HOLDING BRAKE PROTECTION CLASS IP65, | - | 0 | 0
1FK7043-4CF21-1SH2 |  | 1FK7043-4CF21-1SH2 | 1 | UN | 1 | 15 | C | D | N | N | 85015220 | 1 |  | 6.301 | KG | 963.03 | 963.03 | MC05 | MC05 | SIMOTICS S Synchronous motor 1FK7-HD PN=0.94kW; UDC=300V; M0=3. 3Nm (100K); NN=3000rpm; Naturally cooled FRAME SIZE IMB 5 (IM V1, IM V3) FLANGE 1, WITH KTY TEMPERATURESENSOR POWER CONNECTOR ROTATABLE RESOLVER MULTI-POLE (RESOLVER P=3); PLAIN SHAFT, TOLERANCE N; WITH HOLDING BRAKE PROTECTION CLASS IP65, FLANGE ON DRIVE END IP67; | - | 0 | 0
1FK7043-4CF21-1TA0 |  | 1FK7043-4CF21-1TA0 | 1 | UN | 1 | 15 | C | D | N | N | 85015220 | 1 |  | 6.002 | KG | 785.71 | 785.71 | MC05 | MC05 | SIMOTICS S Synchronous motor 1FK7-HD PN=0.94kW; UDC=300V; M0=3. 3Nm (100K); NN=3000rpm; Naturally cooled FRAME SIZE IMB 5 (IM V1, IM V3) FLANGE 1, WITH KTY TEMPERATURESENSOR POWER CONNECTOR ROTATABLE RESOLVER 2-POLE (RESOLVER P=1); SHAFT WITH FITTED KEY, TOLERANCE N; W/O HOLDING BRAKE PROTECTION CLASS IP64; | - | 0 | 0
1FK7043-4CF21-1TA1 |  | 1FK7043-4CF21-1TA1 | 1 | UN | 1 | 15 | C | D | N | N | 85015220 | 1 |  | 6.002 | KG | 848.05 | 848.05 | MC05 | MC05 | SIMOTICS S Synchronous motor 1FK7-HD PN=0.94kW; UDC=300V; M0=3. 3Nm (100K); NN=3000rpm; Naturally cooled FRAME SIZE IMB 5 (IM V1, IM V3) FLANGE 1, WITH KTY TEMPERATURESENSOR POWER CONNECTOR ROTATABLE RESOLVER 2-POLE (RESOLVER P=1); SHAFT WITH FITTED KEY, TOLERANCE N; W/O HOLDING BRAKE PROTECTION CLASS IP65, | - | 0 | 0
1FK7043-4CF21-1TA2 |  | 1FK7043-4CF21-1TA2 | 1 | UN | 1 | 15 | C | D | N | N | 85015220 | 1 |  | 6.002 | KG | 848.05 | 848.05 | MC05 | MC05 | SIMOTICS S Synchronous motor 1FK7-HD PN=0.94kW; UDC=300V; M0=3. 3Nm (100K); NN=3000rpm; Naturally cooled FRAME SIZE IMB 5 (IM V1, IM V3) FLANGE 1, WITH KTY TEMPERATURESENSOR POWER CONNECTOR ROTATABLE RESOLVER 2-POLE (RESOLVER P=1); SHAFT WITH FITTED KEY, TOLERANCE N; W/O HOLDING BRAKE PROTECTION CLASS IP65, FLANGE ON DRIVE END IP67; | - | 0 | 0
1FK7043-4CF21-1TB0 |  | 1FK7043-4CF21-1TB0 | 1 | UN | 1 | 15 | C | D | N | N | 85015220 | 1 |  | 6.301 | KG | 959.67 | 959.67 | MC05 | MC05 | SIMOTICS S Synchronous motor 1FK7-HD PN=0.94kW; UDC=300V; M0=3. 3Nm (100K); NN=3000rpm; Naturally cooled FRAME SIZE IMB 5 (IM V1, IM V3) FLANGE 1, WITH KTY TEMPERATURESENSOR POWER CONNECTOR ROTATABLE RESOLVER 2-POLE (RESOLVER P=1); SHAFT WITH FITTED KEY, TOLERANCE N; WITH HOLDING BRAKE PROTECTION CLASS IP64; | - | 0 | 0
1FK7043-4CF21-1TB1 |  | 1FK7043-4CF21-1TB1 | 1 | UN | 1 | 15 | C | D | N | N | 85015220 | 1 |  | 6.301 | KG | 1022.01 | 1022.01 | MC05 | MC05 | SIMOTICS S Synchronous motor 1FK7-HD PN=0.94kW; UDC=300V; M0=3. 3Nm (100K); NN=3000rpm; Naturally cooled FRAME SIZE IMB 5 (IM V1, IM V3) FLANGE 1, WITH KTY TEMPERATURESENSOR POWER CONNECTOR ROTATABLE RESOLVER 2-POLE (RESOLVER P=1); SHAFT WITH FITTED KEY, TOLERANCE N; WITH HOLDING BRAKE PROTECTION CLASS IP65, | - | 0 | 0
1FK7043-4CF21-1TB2 |  | 1FK7043-4CF21-1TB2 | 1 | UN | 1 | 15 | C | D | N | N | 85015220 | 1 |  | 6.301 | KG | 1022.01 | 1022.01 | MC05 | MC05 | SIMOTICS S Synchronous motor 1FK7-HD PN=0.94kW; UDC=300V; M0=3. 3Nm (100K); NN=3000rpm; Naturally cooled FRAME SIZE IMB 5 (IM V1, IM V3) FLANGE 1, WITH KTY TEMPERATURESENSOR POWER CONNECTOR ROTATABLE RESOLVER 2-POLE (RESOLVER P=1); SHAFT WITH FITTED KEY, TOLERANCE N; WITH HOLDING BRAKE PROTECTION CLASS IP65, FLANGE ON DRIVE END IP67; | - | 0 | 0
1FK7043-4CF21-1TG0 |  | 1FK7043-4CF21-1TG0 | 1 | UN | 1 | 15 | C | D | N | N | 85015220 | 1 |  | 6.002 | KG | 728.22 | 728.22 | MC05 | MC05 | SIMOTICS S Synchronous motor 1FK7-HD PN=0.94kW; UDC=300V; M0=3. 3Nm (100K); NN=3000rpm; Naturally cooled FRAME SIZE IMB 5 (IM V1, IM V3) FLANGE 1, WITH KTY TEMPERATURESENSOR POWER CONNECTOR ROTATABLE RESOLVER 2-POLE (RESOLVER P=1); PLAIN SHAFT, TOLERANCE N; W/O HOLDING BRAKE PROTECTION CLASS IP64; | - | 0 | 0
1FK7043-4CF21-1TG1 |  | 1FK7043-4CF21-1TG1 | 1 | UN | 1 | 15 | C | D | N | N | 85015220 | 1 |  | 6.002 | KG | 790.56 | 790.56 | MC05 | MC05 | SIMOTICS S Synchronous motor 1FK7-HD PN=0.94kW; UDC=300V; M0=3. 3Nm (100K); NN=3000rpm; Naturally cooled FRAME SIZE IMB 5 (IM V1, IM V3) FLANGE 1, WITH KTY TEMPERATURESENSOR POWER CONNECTOR ROTATABLE RESOLVER 2-POLE (RESOLVER P=1); PLAIN SHAFT, TOLERANCE N; W/O HOLDING BRAKE PROTECTION CLASS IP65, | - | 0 | 0
1FK7043-4CF21-1TG2 |  | 1FK7043-4CF21-1TG2 | 1 | UN | 1 | 15 | C | D | N | N | 85015220 | 1 |  | 6.002 | KG | 790.56 | 790.56 | MC05 | MC05 | SIMOTICS S Synchronous motor 1FK7-HD PN=0.94kW; UDC=300V; M0=3. 3Nm (100K); NN=3000rpm; Naturally cooled FRAME SIZE IMB 5 (IM V1, IM V3) FLANGE 1, WITH KTY TEMPERATURESENSOR POWER CONNECTOR ROTATABLE RESOLVER 2-POLE (RESOLVER P=1); PLAIN SHAFT, TOLERANCE N; W/O HOLDING BRAKE PROTECTION CLASS IP65, FLANGE ON DRIVE END IP67; | - | 0 | 0
1FK7043-4CF21-1TH0 |  | 1FK7043-4CF21-1TH0 | 1 | UN | 1 | 15 | C | D | N | N | 85015220 | 1 |  | 6.301 | KG | 900.69 | 900.69 | MC05 | MC05 | SIMOTICS S Synchronous motor 1FK7-HD PN=0.94kW; UDC=300V; M0=3. 3Nm (100K); NN=3000rpm; Naturally cooled FRAME SIZE IMB 5 (IM V1, IM V3) FLANGE 1, WITH KTY TEMPERATURESENSOR POWER CONNECTOR ROTATABLE RESOLVER 2-POLE (RESOLVER P=1); PLAIN SHAFT, TOLERANCE N; WITH HOLDING BRAKE PROTECTION CLASS IP64; | - | 0 | 0
1FK7043-4CF21-1TH1 |  | 1FK7043-4CF21-1TH1 | 1 | UN | 1 | 15 | C | D | N | N | 85015220 | 1 |  | 6.301 | KG | 963.03 | 963.03 | MC05 | MC05 | SIMOTICS S Synchronous motor 1FK7-HD PN=0.94kW; UDC=300V; M0=3. 3Nm (100K); NN=3000rpm; Naturally cooled FRAME SIZE IMB 5 (IM V1, IM V3) FLANGE 1, WITH KTY TEMPERATURESENSOR POWER CONNECTOR ROTATABLE RESOLVER 2-POLE (RESOLVER P=1); PLAIN SHAFT, TOLERANCE N; WITH HOLDING BRAKE PROTECTION CLASS IP65, | - | 0 | 0
1FK7043-4CF21-1TH2 |  | 1FK7043-4CF21-1TH2 | 1 | UN | 1 | 15 | C | D | N | N | 85015220 | 1 |  | 6.301 | KG | 963.03 | 963.03 | MC05 | MC05 | SIMOTICS S Synchronous motor 1FK7-HD PN=0.94kW; UDC=300V; M0=3. 3Nm (100K); NN=3000rpm; Naturally cooled FRAME SIZE IMB 5 (IM V1, IM V3) FLANGE 1, WITH KTY TEMPERATURESENSOR POWER CONNECTOR ROTATABLE RESOLVER 2-POLE (RESOLVER P=1); PLAIN SHAFT, TOLERANCE N; WITH HOLDING BRAKE PROTECTION CLASS IP65, FLANGE ON DRIVE END IP67; | - | 0 | 0
1FK7043-4CF21-1UA0 |  | 1FK7043-4CF21-1UA0 | 1 | UN | 1 | 15 | C | D | N | N | 85015220 | 1 |  | 6.002 | KG | 946.41 | 946.41 | MC05 | MC05 | SIMOTICS S Synchronous motor 1FK7-HD PN=0.94kW; UDC=300V; M0=3. 3Nm (100K); NN=3000rpm; Naturally cooled FRAME SIZE IMB 5 (IM V1, IM V3) FLANGE 1 POWER CONNECTOR ROTATABLE RESOLVER MULTI-POLE WITH DRIVE-CLIQ INTERFACE; SHAFT WITH FITTED KEY, TOLERANCE N; W/O HOLDING BRAKE PROTECTION CLASS IP64; | - | 0 | 0
1FK7043-4CF21-1UA1 |  | 1FK7043-4CF21-1UA1 | 1 | UN | 1 | 15 | C | D | N | N | 85015220 | 1 |  | 6.002 | KG | 1008.75 | 1008.75 | MC05 | MC05 | SIMOTICS S Synchronous motor 1FK7-HD PN=0.94kW; UDC=300V; M0=3. 3Nm (100K); NN=3000rpm; Naturally cooled FRAME SIZE IMB 5 (IM V1, IM V3) FLANGE 1 POWER CONNECTOR ROTATABLE RESOLVER MULTI-POLE WITH DRIVE-CLIQ INTERFACE; SHAFT WITH FITTED KEY, TOLERANCE N; W/O HOLDING BRAKE PROTECTION CLASS IP65, | - | 0 | 0
1FK7043-4CF21-1UA2 |  | 1FK7043-4CF21-1UA2 | 1 | UN | 1 | 15 | C | D | N | N | 85015220 | 1 |  | 6.002 | KG | 1008.75 | 1008.75 | MC05 | MC05 | SIMOTICS S Synchronous motor 1FK7-HD PN=0.94kW; UDC=300V; M0=3. 3Nm (100K); NN=3000rpm; Naturally cooled FRAME SIZE IMB 5 (IM V1, IM V3) FLANGE 1 POWER CONNECTOR ROTATABLE RESOLVER MULTI-POLE WITH DRIVE-CLIQ INTERFACE; SHAFT WITH FITTED KEY, TOLERANCE N; W/O HOLDING BRAKE PROTECTION CLASS IP65, FLANGE ON DRIVE END IP67; | - | 0 | 0
1FK7043-4CF21-1UB0 |  | 1FK7043-4CF21-1UB0 | 1 | UN | 1 | 15 | C | D | N | N | 85015220 | 1 |  | 6.301 | KG | 1120.37 | 1120.37 | MC05 | MC05 | SIMOTICS S Synchronous motor 1FK7-HD PN=0.94kW; UDC=300V; M0=3. 3Nm (100K); NN=3000rpm; Naturally cooled FRAME SIZE IMB 5 (IM V1, IM V3) FLANGE 1 POWER CONNECTOR ROTATABLE RESOLVER MULTI-POLE WITH DRIVE-CLIQ INTERFACE; SHAFT WITH FITTED KEY, TOLERANCE N; WITH HOLDING BRAKE PROTECTION CLASS IP64; | - | 0 | 0
1FK7043-4CF21-1UB1 |  | 1FK7043-4CF21-1UB1 | 1 | UN | 1 | 15 | C | D | N | N | 85015220 | 1 |  | 6.301 | KG | 1182.71 | 1182.71 | MC05 | MC05 | SIMOTICS S Synchronous motor 1FK7-HD PN=0.94kW; UDC=300V; M0=3. 3Nm (100K); NN=3000rpm; Naturally cooled FRAME SIZE IMB 5 (IM V1, IM V3) FLANGE 1 POWER CONNECTOR ROTATABLE RESOLVER MULTI-POLE WITH DRIVE-CLIQ INTERFACE; SHAFT WITH FITTED KEY, TOLERANCE N; WITH HOLDING BRAKE PROTECTION CLASS IP65, | - | 0 | 0
1FK7043-4CF21-1UB2 |  | 1FK7043-4CF21-1UB2 | 1 | UN | 1 | 15 | C | D | N | N | 85015220 | 1 |  | 6.301 | KG | 1182.71 | 1182.71 | MC05 | MC05 | SIMOTICS S Synchronous motor 1FK7-HD PN=0.94kW; UDC=300V; M0=3. 3Nm (100K); NN=3000rpm; Naturally cooled FRAME SIZE IMB 5 (IM V1, IM V3) FLANGE 1 POWER CONNECTOR ROTATABLE RESOLVER MULTI-POLE WITH DRIVE-CLIQ INTERFACE; SHAFT WITH FITTED KEY, TOLERANCE N; WITH HOLDING BRAKE PROTECTION CLASS IP65, FLANGE ON DRIVE END IP67; | - | 0 | 0
1FK7043-4CF21-1UG0 |  | 1FK7043-4CF21-1UG0 | 1 | UN | 1 | 15 | C | D | N | N | 85015220 | 1 |  | 6.002 | KG | 888.92 | 888.92 | MC05 | MC05 | SIMOTICS S Synchronous motor 1FK7-HD PN=0.94kW; UDC=300V; M0=3. 3Nm (100K); NN=3000rpm; Naturally cooled FRAME SIZE IMB 5 (IM V1, IM V3) FLANGE 1 POWER CONNECTOR ROTATABLE RESOLVER MULTI-POLE WITH DRIVE-CLIQ INTERFACE; PLAIN SHAFT, TOLERANCE N; W/O HOLDING BRAKE PROTECTION CLASS IP64; | - | 0 | 0
1FK7043-4CF21-1UG1 |  | 1FK7043-4CF21-1UG1 | 1 | UN | 1 | 15 | C | D | N | N | 85015220 | 1 |  | 6.002 | KG | 951.26 | 951.26 | MC05 | MC05 | SIMOTICS S Synchronous motor 1FK7-HD PN=0.94kW; UDC=300V; M0=3. 3Nm (100K); NN=3000rpm; Naturally cooled FRAME SIZE IMB 5 (IM V1, IM V3) FLANGE 1 POWER CONNECTOR ROTATABLE RESOLVER MULTI-POLE WITH DRIVE-CLIQ INTERFACE; PLAIN SHAFT, TOLERANCE N; W/O HOLDING BRAKE PROTECTION CLASS IP65, | - | 0 | 0
1FK7043-4CF21-1UG2 |  | 1FK7043-4CF21-1UG2 | 1 | UN | 1 | 15 | C | D | N | N | 85015220 | 1 |  | 6.002 | KG | 951.26 | 951.26 | MC05 | MC05 | SIMOTICS S Synchronous motor 1FK7-HD PN=0.94kW; UDC=300V; M0=3. 3Nm (100K); NN=3000rpm; Naturally cooled FRAME SIZE IMB 5 (IM V1, IM V3) FLANGE 1 POWER CONNECTOR ROTATABLE RESOLVER MULTI-POLE WITH DRIVE-CLIQ INTERFACE; PLAIN SHAFT, TOLERANCE N; W/O HOLDING BRAKE PROTECTION CLASS IP65, FLANGE ON DRIVE END IP67; | - | 0 | 0
1FK7043-4CF21-1UH0 |  | 1FK7043-4CF21-1UH0 | 1 | UN | 1 | 15 | C | D | N | N | 85015220 | 1 |  | 6.301 | KG | 1061.39 | 1061.39 | MC05 | MC05 | SIMOTICS S Synchronous motor 1FK7-HD PN=0.94kW; UDC=300V; M0=3. 3Nm (100K); NN=3000rpm; Naturally cooled FRAME SIZE IMB 5 (IM V1, IM V3) FLANGE 1 POWER CONNECTOR ROTATABLE RESOLVER MULTI-POLE WITH DRIVE-CLIQ INTERFACE; PLAIN SHAFT, TOLERANCE N; WITH HOLDING BRAKE PROTECTION CLASS IP64; | - | 0 | 0
1FK7043-4CF21-1UH1 |  | 1FK7043-4CF21-1UH1 | 1 | UN | 1 | 15 | C | D | N | N | 85015220 | 1 |  | 6.301 | KG | 1123.73 | 1123.73 | MC05 | MC05 | SIMOTICS S Synchronous motor 1FK7-HD PN=0.94kW; UDC=300V; M0=3. 3Nm (100K); NN=3000rpm; Naturally cooled FRAME SIZE IMB 5 (IM V1, IM V3) FLANGE 1 POWER CONNECTOR ROTATABLE RESOLVER MULTI-POLE WITH DRIVE-CLIQ INTERFACE; PLAIN SHAFT, TOLERANCE N; WITH HOLDING BRAKE PROTECTION CLASS IP65, | - | 0 | 0
1FK7043-4CF21-1UH2 |  | 1FK7043-4CF21-1UH2 | 1 | UN | 1 | 15 | C | D | N | N | 85015220 | 1 |  | 6.301 | KG | 1123.73 | 1123.73 | MC05 | MC05 | SIMOTICS S Synchronous motor 1FK7-HD PN=0.94kW; UDC=300V; M0=3. 3Nm (100K); NN=3000rpm; Naturally cooled FRAME SIZE IMB 5 (IM V1, IM V3) FLANGE 1 POWER CONNECTOR ROTATABLE RESOLVER MULTI-POLE WITH DRIVE-CLIQ INTERFACE; PLAIN SHAFT, TOLERANCE N; WITH HOLDING BRAKE PROTECTION CLASS IP65, FLANGE ON DRIVE END IP67; | - | 0 | 0
1FK7043-4CH71-1AA0 |  | 1FK7043-4CH71-1AA0 | 1 | UN | 1 | 15 | C | D | N | N | 85015220 | 1 |  | 6.001 | KG | 1176.35 | 1176.35 | MC05 | MC05 | SIMOTICS S Synchronous motor 1FK7-HD PN=1.2kW; UDC=600V M0=3.5Nm (100K); NN=4500rpm; Naturally cooled FRAME SIZE IMB 5 (IM V1, IM V3) FLANGE 1, WITH KTY TEMPERATURESENSOR POWER CONNECTOR ROTATABLE INCREMENTAL ENCODER SIN/COS 1VPP;2048 S/R W. C-AND D-SPUR (ENCODER IC2048S/R) SHAFT WITH FITTED KEY, TOLERANCE N; W/O HOLDING BRAKE PROTECTION CLASS IP64; | - | 0 | 0
1FK7043-4CH71-1AA1 |  | 1FK7043-4CH71-1AA1 | 1 | UN | 1 | 15 | C | D | N | N | 85015220 | 1 |  | 6.001 | KG | 1238.69 | 1238.69 | MC05 | MC05 | SIMOTICS S Synchronous motor 1FK7-HD PN=1.2kW; UDC=600V M0=3.5Nm (100K); NN=4500rpm; Naturally cooled FRAME SIZE IMB 5 (IM V1, IM V3) FLANGE 1, WITH KTY TEMPERATURESENSOR POWER CONNECTOR ROTATABLE INCREMENTAL ENCODER SIN/COS 1VPP;2048 S/R W. C-AND D-SPUR (ENCODER IC2048S/R) SHAFT WITH FITTED KEY, TOLERANCE N; W/O HOLDING BRAKE PROTECTION CLASS IP65, | - | 0 | 0
1FK7043-4CH71-1AA2 |  | 1FK7043-4CH71-1AA2 | 1 | UN | 1 | 15 | C | D | N | N | 85015220 | 1 |  | 6.001 | KG | 1238.69 | 1238.69 | MC05 | MC05 | SIMOTICS S Synchronous motor 1FK7-HD PN=1.2kW; UDC=600V M0=3.5Nm (100K); NN=4500rpm; Naturally cooled FRAME SIZE IMB 5 (IM V1, IM V3) FLANGE 1, WITH KTY TEMPERATURESENSOR POWER CONNECTOR ROTATABLE INCREMENTAL ENCODER SIN/COS 1VPP;2048 S/R W. C-AND D-SPUR (ENCODER IC2048S/R) SHAFT WITH FITTED KEY, TOLERANCE N; W/O HOLDING BRAKE PROTECTION CLASS IP65, FLANGE ON DRIVE END IP67; | - | 0 | 0
1FK7043-4CH71-1AB0 |  | 1FK7043-4CH71-1AB0 | 1 | UN | 1 | 15 | C | D | N | N | 85015220 | 1 |  | 6.3 | KG | 1350.31 | 1350.31 | MC05 | MC05 | SIMOTICS S Synchronous motor 1FK7-HD PN=1.2kW; UDC=600V M0=3.5Nm (100K); NN=4500rpm; Naturally cooled FRAME SIZE IMB 5 (IM V1, IM V3) FLANGE 1, WITH KTY TEMPERATURESENSOR POWER CONNECTOR ROTATABLE INCREMENTAL ENCODER SIN/COS 1VPP;2048 S/R W. C-AND D-SPUR (ENCODER IC2048S/R) SHAFT WITH FITTED KEY, TOLERANCE N; WITH HOLDING BRAKE PROTECTION CLASS IP64; | - | 0 | 0
1FK7043-4CH71-1AB1 |  | 1FK7043-4CH71-1AB1 | 1 | UN | 1 | 15 | C | D | N | N | 85015220 | 1 |  | 6.3 | KG | 1412.65 | 1412.65 | MC05 | MC05 | SIMOTICS S Synchronous motor 1FK7-HD PN=1.2kW; UDC=600V M0=3.5Nm (100K); NN=4500rpm; Naturally cooled FRAME SIZE IMB 5 (IM V1, IM V3) FLANGE 1, WITH KTY TEMPERATURESENSOR POWER CONNECTOR ROTATABLE INCREMENTAL ENCODER SIN/COS 1VPP;2048 S/R W. C-AND D-SPUR (ENCODER IC2048S/R) SHAFT WITH FITTED KEY, TOLERANCE N; WITH HOLDING BRAKE PROTECTION CLASS IP65, | - | 0 | 0
1FK7043-4CH71-1AB2 |  | 1FK7043-4CH71-1AB2 | 1 | UN | 1 | 15 | C | D | N | N | 85015220 | 1 |  | 6.3 | KG | 1412.65 | 1412.65 | MC05 | MC05 | SIMOTICS S Synchronous motor 1FK7-HD PN=1.2kW; UDC=600V M0=3.5Nm (100K); NN=4500rpm; Naturally cooled FRAME SIZE IMB 5 (IM V1, IM V3) FLANGE 1, WITH KTY TEMPERATURESENSOR POWER CONNECTOR ROTATABLE INCREMENTAL ENCODER SIN/COS 1VPP;2048 S/R W. C-AND D-SPUR (ENCODER IC2048S/R) SHAFT WITH FITTED KEY, TOLERANCE N; WITH HOLDING BRAKE PROTECTION CLASS IP65, FLANGE ON DRIVE END IP67; | - | 0 | 0
1FK7043-4CH71-1AG0 |  | 1FK7043-4CH71-1AG0 | 1 | UN | 1 | 15 | C | D | N | N | 85015220 | 1 |  | 6.001 | KG | 1118.86 | 1118.86 | MC05 | MC05 | SIMOTICS S Synchronous motor 1FK7-HD PN=1.2kW; UDC=600V M0=3.5Nm (100K); NN=4500rpm; Naturally cooled FRAME SIZE IMB 5 (IM V1, IM V3) FLANGE 1, WITH KTY TEMPERATURESENSOR POWER CONNECTOR ROTATABLE INCREMENTAL ENCODER SIN/COS 1VPP;2048 S/R W. C-AND D-SPUR (ENCODER IC2048S/R) PLAIN SHAFT, TOLERANCE N; W/O HOLDING BRAKE PROTECTION CLASS IP64; | - | 0 | 0
1FK7043-4CH71-1AG1 |  | 1FK7043-4CH71-1AG1 | 1 | UN | 1 | 15 | C | D | N | N | 85015220 | 1 |  | 6.001 | KG | 1181.2 | 1181.2 | MC05 | MC05 | SIMOTICS S Synchronous motor 1FK7-HD PN=1.2kW; UDC=600V M0=3.5Nm (100K); NN=4500rpm; Naturally cooled FRAME SIZE IMB 5 (IM V1, IM V3) FLANGE 1, WITH KTY TEMPERATURESENSOR POWER CONNECTOR ROTATABLE INCREMENTAL ENCODER SIN/COS 1VPP;2048 S/R W. C-AND D-SPUR (ENCODER IC2048S/R) PLAIN SHAFT, TOLERANCE N; W/O HOLDING BRAKE PROTECTION CLASS IP65, | - | 0 | 0
1FK7043-4CH71-1AG2 |  | 1FK7043-4CH71-1AG2 | 1 | UN | 1 | 15 | C | D | N | N | 85015220 | 1 |  | 6.001 | KG | 1181.2 | 1181.2 | MC05 | MC05 | SIMOTICS S Synchronous motor 1FK7-HD PN=1.2kW; UDC=600V M0=3.5Nm (100K); NN=4500rpm; Naturally cooled FRAME SIZE IMB 5 (IM V1, IM V3) FLANGE 1, WITH KTY TEMPERATURESENSOR POWER CONNECTOR ROTATABLE INCREMENTAL ENCODER SIN/COS 1VPP;2048 S/R W. C-AND D-SPUR (ENCODER IC2048S/R) PLAIN SHAFT, TOLERANCE N; W/O HOLDING BRAKE PROTECTION CLASS IP65, FLANGE ON DRIVE END IP67; | - | 0 | 0
1FK7043-4CH71-1AH0 |  | 1FK7043-4CH71-1AH0 | 1 | UN | 1 | 15 | C | D | N | N | 85015220 | 1 |  | 6.3 | KG | 1291.33 | 1291.33 | MC05 | MC05 | SIMOTICS S Synchronous motor 1FK7-HD PN=1.2kW; UDC=600V M0=3.5Nm (100K); NN=4500rpm; Naturally cooled FRAME SIZE IMB 5 (IM V1, IM V3) FLANGE 1, WITH KTY TEMPERATURESENSOR POWER CONNECTOR ROTATABLE INCREMENTAL ENCODER SIN/COS 1VPP;2048 S/R W. C-AND D-SPUR (ENCODER IC2048S/R) PLAIN SHAFT, TOLERANCE N; WITH HOLDING BRAKE PROTECTION CLASS IP64; | - | 0 | 0
1FK7043-4CH71-1AH1 |  | 1FK7043-4CH71-1AH1 | 1 | UN | 1 | 15 | C | D | N | N | 85015220 | 1 |  | 6.3 | KG | 1353.67 | 1353.67 | MC05 | MC05 | SIMOTICS S Synchronous motor 1FK7-HD PN=1.2kW; UDC=600V M0=3.5Nm (100K); NN=4500rpm; Naturally cooled FRAME SIZE IMB 5 (IM V1, IM V3) FLANGE 1, WITH KTY TEMPERATURESENSOR POWER CONNECTOR ROTATABLE INCREMENTAL ENCODER SIN/COS 1VPP;2048 S/R W. C-AND D-SPUR (ENCODER IC2048S/R) PLAIN SHAFT, TOLERANCE N; WITH HOLDING BRAKE PROTECTION CLASS IP65, | - | 0 | 0
1FK7043-4CH71-1AH2 |  | 1FK7043-4CH71-1AH2 | 1 | UN | 1 | 15 | C | D | N | N | 85015220 | 1 |  | 6.3 | KG | 1353.67 | 1353.67 | MC05 | MC05 | SIMOTICS S Synchronous motor 1FK7-HD PN=1.2kW; UDC=600V M0=3.5Nm (100K); NN=4500rpm; Naturally cooled FRAME SIZE IMB 5 (IM V1, IM V3) FLANGE 1, WITH KTY TEMPERATURESENSOR POWER CONNECTOR ROTATABLE INCREMENTAL ENCODER SIN/COS 1VPP;2048 S/R W. C-AND D-SPUR (ENCODER IC2048S/R) PLAIN SHAFT, TOLERANCE N; WITH HOLDING BRAKE PROTECTION CLASS IP65, FLANGE ON DRIVE END IP67; | - | 0 | 0
1FK7043-4CH71-1BA0 |  | 1FK7043-4CH71-1BA0 | 1 | UN | 1 | 15 | C | D | N | N | 85015220 | 1 |  | 6.001 | KG | 1337.05 | 1337.05 | MC05 | MC05 | SIMOTICS S Synchronous motor 1FK7-HD PN=1.2kW; UDC=600V M0=3.5Nm (100K); NN=4500rpm; Naturally cooled FRAME SIZE IMB 5 (IM V1, IM V3) FLANGE 1 POWER CONNECTOR ROTATABLE ABSOLUTE ENCODER SINGLETURN 24 BIT WITH DRIVE CLIQ INTERFACE (ENCODER AS24DQI) SHAFT WITH FITTED KEY, TOLERANCE N; W/O HOLDING BRAKE PROTECTION CLASS IP64; | - | 0 | 0
1FK7043-4CH71-1BA1 |  | 1FK7043-4CH71-1BA1 | 1 | UN | 1 | 15 | C | D | N | N | 85015220 | 1 |  | 6.001 | KG | 1399.39 | 1399.39 | MC05 | MC05 | SIMOTICS S Synchronous motor 1FK7-HD PN=1.2kW; UDC=600V M0=3.5Nm (100K); NN=4500rpm; Naturally cooled FRAME SIZE IMB 5 (IM V1, IM V3) FLANGE 1 POWER CONNECTOR ROTATABLE ABSOLUTE ENCODER SINGLETURN 24 BIT WITH DRIVE CLIQ INTERFACE (ENCODER AS24DQI) SHAFT WITH FITTED KEY, TOLERANCE N; W/O HOLDING BRAKE PROTECTION CLASS IP65, | - | 0 | 0
1FK7043-4CH71-1BA2 |  | 1FK7043-4CH71-1BA2 | 1 | UN | 1 | 15 | C | D | N | N | 85015220 | 1 |  | 6.001 | KG | 1399.39 | 1399.39 | MC05 | MC05 | SIMOTICS S Synchronous motor 1FK7-HD PN=1.2kW; UDC=600V M0=3.5Nm (100K); NN=4500rpm; Naturally cooled FRAME SIZE IMB 5 (IM V1, IM V3) FLANGE 1 POWER CONNECTOR ROTATABLE ABSOLUTE ENCODER SINGLETURN 24 BIT WITH DRIVE CLIQ INTERFACE (ENCODER AS24DQI) SHAFT WITH FITTED KEY, TOLERANCE N; W/O HOLDING BRAKE PROTECTION CLASS IP65, FLANGE ON DRIVE END IP67; | - | 0 | 0
1FK7043-4CH71-1BB0 |  | 1FK7043-4CH71-1BB0 | 1 | UN | 1 | 15 | C | D | N | N | 85015220 | 1 |  | 6.3 | KG | 1511.01 | 1511.01 | MC05 | MC05 | SIMOTICS S Synchronous motor 1FK7-HD PN=1.2kW; UDC=600V M0=3.5Nm (100K); NN=4500rpm; Naturally cooled FRAME SIZE IMB 5 (IM V1, IM V3) FLANGE 1 POWER CONNECTOR ROTATABLE ABSOLUTE ENCODER SINGLETURN 24 BIT WITH DRIVE CLIQ INTERFACE (ENCODER AS24DQI) SHAFT WITH FITTED KEY, TOLERANCE N; WITH HOLDING BRAKE PROTECTION CLASS IP64; | - | 0 | 0
1FK7043-4CH71-1BB1 |  | 1FK7043-4CH71-1BB1 | 1 | UN | 1 | 15 | C | D | N | N | 85015220 | 1 |  | 6.3 | KG | 1573.35 | 1573.35 | MC05 | MC05 | SIMOTICS S Synchronous motor 1FK7-HD PN=1.2kW; UDC=600V M0=3.5Nm (100K); NN=4500rpm; Naturally cooled FRAME SIZE IMB 5 (IM V1, IM V3) FLANGE 1 POWER CONNECTOR ROTATABLE ABSOLUTE ENCODER SINGLETURN 24 BIT WITH DRIVE CLIQ INTERFACE (ENCODER AS24DQI) SHAFT WITH FITTED KEY, TOLERANCE N; WITH HOLDING BRAKE PROTECTION CLASS IP65, | - | 0 | 0
1FK7043-4CH71-1BB2 |  | 1FK7043-4CH71-1BB2 | 1 | UN | 1 | 15 | C | D | N | N | 85015220 | 1 |  | 6.3 | KG | 1573.35 | 1573.35 | MC05 | MC05 | SIMOTICS S Synchronous motor 1FK7-HD PN=1.2kW; UDC=600V M0=3.5Nm (100K); NN=4500rpm; Naturally cooled FRAME SIZE IMB 5 (IM V1, IM V3) FLANGE 1 POWER CONNECTOR ROTATABLE ABSOLUTE ENCODER SINGLETURN 24 BIT WITH DRIVE CLIQ INTERFACE (ENCODER AS24DQI) SHAFT WITH FITTED KEY, TOLERANCE N; WITH HOLDING BRAKE PROTECTION CLASS IP65, FLANGE ON DRIVE END IP67; | - | 0 | 0
1FK7043-4CH71-1BG0 |  | 1FK7043-4CH71-1BG0 | 1 | UN | 1 | 15 | C | D | N | N | 85015220 | 1 |  | 6.001 | KG | 1279.56 | 1279.56 | MC05 | MC05 | SIMOTICS S Synchronous motor 1FK7-HD PN=1.2kW; UDC=600V M0=3.5Nm (100K); NN=4500rpm; Naturally cooled FRAME SIZE IMB 5 (IM V1, IM V3) FLANGE 1 POWER CONNECTOR ROTATABLE ABSOLUTE ENCODER SINGLETURN 24 BIT WITH DRIVE CLIQ INTERFACE (ENCODER AS24DQI) PLAIN SHAFT, TOLERANCE N; W/O HOLDING BRAKE PROTECTION CLASS IP64; | - | 0 | 0
1FK7043-4CH71-1BG1 |  | 1FK7043-4CH71-1BG1 | 1 | UN | 1 | 15 | C | D | N | N | 85015220 | 1 |  | 6.001 | KG | 1341.9 | 1341.9 | MC05 | MC05 | SIMOTICS S Synchronous motor 1FK7-HD PN=1.2kW; UDC=600V M0=3.5Nm (100K); NN=4500rpm; Naturally cooled FRAME SIZE IMB 5 (IM V1, IM V3) FLANGE 1 POWER CONNECTOR ROTATABLE ABSOLUTE ENCODER SINGLETURN 24 BIT WITH DRIVE CLIQ INTERFACE (ENCODER AS24DQI) PLAIN SHAFT, TOLERANCE N; W/O HOLDING BRAKE PROTECTION CLASS IP65, | - | 0 | 0
1FK7043-4CH71-1BG2 |  | 1FK7043-4CH71-1BG2 | 1 | UN | 1 | 15 | C | D | N | N | 85015220 | 1 |  | 6.001 | KG | 1341.9 | 1341.9 | MC05 | MC05 | SIMOTICS S Synchronous motor 1FK7-HD PN=1.2kW; UDC=600V M0=3.5Nm (100K); NN=4500rpm; Naturally cooled FRAME SIZE IMB 5 (IM V1, IM V3) FLANGE 1 POWER CONNECTOR ROTATABLE ABSOLUTE ENCODER SINGLETURN 24 BIT WITH DRIVE CLIQ INTERFACE (ENCODER AS24DQI) PLAIN SHAFT, TOLERANCE N; W/O HOLDING BRAKE PROTECTION CLASS IP65, FLANGE ON DRIVE END IP67; | - | 0 | 0
1FK7043-4CH71-1BH0 |  | 1FK7043-4CH71-1BH0 | 1 | UN | 1 | 15 | C | D | N | N | 85015220 | 1 |  | 6.3 | KG | 1452.03 | 1452.03 | MC05 | MC05 | SIMOTICS S Synchronous motor 1FK7-HD PN=1.2kW; UDC=600V M0=3.5Nm (100K); NN=4500rpm; Naturally cooled FRAME SIZE IMB 5 (IM V1, IM V3) FLANGE 1 POWER CONNECTOR ROTATABLE ABSOLUTE ENCODER SINGLETURN 24 BIT WITH DRIVE CLIQ INTERFACE (ENCODER AS24DQI) PLAIN SHAFT, TOLERANCE N; WITH HOLDING BRAKE PROTECTION CLASS IP64; | - | 0 | 0
1FK7043-4CH71-1BH1 |  | 1FK7043-4CH71-1BH1 | 1 | UN | 1 | 15 | C | D | N | N | 85015220 | 1 |  | 6.3 | KG | 1514.37 | 1514.37 | MC05 | MC05 | SIMOTICS S Synchronous motor 1FK7-HD PN=1.2kW; UDC=600V M0=3.5Nm (100K); NN=4500rpm; Naturally cooled FRAME SIZE IMB 5 (IM V1, IM V3) FLANGE 1 POWER CONNECTOR ROTATABLE ABSOLUTE ENCODER SINGLETURN 24 BIT WITH DRIVE CLIQ INTERFACE (ENCODER AS24DQI) PLAIN SHAFT, TOLERANCE N; WITH HOLDING BRAKE PROTECTION CLASS IP65, | - | 0 | 0
1FK7043-4CH71-1BH2 |  | 1FK7043-4CH71-1BH2 | 1 | UN | 1 | 15 | C | D | N | N | 85015220 | 1 |  | 6.3 | KG | 1514.37 | 1514.37 | MC05 | MC05 | SIMOTICS S Synchronous motor 1FK7-HD PN=1.2kW; UDC=600V M0=3.5Nm (100K); NN=4500rpm; Naturally cooled FRAME SIZE IMB 5 (IM V1, IM V3) FLANGE 1 POWER CONNECTOR ROTATABLE ABSOLUTE ENCODER SINGLETURN 24 BIT WITH DRIVE CLIQ INTERFACE (ENCODER AS24DQI) PLAIN SHAFT, TOLERANCE N; WITH HOLDING BRAKE PROTECTION CLASS IP65, FLANGE ON DRIVE END IP67; | - | 0 | 0
1FK7043-4CH71-1CA0 |  | 1FK7043-4CH71-1CA0 | 1 | UN | 1 | 15 | C | D | N | N | 85015220 | 1 |  | 6.001 | KG | 1583.21 | 1583.21 | MC05 | MC05 | SIMOTICS S Synchronous motor 1FK7-HD PN=1.2kW; UDC=600V M0=3.5Nm (100K); NN=4500rpm; Naturally cooled FRAME SIZE IMB 5 (IM V1, IM V3) FLANGE 1 POWER CONNECTOR ROTATABLE ABSOLUTE ENCODER 24 BIT + 12 BIT MULTITURN WITH DRIVE-CLIQ INTERFACE (ENCODER AM24DQI) SHAFT WITH FITTED KEY, TOLERANCE N; W/O HOLDING BRAKE PROTECTION CLASS IP64; | - | 0 | 0
1FK7043-4CH71-1CA1 |  | 1FK7043-4CH71-1CA1 | 1 | UN | 1 | 15 | C | D | N | N | 85015220 | 1 |  | 6.001 | KG | 1645.55 | 1645.55 | MC05 | MC05 | SIMOTICS S Synchronous motor 1FK7-HD PN=1.2kW; UDC=600V M0=3.5Nm (100K); NN=4500rpm; Naturally cooled FRAME SIZE IMB 5 (IM V1, IM V3) FLANGE 1 POWER CONNECTOR ROTATABLE ABSOLUTE ENCODER 24 BIT + 12 BIT MULTITURN WITH DRIVE-CLIQ INTERFACE (ENCODER AM24DQI) SHAFT WITH FITTED KEY, TOLERANCE N; W/O HOLDING BRAKE PROTECTION CLASS IP65, | - | 0 | 0
1FK7043-4CH71-1CA2 |  | 1FK7043-4CH71-1CA2 | 1 | UN | 1 | 15 | C | D | N | N | 85015220 | 1 |  | 6.001 | KG | 1645.55 | 1645.55 | MC05 | MC05 | SIMOTICS S Synchronous motor 1FK7-HD PN=1.2kW; UDC=600V M0=3.5Nm (100K); NN=4500rpm; Naturally cooled FRAME SIZE IMB 5 (IM V1, IM V3) FLANGE 1 POWER CONNECTOR ROTATABLE ABSOLUTE ENCODER 24 BIT + 12 BIT MULTITURN WITH DRIVE-CLIQ INTERFACE (ENCODER AM24DQI) SHAFT WITH FITTED KEY, TOLERANCE N; W/O HOLDING BRAKE PROTECTION CLASS IP65, FLANGE ON DRIVE END IP67; | - | 0 | 0
1FK7043-4CH71-1CA2-Z | N05 | 1FK7043-4CH71-1CA2-ZN05 | 1 | UN | 1 | 15 | C | D | N | N | 85015220 | 1 |  | 6.002 | KG | 1848.99 | 1848.99 | MC05 | MC05 | SIMOTICS S Synchronous motor 1FK7-HD PN=1.2kW; UDC=600V M0=3.5Nm (100K); NN=4500rpm; Naturally cooled FRAME SIZE IMB 5 (IM V1, IM V3) FLANGE 1 POWER CONNECTOR ROTATABLE ABSOLUTE ENCODER 24 BIT + 12 BIT MULTITURN WITH DRIVE-CLIQ INTERFACE (ENCODER AM24DQI) SHAFT WITH FITTED KEY, TOLERANCE N; W/O HOLDING BRAKE PROTECTION CLASS IP65, FLANGE ON DRIVE END IP67; N05: Compatibility of the shaft extension dimensions with 1FT504X (Configuration information to be considered, see notification number 14361688) | - | 0 | 0
1FK7043-4CH71-1CB0 |  | 1FK7043-4CH71-1CB0 | 1 | UN | 1 | 15 | C | D | N | N | 85015220 | 1 |  | 6.3 | KG | 1757.17 | 1757.17 | MC05 | MC05 | SIMOTICS S Synchronous motor 1FK7-HD PN=1.2kW; UDC=600V M0=3.5Nm (100K); NN=4500rpm; Naturally cooled FRAME SIZE IMB 5 (IM V1, IM V3) FLANGE 1 POWER CONNECTOR ROTATABLE ABSOLUTE ENCODER 24 BIT + 12 BIT MULTITURN WITH DRIVE-CLIQ INTERFACE (ENCODER AM24DQI) SHAFT WITH FITTED KEY, TOLERANCE N; WITH HOLDING BRAKE PROTECTION CLASS IP64; | - | 0 | 0
1FK7043-4CH71-1CB0-Z | X01 | 1FK7043-4CH71-1CB0-ZX01 | 1 | UN | 1 | 15 | C | D | N | N | 85015220 | 1 |  | 6.301 | KG | 1819.51 | 1819.51 | MC05 | MC05 | SIMOTICS S Synchronous motor 1FK7-HD PN=1.2kW; UDC=600V M0=3.5Nm (100K); NN=4500rpm; Naturally cooled FRAME SIZE IMB 5 (IM V1, IM V3) FLANGE 1 POWER CONNECTOR ROTATABLE ABSOLUTE ENCODER 24 BIT + 12 BIT MULTITURN WITH DRIVE-CLIQ INTERFACE (ENCODER AM24DQI) SHAFT WITH FITTED KEY, TOLERANCE N; WITH HOLDING BRAKE PROTECTION CLASS IP64; X01: PAINT FINISH DULL BLACK RAL9005 | - | 0 | 0
1FK7043-4CH71-1CB1 |  | 1FK7043-4CH71-1CB1 | 1 | UN | 1 | 15 | C | D | N | N | 85015220 | 1 |  | 6.3 | KG | 1819.51 | 1819.51 | MC05 | MC05 | SIMOTICS S Synchronous motor 1FK7-HD PN=1.2kW; UDC=600V M0=3.5Nm (100K); NN=4500rpm; Naturally cooled FRAME SIZE IMB 5 (IM V1, IM V3) FLANGE 1 POWER CONNECTOR ROTATABLE ABSOLUTE ENCODER 24 BIT + 12 BIT MULTITURN WITH DRIVE-CLIQ INTERFACE (ENCODER AM24DQI) SHAFT WITH FITTED KEY, TOLERANCE N; WITH HOLDING BRAKE PROTECTION CLASS IP65, | - | 0 | 0
1FK7043-4CH71-1CB1-Z | X02 | 1FK7043-4CH71-1CB1-ZX02 | 1 | UN | 1 | 15 | C | D | N | N | 85015220 | 1 |  | 6.301 | KG | 1881.85 | 1881.85 | MC05 | MC05 | SIMOTICS S Synchronous motor 1FK7-HD PN=1.2kW; UDC=600V M0=3.5Nm (100K); NN=4500rpm; Naturally cooled FRAME SIZE IMB 5 (IM V1, IM V3) FLANGE 1 POWER CONNECTOR ROTATABLE ABSOLUTE ENCODER 24 BIT + 12 BIT MULTITURN WITH DRIVE-CLIQ INTERFACE (ENCODER AM24DQI) SHAFT WITH FITTED KEY, TOLERANCE N; WITH HOLDING BRAKE PROTECTION CLASS IP65, X02: PAINT FINISH CREAM WHITE RAL9001 | - | 0 | 0
1FK7043-4CH71-1CB2 |  | 1FK7043-4CH71-1CB2 | 1 | UN | 1 | 15 | C | D | N | N | 85015220 | 1 |  | 6.3 | KG | 1819.51 | 1819.51 | MC05 | MC05 | SIMOTICS S Synchronous motor 1FK7-HD PN=1.2kW; UDC=600V M0=3.5Nm (100K); NN=4500rpm; Naturally cooled FRAME SIZE IMB 5 (IM V1, IM V3) FLANGE 1 POWER CONNECTOR ROTATABLE ABSOLUTE ENCODER 24 BIT + 12 BIT MULTITURN WITH DRIVE-CLIQ INTERFACE (ENCODER AM24DQI) SHAFT WITH FITTED KEY, TOLERANCE N; WITH HOLDING BRAKE PROTECTION CLASS IP65, FLANGE ON DRIVE END IP67; | - | 0 | 0
1FK7043-4CH71-1CG0 |  | 1FK7043-4CH71-1CG0 | 1 | UN | 1 | 15 | C | D | N | N | 85015220 | 1 |  | 6.001 | KG | 1525.72 | 1525.72 | MC05 | MC05 | SIMOTICS S Synchronous motor 1FK7-HD PN=1.2kW; UDC=600V M0=3.5Nm (100K); NN=4500rpm; Naturally cooled FRAME SIZE IMB 5 (IM V1, IM V3) FLANGE 1 POWER CONNECTOR ROTATABLE ABSOLUTE ENCODER 24 BIT + 12 BIT MULTITURN WITH DRIVE-CLIQ INTERFACE (ENCODER AM24DQI) PLAIN SHAFT, TOLERANCE N; W/O HOLDING BRAKE PROTECTION CLASS IP64; | - | 0 | 0
1FK7043-4CH71-1CG0-Z | V42 | 1FK7043-4CH71-1CG0-ZV42 | 1 | UN | 1 | 15 | C | D | N | N | 85015220 | 1 |  | 9.801 | KG | 2414.5 | 2414.5 | MC05 | MC05 | SIMOTICS S Synchronous motor 1FK7-HD PN=1.2kW; UDC=600V M0=3.5Nm (100K); NN=4500rpm; Naturally cooled FRAME SIZE IMB 5 (IM V1, IM V3) FLANGE 1 POWER CONNECTOR ROTATABLE ABSOLUTE ENCODER 24 BIT + 12 BIT MULTITURN WITH DRIVE-CLIQ INTERFACE (ENCODER AM24DQI) PLAIN SHAFT, TOLERANCE N; W/O HOLDING BRAKE PROTECTION CLASS IP64; V42: ALPHA NP, NP 025 Planetary gear unit 1-stage, i=10, with feather key | - | 0 | 0
1FK7043-4CH71-1CG1 |  | 1FK7043-4CH71-1CG1 | 1 | UN | 1 | 15 | C | D | N | N | 85015220 | 1 |  | 6.001 | KG | 1588.06 | 1588.06 | MC05 | MC05 | SIMOTICS S Synchronous motor 1FK7-HD PN=1.2kW; UDC=600V M0=3.5Nm (100K); NN=4500rpm; Naturally cooled FRAME SIZE IMB 5 (IM V1, IM V3) FLANGE 1 POWER CONNECTOR ROTATABLE ABSOLUTE ENCODER 24 BIT + 12 BIT MULTITURN WITH DRIVE-CLIQ INTERFACE (ENCODER AM24DQI) PLAIN SHAFT, TOLERANCE N; W/O HOLDING BRAKE PROTECTION CLASS IP65, | - | 0 | 0
1FK7043-4CH71-1CG2 |  | 1FK7043-4CH71-1CG2 | 1 | UN | 1 | 15 | C | D | N | N | 85015220 | 1 |  | 6.001 | KG | 1588.06 | 1588.06 | MC05 | MC05 | SIMOTICS S Synchronous motor 1FK7-HD PN=1.2kW; UDC=600V M0=3.5Nm (100K); NN=4500rpm; Naturally cooled FRAME SIZE IMB 5 (IM V1, IM V3) FLANGE 1 POWER CONNECTOR ROTATABLE ABSOLUTE ENCODER 24 BIT + 12 BIT MULTITURN WITH DRIVE-CLIQ INTERFACE (ENCODER AM24DQI) PLAIN SHAFT, TOLERANCE N; W/O HOLDING BRAKE PROTECTION CLASS IP65, FLANGE ON DRIVE END IP67; | - | 0 | 0
1FK7043-4CH71-1CH0 |  | 1FK7043-4CH71-1CH0 | 1 | UN | 1 | 15 | C | D | N | N | 85015220 | 1 |  | 6.3 | KG | 1698.19 | 1698.19 | MC05 | MC05 | SIMOTICS S Synchronous motor 1FK7-HD PN=1.2kW; UDC=600V M0=3.5Nm (100K); NN=4500rpm; Naturally cooled FRAME SIZE IMB 5 (IM V1, IM V3) FLANGE 1 POWER CONNECTOR ROTATABLE ABSOLUTE ENCODER 24 BIT + 12 BIT MULTITURN WITH DRIVE-CLIQ INTERFACE (ENCODER AM24DQI) PLAIN SHAFT, TOLERANCE N; WITH HOLDING BRAKE PROTECTION CLASS IP64; | - | 0 | 0
1FK7043-4CH71-1CH1 |  | 1FK7043-4CH71-1CH1 | 1 | UN | 1 | 15 | C | D | N | N | 85015220 | 1 |  | 6.3 | KG | 1760.53 | 1760.53 | MC05 | MC05 | SIMOTICS S Synchronous motor 1FK7-HD PN=1.2kW; UDC=600V M0=3.5Nm (100K); NN=4500rpm; Naturally cooled FRAME SIZE IMB 5 (IM V1, IM V3) FLANGE 1 POWER CONNECTOR ROTATABLE ABSOLUTE ENCODER 24 BIT + 12 BIT MULTITURN WITH DRIVE-CLIQ INTERFACE (ENCODER AM24DQI) PLAIN SHAFT, TOLERANCE N; WITH HOLDING BRAKE PROTECTION CLASS IP65, | - | 0 | 0
1FK7043-4CH71-1CH2 |  | 1FK7043-4CH71-1CH2 | 1 | UN | 1 | 15 | C | D | N | N | 85015220 | 1 |  | 6.3 | KG | 1760.53 | 1760.53 | MC05 | MC05 | SIMOTICS S Synchronous motor 1FK7-HD PN=1.2kW; UDC=600V M0=3.5Nm (100K); NN=4500rpm; Naturally cooled FRAME SIZE IMB 5 (IM V1, IM V3) FLANGE 1 POWER CONNECTOR ROTATABLE ABSOLUTE ENCODER 24 BIT + 12 BIT MULTITURN WITH DRIVE-CLIQ INTERFACE (ENCODER AM24DQI) PLAIN SHAFT, TOLERANCE N; WITH HOLDING BRAKE PROTECTION CLASS IP65, FLANGE ON DRIVE END IP67; | - | 0 | 0
1FK7043-4CH71-1DB0 |  | 1FK7043-4CH71-1DB0 | 1 | UN | 1 | 15 | C | D | N | N | 85015220 | 1 |  | 6.301 | KG | 1564.44 | 1564.44 | MC05 | MC05 | SIMOTICS S Synchronous motor 1FK7-HD PN=1.2kW; UDC=600V M0=3.5Nm (100K); NN=4500rpm; Naturally cooled FRAME SIZE IMB 5 (IM V1, IM V3) FLANGE 1 POWER CONNECTOR ROTATABLE INCREMENTAL ENCODER 22 BIT WITH DRIVE-CLIQ INTERFACE (ENCODER IC22DQ) SHAFT WITH FITTED KEY, TOLERANCE N; WITH HOLDING BRAKE PROTECTION CLASS IP64; | - | 0 | 0
1FK7043-4CH71-1EA0 |  | 1FK7043-4CH71-1EA0 | 1 | UN | 1 | 15 | C | D | N | N | 85015220 | 1 |  | 6.001 | KG | 1424.03 | 1424.03 | MC05 | MC05 | SIMOTICS S Synchronous motor 1FK7-HD PN=1.2kW; UDC=600V M0=3.5Nm (100K); NN=4500rpm; Naturally cooled FRAME SIZE IMB 5 (IM V1, IM V3) FLANGE 1, WITH KTY TEMPERATURESENSOR POWER CONNECTOR ROTATABLE ABSOLUTE ENCODERR 2048 S/R + 4096 UMDREHUNGEN MULTITURN, WITH ENDAT-SCHNITTSTELLE (ENCODER AM2048S/R) SHAFT WITH FITTED KEY, TOLERANCE N; W/O HOLDING BRAKE PROTECTION CLASS IP64; | - | 0 | 0
1FK7043-4CH71-1EA1 |  | 1FK7043-4CH71-1EA1 | 1 | UN | 1 | 15 | C | D | N | N | 85015220 | 1 |  | 6.001 | KG | 1486.37 | 1486.37 | MC05 | MC05 | SIMOTICS S Synchronous motor 1FK7-HD PN=1.2kW; UDC=600V M0=3.5Nm (100K); NN=4500rpm; Naturally cooled FRAME SIZE IMB 5 (IM V1, IM V3) FLANGE 1, WITH KTY TEMPERATURESENSOR POWER CONNECTOR ROTATABLE ABSOLUTE ENCODERR 2048 S/R + 4096 UMDREHUNGEN MULTITURN, WITH ENDAT-SCHNITTSTELLE (ENCODER AM2048S/R) SHAFT WITH FITTED KEY, TOLERANCE N; W/O HOLDING BRAKE PROTECTION CLASS IP65, | - | 0 | 0
1FK7043-4CH71-1EA2 |  | 1FK7043-4CH71-1EA2 | 1 | UN | 1 | 15 | C | D | N | N | 85015220 | 1 |  | 6.001 | KG | 1486.37 | 1486.37 | MC05 | MC05 | SIMOTICS S Synchronous motor 1FK7-HD PN=1.2kW; UDC=600V M0=3.5Nm (100K); NN=4500rpm; Naturally cooled FRAME SIZE IMB 5 (IM V1, IM V3) FLANGE 1, WITH KTY TEMPERATURESENSOR POWER CONNECTOR ROTATABLE ABSOLUTE ENCODERR 2048 S/R + 4096 UMDREHUNGEN MULTITURN, WITH ENDAT-SCHNITTSTELLE (ENCODER AM2048S/R) SHAFT WITH FITTED KEY, TOLERANCE N; W/O HOLDING BRAKE PROTECTION CLASS IP65, FLANGE ON DRIVE END IP67; | - | 0 | 0
1FK7043-4CH71-1EB0 |  | 1FK7043-4CH71-1EB0 | 1 | UN | 1 | 15 | C | D | N | N | 85015220 | 1 |  | 6.3 | KG | 1597.99 | 1597.99 | MC05 | MC05 | SIMOTICS S Synchronous motor 1FK7-HD PN=1.2kW; UDC=600V M0=3.5Nm (100K); NN=4500rpm; Naturally cooled FRAME SIZE IMB 5 (IM V1, IM V3) FLANGE 1, WITH KTY TEMPERATURESENSOR POWER CONNECTOR ROTATABLE ABSOLUTE ENCODERR 2048 S/R + 4096 UMDREHUNGEN MULTITURN, WITH ENDAT-SCHNITTSTELLE (ENCODER AM2048S/R) SHAFT WITH FITTED KEY, TOLERANCE N; WITH HOLDING BRAKE PROTECTION CLASS IP64; | - | 0 | 0
1FK7043-4CH71-1EB1 |  | 1FK7043-4CH71-1EB1 | 1 | UN | 1 | 15 | C | D | N | N | 85015220 | 1 |  | 6.3 | KG | 1660.33 | 1660.33 | MC05 | MC05 | SIMOTICS S Synchronous motor 1FK7-HD PN=1.2kW; UDC=600V M0=3.5Nm (100K); NN=4500rpm; Naturally cooled FRAME SIZE IMB 5 (IM V1, IM V3) FLANGE 1, WITH KTY TEMPERATURESENSOR POWER CONNECTOR ROTATABLE ABSOLUTE ENCODERR 2048 S/R + 4096 UMDREHUNGEN MULTITURN, WITH ENDAT-SCHNITTSTELLE (ENCODER AM2048S/R) SHAFT WITH FITTED KEY, TOLERANCE N; WITH HOLDING BRAKE PROTECTION CLASS IP65, | - | 0 | 0
1FK7043-4CH71-1EB2 |  | 1FK7043-4CH71-1EB2 | 1 | UN | 1 | 15 | C | D | N | N | 85015220 | 1 |  | 6.3 | KG | 1660.33 | 1660.33 | MC05 | MC05 | SIMOTICS S Synchronous motor 1FK7-HD PN=1.2kW; UDC=600V M0=3.5Nm (100K); NN=4500rpm; Naturally cooled FRAME SIZE IMB 5 (IM V1, IM V3) FLANGE 1, WITH KTY TEMPERATURESENSOR POWER CONNECTOR ROTATABLE ABSOLUTE ENCODERR 2048 S/R + 4096 UMDREHUNGEN MULTITURN, WITH ENDAT-SCHNITTSTELLE (ENCODER AM2048S/R) SHAFT WITH FITTED KEY, TOLERANCE N; WITH HOLDING BRAKE PROTECTION CLASS IP65, FLANGE ON DRIVE END IP67; | - | 0 | 0
1FK7043-4CH71-1EG0 |  | 1FK7043-4CH71-1EG0 | 1 | UN | 1 | 15 | C | D | N | N | 85015220 | 1 |  | 6.001 | KG | 1366.54 | 1366.54 | MC05 | MC05 | SIMOTICS S Synchronous motor 1FK7-HD PN=1.2kW; UDC=600V M0=3.5Nm (100K); NN=4500rpm; Naturally cooled FRAME SIZE IMB 5 (IM V1, IM V3) FLANGE 1, WITH KTY TEMPERATURESENSOR POWER CONNECTOR ROTATABLE ABSOLUTE ENCODERR 2048 S/R + 4096 UMDREHUNGEN MULTITURN, WITH ENDAT-SCHNITTSTELLE (ENCODER AM2048S/R) PLAIN SHAFT, TOLERANCE N; W/O HOLDING BRAKE PROTECTION CLASS IP64; | - | 0 | 0
1FK7043-4CH71-1EG1 |  | 1FK7043-4CH71-1EG1 | 1 | UN | 1 | 15 | C | D | N | N | 85015220 | 1 |  | 6.001 | KG | 1428.88 | 1428.88 | MC05 | MC05 | SIMOTICS S Synchronous motor 1FK7-HD PN=1.2kW; UDC=600V M0=3.5Nm (100K); NN=4500rpm; Naturally cooled FRAME SIZE IMB 5 (IM V1, IM V3) FLANGE 1, WITH KTY TEMPERATURESENSOR POWER CONNECTOR ROTATABLE ABSOLUTE ENCODERR 2048 S/R + 4096 UMDREHUNGEN MULTITURN, WITH ENDAT-SCHNITTSTELLE (ENCODER AM2048S/R) PLAIN SHAFT, TOLERANCE N; W/O HOLDING BRAKE PROTECTION CLASS IP65, | - | 0 | 0
1FK7043-4CH71-1EG2 |  | 1FK7043-4CH71-1EG2 | 1 | UN | 1 | 15 | C | D | N | N | 85015220 | 1 |  | 6.001 | KG | 1428.88 | 1428.88 | MC05 | MC05 | SIMOTICS S Synchronous motor 1FK7-HD PN=1.2kW; UDC=600V M0=3.5Nm (100K); NN=4500rpm; Naturally cooled FRAME SIZE IMB 5 (IM V1, IM V3) FLANGE 1, WITH KTY TEMPERATURESENSOR POWER CONNECTOR ROTATABLE ABSOLUTE ENCODERR 2048 S/R + 4096 UMDREHUNGEN MULTITURN, WITH ENDAT-SCHNITTSTELLE (ENCODER AM2048S/R) PLAIN SHAFT, TOLERANCE N; W/O HOLDING BRAKE PROTECTION CLASS IP65, FLANGE ON DRIVE END IP67; | - | 0 | 0
1FK7043-4CH71-1EH0 |  | 1FK7043-4CH71-1EH0 | 1 | UN | 1 | 15 | C | D | N | N | 85015220 | 1 |  | 6.3 | KG | 1539.01 | 1539.01 | MC05 | MC05 | SIMOTICS S Synchronous motor 1FK7-HD PN=1.2kW; UDC=600V M0=3.5Nm (100K); NN=4500rpm; Naturally cooled FRAME SIZE IMB 5 (IM V1, IM V3) FLANGE 1, WITH KTY TEMPERATURESENSOR POWER CONNECTOR ROTATABLE ABSOLUTE ENCODERR 2048 S/R + 4096 UMDREHUNGEN MULTITURN, WITH ENDAT-SCHNITTSTELLE (ENCODER AM2048S/R) PLAIN SHAFT, TOLERANCE N; WITH HOLDING BRAKE PROTECTION CLASS IP64; | - | 0 | 0
1FK7043-4CH71-1EH1 |  | 1FK7043-4CH71-1EH1 | 1 | UN | 1 | 15 | C | D | N | N | 85015220 | 1 |  | 6.3 | KG | 1601.35 | 1601.35 | MC05 | MC05 | SIMOTICS S Synchronous motor 1FK7-HD PN=1.2kW; UDC=600V M0=3.5Nm (100K); NN=4500rpm; Naturally cooled FRAME SIZE IMB 5 (IM V1, IM V3) FLANGE 1, WITH KTY TEMPERATURESENSOR POWER CONNECTOR ROTATABLE ABSOLUTE ENCODERR 2048 S/R + 4096 UMDREHUNGEN MULTITURN, WITH ENDAT-SCHNITTSTELLE (ENCODER AM2048S/R) PLAIN SHAFT, TOLERANCE N; WITH HOLDING BRAKE PROTECTION CLASS IP65, | - | 0 | 0
1FK7043-4CH71-1EH2 |  | 1FK7043-4CH71-1EH2 | 1 | UN | 1 | 15 | C | D | N | N | 85015220 | 1 |  | 6.3 | KG | 1601.35 | 1601.35 | MC05 | MC05 | SIMOTICS S Synchronous motor 1FK7-HD PN=1.2kW; UDC=600V M0=3.5Nm (100K); NN=4500rpm; Naturally cooled FRAME SIZE IMB 5 (IM V1, IM V3) FLANGE 1, WITH KTY TEMPERATURESENSOR POWER CONNECTOR ROTATABLE ABSOLUTE ENCODERR 2048 S/R + 4096 UMDREHUNGEN MULTITURN, WITH ENDAT-SCHNITTSTELLE (ENCODER AM2048S/R) PLAIN SHAFT, TOLERANCE N; WITH HOLDING BRAKE PROTECTION CLASS IP65, FLANGE ON DRIVE END IP67; | - | 0 | 0
1FK7043-4CH71-1FH0 |  | 1FK7043-4CH71-1FH0 | 1 | UN | 1 | 15 | C | D | N | N | 85015220 | 1 |  | 6.3 | KG | 1751.63 | 1751.63 | MC05 | MC05 | SIMOTICS S Synchronous motor 1FK7-HD PN=1.2kW; UDC=600V M0=3.5Nm (100K); NN=4500rpm; Naturally cooled FRAME SIZE IMB 5 (IM V1, IM V3) FLANGE 1 POWER CONNECTOR ROTATABLE ABSOLUTE ENCODER 22BIT + 12 BIT MULTITURN, WITH DRIVE-CLIQ INTERFACE (ENCODER AM22DQ) PLAIN SHAFT, TOLERANCE N; WITH HOLDING BRAKE PROTECTION CLASS IP64; | - | 0 | 0
1FK7043-4CH71-1PA0 |  | 1FK7043-4CH71-1PA0 | 1 | UN | 1 | 15 | C | D | N | N | 85015220 | 1 |  | 6.101 | KG | 946.41 | 946.41 | MC05 | MC05 | SIMOTICS S Synchronous motor 1FK7-HD PN=1.2kW; UDC=600V M0=3.5Nm (100K); NN=4500rpm; Naturally cooled FRAME SIZE IMB 5 (IM V1, IM V3) FLANGE 1 POWER CONNECTOR ROTATABLE RESOLVER 2-POLE, WITH DRIVE CLIQ-INTERFACE SHAFT WITH FITTED KEY, TOLERANCE N; W/O HOLDING BRAKE PROTECTION CLASS IP64; | - | 0 | 0
1FK7043-4CH71-1PA1 |  | 1FK7043-4CH71-1PA1 | 1 | UN | 1 | 15 | C | D | N | N | 85015220 | 1 |  | 6.101 | KG | 1008.75 | 1008.75 | MC05 | MC05 | SIMOTICS S Synchronous motor 1FK7-HD PN=1.2kW; UDC=600V M0=3.5Nm (100K); NN=4500rpm; Naturally cooled FRAME SIZE IMB 5 (IM V1, IM V3) FLANGE 1 POWER CONNECTOR ROTATABLE RESOLVER 2-POLE, WITH DRIVE CLIQ-INTERFACE SHAFT WITH FITTED KEY, TOLERANCE N; W/O HOLDING BRAKE PROTECTION CLASS IP65, | - | 0 | 0
1FK7043-4CH71-1PA2 |  | 1FK7043-4CH71-1PA2 | 1 | UN | 1 | 15 | C | D | N | N | 85015220 | 1 |  | 6.101 | KG | 1008.75 | 1008.75 | MC05 | MC05 | SIMOTICS S Synchronous motor 1FK7-HD PN=1.2kW; UDC=600V M0=3.5Nm (100K); NN=4500rpm; Naturally cooled FRAME SIZE IMB 5 (IM V1, IM V3) FLANGE 1 POWER CONNECTOR ROTATABLE RESOLVER 2-POLE, WITH DRIVE CLIQ-INTERFACE SHAFT WITH FITTED KEY, TOLERANCE N; W/O HOLDING BRAKE PROTECTION CLASS IP65, FLANGE ON DRIVE END IP67; | - | 0 | 0
1FK7043-4CH71-1PB0 |  | 1FK7043-4CH71-1PB0 | 1 | UN | 1 | 15 | C | D | N | N | 85015220 | 1 |  | 6.4 | KG | 1120.37 | 1120.37 | MC05 | MC05 | SIMOTICS S Synchronous motor 1FK7-HD PN=1.2kW; UDC=600V M0=3.5Nm (100K); NN=4500rpm; Naturally cooled FRAME SIZE IMB 5 (IM V1, IM V3) FLANGE 1 POWER CONNECTOR ROTATABLE RESOLVER 2-POLE, WITH DRIVE CLIQ-INTERFACE SHAFT WITH FITTED KEY, TOLERANCE N; WITH HOLDING BRAKE PROTECTION CLASS IP64; | - | 0 | 0
1FK7043-4CH71-1PB1 |  | 1FK7043-4CH71-1PB1 | 1 | UN | 1 | 15 | C | D | N | N | 85015220 | 1 |  | 6.4 | KG | 1182.71 | 1182.71 | MC05 | MC05 | SIMOTICS S Synchronous motor 1FK7-HD PN=1.2kW; UDC=600V M0=3.5Nm (100K); NN=4500rpm; Naturally cooled FRAME SIZE IMB 5 (IM V1, IM V3) FLANGE 1 POWER CONNECTOR ROTATABLE RESOLVER 2-POLE, WITH DRIVE CLIQ-INTERFACE SHAFT WITH FITTED KEY, TOLERANCE N; WITH HOLDING BRAKE PROTECTION CLASS IP65, | - | 0 | 0
1FK7043-4CH71-1PB2 |  | 1FK7043-4CH71-1PB2 | 1 | UN | 1 | 15 | C | D | N | N | 85015220 | 1 |  | 6.4 | KG | 1182.71 | 1182.71 | MC05 | MC05 | SIMOTICS S Synchronous motor 1FK7-HD PN=1.2kW; UDC=600V M0=3.5Nm (100K); NN=4500rpm; Naturally cooled FRAME SIZE IMB 5 (IM V1, IM V3) FLANGE 1 POWER CONNECTOR ROTATABLE RESOLVER 2-POLE, WITH DRIVE CLIQ-INTERFACE SHAFT WITH FITTED KEY, TOLERANCE N; WITH HOLDING BRAKE PROTECTION CLASS IP65, FLANGE ON DRIVE END IP67; | - | 0 | 0
1FK7043-4CH71-1PG0 |  | 1FK7043-4CH71-1PG0 | 1 | UN | 1 | 15 | C | D | N | N | 85015220 | 1 |  | 6.101 | KG | 888.92 | 888.92 | MC05 | MC05 | SIMOTICS S Synchronous motor 1FK7-HD PN=1.2kW; UDC=600V M0=3.5Nm (100K); NN=4500rpm; Naturally cooled FRAME SIZE IMB 5 (IM V1, IM V3) FLANGE 1 POWER CONNECTOR ROTATABLE RESOLVER 2-POLE, WITH DRIVE CLIQ-INTERFACE PLAIN SHAFT, TOLERANCE N; W/O HOLDING BRAKE PROTECTION CLASS IP64; | - | 0 | 0
1FK7043-4CH71-1PG1 |  | 1FK7043-4CH71-1PG1 | 1 | UN | 1 | 15 | C | D | N | N | 85015220 | 1 |  | 6.101 | KG | 951.26 | 951.26 | MC05 | MC05 | SIMOTICS S Synchronous motor 1FK7-HD PN=1.2kW; UDC=600V M0=3.5Nm (100K); NN=4500rpm; Naturally cooled FRAME SIZE IMB 5 (IM V1, IM V3) FLANGE 1 POWER CONNECTOR ROTATABLE RESOLVER 2-POLE, WITH DRIVE CLIQ-INTERFACE PLAIN SHAFT, TOLERANCE N; W/O HOLDING BRAKE PROTECTION CLASS IP65, | - | 0 | 0
1FK7043-4CH71-1PG2 |  | 1FK7043-4CH71-1PG2 | 1 | UN | 1 | 15 | C | D | N | N | 85015220 | 1 |  | 6.101 | KG | 951.26 | 951.26 | MC05 | MC05 | SIMOTICS S Synchronous motor 1FK7-HD PN=1.2kW; UDC=600V M0=3.5Nm (100K); NN=4500rpm; Naturally cooled FRAME SIZE IMB 5 (IM V1, IM V3) FLANGE 1 POWER CONNECTOR ROTATABLE RESOLVER 2-POLE, WITH DRIVE CLIQ-INTERFACE PLAIN SHAFT, TOLERANCE N; W/O HOLDING BRAKE PROTECTION CLASS IP65, FLANGE ON DRIVE END IP67; | - | 0 | 0
1FK7043-4CH71-1PH0 |  | 1FK7043-4CH71-1PH0 | 1 | UN | 1 | 15 | C | D | N | N | 85015220 | 1 |  | 6.4 | KG | 1061.39 | 1061.39 | MC05 | MC05 | SIMOTICS S Synchronous motor 1FK7-HD PN=1.2kW; UDC=600V M0=3.5Nm (100K); NN=4500rpm; Naturally cooled FRAME SIZE IMB 5 (IM V1, IM V3) FLANGE 1 POWER CONNECTOR ROTATABLE RESOLVER 2-POLE, WITH DRIVE CLIQ-INTERFACE PLAIN SHAFT, TOLERANCE N; WITH HOLDING BRAKE PROTECTION CLASS IP64; | - | 0 | 0
1FK7043-4CH71-1PH1 |  | 1FK7043-4CH71-1PH1 | 1 | UN | 1 | 15 | C | D | N | N | 85015220 | 1 |  | 6.4 | KG | 1123.73 | 1123.73 | MC05 | MC05 | SIMOTICS S Synchronous motor 1FK7-HD PN=1.2kW; UDC=600V M0=3.5Nm (100K); NN=4500rpm; Naturally cooled FRAME SIZE IMB 5 (IM V1, IM V3) FLANGE 1 POWER CONNECTOR ROTATABLE RESOLVER 2-POLE, WITH DRIVE CLIQ-INTERFACE PLAIN SHAFT, TOLERANCE N; WITH HOLDING BRAKE PROTECTION CLASS IP65, | - | 0 | 0
1FK7043-4CH71-1PH2 |  | 1FK7043-4CH71-1PH2 | 1 | UN | 1 | 15 | C | D | N | N | 85015220 | 1 |  | 6.4 | KG | 1123.73 | 1123.73 | MC05 | MC05 | SIMOTICS S Synchronous motor 1FK7-HD PN=1.2kW; UDC=600V M0=3.5Nm (100K); NN=4500rpm; Naturally cooled FRAME SIZE IMB 5 (IM V1, IM V3) FLANGE 1 POWER CONNECTOR ROTATABLE RESOLVER 2-POLE, WITH DRIVE CLIQ-INTERFACE PLAIN SHAFT, TOLERANCE N; WITH HOLDING BRAKE PROTECTION CLASS IP65, FLANGE ON DRIVE END IP67; | - | 0 | 0
1FK7043-4CH71-1QA0 |  | 1FK7043-4CH71-1QA0 | 1 | UN | 1 | 15 | C | D | N | N | 85015220 | 1 |  | 6.001 | KG | 1015.11 | 1015.11 | MC05 | MC05 | SIMOTICS S Synchronous motor 1FK7-HD PN=1.2kW; UDC=600V M0=3.5Nm (100K); NN=4500rpm; Naturally cooled FRAME SIZE IMB 5 (IM V1, IM V3) FLANGE 1 POWER CONNECTOR ROTATABLE ABSOLUTE ENCODER SINGLETURN 20 BIT WITH DRIVE-CLIQ INTERFACE (ENCODER AS20DQI) SHAFT WITH FITTED KEY, TOLERANCE N; W/O HOLDING BRAKE PROTECTION CLASS IP64; | - | 0 | 0
1FK7043-4CH71-1QA1 |  | 1FK7043-4CH71-1QA1 | 1 | UN | 1 | 15 | C | D | N | N | 85015220 | 1 |  | 6.001 | KG | 1077.45 | 1077.45 | MC05 | MC05 | SIMOTICS S Synchronous motor 1FK7-HD PN=1.2kW; UDC=600V M0=3.5Nm (100K); NN=4500rpm; Naturally cooled FRAME SIZE IMB 5 (IM V1, IM V3) FLANGE 1 POWER CONNECTOR ROTATABLE ABSOLUTE ENCODER SINGLETURN 20 BIT WITH DRIVE-CLIQ INTERFACE (ENCODER AS20DQI) SHAFT WITH FITTED KEY, TOLERANCE N; W/O HOLDING BRAKE PROTECTION CLASS IP65, | - | 0 | 0
1FK7043-4CH71-1QA2 |  | 1FK7043-4CH71-1QA2 | 1 | UN | 1 | 15 | C | D | N | N | 85015220 | 1 |  | 6.001 | KG | 1077.45 | 1077.45 | MC05 | MC05 | SIMOTICS S Synchronous motor 1FK7-HD PN=1.2kW; UDC=600V M0=3.5Nm (100K); NN=4500rpm; Naturally cooled FRAME SIZE IMB 5 (IM V1, IM V3) FLANGE 1 POWER CONNECTOR ROTATABLE ABSOLUTE ENCODER SINGLETURN 20 BIT WITH DRIVE-CLIQ INTERFACE (ENCODER AS20DQI) SHAFT WITH FITTED KEY, TOLERANCE N; W/O HOLDING BRAKE PROTECTION CLASS IP65, FLANGE ON DRIVE END IP67; | - | 0 | 0
1FK7043-4CH71-1QB0 |  | 1FK7043-4CH71-1QB0 | 1 | UN | 1 | 15 | C | D | N | N | 85015220 | 1 |  | 6.3 | KG | 1189.07 | 1189.07 | MC05 | MC05 | SIMOTICS S Synchronous motor 1FK7-HD PN=1.2kW; UDC=600V M0=3.5Nm (100K); NN=4500rpm; Naturally cooled FRAME SIZE IMB 5 (IM V1, IM V3) FLANGE 1 POWER CONNECTOR ROTATABLE ABSOLUTE ENCODER SINGLETURN 20 BIT WITH DRIVE-CLIQ INTERFACE (ENCODER AS20DQI) SHAFT WITH FITTED KEY, TOLERANCE N; WITH HOLDING BRAKE PROTECTION CLASS IP64; | - | 0 | 0
1FK7043-4CH71-1QB1 |  | 1FK7043-4CH71-1QB1 | 1 | UN | 1 | 15 | C | D | N | N | 85015220 | 1 |  | 6.3 | KG | 1251.41 | 1251.41 | MC05 | MC05 | SIMOTICS S Synchronous motor 1FK7-HD PN=1.2kW; UDC=600V M0=3.5Nm (100K); NN=4500rpm; Naturally cooled FRAME SIZE IMB 5 (IM V1, IM V3) FLANGE 1 POWER CONNECTOR ROTATABLE ABSOLUTE ENCODER SINGLETURN 20 BIT WITH DRIVE-CLIQ INTERFACE (ENCODER AS20DQI) SHAFT WITH FITTED KEY, TOLERANCE N; WITH HOLDING BRAKE PROTECTION CLASS IP65, | - | 0 | 0
1FK7043-4CH71-1QB2 |  | 1FK7043-4CH71-1QB2 | 1 | UN | 1 | 15 | C | D | N | N | 85015220 | 1 |  | 6.3 | KG | 1251.41 | 1251.41 | MC05 | MC05 | SIMOTICS S Synchronous motor 1FK7-HD PN=1.2kW; UDC=600V M0=3.5Nm (100K); NN=4500rpm; Naturally cooled FRAME SIZE IMB 5 (IM V1, IM V3) FLANGE 1 POWER CONNECTOR ROTATABLE ABSOLUTE ENCODER SINGLETURN 20 BIT WITH DRIVE-CLIQ INTERFACE (ENCODER AS20DQI) SHAFT WITH FITTED KEY, TOLERANCE N; WITH HOLDING BRAKE PROTECTION CLASS IP65, FLANGE ON DRIVE END IP67; | - | 0 | 0
1FK7043-4CH71-1QG0 |  | 1FK7043-4CH71-1QG0 | 1 | UN | 1 | 15 | C | D | N | N | 85015220 | 1 |  | 6.001 | KG | 957.62 | 957.62 | MC05 | MC05 | SIMOTICS S Synchronous motor 1FK7-HD PN=1.2kW; UDC=600V M0=3.5Nm (100K); NN=4500rpm; Naturally cooled FRAME SIZE IMB 5 (IM V1, IM V3) FLANGE 1 POWER CONNECTOR ROTATABLE ABSOLUTE ENCODER SINGLETURN 20 BIT WITH DRIVE-CLIQ INTERFACE (ENCODER AS20DQI) PLAIN SHAFT, TOLERANCE N; W/O HOLDING BRAKE PROTECTION CLASS IP64; | - | 0 | 0
1FK7043-4CH71-1QG0-Z | X05 | 1FK7043-4CH71-1QG0-ZX05 | 1 | UN | 1 | 15 | C | D | N | N | 85015220 | 1 |  | 6.002 | KG | 1019.96 | 1019.96 | MC05 | MC05 | SIMOTICS S Synchronous motor 1FK7-HD PN=1.2kW; UDC=600V M0=3.5Nm (100K); NN=4500rpm; Naturally cooled FRAME SIZE IMB 5 (IM V1, IM V3) FLANGE 1 POWER CONNECTOR ROTATABLE ABSOLUTE ENCODER SINGLETURN 20 BIT WITH DRIVE-CLIQ INTERFACE (ENCODER AS20DQI) PLAIN SHAFT, TOLERANCE N; W/O HOLDING BRAKE PROTECTION CLASS IP64; X05: PAINT FINISH SKY BLUE RAL5015 | - | 0 | 0
1FK7043-4CH71-1QG1 |  | 1FK7043-4CH71-1QG1 | 1 | UN | 1 | 15 | C | D | N | N | 85015220 | 1 |  | 6.001 | KG | 1019.96 | 1019.96 | MC05 | MC05 | SIMOTICS S Synchronous motor 1FK7-HD PN=1.2kW; UDC=600V M0=3.5Nm (100K); NN=4500rpm; Naturally cooled FRAME SIZE IMB 5 (IM V1, IM V3) FLANGE 1 POWER CONNECTOR ROTATABLE ABSOLUTE ENCODER SINGLETURN 20 BIT WITH DRIVE-CLIQ INTERFACE (ENCODER AS20DQI) PLAIN SHAFT, TOLERANCE N; W/O HOLDING BRAKE PROTECTION CLASS IP65, | - | 0 | 0
1FK7043-4CH71-1QG2 |  | 1FK7043-4CH71-1QG2 | 1 | UN | 1 | 15 | C | D | N | N | 85015220 | 1 |  | 6.001 | KG | 1019.96 | 1019.96 | MC05 | MC05 | SIMOTICS S Synchronous motor 1FK7-HD PN=1.2kW; UDC=600V M0=3.5Nm (100K); NN=4500rpm; Naturally cooled FRAME SIZE IMB 5 (IM V1, IM V3) FLANGE 1 POWER CONNECTOR ROTATABLE ABSOLUTE ENCODER SINGLETURN 20 BIT WITH DRIVE-CLIQ INTERFACE (ENCODER AS20DQI) PLAIN SHAFT, TOLERANCE N; W/O HOLDING BRAKE PROTECTION CLASS IP65, FLANGE ON DRIVE END IP67; | - | 0 | 0
1FK7043-4CH71-1QH0 |  | 1FK7043-4CH71-1QH0 | 1 | UN | 1 | 15 | C | D | N | N | 85015220 | 1 |  | 6.3 | KG | 1130.09 | 1130.09 | MC05 | MC05 | SIMOTICS S Synchronous motor 1FK7-HD PN=1.2kW; UDC=600V M0=3.5Nm (100K); NN=4500rpm; Naturally cooled FRAME SIZE IMB 5 (IM V1, IM V3) FLANGE 1 POWER CONNECTOR ROTATABLE ABSOLUTE ENCODER SINGLETURN 20 BIT WITH DRIVE-CLIQ INTERFACE (ENCODER AS20DQI) PLAIN SHAFT, TOLERANCE N; WITH HOLDING BRAKE PROTECTION CLASS IP64; | - | 0 | 0
1FK7043-4CH71-1QH1 |  | 1FK7043-4CH71-1QH1 | 1 | UN | 1 | 15 | C | D | N | N | 85015220 | 1 |  | 6.3 | KG | 1192.43 | 1192.43 | MC05 | MC05 | SIMOTICS S Synchronous motor 1FK7-HD PN=1.2kW; UDC=600V M0=3.5Nm (100K); NN=4500rpm; Naturally cooled FRAME SIZE IMB 5 (IM V1, IM V3) FLANGE 1 POWER CONNECTOR ROTATABLE ABSOLUTE ENCODER SINGLETURN 20 BIT WITH DRIVE-CLIQ INTERFACE (ENCODER AS20DQI) PLAIN SHAFT, TOLERANCE N; WITH HOLDING BRAKE PROTECTION CLASS IP65, | - | 0 | 0
1FK7043-4CH71-1QH2 |  | 1FK7043-4CH71-1QH2 | 1 | UN | 1 | 15 | C | D | N | N | 85015220 | 1 |  | 6.3 | KG | 1192.43 | 1192.43 | MC05 | MC05 | SIMOTICS S Synchronous motor 1FK7-HD PN=1.2kW; UDC=600V M0=3.5Nm (100K); NN=4500rpm; Naturally cooled FRAME SIZE IMB 5 (IM V1, IM V3) FLANGE 1 POWER CONNECTOR ROTATABLE ABSOLUTE ENCODER SINGLETURN 20 BIT WITH DRIVE-CLIQ INTERFACE (ENCODER AS20DQI) PLAIN SHAFT, TOLERANCE N; WITH HOLDING BRAKE PROTECTION CLASS IP65, FLANGE ON DRIVE END IP67; | - | 0 | 0
1FK7043-4CH71-1RA0 |  | 1FK7043-4CH71-1RA0 | 1 | UN | 1 | 15 | C | D | N | N | 85015220 | 1 |  | 6.001 | KG | 1264.48 | 1264.48 | MC05 | MC05 | SIMOTICS S Synchronous motor 1FK7-HD PN=1.2kW; UDC=600V M0=3.5Nm (100K); NN=4500rpm; Naturally cooled FRAME SIZE IMB 5 (IM V1, IM V3) FLANGE 1 POWER CONNECTOR ROTATABLE ABSOLUTE ENCODER 20 BIT + 12 BIT MULTITURN WITH DRIVE-CLIQ INTERFACE (ENCODER AM20DQI) SHAFT WITH FITTED KEY, TOLERANCE N; W/O HOLDING BRAKE PROTECTION CLASS IP64; | - | 0 | 0
1FK7043-4CH71-1RA1 |  | 1FK7043-4CH71-1RA1 | 1 | UN | 1 | 15 | C | D | N | N | 85015220 | 1 |  | 6.001 | KG | 1326.82 | 1326.82 | MC05 | MC05 | SIMOTICS S Synchronous motor 1FK7-HD PN=1.2kW; UDC=600V M0=3.5Nm (100K); NN=4500rpm; Naturally cooled FRAME SIZE IMB 5 (IM V1, IM V3) FLANGE 1 POWER CONNECTOR ROTATABLE ABSOLUTE ENCODER 20 BIT + 12 BIT MULTITURN WITH DRIVE-CLIQ INTERFACE (ENCODER AM20DQI) SHAFT WITH FITTED KEY, TOLERANCE N; W/O HOLDING BRAKE PROTECTION CLASS IP65, | - | 0 | 0
1FK7043-4CH71-1RA2 |  | 1FK7043-4CH71-1RA2 | 1 | UN | 1 | 15 | C | D | N | N | 85015220 | 1 |  | 6.001 | KG | 1326.82 | 1326.82 | MC05 | MC05 | SIMOTICS S Synchronous motor 1FK7-HD PN=1.2kW; UDC=600V M0=3.5Nm (100K); NN=4500rpm; Naturally cooled FRAME SIZE IMB 5 (IM V1, IM V3) FLANGE 1 POWER CONNECTOR ROTATABLE ABSOLUTE ENCODER 20 BIT + 12 BIT MULTITURN WITH DRIVE-CLIQ INTERFACE (ENCODER AM20DQI) SHAFT WITH FITTED KEY, TOLERANCE N; W/O HOLDING BRAKE PROTECTION CLASS IP65, FLANGE ON DRIVE END IP67; | - | 0 | 0
1FK7043-4CH71-1RB0 |  | 1FK7043-4CH71-1RB0 | 1 | UN | 1 | 15 | C | D | N | N | 85015220 | 1 |  | 6.3 | KG | 1438.44 | 1438.44 | MC05 | MC05 | SIMOTICS S Synchronous motor 1FK7-HD PN=1.2kW; UDC=600V M0=3.5Nm (100K); NN=4500rpm; Naturally cooled FRAME SIZE IMB 5 (IM V1, IM V3) FLANGE 1 POWER CONNECTOR ROTATABLE ABSOLUTE ENCODER 20 BIT + 12 BIT MULTITURN WITH DRIVE-CLIQ INTERFACE (ENCODER AM20DQI) SHAFT WITH FITTED KEY, TOLERANCE N; WITH HOLDING BRAKE PROTECTION CLASS IP64; | - | 0 | 0
1FK7043-4CH71-1RB1 |  | 1FK7043-4CH71-1RB1 | 1 | UN | 1 | 15 | C | D | N | N | 85015220 | 1 |  | 6.3 | KG | 1500.78 | 1500.78 | MC05 | MC05 | SIMOTICS S Synchronous motor 1FK7-HD PN=1.2kW; UDC=600V M0=3.5Nm (100K); NN=4500rpm; Naturally cooled FRAME SIZE IMB 5 (IM V1, IM V3) FLANGE 1 POWER CONNECTOR ROTATABLE ABSOLUTE ENCODER 20 BIT + 12 BIT MULTITURN WITH DRIVE-CLIQ INTERFACE (ENCODER AM20DQI) SHAFT WITH FITTED KEY, TOLERANCE N; WITH HOLDING BRAKE PROTECTION CLASS IP65, | - | 0 | 0
1FK7043-4CH71-1RB2 |  | 1FK7043-4CH71-1RB2 | 1 | UN | 1 | 15 | C | D | N | N | 85015220 | 1 |  | 6.3 | KG | 1500.78 | 1500.78 | MC05 | MC05 | SIMOTICS S Synchronous motor 1FK7-HD PN=1.2kW; UDC=600V M0=3.5Nm (100K); NN=4500rpm; Naturally cooled FRAME SIZE IMB 5 (IM V1, IM V3) FLANGE 1 POWER CONNECTOR ROTATABLE ABSOLUTE ENCODER 20 BIT + 12 BIT MULTITURN WITH DRIVE-CLIQ INTERFACE (ENCODER AM20DQI) SHAFT WITH FITTED KEY, TOLERANCE N; WITH HOLDING BRAKE PROTECTION CLASS IP65, FLANGE ON DRIVE END IP67; | - | 0 | 0
1FK7043-4CH71-1RG0 |  | 1FK7043-4CH71-1RG0 | 1 | UN | 1 | 15 | C | D | N | N | 85015220 | 1 |  | 6.001 | KG | 1206.99 | 1206.99 | MC05 | MC05 | SIMOTICS S Synchronous motor 1FK7-HD PN=1.2kW; UDC=600V M0=3.5Nm (100K); NN=4500rpm; Naturally cooled FRAME SIZE IMB 5 (IM V1, IM V3) FLANGE 1 POWER CONNECTOR ROTATABLE ABSOLUTE ENCODER 20 BIT + 12 BIT MULTITURN WITH DRIVE-CLIQ INTERFACE (ENCODER AM20DQI) PLAIN SHAFT, TOLERANCE N; W/O HOLDING BRAKE PROTECTION CLASS IP64; | - | 0 | 0
1FK7043-4CH71-1RG1 |  | 1FK7043-4CH71-1RG1 | 1 | UN | 1 | 15 | C | D | N | N | 85015220 | 1 |  | 6.001 | KG | 1269.33 | 1269.33 | MC05 | MC05 | SIMOTICS S Synchronous motor 1FK7-HD PN=1.2kW; UDC=600V M0=3.5Nm (100K); NN=4500rpm; Naturally cooled FRAME SIZE IMB 5 (IM V1, IM V3) FLANGE 1 POWER CONNECTOR ROTATABLE ABSOLUTE ENCODER 20 BIT + 12 BIT MULTITURN WITH DRIVE-CLIQ INTERFACE (ENCODER AM20DQI) PLAIN SHAFT, TOLERANCE N; W/O HOLDING BRAKE PROTECTION CLASS IP65, | - | 0 | 0
1FK7043-4CH71-1RG2 |  | 1FK7043-4CH71-1RG2 | 1 | UN | 1 | 15 | C | D | N | N | 85015220 | 1 |  | 6.001 | KG | 1269.33 | 1269.33 | MC05 | MC05 | SIMOTICS S Synchronous motor 1FK7-HD PN=1.2kW; UDC=600V M0=3.5Nm (100K); NN=4500rpm; Naturally cooled FRAME SIZE IMB 5 (IM V1, IM V3) FLANGE 1 POWER CONNECTOR ROTATABLE ABSOLUTE ENCODER 20 BIT + 12 BIT MULTITURN WITH DRIVE-CLIQ INTERFACE (ENCODER AM20DQI) PLAIN SHAFT, TOLERANCE N; W/O HOLDING BRAKE PROTECTION CLASS IP65, FLANGE ON DRIVE END IP67; | - | 0 | 0
1FK7043-4CH71-1RH0 |  | 1FK7043-4CH71-1RH0 | 1 | UN | 1 | 15 | C | D | N | N | 85015220 | 1 |  | 6.3 | KG | 1379.46 | 1379.46 | MC05 | MC05 | SIMOTICS S Synchronous motor 1FK7-HD PN=1.2kW; UDC=600V M0=3.5Nm (100K); NN=4500rpm; Naturally cooled FRAME SIZE IMB 5 (IM V1, IM V3) FLANGE 1 POWER CONNECTOR ROTATABLE ABSOLUTE ENCODER 20 BIT + 12 BIT MULTITURN WITH DRIVE-CLIQ INTERFACE (ENCODER AM20DQI) PLAIN SHAFT, TOLERANCE N; WITH HOLDING BRAKE PROTECTION CLASS IP64; | - | 0 | 0
1FK7043-4CH71-1RH1 |  | 1FK7043-4CH71-1RH1 | 1 | UN | 1 | 15 | C | D | N | N | 85015220 | 1 |  | 6.3 | KG | 1441.8 | 1441.8 | MC05 | MC05 | SIMOTICS S Synchronous motor 1FK7-HD PN=1.2kW; UDC=600V M0=3.5Nm (100K); NN=4500rpm; Naturally cooled FRAME SIZE IMB 5 (IM V1, IM V3) FLANGE 1 POWER CONNECTOR ROTATABLE ABSOLUTE ENCODER 20 BIT + 12 BIT MULTITURN WITH DRIVE-CLIQ INTERFACE (ENCODER AM20DQI) PLAIN SHAFT, TOLERANCE N; WITH HOLDING BRAKE PROTECTION CLASS IP65, | - | 0 | 0
1FK7043-4CH71-1RH2 |  | 1FK7043-4CH71-1RH2 | 1 | UN | 1 | 15 | C | D | N | N | 85015220 | 1 |  | 6.3 | KG | 1441.8 | 1441.8 | MC05 | MC05 | SIMOTICS S Synchronous motor 1FK7-HD PN=1.2kW; UDC=600V M0=3.5Nm (100K); NN=4500rpm; Naturally cooled FRAME SIZE IMB 5 (IM V1, IM V3) FLANGE 1 POWER CONNECTOR ROTATABLE ABSOLUTE ENCODER 20 BIT + 12 BIT MULTITURN WITH DRIVE-CLIQ INTERFACE (ENCODER AM20DQI) PLAIN SHAFT, TOLERANCE N; WITH HOLDING BRAKE PROTECTION CLASS IP65, FLANGE ON DRIVE END IP67; | - | 0 | 0
1FK7043-4CH71-1SA0 |  | 1FK7043-4CH71-1SA0 | 1 | UN | 1 | 15 | C | D | N | N | 85015220 | 1 |  | 6.002 | KG | 785.71 | 785.71 | MC05 | MC05 | SIMOTICS S Synchronous motor 1FK7-HD PN=1.2kW; UDC=600V M0=3.5Nm (100K); NN=4500rpm; Naturally cooled FRAME SIZE IMB 5 (IM V1, IM V3) FLANGE 1, WITH KTY TEMPERATURESENSOR POWER CONNECTOR ROTATABLE RESOLVER MULTI-POLE (RESOLVER P=3); SHAFT WITH FITTED KEY, TOLERANCE N; W/O HOLDING BRAKE PROTECTION CLASS IP64; | - | 0 | 0
1FK7043-4CH71-1SA1 |  | 1FK7043-4CH71-1SA1 | 1 | UN | 1 | 15 | C | D | N | N | 85015220 | 1 |  | 6.002 | KG | 848.05 | 848.05 | MC05 | MC05 | SIMOTICS S Synchronous motor 1FK7-HD PN=1.2kW; UDC=600V M0=3.5Nm (100K); NN=4500rpm; Naturally cooled FRAME SIZE IMB 5 (IM V1, IM V3) FLANGE 1, WITH KTY TEMPERATURESENSOR POWER CONNECTOR ROTATABLE RESOLVER MULTI-POLE (RESOLVER P=3); SHAFT WITH FITTED KEY, TOLERANCE N; W/O HOLDING BRAKE PROTECTION CLASS IP65, | - | 0 | 0
1FK7043-4CH71-1SA2 |  | 1FK7043-4CH71-1SA2 | 1 | UN | 1 | 15 | C | D | N | N | 85015220 | 1 |  | 6.002 | KG | 848.05 | 848.05 | MC05 | MC05 | SIMOTICS S Synchronous motor 1FK7-HD PN=1.2kW; UDC=600V M0=3.5Nm (100K); NN=4500rpm; Naturally cooled FRAME SIZE IMB 5 (IM V1, IM V3) FLANGE 1, WITH KTY TEMPERATURESENSOR POWER CONNECTOR ROTATABLE RESOLVER MULTI-POLE (RESOLVER P=3); SHAFT WITH FITTED KEY, TOLERANCE N; W/O HOLDING BRAKE PROTECTION CLASS IP65, FLANGE ON DRIVE END IP67; | - | 0 | 0
1FK7043-4CH71-1SB0 |  | 1FK7043-4CH71-1SB0 | 1 | UN | 1 | 15 | C | D | N | N | 85015220 | 1 |  | 6.301 | KG | 959.67 | 959.67 | MC05 | MC05 | SIMOTICS S Synchronous motor 1FK7-HD PN=1.2kW; UDC=600V M0=3.5Nm (100K); NN=4500rpm; Naturally cooled FRAME SIZE IMB 5 (IM V1, IM V3) FLANGE 1, WITH KTY TEMPERATURESENSOR POWER CONNECTOR ROTATABLE RESOLVER MULTI-POLE (RESOLVER P=3); SHAFT WITH FITTED KEY, TOLERANCE N; WITH HOLDING BRAKE PROTECTION CLASS IP64; | - | 0 | 0
1FK7043-4CH71-1SB1 |  | 1FK7043-4CH71-1SB1 | 1 | UN | 1 | 15 | C | D | N | N | 85015220 | 1 |  | 6.301 | KG | 1022.01 | 1022.01 | MC05 | MC05 | SIMOTICS S Synchronous motor 1FK7-HD PN=1.2kW; UDC=600V M0=3.5Nm (100K); NN=4500rpm; Naturally cooled FRAME SIZE IMB 5 (IM V1, IM V3) FLANGE 1, WITH KTY TEMPERATURESENSOR POWER CONNECTOR ROTATABLE RESOLVER MULTI-POLE (RESOLVER P=3); SHAFT WITH FITTED KEY, TOLERANCE N; WITH HOLDING BRAKE PROTECTION CLASS IP65, | - | 0 | 0
1FK7043-4CH71-1SB2 |  | 1FK7043-4CH71-1SB2 | 1 | UN | 1 | 15 | C | D | N | N | 85015220 | 1 |  | 6.301 | KG | 1022.01 | 1022.01 | MC05 | MC05 | SIMOTICS S Synchronous motor 1FK7-HD PN=1.2kW; UDC=600V M0=3.5Nm (100K); NN=4500rpm; Naturally cooled FRAME SIZE IMB 5 (IM V1, IM V3) FLANGE 1, WITH KTY TEMPERATURESENSOR POWER CONNECTOR ROTATABLE RESOLVER MULTI-POLE (RESOLVER P=3); SHAFT WITH FITTED KEY, TOLERANCE N; WITH HOLDING BRAKE PROTECTION CLASS IP65, FLANGE ON DRIVE END IP67; | - | 0 | 0
1FK7043-4CH71-1SG0 |  | 1FK7043-4CH71-1SG0 | 1 | UN | 1 | 15 | C | D | N | N | 85015220 | 1 |  | 6.002 | KG | 728.22 | 728.22 | MC05 | MC05 | SIMOTICS S Synchronous motor 1FK7-HD PN=1.2kW; UDC=600V M0=3.5Nm (100K); NN=4500rpm; Naturally cooled FRAME SIZE IMB 5 (IM V1, IM V3) FLANGE 1, WITH KTY TEMPERATURESENSOR POWER CONNECTOR ROTATABLE RESOLVER MULTI-POLE (RESOLVER P=3); PLAIN SHAFT, TOLERANCE N; W/O HOLDING BRAKE PROTECTION CLASS IP64; | - | 0 | 0
1FK7043-4CH71-1SG1 |  | 1FK7043-4CH71-1SG1 | 1 | UN | 1 | 15 | C | D | N | N | 85015220 | 1 |  | 6.002 | KG | 790.56 | 790.56 | MC05 | MC05 | SIMOTICS S Synchronous motor 1FK7-HD PN=1.2kW; UDC=600V M0=3.5Nm (100K); NN=4500rpm; Naturally cooled FRAME SIZE IMB 5 (IM V1, IM V3) FLANGE 1, WITH KTY TEMPERATURESENSOR POWER CONNECTOR ROTATABLE RESOLVER MULTI-POLE (RESOLVER P=3); PLAIN SHAFT, TOLERANCE N; W/O HOLDING BRAKE PROTECTION CLASS IP65, | - | 0 | 0
1FK7043-4CH71-1SG2 |  | 1FK7043-4CH71-1SG2 | 1 | UN | 1 | 15 | C | D | N | N | 85015220 | 1 |  | 6.002 | KG | 790.56 | 790.56 | MC05 | MC05 | SIMOTICS S Synchronous motor 1FK7-HD PN=1.2kW; UDC=600V M0=3.5Nm (100K); NN=4500rpm; Naturally cooled FRAME SIZE IMB 5 (IM V1, IM V3) FLANGE 1, WITH KTY TEMPERATURESENSOR POWER CONNECTOR ROTATABLE RESOLVER MULTI-POLE (RESOLVER P=3); PLAIN SHAFT, TOLERANCE N; W/O HOLDING BRAKE PROTECTION CLASS IP65, FLANGE ON DRIVE END IP67; | - | 0 | 0
1FK7043-4CH71-1SH0 |  | 1FK7043-4CH71-1SH0 | 1 | UN | 1 | 15 | C | D | N | N | 85015220 | 1 |  | 6.301 | KG | 900.69 | 900.69 | MC05 | MC05 | SIMOTICS S Synchronous motor 1FK7-HD PN=1.2kW; UDC=600V M0=3.5Nm (100K); NN=4500rpm; Naturally cooled FRAME SIZE IMB 5 (IM V1, IM V3) FLANGE 1, WITH KTY TEMPERATURESENSOR POWER CONNECTOR ROTATABLE RESOLVER MULTI-POLE (RESOLVER P=3); PLAIN SHAFT, TOLERANCE N; WITH HOLDING BRAKE PROTECTION CLASS IP64; | - | 0 | 0
1FK7043-4CH71-1SH1 |  | 1FK7043-4CH71-1SH1 | 1 | UN | 1 | 15 | C | D | N | N | 85015220 | 1 |  | 6.301 | KG | 963.03 | 963.03 | MC05 | MC05 | SIMOTICS S Synchronous motor 1FK7-HD PN=1.2kW; UDC=600V M0=3.5Nm (100K); NN=4500rpm; Naturally cooled FRAME SIZE IMB 5 (IM V1, IM V3) FLANGE 1, WITH KTY TEMPERATURESENSOR POWER CONNECTOR ROTATABLE RESOLVER MULTI-POLE (RESOLVER P=3); PLAIN SHAFT, TOLERANCE N; WITH HOLDING BRAKE PROTECTION CLASS IP65, | - | 0 | 0
1FK7043-4CH71-1SH2 |  | 1FK7043-4CH71-1SH2 | 1 | UN | 1 | 15 | C | D | N | N | 85015220 | 1 |  | 6.301 | KG | 963.03 | 963.03 | MC05 | MC05 | SIMOTICS S Synchronous motor 1FK7-HD PN=1.2kW; UDC=600V M0=3.5Nm (100K); NN=4500rpm; Naturally cooled FRAME SIZE IMB 5 (IM V1, IM V3) FLANGE 1, WITH KTY TEMPERATURESENSOR POWER CONNECTOR ROTATABLE RESOLVER MULTI-POLE (RESOLVER P=3); PLAIN SHAFT, TOLERANCE N; WITH HOLDING BRAKE PROTECTION CLASS IP65, FLANGE ON DRIVE END IP67; | - | 0 | 0
1FK7043-4CH71-1TA0 |  | 1FK7043-4CH71-1TA0 | 1 | UN | 1 | 15 | C | D | N | N | 85015220 | 1 |  | 6.002 | KG | 785.71 | 785.71 | MC05 | MC05 | SIMOTICS S Synchronous motor 1FK7-HD PN=1.2kW; UDC=600V M0=3.5Nm (100K); NN=4500rpm; Naturally cooled FRAME SIZE IMB 5 (IM V1, IM V3) FLANGE 1, WITH KTY TEMPERATURESENSOR POWER CONNECTOR ROTATABLE RESOLVER 2-POLE (RESOLVER P=1); SHAFT WITH FITTED KEY, TOLERANCE N; W/O HOLDING BRAKE PROTECTION CLASS IP64; | - | 0 | 0
1FK7043-4CH71-1TA1 |  | 1FK7043-4CH71-1TA1 | 1 | UN | 1 | 15 | C | D | N | N | 85015220 | 1 |  | 6.002 | KG | 848.05 | 848.05 | MC05 | MC05 | SIMOTICS S Synchronous motor 1FK7-HD PN=1.2kW; UDC=600V M0=3.5Nm (100K); NN=4500rpm; Naturally cooled FRAME SIZE IMB 5 (IM V1, IM V3) FLANGE 1, WITH KTY TEMPERATURESENSOR POWER CONNECTOR ROTATABLE RESOLVER 2-POLE (RESOLVER P=1); SHAFT WITH FITTED KEY, TOLERANCE N; W/O HOLDING BRAKE PROTECTION CLASS IP65, | - | 0 | 0
1FK7043-4CH71-1TA2 |  | 1FK7043-4CH71-1TA2 | 1 | UN | 1 | 15 | C | D | N | N | 85015220 | 1 |  | 6.002 | KG | 848.05 | 848.05 | MC05 | MC05 | SIMOTICS S Synchronous motor 1FK7-HD PN=1.2kW; UDC=600V M0=3.5Nm (100K); NN=4500rpm; Naturally cooled FRAME SIZE IMB 5 (IM V1, IM V3) FLANGE 1, WITH KTY TEMPERATURESENSOR POWER CONNECTOR ROTATABLE RESOLVER 2-POLE (RESOLVER P=1); SHAFT WITH FITTED KEY, TOLERANCE N; W/O HOLDING BRAKE PROTECTION CLASS IP65, FLANGE ON DRIVE END IP67; | - | 0 | 0
1FK7043-4CH71-1TB0 |  | 1FK7043-4CH71-1TB0 | 1 | UN | 1 | 15 | C | D | N | N | 85015220 | 1 |  | 6.301 | KG | 959.67 | 959.67 | MC05 | MC05 | SIMOTICS S Synchronous motor 1FK7-HD PN=1.2kW; UDC=600V M0=3.5Nm (100K); NN=4500rpm; Naturally cooled FRAME SIZE IMB 5 (IM V1, IM V3) FLANGE 1, WITH KTY TEMPERATURESENSOR POWER CONNECTOR ROTATABLE RESOLVER 2-POLE (RESOLVER P=1); SHAFT WITH FITTED KEY, TOLERANCE N; WITH HOLDING BRAKE PROTECTION CLASS IP64; | - | 0 | 0
1FK7043-4CH71-1TB1 |  | 1FK7043-4CH71-1TB1 | 1 | UN | 1 | 15 | C | D | N | N | 85015220 | 1 |  | 6.301 | KG | 1022.01 | 1022.01 | MC05 | MC05 | SIMOTICS S Synchronous motor 1FK7-HD PN=1.2kW; UDC=600V M0=3.5Nm (100K); NN=4500rpm; Naturally cooled FRAME SIZE IMB 5 (IM V1, IM V3) FLANGE 1, WITH KTY TEMPERATURESENSOR POWER CONNECTOR ROTATABLE RESOLVER 2-POLE (RESOLVER P=1); SHAFT WITH FITTED KEY, TOLERANCE N; WITH HOLDING BRAKE PROTECTION CLASS IP65, | - | 0 | 0
1FK7043-4CH71-1TB2 |  | 1FK7043-4CH71-1TB2 | 1 | UN | 1 | 15 | C | D | N | N | 85015220 | 1 |  | 6.301 | KG | 1022.01 | 1022.01 | MC05 | MC05 | SIMOTICS S Synchronous motor 1FK7-HD PN=1.2kW; UDC=600V M0=3.5Nm (100K); NN=4500rpm; Naturally cooled FRAME SIZE IMB 5 (IM V1, IM V3) FLANGE 1, WITH KTY TEMPERATURESENSOR POWER CONNECTOR ROTATABLE RESOLVER 2-POLE (RESOLVER P=1); SHAFT WITH FITTED KEY, TOLERANCE N; WITH HOLDING BRAKE PROTECTION CLASS IP65, FLANGE ON DRIVE END IP67; | - | 0 | 0
1FK7043-4CH71-1TG0 |  | 1FK7043-4CH71-1TG0 | 1 | UN | 1 | 15 | C | D | N | N | 85015220 | 1 |  | 6.002 | KG | 728.22 | 728.22 | MC05 | MC05 | SIMOTICS S Synchronous motor 1FK7-HD PN=1.2kW; UDC=600V M0=3.5Nm (100K); NN=4500rpm; Naturally cooled FRAME SIZE IMB 5 (IM V1, IM V3) FLANGE 1, WITH KTY TEMPERATURESENSOR POWER CONNECTOR ROTATABLE RESOLVER 2-POLE (RESOLVER P=1); PLAIN SHAFT, TOLERANCE N; W/O HOLDING BRAKE PROTECTION CLASS IP64; | - | 0 | 0
1FK7043-4CH71-1TG1 |  | 1FK7043-4CH71-1TG1 | 1 | UN | 1 | 15 | C | D | N | N | 85015220 | 1 |  | 6.002 | KG | 790.56 | 790.56 | MC05 | MC05 | SIMOTICS S Synchronous motor 1FK7-HD PN=1.2kW; UDC=600V M0=3.5Nm (100K); NN=4500rpm; Naturally cooled FRAME SIZE IMB 5 (IM V1, IM V3) FLANGE 1, WITH KTY TEMPERATURESENSOR POWER CONNECTOR ROTATABLE RESOLVER 2-POLE (RESOLVER P=1); PLAIN SHAFT, TOLERANCE N; W/O HOLDING BRAKE PROTECTION CLASS IP65, | - | 0 | 0
1FK7043-4CH71-1TG2 |  | 1FK7043-4CH71-1TG2 | 1 | UN | 1 | 15 | C | D | N | N | 85015220 | 1 |  | 6.002 | KG | 790.56 | 790.56 | MC05 | MC05 | SIMOTICS S Synchronous motor 1FK7-HD PN=1.2kW; UDC=600V M0=3.5Nm (100K); NN=4500rpm; Naturally cooled FRAME SIZE IMB 5 (IM V1, IM V3) FLANGE 1, WITH KTY TEMPERATURESENSOR POWER CONNECTOR ROTATABLE RESOLVER 2-POLE (RESOLVER P=1); PLAIN SHAFT, TOLERANCE N; W/O HOLDING BRAKE PROTECTION CLASS IP65, FLANGE ON DRIVE END IP67; | - | 0 | 0
1FK7043-4CH71-1TH0 |  | 1FK7043-4CH71-1TH0 | 1 | UN | 1 | 15 | C | D | N | N | 85015220 | 1 |  | 6.301 | KG | 900.69 | 900.69 | MC05 | MC05 | SIMOTICS S Synchronous motor 1FK7-HD PN=1.2kW; UDC=600V M0=3.5Nm (100K); NN=4500rpm; Naturally cooled FRAME SIZE IMB 5 (IM V1, IM V3) FLANGE 1, WITH KTY TEMPERATURESENSOR POWER CONNECTOR ROTATABLE RESOLVER 2-POLE (RESOLVER P=1); PLAIN SHAFT, TOLERANCE N; WITH HOLDING BRAKE PROTECTION CLASS IP64; | - | 0 | 0
1FK7043-4CH71-1TH1 |  | 1FK7043-4CH71-1TH1 | 1 | UN | 1 | 15 | C | D | N | N | 85015220 | 1 |  | 6.301 | KG | 963.03 | 963.03 | MC05 | MC05 | SIMOTICS S Synchronous motor 1FK7-HD PN=1.2kW; UDC=600V M0=3.5Nm (100K); NN=4500rpm; Naturally cooled FRAME SIZE IMB 5 (IM V1, IM V3) FLANGE 1, WITH KTY TEMPERATURESENSOR POWER CONNECTOR ROTATABLE RESOLVER 2-POLE (RESOLVER P=1); PLAIN SHAFT, TOLERANCE N; WITH HOLDING BRAKE PROTECTION CLASS IP65, | - | 0 | 0
1FK7043-4CH71-1TH2 |  | 1FK7043-4CH71-1TH2 | 1 | UN | 1 | 15 | C | D | N | N | 85015220 | 1 |  | 6.301 | KG | 963.03 | 963.03 | MC05 | MC05 | SIMOTICS S Synchronous motor 1FK7-HD PN=1.2kW; UDC=600V M0=3.5Nm (100K); NN=4500rpm; Naturally cooled FRAME SIZE IMB 5 (IM V1, IM V3) FLANGE 1, WITH KTY TEMPERATURESENSOR POWER CONNECTOR ROTATABLE RESOLVER 2-POLE (RESOLVER P=1); PLAIN SHAFT, TOLERANCE N; WITH HOLDING BRAKE PROTECTION CLASS IP65, FLANGE ON DRIVE END IP67; | - | 0 | 0
1FK7043-4CH71-1UA0 |  | 1FK7043-4CH71-1UA0 | 1 | UN | 1 | 15 | C | D | N | N | 85015220 | 1 |  | 6.002 | KG | 946.41 | 946.41 | MC05 | MC05 | SIMOTICS S Synchronous motor 1FK7-HD PN=1.2kW; UDC=600V M0=3.5Nm (100K); NN=4500rpm; Naturally cooled FRAME SIZE IMB 5 (IM V1, IM V3) FLANGE 1 POWER CONNECTOR ROTATABLE RESOLVER MULTI-POLE WITH DRIVE-CLIQ INTERFACE; SHAFT WITH FITTED KEY, TOLERANCE N; W/O HOLDING BRAKE PROTECTION CLASS IP64; | - | 0 | 0
1FK7043-4CH71-1UA1 |  | 1FK7043-4CH71-1UA1 | 1 | UN | 1 | 15 | C | D | N | N | 85015220 | 1 |  | 6.002 | KG | 1008.75 | 1008.75 | MC05 | MC05 | SIMOTICS S Synchronous motor 1FK7-HD PN=1.2kW; UDC=600V M0=3.5Nm (100K); NN=4500rpm; Naturally cooled FRAME SIZE IMB 5 (IM V1, IM V3) FLANGE 1 POWER CONNECTOR ROTATABLE RESOLVER MULTI-POLE WITH DRIVE-CLIQ INTERFACE; SHAFT WITH FITTED KEY, TOLERANCE N; W/O HOLDING BRAKE PROTECTION CLASS IP65, | - | 0 | 0
1FK7043-4CH71-1UA2 |  | 1FK7043-4CH71-1UA2 | 1 | UN | 1 | 15 | C | D | N | N | 85015220 | 1 |  | 6.002 | KG | 1008.75 | 1008.75 | MC05 | MC05 | SIMOTICS S Synchronous motor 1FK7-HD PN=1.2kW; UDC=600V M0=3.5Nm (100K); NN=4500rpm; Naturally cooled FRAME SIZE IMB 5 (IM V1, IM V3) FLANGE 1 POWER CONNECTOR ROTATABLE RESOLVER MULTI-POLE WITH DRIVE-CLIQ INTERFACE; SHAFT WITH FITTED KEY, TOLERANCE N; W/O HOLDING BRAKE PROTECTION CLASS IP65, FLANGE ON DRIVE END IP67; | - | 0 | 0
1FK7043-4CH71-1UB0 |  | 1FK7043-4CH71-1UB0 | 1 | UN | 1 | 15 | C | D | N | N | 85015220 | 1 |  | 6.301 | KG | 1120.37 | 1120.37 | MC05 | MC05 | SIMOTICS S Synchronous motor 1FK7-HD PN=1.2kW; UDC=600V M0=3.5Nm (100K); NN=4500rpm; Naturally cooled FRAME SIZE IMB 5 (IM V1, IM V3) FLANGE 1 POWER CONNECTOR ROTATABLE RESOLVER MULTI-POLE WITH DRIVE-CLIQ INTERFACE; SHAFT WITH FITTED KEY, TOLERANCE N; WITH HOLDING BRAKE PROTECTION CLASS IP64; | - | 0 | 0
1FK7043-4CH71-1UB1 |  | 1FK7043-4CH71-1UB1 | 1 | UN | 1 | 15 | C | D | N | N | 85015220 | 1 |  | 6.301 | KG | 1182.71 | 1182.71 | MC05 | MC05 | SIMOTICS S Synchronous motor 1FK7-HD PN=1.2kW; UDC=600V M0=3.5Nm (100K); NN=4500rpm; Naturally cooled FRAME SIZE IMB 5 (IM V1, IM V3) FLANGE 1 POWER CONNECTOR ROTATABLE RESOLVER MULTI-POLE WITH DRIVE-CLIQ INTERFACE; SHAFT WITH FITTED KEY, TOLERANCE N; WITH HOLDING BRAKE PROTECTION CLASS IP65, | - | 0 | 0
1FK7043-4CH71-1UB2 |  | 1FK7043-4CH71-1UB2 | 1 | UN | 1 | 15 | C | D | N | N | 85015220 | 1 |  | 6.301 | KG | 1182.71 | 1182.71 | MC05 | MC05 | SIMOTICS S Synchronous motor 1FK7-HD PN=1.2kW; UDC=600V M0=3.5Nm (100K); NN=4500rpm; Naturally cooled FRAME SIZE IMB 5 (IM V1, IM V3) FLANGE 1 POWER CONNECTOR ROTATABLE RESOLVER MULTI-POLE WITH DRIVE-CLIQ INTERFACE; SHAFT WITH FITTED KEY, TOLERANCE N; WITH HOLDING BRAKE PROTECTION CLASS IP65, FLANGE ON DRIVE END IP67; | - | 0 | 0
1FK7043-4CH71-1UG0 |  | 1FK7043-4CH71-1UG0 | 1 | UN | 1 | 15 | C | D | N | N | 85015220 | 1 |  | 6.002 | KG | 888.92 | 888.92 | MC05 | MC05 | SIMOTICS S Synchronous motor 1FK7-HD PN=1.2kW; UDC=600V M0=3.5Nm (100K); NN=4500rpm; Naturally cooled FRAME SIZE IMB 5 (IM V1, IM V3) FLANGE 1 POWER CONNECTOR ROTATABLE RESOLVER MULTI-POLE WITH DRIVE-CLIQ INTERFACE; PLAIN SHAFT, TOLERANCE N; W/O HOLDING BRAKE PROTECTION CLASS IP64; | - | 0 | 0
1FK7043-4CH71-1UG1 |  | 1FK7043-4CH71-1UG1 | 1 | UN | 1 | 15 | C | D | N | N | 85015220 | 1 |  | 6.002 | KG | 951.26 | 951.26 | MC05 | MC05 | SIMOTICS S Synchronous motor 1FK7-HD PN=1.2kW; UDC=600V M0=3.5Nm (100K); NN=4500rpm; Naturally cooled FRAME SIZE IMB 5 (IM V1, IM V3) FLANGE 1 POWER CONNECTOR ROTATABLE RESOLVER MULTI-POLE WITH DRIVE-CLIQ INTERFACE; PLAIN SHAFT, TOLERANCE N; W/O HOLDING BRAKE PROTECTION CLASS IP65, | - | 0 | 0
1FK7043-4CH71-1UG2 |  | 1FK7043-4CH71-1UG2 | 1 | UN | 1 | 15 | C | D | N | N | 85015220 | 1 |  | 6.002 | KG | 951.26 | 951.26 | MC05 | MC05 | SIMOTICS S Synchronous motor 1FK7-HD PN=1.2kW; UDC=600V M0=3.5Nm (100K); NN=4500rpm; Naturally cooled FRAME SIZE IMB 5 (IM V1, IM V3) FLANGE 1 POWER CONNECTOR ROTATABLE RESOLVER MULTI-POLE WITH DRIVE-CLIQ INTERFACE; PLAIN SHAFT, TOLERANCE N; W/O HOLDING BRAKE PROTECTION CLASS IP65, FLANGE ON DRIVE END IP67; | - | 0 | 0
1FK7043-4CH71-1UH0 |  | 1FK7043-4CH71-1UH0 | 1 | UN | 1 | 15 | C | D | N | N | 85015220 | 1 |  | 6.301 | KG | 1061.39 | 1061.39 | MC05 | MC05 | SIMOTICS S Synchronous motor 1FK7-HD PN=1.2kW; UDC=600V M0=3.5Nm (100K); NN=4500rpm; Naturally cooled FRAME SIZE IMB 5 (IM V1, IM V3) FLANGE 1 POWER CONNECTOR ROTATABLE RESOLVER MULTI-POLE WITH DRIVE-CLIQ INTERFACE; PLAIN SHAFT, TOLERANCE N; WITH HOLDING BRAKE PROTECTION CLASS IP64; | - | 0 | 0
1FK7043-4CH71-1UH1 |  | 1FK7043-4CH71-1UH1 | 1 | UN | 1 | 15 | C | D | N | N | 85015220 | 1 |  | 6.301 | KG | 1123.73 | 1123.73 | MC05 | MC05 | SIMOTICS S Synchronous motor 1FK7-HD PN=1.2kW; UDC=600V M0=3.5Nm (100K); NN=4500rpm; Naturally cooled FRAME SIZE IMB 5 (IM V1, IM V3) FLANGE 1 POWER CONNECTOR ROTATABLE RESOLVER MULTI-POLE WITH DRIVE-CLIQ INTERFACE; PLAIN SHAFT, TOLERANCE N; WITH HOLDING BRAKE PROTECTION CLASS IP65, | - | 0 | 0
1FK7043-4CH71-1UH2 |  | 1FK7043-4CH71-1UH2 | 1 | UN | 1 | 15 | C | D | N | N | 85015220 | 1 |  | 6.301 | KG | 1123.73 | 1123.73 | MC05 | MC05 | SIMOTICS S Synchronous motor 1FK7-HD PN=1.2kW; UDC=600V M0=3.5Nm (100K); NN=4500rpm; Naturally cooled FRAME SIZE IMB 5 (IM V1, IM V3) FLANGE 1 POWER CONNECTOR ROTATABLE RESOLVER MULTI-POLE WITH DRIVE-CLIQ INTERFACE; PLAIN SHAFT, TOLERANCE N; WITH HOLDING BRAKE PROTECTION CLASS IP65, FLANGE ON DRIVE END IP67; | - | 0 | 0
1FK7043-4CH74-1AA0 |  | 1FK7043-4CH74-1AA0 | 1 | UN | 1 | 15 | C | D | N | N | 85015220 | 1 |  | 6.001 | KG | 1176.35 | 1176.35 | MC05 | MC05 | SIMOTICS S Synchronous motor 1FK7-HD PN=1.2kW; UDC=600V M0=3.5Nm (100K); NN=4500rpm; Naturally cooled FRAME SIZE IMB 5 (IM V1, IM V3) FLANGE 1, WITH PT1000 TEMPERATURESENSOR POWER CONNECTOR ROTATABLE INCREMENTAL ENCODER SIN/COS 1VPP;2048 S/R W. C-AND D-SPUR (ENCODER IC2048S/R) SHAFT WITH FITTED KEY, TOLERANCE N; W/O HOLDING BRAKE PROTECTION CLASS IP64; | - | 0 | 0
1FK7043-4CH74-1AA1 |  | 1FK7043-4CH74-1AA1 | 1 | UN | 1 | 15 | C | D | N | N | 85015220 | 1 |  | 6.001 | KG | 1238.69 | 1238.69 | MC05 | MC05 | SIMOTICS S Synchronous motor 1FK7-HD PN=1.2kW; UDC=600V M0=3.5Nm (100K); NN=4500rpm; Naturally cooled FRAME SIZE IMB 5 (IM V1, IM V3) FLANGE 1, WITH PT1000 TEMPERATURESENSOR POWER CONNECTOR ROTATABLE INCREMENTAL ENCODER SIN/COS 1VPP;2048 S/R W. C-AND D-SPUR (ENCODER IC2048S/R) SHAFT WITH FITTED KEY, TOLERANCE N; W/O HOLDING BRAKE PROTECTION CLASS IP65, | - | 0 | 0
1FK7043-4CH74-1AA2 |  | 1FK7043-4CH74-1AA2 | 1 | UN | 1 | 15 | C | D | N | N | 85015220 | 1 |  | 6.001 | KG | 1238.69 | 1238.69 | MC05 | MC05 | SIMOTICS S Synchronous motor 1FK7-HD PN=1.2kW; UDC=600V M0=3.5Nm (100K); NN=4500rpm; Naturally cooled FRAME SIZE IMB 5 (IM V1, IM V3) FLANGE 1, WITH PT1000 TEMPERATURESENSOR POWER CONNECTOR ROTATABLE INCREMENTAL ENCODER SIN/COS 1VPP;2048 S/R W. C-AND D-SPUR (ENCODER IC2048S/R) SHAFT WITH FITTED KEY, TOLERANCE N; W/O HOLDING BRAKE PROTECTION CLASS IP65, FLANGE ON DRIVE END IP67; | - | 0 | 0
1FK7043-4CH74-1AB0 |  | 1FK7043-4CH74-1AB0 | 1 | UN | 1 | 15 | C | D | N | N | 85015220 | 1 |  | 6.3 | KG | 1350.31 | 1350.31 | MC05 | MC05 | SIMOTICS S Synchronous motor 1FK7-HD PN=1.2kW; UDC=600V M0=3.5Nm (100K); NN=4500rpm; Naturally cooled FRAME SIZE IMB 5 (IM V1, IM V3) FLANGE 1, WITH PT1000 TEMPERATURESENSOR POWER CONNECTOR ROTATABLE INCREMENTAL ENCODER SIN/COS 1VPP;2048 S/R W. C-AND D-SPUR (ENCODER IC2048S/R) SHAFT WITH FITTED KEY, TOLERANCE N; WITH HOLDING BRAKE PROTECTION CLASS IP64; | - | 0 | 0
1FK7043-4CH74-1AB1 |  | 1FK7043-4CH74-1AB1 | 1 | UN | 1 | 15 | C | D | N | N | 85015220 | 1 |  | 6.3 | KG | 1412.65 | 1412.65 | MC05 | MC05 | SIMOTICS S Synchronous motor 1FK7-HD PN=1.2kW; UDC=600V M0=3.5Nm (100K); NN=4500rpm; Naturally cooled FRAME SIZE IMB 5 (IM V1, IM V3) FLANGE 1, WITH PT1000 TEMPERATURESENSOR POWER CONNECTOR ROTATABLE INCREMENTAL ENCODER SIN/COS 1VPP;2048 S/R W. C-AND D-SPUR (ENCODER IC2048S/R) SHAFT WITH FITTED KEY, TOLERANCE N; WITH HOLDING BRAKE PROTECTION CLASS IP65, | - | 0 | 0
1FK7043-4CH74-1AB2 |  | 1FK7043-4CH74-1AB2 | 1 | UN | 1 | 15 | C | D | N | N | 85015220 | 1 |  | 6.3 | KG | 1412.65 | 1412.65 | MC05 | MC05 | SIMOTICS S Synchronous motor 1FK7-HD PN=1.2kW; UDC=600V M0=3.5Nm (100K); NN=4500rpm; Naturally cooled FRAME SIZE IMB 5 (IM V1, IM V3) FLANGE 1, WITH PT1000 TEMPERATURESENSOR POWER CONNECTOR ROTATABLE INCREMENTAL ENCODER SIN/COS 1VPP;2048 S/R W. C-AND D-SPUR (ENCODER IC2048S/R) SHAFT WITH FITTED KEY, TOLERANCE N; WITH HOLDING BRAKE PROTECTION CLASS IP65, FLANGE ON DRIVE END IP67; | - | 0 | 0
1FK7043-4CH74-1AG0 |  | 1FK7043-4CH74-1AG0 | 1 | UN | 1 | 15 | C | D | N | N | 85015220 | 1 |  | 6.001 | KG | 1118.86 | 1118.86 | MC05 | MC05 | SIMOTICS S Synchronous motor 1FK7-HD PN=1.2kW; UDC=600V M0=3.5Nm (100K); NN=4500rpm; Naturally cooled FRAME SIZE IMB 5 (IM V1, IM V3) FLANGE 1, WITH PT1000 TEMPERATURESENSOR POWER CONNECTOR ROTATABLE INCREMENTAL ENCODER SIN/COS 1VPP;2048 S/R W. C-AND D-SPUR (ENCODER IC2048S/R) PLAIN SHAFT, TOLERANCE N; W/O HOLDING BRAKE PROTECTION CLASS IP64; | - | 0 | 0
1FK7043-4CH74-1AG1 |  | 1FK7043-4CH74-1AG1 | 1 | UN | 1 | 15 | C | D | N | N | 85015220 | 1 |  | 6.001 | KG | 1181.2 | 1181.2 | MC05 | MC05 | SIMOTICS S Synchronous motor 1FK7-HD PN=1.2kW; UDC=600V M0=3.5Nm (100K); NN=4500rpm; Naturally cooled FRAME SIZE IMB 5 (IM V1, IM V3) FLANGE 1, WITH PT1000 TEMPERATURESENSOR POWER CONNECTOR ROTATABLE INCREMENTAL ENCODER SIN/COS 1VPP;2048 S/R W. C-AND D-SPUR (ENCODER IC2048S/R) PLAIN SHAFT, TOLERANCE N; W/O HOLDING BRAKE PROTECTION CLASS IP65, | - | 0 | 0
1FK7043-4CH74-1AG2 |  | 1FK7043-4CH74-1AG2 | 1 | UN | 1 | 15 | C | D | N | N | 85015220 | 1 |  | 6.001 | KG | 1181.2 | 1181.2 | MC05 | MC05 | SIMOTICS S Synchronous motor 1FK7-HD PN=1.2kW; UDC=600V M0=3.5Nm (100K); NN=4500rpm; Naturally cooled FRAME SIZE IMB 5 (IM V1, IM V3) FLANGE 1, WITH PT1000 TEMPERATURESENSOR POWER CONNECTOR ROTATABLE INCREMENTAL ENCODER SIN/COS 1VPP;2048 S/R W. C-AND D-SPUR (ENCODER IC2048S/R) PLAIN SHAFT, TOLERANCE N; W/O HOLDING BRAKE PROTECTION CLASS IP65, FLANGE ON DRIVE END IP67; | - | 0 | 0
1FK7043-4CH74-1AH0 |  | 1FK7043-4CH74-1AH0 | 1 | UN | 1 | 15 | C | D | N | N | 85015220 | 1 |  | 6.3 | KG | 1291.33 | 1291.33 | MC05 | MC05 | SIMOTICS S Synchronous motor 1FK7-HD PN=1.2kW; UDC=600V M0=3.5Nm (100K); NN=4500rpm; Naturally cooled FRAME SIZE IMB 5 (IM V1, IM V3) FLANGE 1, WITH PT1000 TEMPERATURESENSOR POWER CONNECTOR ROTATABLE INCREMENTAL ENCODER SIN/COS 1VPP;2048 S/R W. C-AND D-SPUR (ENCODER IC2048S/R) PLAIN SHAFT, TOLERANCE N; WITH HOLDING BRAKE PROTECTION CLASS IP64; | - | 0 | 0
1FK7043-4CH74-1AH1 |  | 1FK7043-4CH74-1AH1 | 1 | UN | 1 | 15 | C | D | N | N | 85015220 | 1 |  | 6.3 | KG | 1353.67 | 1353.67 | MC05 | MC05 | SIMOTICS S Synchronous motor 1FK7-HD PN=1.2kW; UDC=600V M0=3.5Nm (100K); NN=4500rpm; Naturally cooled FRAME SIZE IMB 5 (IM V1, IM V3) FLANGE 1, WITH PT1000 TEMPERATURESENSOR POWER CONNECTOR ROTATABLE INCREMENTAL ENCODER SIN/COS 1VPP;2048 S/R W. C-AND D-SPUR (ENCODER IC2048S/R) PLAIN SHAFT, TOLERANCE N; WITH HOLDING BRAKE PROTECTION CLASS IP65, | - | 0 | 0
1FK7043-4CH74-1AH2 |  | 1FK7043-4CH74-1AH2 | 1 | UN | 1 | 15 | C | D | N | N | 85015220 | 1 |  | 6.3 | KG | 1353.67 | 1353.67 | MC05 | MC05 | SIMOTICS S Synchronous motor 1FK7-HD PN=1.2kW; UDC=600V M0=3.5Nm (100K); NN=4500rpm; Naturally cooled FRAME SIZE IMB 5 (IM V1, IM V3) FLANGE 1, WITH PT1000 TEMPERATURESENSOR POWER CONNECTOR ROTATABLE INCREMENTAL ENCODER SIN/COS 1VPP;2048 S/R W. C-AND D-SPUR (ENCODER IC2048S/R) PLAIN SHAFT, TOLERANCE N; WITH HOLDING BRAKE PROTECTION CLASS IP65, FLANGE ON DRIVE END IP67; | - | 0 | 0
1FK7043-4CH74-1EA0 |  | 1FK7043-4CH74-1EA0 | 1 | UN | 1 | 15 | C | D | N | N | 85015220 | 1 |  | 6.001 | KG | 1424.03 | 1424.03 | MC05 | MC05 | SIMOTICS S Synchronous motor 1FK7-HD PN=1.2kW; UDC=600V M0=3.5Nm (100K); NN=4500rpm; Naturally cooled FRAME SIZE IMB 5 (IM V1, IM V3) FLANGE 1, WITH PT1000 TEMPERATURESENSOR POWER CONNECTOR ROTATABLE ABSOLUTE ENCODERR 2048 S/R + 4096 UMDREHUNGEN MULTITURN, WITH ENDAT-SCHNITTSTELLE (ENCODER AM2048S/R) SHAFT WITH FITTED KEY, TOLERANCE N; W/O HOLDING BRAKE PROTECTION CLASS IP64; | - | 0 | 0
1FK7043-4CH74-1EA1 |  | 1FK7043-4CH74-1EA1 | 1 | UN | 1 | 15 | C | D | N | N | 85015220 | 1 |  | 6.001 | KG | 1486.37 | 1486.37 | MC05 | MC05 | SIMOTICS S Synchronous motor 1FK7-HD PN=1.2kW; UDC=600V M0=3.5Nm (100K); NN=4500rpm; Naturally cooled FRAME SIZE IMB 5 (IM V1, IM V3) FLANGE 1, WITH PT1000 TEMPERATURESENSOR POWER CONNECTOR ROTATABLE ABSOLUTE ENCODERR 2048 S/R + 4096 UMDREHUNGEN MULTITURN, WITH ENDAT-SCHNITTSTELLE (ENCODER AM2048S/R) SHAFT WITH FITTED KEY, TOLERANCE N; W/O HOLDING BRAKE PROTECTION CLASS IP65, | - | 0 | 0
1FK7043-4CH74-1EA2 |  | 1FK7043-4CH74-1EA2 | 1 | UN | 1 | 15 | C | D | N | N | 85015220 | 1 |  | 6.001 | KG | 1486.37 | 1486.37 | MC05 | MC05 | SIMOTICS S Synchronous motor 1FK7-HD PN=1.2kW; UDC=600V M0=3.5Nm (100K); NN=4500rpm; Naturally cooled FRAME SIZE IMB 5 (IM V1, IM V3) FLANGE 1, WITH PT1000 TEMPERATURESENSOR POWER CONNECTOR ROTATABLE ABSOLUTE ENCODERR 2048 S/R + 4096 UMDREHUNGEN MULTITURN, WITH ENDAT-SCHNITTSTELLE (ENCODER AM2048S/R) SHAFT WITH FITTED KEY, TOLERANCE N; W/O HOLDING BRAKE PROTECTION CLASS IP65, FLANGE ON DRIVE END IP67; | - | 0 | 0
1FK7043-4CH74-1EB0 |  | 1FK7043-4CH74-1EB0 | 1 | UN | 1 | 15 | C | D | N | N | 85015220 | 1 |  | 6.3 | KG | 1597.99 | 1597.99 | MC05 | MC05 | SIMOTICS S Synchronous motor 1FK7-HD PN=1.2kW; UDC=600V M0=3.5Nm (100K); NN=4500rpm; Naturally cooled FRAME SIZE IMB 5 (IM V1, IM V3) FLANGE 1, WITH PT1000 TEMPERATURESENSOR POWER CONNECTOR ROTATABLE ABSOLUTE ENCODERR 2048 S/R + 4096 UMDREHUNGEN MULTITURN, WITH ENDAT-SCHNITTSTELLE (ENCODER AM2048S/R) SHAFT WITH FITTED KEY, TOLERANCE N; WITH HOLDING BRAKE PROTECTION CLASS IP64; | - | 0 | 0
1FK7043-4CH74-1EB1 |  | 1FK7043-4CH74-1EB1 | 1 | UN | 1 | 15 | C | D | N | N | 85015220 | 1 |  | 6.3 | KG | 1660.33 | 1660.33 | MC05 | MC05 | SIMOTICS S Synchronous motor 1FK7-HD PN=1.2kW; UDC=600V M0=3.5Nm (100K); NN=4500rpm; Naturally cooled FRAME SIZE IMB 5 (IM V1, IM V3) FLANGE 1, WITH PT1000 TEMPERATURESENSOR POWER CONNECTOR ROTATABLE ABSOLUTE ENCODERR 2048 S/R + 4096 UMDREHUNGEN MULTITURN, WITH ENDAT-SCHNITTSTELLE (ENCODER AM2048S/R) SHAFT WITH FITTED KEY, TOLERANCE N; WITH HOLDING BRAKE PROTECTION CLASS IP65, | - | 0 | 0
1FK7043-4CH74-1EB2 |  | 1FK7043-4CH74-1EB2 | 1 | UN | 1 | 15 | C | D | N | N | 85015220 | 1 |  | 6.3 | KG | 1660.33 | 1660.33 | MC05 | MC05 | SIMOTICS S Synchronous motor 1FK7-HD PN=1.2kW; UDC=600V M0=3.5Nm (100K); NN=4500rpm; Naturally cooled FRAME SIZE IMB 5 (IM V1, IM V3) FLANGE 1, WITH PT1000 TEMPERATURESENSOR POWER CONNECTOR ROTATABLE ABSOLUTE ENCODERR 2048 S/R + 4096 UMDREHUNGEN MULTITURN, WITH ENDAT-SCHNITTSTELLE (ENCODER AM2048S/R) SHAFT WITH FITTED KEY, TOLERANCE N; WITH HOLDING BRAKE PROTECTION CLASS IP65, FLANGE ON DRIVE END IP67; | - | 0 | 0
1FK7043-4CH74-1EG0 |  | 1FK7043-4CH74-1EG0 | 1 | UN | 1 | 15 | C | D | N | N | 85015220 | 1 |  | 6.001 | KG | 1366.54 | 1366.54 | MC05 | MC05 | SIMOTICS S Synchronous motor 1FK7-HD PN=1.2kW; UDC=600V M0=3.5Nm (100K); NN=4500rpm; Naturally cooled FRAME SIZE IMB 5 (IM V1, IM V3) FLANGE 1, WITH PT1000 TEMPERATURESENSOR POWER CONNECTOR ROTATABLE ABSOLUTE ENCODERR 2048 S/R + 4096 UMDREHUNGEN MULTITURN, WITH ENDAT-SCHNITTSTELLE (ENCODER AM2048S/R) PLAIN SHAFT, TOLERANCE N; W/O HOLDING BRAKE PROTECTION CLASS IP64; | - | 0 | 0
1FK7043-4CH74-1EG1 |  | 1FK7043-4CH74-1EG1 | 1 | UN | 1 | 15 | C | D | N | N | 85015220 | 1 |  | 6.001 | KG | 1428.88 | 1428.88 | MC05 | MC05 | SIMOTICS S Synchronous motor 1FK7-HD PN=1.2kW; UDC=600V M0=3.5Nm (100K); NN=4500rpm; Naturally cooled FRAME SIZE IMB 5 (IM V1, IM V3) FLANGE 1, WITH PT1000 TEMPERATURESENSOR POWER CONNECTOR ROTATABLE ABSOLUTE ENCODERR 2048 S/R + 4096 UMDREHUNGEN MULTITURN, WITH ENDAT-SCHNITTSTELLE (ENCODER AM2048S/R) PLAIN SHAFT, TOLERANCE N; W/O HOLDING BRAKE PROTECTION CLASS IP65, | - | 0 | 0
1FK7043-4CH74-1EG2 |  | 1FK7043-4CH74-1EG2 | 1 | UN | 1 | 15 | C | D | N | N | 85015220 | 1 |  | 6.001 | KG | 1428.88 | 1428.88 | MC05 | MC05 | SIMOTICS S Synchronous motor 1FK7-HD PN=1.2kW; UDC=600V M0=3.5Nm (100K); NN=4500rpm; Naturally cooled FRAME SIZE IMB 5 (IM V1, IM V3) FLANGE 1, WITH PT1000 TEMPERATURESENSOR POWER CONNECTOR ROTATABLE ABSOLUTE ENCODERR 2048 S/R + 4096 UMDREHUNGEN MULTITURN, WITH ENDAT-SCHNITTSTELLE (ENCODER AM2048S/R) PLAIN SHAFT, TOLERANCE N; W/O HOLDING BRAKE PROTECTION CLASS IP65, FLANGE ON DRIVE END IP67; | - | 0 | 0
1FK7043-4CH74-1EH0 |  | 1FK7043-4CH74-1EH0 | 1 | UN | 1 | 15 | C | D | N | N | 85015220 | 1 |  | 6.3 | KG | 1539.01 | 1539.01 | MC05 | MC05 | SIMOTICS S Synchronous motor 1FK7-HD PN=1.2kW; UDC=600V M0=3.5Nm (100K); NN=4500rpm; Naturally cooled FRAME SIZE IMB 5 (IM V1, IM V3) FLANGE 1, WITH PT1000 TEMPERATURESENSOR POWER CONNECTOR ROTATABLE ABSOLUTE ENCODERR 2048 S/R + 4096 UMDREHUNGEN MULTITURN, WITH ENDAT-SCHNITTSTELLE (ENCODER AM2048S/R) PLAIN SHAFT, TOLERANCE N; WITH HOLDING BRAKE PROTECTION CLASS IP64; | - | 0 | 0
1FK7043-4CH74-1EH1 |  | 1FK7043-4CH74-1EH1 | 1 | UN | 1 | 15 | C | D | N | N | 85015220 | 1 |  | 6.3 | KG | 1601.35 | 1601.35 | MC05 | MC05 | SIMOTICS S Synchronous motor 1FK7-HD PN=1.2kW; UDC=600V M0=3.5Nm (100K); NN=4500rpm; Naturally cooled FRAME SIZE IMB 5 (IM V1, IM V3) FLANGE 1, WITH PT1000 TEMPERATURESENSOR POWER CONNECTOR ROTATABLE ABSOLUTE ENCODERR 2048 S/R + 4096 UMDREHUNGEN MULTITURN, WITH ENDAT-SCHNITTSTELLE (ENCODER AM2048S/R) PLAIN SHAFT, TOLERANCE N; WITH HOLDING BRAKE PROTECTION CLASS IP65, | - | 0 | 0
1FK7043-4CH74-1EH2 |  | 1FK7043-4CH74-1EH2 | 1 | UN | 1 | 15 | C | D | N | N | 85015220 | 1 |  | 6.3 | KG | 1601.35 | 1601.35 | MC05 | MC05 | SIMOTICS S Synchronous motor 1FK7-HD PN=1.2kW; UDC=600V M0=3.5Nm (100K); NN=4500rpm; Naturally cooled FRAME SIZE IMB 5 (IM V1, IM V3) FLANGE 1, WITH PT1000 TEMPERATURESENSOR POWER CONNECTOR ROTATABLE ABSOLUTE ENCODERR 2048 S/R + 4096 UMDREHUNGEN MULTITURN, WITH ENDAT-SCHNITTSTELLE (ENCODER AM2048S/R) PLAIN SHAFT, TOLERANCE N; WITH HOLDING BRAKE PROTECTION CLASS IP65, FLANGE ON DRIVE END IP67; | - | 0 | 0
1FK7043-4CH74-1SA0 |  | 1FK7043-4CH74-1SA0 | 1 | UN | 1 | 15 | C | D | N | N | 85015220 | 1 |  | 6.002 | KG | 785.71 | 785.71 | MC05 | MC05 | SIMOTICS S Synchronous motor 1FK7-HD PN=1.2kW; UDC=600V M0=3.5Nm (100K); NN=4500rpm; Naturally cooled FRAME SIZE IMB 5 (IM V1, IM V3) FLANGE 1, WITH PT1000 TEMPERATURESENSOR POWER CONNECTOR ROTATABLE RESOLVER MULTI-POLE (RESOLVER P=3); SHAFT WITH FITTED KEY, TOLERANCE N; W/O HOLDING BRAKE PROTECTION CLASS IP64; | - | 0 | 0
1FK7043-4CH74-1SA1 |  | 1FK7043-4CH74-1SA1 | 1 | UN | 1 | 15 | C | D | N | N | 85015220 | 1 |  | 6.002 | KG | 848.05 | 848.05 | MC05 | MC05 | SIMOTICS S Synchronous motor 1FK7-HD PN=1.2kW; UDC=600V M0=3.5Nm (100K); NN=4500rpm; Naturally cooled FRAME SIZE IMB 5 (IM V1, IM V3) FLANGE 1, WITH PT1000 TEMPERATURESENSOR POWER CONNECTOR ROTATABLE RESOLVER MULTI-POLE (RESOLVER P=3); SHAFT WITH FITTED KEY, TOLERANCE N; W/O HOLDING BRAKE PROTECTION CLASS IP65, | - | 0 | 0
1FK7043-4CH74-1SA2 |  | 1FK7043-4CH74-1SA2 | 1 | UN | 1 | 15 | C | D | N | N | 85015220 | 1 |  | 6.002 | KG | 848.05 | 848.05 | MC05 | MC05 | SIMOTICS S Synchronous motor 1FK7-HD PN=1.2kW; UDC=600V M0=3.5Nm (100K); NN=4500rpm; Naturally cooled FRAME SIZE IMB 5 (IM V1, IM V3) FLANGE 1, WITH PT1000 TEMPERATURESENSOR POWER CONNECTOR ROTATABLE RESOLVER MULTI-POLE (RESOLVER P=3); SHAFT WITH FITTED KEY, TOLERANCE N; W/O HOLDING BRAKE PROTECTION CLASS IP65, FLANGE ON DRIVE END IP67; | - | 0 | 0
1FK7043-4CH74-1SB0 |  | 1FK7043-4CH74-1SB0 | 1 | UN | 1 | 15 | C | D | N | N | 85015220 | 1 |  | 6.301 | KG | 959.67 | 959.67 | MC05 | MC05 | SIMOTICS S Synchronous motor 1FK7-HD PN=1.2kW; UDC=600V M0=3.5Nm (100K); NN=4500rpm; Naturally cooled FRAME SIZE IMB 5 (IM V1, IM V3) FLANGE 1, WITH PT1000 TEMPERATURESENSOR POWER CONNECTOR ROTATABLE RESOLVER MULTI-POLE (RESOLVER P=3); SHAFT WITH FITTED KEY, TOLERANCE N; WITH HOLDING BRAKE PROTECTION CLASS IP64; | - | 0 | 0
1FK7043-4CH74-1SB1 |  | 1FK7043-4CH74-1SB1 | 1 | UN | 1 | 15 | C | D | N | N | 85015220 | 1 |  | 6.301 | KG | 1022.01 | 1022.01 | MC05 | MC05 | SIMOTICS S Synchronous motor 1FK7-HD PN=1.2kW; UDC=600V M0=3.5Nm (100K); NN=4500rpm; Naturally cooled FRAME SIZE IMB 5 (IM V1, IM V3) FLANGE 1, WITH PT1000 TEMPERATURESENSOR POWER CONNECTOR ROTATABLE RESOLVER MULTI-POLE (RESOLVER P=3); SHAFT WITH FITTED KEY, TOLERANCE N; WITH HOLDING BRAKE PROTECTION CLASS IP65, | - | 0 | 0
1FK7043-4CH74-1SB2 |  | 1FK7043-4CH74-1SB2 | 1 | UN | 1 | 15 | C | D | N | N | 85015220 | 1 |  | 6.301 | KG | 1022.01 | 1022.01 | MC05 | MC05 | SIMOTICS S Synchronous motor 1FK7-HD PN=1.2kW; UDC=600V M0=3.5Nm (100K); NN=4500rpm; Naturally cooled FRAME SIZE IMB 5 (IM V1, IM V3) FLANGE 1, WITH PT1000 TEMPERATURESENSOR POWER CONNECTOR ROTATABLE RESOLVER MULTI-POLE (RESOLVER P=3); SHAFT WITH FITTED KEY, TOLERANCE N; WITH HOLDING BRAKE PROTECTION CLASS IP65, FLANGE ON DRIVE END IP67; | - | 0 | 0
1FK7043-4CH74-1SG0 |  | 1FK7043-4CH74-1SG0 | 1 | UN | 1 | 15 | C | D | N | N | 85015220 | 1 |  | 6.002 | KG | 728.22 | 728.22 | MC05 | MC05 | SIMOTICS S Synchronous motor 1FK7-HD PN=1.2kW; UDC=600V M0=3.5Nm (100K); NN=4500rpm; Naturally cooled FRAME SIZE IMB 5 (IM V1, IM V3) FLANGE 1, WITH PT1000 TEMPERATURESENSOR POWER CONNECTOR ROTATABLE RESOLVER MULTI-POLE (RESOLVER P=3); PLAIN SHAFT, TOLERANCE N; W/O HOLDING BRAKE PROTECTION CLASS IP64; | - | 0 | 0
1FK7043-4CH74-1SG1 |  | 1FK7043-4CH74-1SG1 | 1 | UN | 1 | 15 | C | D | N | N | 85015220 | 1 |  | 6.002 | KG | 790.56 | 790.56 | MC05 | MC05 | SIMOTICS S Synchronous motor 1FK7-HD PN=1.2kW; UDC=600V M0=3.5Nm (100K); NN=4500rpm; Naturally cooled FRAME SIZE IMB 5 (IM V1, IM V3) FLANGE 1, WITH PT1000 TEMPERATURESENSOR POWER CONNECTOR ROTATABLE RESOLVER MULTI-POLE (RESOLVER P=3); PLAIN SHAFT, TOLERANCE N; W/O HOLDING BRAKE PROTECTION CLASS IP65, | - | 0 | 0
1FK7043-4CH74-1SG2 |  | 1FK7043-4CH74-1SG2 | 1 | UN | 1 | 15 | C | D | N | N | 85015220 | 1 |  | 6.002 | KG | 790.56 | 790.56 | MC05 | MC05 | SIMOTICS S Synchronous motor 1FK7-HD PN=1.2kW; UDC=600V M0=3.5Nm (100K); NN=4500rpm; Naturally cooled FRAME SIZE IMB 5 (IM V1, IM V3) FLANGE 1, WITH PT1000 TEMPERATURESENSOR POWER CONNECTOR ROTATABLE RESOLVER MULTI-POLE (RESOLVER P=3); PLAIN SHAFT, TOLERANCE N; W/O HOLDING BRAKE PROTECTION CLASS IP65, FLANGE ON DRIVE END IP67; | - | 0 | 0
1FK7043-4CH74-1SH0 |  | 1FK7043-4CH74-1SH0 | 1 | UN | 1 | 15 | C | D | N | N | 85015220 | 1 |  | 6.301 | KG | 900.69 | 900.69 | MC05 | MC05 | SIMOTICS S Synchronous motor 1FK7-HD PN=1.2kW; UDC=600V M0=3.5Nm (100K); NN=4500rpm; Naturally cooled FRAME SIZE IMB 5 (IM V1, IM V3) FLANGE 1, WITH PT1000 TEMPERATURESENSOR POWER CONNECTOR ROTATABLE RESOLVER MULTI-POLE (RESOLVER P=3); PLAIN SHAFT, TOLERANCE N; WITH HOLDING BRAKE PROTECTION CLASS IP64; | - | 0 | 0
1FK7043-4CH74-1SH1 |  | 1FK7043-4CH74-1SH1 | 1 | UN | 1 | 15 | C | D | N | N | 85015220 | 1 |  | 6.301 | KG | 963.03 | 963.03 | MC05 | MC05 | SIMOTICS S Synchronous motor 1FK7-HD PN=1.2kW; UDC=600V M0=3.5Nm (100K); NN=4500rpm; Naturally cooled FRAME SIZE IMB 5 (IM V1, IM V3) FLANGE 1, WITH PT1000 TEMPERATURESENSOR POWER CONNECTOR ROTATABLE RESOLVER MULTI-POLE (RESOLVER P=3); PLAIN SHAFT, TOLERANCE N; WITH HOLDING BRAKE PROTECTION CLASS IP65, | - | 0 | 0
1FK7043-4CH74-1SH2 |  | 1FK7043-4CH74-1SH2 | 1 | UN | 1 | 15 | C | D | N | N | 85015220 | 1 |  | 6.301 | KG | 963.03 | 963.03 | MC05 | MC05 | SIMOTICS S Synchronous motor 1FK7-HD PN=1.2kW; UDC=600V M0=3.5Nm (100K); NN=4500rpm; Naturally cooled FRAME SIZE IMB 5 (IM V1, IM V3) FLANGE 1, WITH PT1000 TEMPERATURESENSOR POWER CONNECTOR ROTATABLE RESOLVER MULTI-POLE (RESOLVER P=3); PLAIN SHAFT, TOLERANCE N; WITH HOLDING BRAKE PROTECTION CLASS IP65, FLANGE ON DRIVE END IP67; | - | 0 | 0
1FK7043-4CH74-1TA0 |  | 1FK7043-4CH74-1TA0 | 1 | UN | 1 | 15 | C | D | N | N | 85015220 | 1 |  | 6.002 | KG | 785.71 | 785.71 | MC05 | MC05 | SIMOTICS S Synchronous motor 1FK7-HD PN=1.2kW; UDC=600V M0=3.5Nm (100K); NN=4500rpm; Naturally cooled FRAME SIZE IMB 5 (IM V1, IM V3) FLANGE 1, WITH PT1000 TEMPERATURESENSOR POWER CONNECTOR ROTATABLE RESOLVER 2-POLE (RESOLVER P=1); SHAFT WITH FITTED KEY, TOLERANCE N; W/O HOLDING BRAKE PROTECTION CLASS IP64; | - | 0 | 0
1FK7043-4CH74-1TA1 |  | 1FK7043-4CH74-1TA1 | 1 | UN | 1 | 15 | C | D | N | N | 85015220 | 1 |  | 6.002 | KG | 848.05 | 848.05 | MC05 | MC05 | SIMOTICS S Synchronous motor 1FK7-HD PN=1.2kW; UDC=600V M0=3.5Nm (100K); NN=4500rpm; Naturally cooled FRAME SIZE IMB 5 (IM V1, IM V3) FLANGE 1, WITH PT1000 TEMPERATURESENSOR POWER CONNECTOR ROTATABLE RESOLVER 2-POLE (RESOLVER P=1); SHAFT WITH FITTED KEY, TOLERANCE N; W/O HOLDING BRAKE PROTECTION CLASS IP65, | - | 0 | 0
1FK7043-4CH74-1TA2 |  | 1FK7043-4CH74-1TA2 | 1 | UN | 1 | 15 | C | D | N | N | 85015220 | 1 |  | 6.002 | KG | 848.05 | 848.05 | MC05 | MC05 | SIMOTICS S Synchronous motor 1FK7-HD PN=1.2kW; UDC=600V M0=3.5Nm (100K); NN=4500rpm; Naturally cooled FRAME SIZE IMB 5 (IM V1, IM V3) FLANGE 1, WITH PT1000 TEMPERATURESENSOR POWER CONNECTOR ROTATABLE RESOLVER 2-POLE (RESOLVER P=1); SHAFT WITH FITTED KEY, TOLERANCE N; W/O HOLDING BRAKE PROTECTION CLASS IP65, FLANGE ON DRIVE END IP67; | - | 0 | 0
1FK7043-4CH74-1TB0 |  | 1FK7043-4CH74-1TB0 | 1 | UN | 1 | 15 | C | D | N | N | 85015220 | 1 |  | 6.301 | KG | 959.67 | 959.67 | MC05 | MC05 | SIMOTICS S Synchronous motor 1FK7-HD PN=1.2kW; UDC=600V M0=3.5Nm (100K); NN=4500rpm; Naturally cooled FRAME SIZE IMB 5 (IM V1, IM V3) FLANGE 1, WITH PT1000 TEMPERATURESENSOR POWER CONNECTOR ROTATABLE RESOLVER 2-POLE (RESOLVER P=1); SHAFT WITH FITTED KEY, TOLERANCE N; WITH HOLDING BRAKE PROTECTION CLASS IP64; | - | 0 | 0
1FK7043-4CH74-1TB1 |  | 1FK7043-4CH74-1TB1 | 1 | UN | 1 | 15 | C | D | N | N | 85015220 | 1 |  | 6.301 | KG | 1022.01 | 1022.01 | MC05 | MC05 | SIMOTICS S Synchronous motor 1FK7-HD PN=1.2kW; UDC=600V M0=3.5Nm (100K); NN=4500rpm; Naturally cooled FRAME SIZE IMB 5 (IM V1, IM V3) FLANGE 1, WITH PT1000 TEMPERATURESENSOR POWER CONNECTOR ROTATABLE RESOLVER 2-POLE (RESOLVER P=1); SHAFT WITH FITTED KEY, TOLERANCE N; WITH HOLDING BRAKE PROTECTION CLASS IP65, | - | 0 | 0
1FK7043-4CH74-1TB2 |  | 1FK7043-4CH74-1TB2 | 1 | UN | 1 | 15 | C | D | N | N | 85015220 | 1 |  | 6.301 | KG | 1022.01 | 1022.01 | MC05 | MC05 | SIMOTICS S Synchronous motor 1FK7-HD PN=1.2kW; UDC=600V M0=3.5Nm (100K); NN=4500rpm; Naturally cooled FRAME SIZE IMB 5 (IM V1, IM V3) FLANGE 1, WITH PT1000 TEMPERATURESENSOR POWER CONNECTOR ROTATABLE RESOLVER 2-POLE (RESOLVER P=1); SHAFT WITH FITTED KEY, TOLERANCE N; WITH HOLDING BRAKE PROTECTION CLASS IP65, FLANGE ON DRIVE END IP67; | - | 0 | 0
1FK7043-4CH74-1TG0 |  | 1FK7043-4CH74-1TG0 | 1 | UN | 1 | 15 | C | D | N | N | 85015220 | 1 |  | 6.002 | KG | 728.22 | 728.22 | MC05 | MC05 | SIMOTICS S Synchronous motor 1FK7-HD PN=1.2kW; UDC=600V M0=3.5Nm (100K); NN=4500rpm; Naturally cooled FRAME SIZE IMB 5 (IM V1, IM V3) FLANGE 1, WITH PT1000 TEMPERATURESENSOR POWER CONNECTOR ROTATABLE RESOLVER 2-POLE (RESOLVER P=1); PLAIN SHAFT, TOLERANCE N; W/O HOLDING BRAKE PROTECTION CLASS IP64; | - | 0 | 0
1FK7043-4CH74-1TG1 |  | 1FK7043-4CH74-1TG1 | 1 | UN | 1 | 15 | C | D | N | N | 85015220 | 1 |  | 6.002 | KG | 790.56 | 790.56 | MC05 | MC05 | SIMOTICS S Synchronous motor 1FK7-HD PN=1.2kW; UDC=600V M0=3.5Nm (100K); NN=4500rpm; Naturally cooled FRAME SIZE IMB 5 (IM V1, IM V3) FLANGE 1, WITH PT1000 TEMPERATURESENSOR POWER CONNECTOR ROTATABLE RESOLVER 2-POLE (RESOLVER P=1); PLAIN SHAFT, TOLERANCE N; W/O HOLDING BRAKE PROTECTION CLASS IP65, | - | 0 | 0
1FK7043-4CH74-1TG2 |  | 1FK7043-4CH74-1TG2 | 1 | UN | 1 | 15 | C | D | N | N | 85015220 | 1 |  | 6.002 | KG | 790.56 | 790.56 | MC05 | MC05 | SIMOTICS S Synchronous motor 1FK7-HD PN=1.2kW; UDC=600V M0=3.5Nm (100K); NN=4500rpm; Naturally cooled FRAME SIZE IMB 5 (IM V1, IM V3) FLANGE 1, WITH PT1000 TEMPERATURESENSOR POWER CONNECTOR ROTATABLE RESOLVER 2-POLE (RESOLVER P=1); PLAIN SHAFT, TOLERANCE N; W/O HOLDING BRAKE PROTECTION CLASS IP65, FLANGE ON DRIVE END IP67; | - | 0 | 0
1FK7043-4CH74-1TH0 |  | 1FK7043-4CH74-1TH0 | 1 | UN | 1 | 15 | C | D | N | N | 85015220 | 1 |  | 6.301 | KG | 900.69 | 900.69 | MC05 | MC05 | SIMOTICS S Synchronous motor 1FK7-HD PN=1.2kW; UDC=600V M0=3.5Nm (100K); NN=4500rpm; Naturally cooled FRAME SIZE IMB 5 (IM V1, IM V3) FLANGE 1, WITH PT1000 TEMPERATURESENSOR POWER CONNECTOR ROTATABLE RESOLVER 2-POLE (RESOLVER P=1); PLAIN SHAFT, TOLERANCE N; WITH HOLDING BRAKE PROTECTION CLASS IP64; | - | 0 | 0
1FK7043-4CH74-1TH1 |  | 1FK7043-4CH74-1TH1 | 1 | UN | 1 | 15 | C | D | N | N | 85015220 | 1 |  | 6.301 | KG | 963.03 | 963.03 | MC05 | MC05 | SIMOTICS S Synchronous motor 1FK7-HD PN=1.2kW; UDC=600V M0=3.5Nm (100K); NN=4500rpm; Naturally cooled FRAME SIZE IMB 5 (IM V1, IM V3) FLANGE 1, WITH PT1000 TEMPERATURESENSOR POWER CONNECTOR ROTATABLE RESOLVER 2-POLE (RESOLVER P=1); PLAIN SHAFT, TOLERANCE N; WITH HOLDING BRAKE PROTECTION CLASS IP65, | - | 0 | 0
1FK7043-4CH74-1TH2 |  | 1FK7043-4CH74-1TH2 | 1 | UN | 1 | 15 | C | D | N | N | 85015220 | 1 |  | 6.301 | KG | 963.03 | 963.03 | MC05 | MC05 | SIMOTICS S Synchronous motor 1FK7-HD PN=1.2kW; UDC=600V M0=3.5Nm (100K); NN=4500rpm; Naturally cooled FRAME SIZE IMB 5 (IM V1, IM V3) FLANGE 1, WITH PT1000 TEMPERATURESENSOR POWER CONNECTOR ROTATABLE RESOLVER 2-POLE (RESOLVER P=1); PLAIN SHAFT, TOLERANCE N; WITH HOLDING BRAKE PROTECTION CLASS IP65, FLANGE ON DRIVE END IP67; | - | 0 | 0
1FK7043-4CK71-1AA0 |  | 1FK7043-4CK71-1AA0 | 1 | UN | 1 | 15 | C | D | N | N | 85015220 | 1 |  | 6.001 | KG | 1176.35 | 1176.35 | MC05 | MC05 | SIMOTICS S Synchronous motor 1FK7-HD PN=1.3kW; UDC=600V M0=3.5Nm (100K); NN=6000rpm; Naturally cooled FRAME SIZE IMB 5 (IM V1, IM V3) FLANGE 1, WITH KTY TEMPERATURESENSOR POWER CONNECTOR ROTATABLE INCREMENTAL ENCODER SIN/COS 1VPP;2048 S/R W. C-AND D-SPUR (ENCODER IC2048S/R) SHAFT WITH FITTED KEY, TOLERANCE N; W/O HOLDING BRAKE PROTECTION CLASS IP64; | - | 0 | 0
1FK7043-4CK71-1AA1 |  | 1FK7043-4CK71-1AA1 | 1 | UN | 1 | 15 | C | D | N | N | 85015220 | 1 |  | 6.001 | KG | 1238.69 | 1238.69 | MC05 | MC05 | SIMOTICS S Synchronous motor 1FK7-HD PN=1.3kW; UDC=600V M0=3.5Nm (100K); NN=6000rpm; Naturally cooled FRAME SIZE IMB 5 (IM V1, IM V3) FLANGE 1, WITH KTY TEMPERATURESENSOR POWER CONNECTOR ROTATABLE INCREMENTAL ENCODER SIN/COS 1VPP;2048 S/R W. C-AND D-SPUR (ENCODER IC2048S/R) SHAFT WITH FITTED KEY, TOLERANCE N; W/O HOLDING BRAKE PROTECTION CLASS IP65, | - | 0 | 0
1FK7043-4CK71-1AA2 |  | 1FK7043-4CK71-1AA2 | 1 | UN | 1 | 15 | C | D | N | N | 85015220 | 1 |  | 6.001 | KG | 1238.69 | 1238.69 | MC05 | MC05 | SIMOTICS S Synchronous motor 1FK7-HD PN=1.3kW; UDC=600V M0=3.5Nm (100K); NN=6000rpm; Naturally cooled FRAME SIZE IMB 5 (IM V1, IM V3) FLANGE 1, WITH KTY TEMPERATURESENSOR POWER CONNECTOR ROTATABLE INCREMENTAL ENCODER SIN/COS 1VPP;2048 S/R W. C-AND D-SPUR (ENCODER IC2048S/R) SHAFT WITH FITTED KEY, TOLERANCE N; W/O HOLDING BRAKE PROTECTION CLASS IP65, FLANGE ON DRIVE END IP67; | - | 0 | 0
1FK7043-4CK71-1AB0 |  | 1FK7043-4CK71-1AB0 | 1 | UN | 1 | 15 | C | D | N | N | 85015220 | 1 |  | 6.3 | KG | 1350.31 | 1350.31 | MC05 | MC05 | SIMOTICS S Synchronous motor 1FK7-HD PN=1.3kW; UDC=600V M0=3.5Nm (100K); NN=6000rpm; Naturally cooled FRAME SIZE IMB 5 (IM V1, IM V3) FLANGE 1, WITH KTY TEMPERATURESENSOR POWER CONNECTOR ROTATABLE INCREMENTAL ENCODER SIN/COS 1VPP;2048 S/R W. C-AND D-SPUR (ENCODER IC2048S/R) SHAFT WITH FITTED KEY, TOLERANCE N; WITH HOLDING BRAKE PROTECTION CLASS IP64; | - | 0 | 0
1FK7043-4CK71-1AB1 |  | 1FK7043-4CK71-1AB1 | 1 | UN | 1 | 15 | C | D | N | N | 85015220 | 1 |  | 6.3 | KG | 1412.65 | 1412.65 | MC05 | MC05 | SIMOTICS S Synchronous motor 1FK7-HD PN=1.3kW; UDC=600V M0=3.5Nm (100K); NN=6000rpm; Naturally cooled FRAME SIZE IMB 5 (IM V1, IM V3) FLANGE 1, WITH KTY TEMPERATURESENSOR POWER CONNECTOR ROTATABLE INCREMENTAL ENCODER SIN/COS 1VPP;2048 S/R W. C-AND D-SPUR (ENCODER IC2048S/R) SHAFT WITH FITTED KEY, TOLERANCE N; WITH HOLDING BRAKE PROTECTION CLASS IP65, | - | 0 | 0
1FK7043-4CK71-1AB2 |  | 1FK7043-4CK71-1AB2 | 1 | UN | 1 | 15 | C | D | N | N | 85015220 | 1 |  | 6.3 | KG | 1412.65 | 1412.65 | MC05 | MC05 | SIMOTICS S Synchronous motor 1FK7-HD PN=1.3kW; UDC=600V M0=3.5Nm (100K); NN=6000rpm; Naturally cooled FRAME SIZE IMB 5 (IM V1, IM V3) FLANGE 1, WITH KTY TEMPERATURESENSOR POWER CONNECTOR ROTATABLE INCREMENTAL ENCODER SIN/COS 1VPP;2048 S/R W. C-AND D-SPUR (ENCODER IC2048S/R) SHAFT WITH FITTED KEY, TOLERANCE N; WITH HOLDING BRAKE PROTECTION CLASS IP65, FLANGE ON DRIVE END IP67; | - | 0 | 0
1FK7043-4CK71-1AG0 |  | 1FK7043-4CK71-1AG0 | 1 | UN | 1 | 15 | C | D | N | N | 85015220 | 1 |  | 6.001 | KG | 1118.86 | 1118.86 | MC05 | MC05 | SIMOTICS S Synchronous motor 1FK7-HD PN=1.3kW; UDC=600V M0=3.5Nm (100K); NN=6000rpm; Naturally cooled FRAME SIZE IMB 5 (IM V1, IM V3) FLANGE 1, WITH KTY TEMPERATURESENSOR POWER CONNECTOR ROTATABLE INCREMENTAL ENCODER SIN/COS 1VPP;2048 S/R W. C-AND D-SPUR (ENCODER IC2048S/R) PLAIN SHAFT, TOLERANCE N; W/O HOLDING BRAKE PROTECTION CLASS IP64; | - | 0 | 0
1FK7043-4CK71-1AG1 |  | 1FK7043-4CK71-1AG1 | 1 | UN | 1 | 15 | C | D | N | N | 85015220 | 1 |  | 6.001 | KG | 1181.2 | 1181.2 | MC05 | MC05 | SIMOTICS S Synchronous motor 1FK7-HD PN=1.3kW; UDC=600V M0=3.5Nm (100K); NN=6000rpm; Naturally cooled FRAME SIZE IMB 5 (IM V1, IM V3) FLANGE 1, WITH KTY TEMPERATURESENSOR POWER CONNECTOR ROTATABLE INCREMENTAL ENCODER SIN/COS 1VPP;2048 S/R W. C-AND D-SPUR (ENCODER IC2048S/R) PLAIN SHAFT, TOLERANCE N; W/O HOLDING BRAKE PROTECTION CLASS IP65, | - | 0 | 0
1FK7043-4CK71-1AG2 |  | 1FK7043-4CK71-1AG2 | 1 | UN | 1 | 15 | C | D | N | N | 85015220 | 1 |  | 6.001 | KG | 1181.2 | 1181.2 | MC05 | MC05 | SIMOTICS S Synchronous motor 1FK7-HD PN=1.3kW; UDC=600V M0=3.5Nm (100K); NN=6000rpm; Naturally cooled FRAME SIZE IMB 5 (IM V1, IM V3) FLANGE 1, WITH KTY TEMPERATURESENSOR POWER CONNECTOR ROTATABLE INCREMENTAL ENCODER SIN/COS 1VPP;2048 S/R W. C-AND D-SPUR (ENCODER IC2048S/R) PLAIN SHAFT, TOLERANCE N; W/O HOLDING BRAKE PROTECTION CLASS IP65, FLANGE ON DRIVE END IP67; | - | 0 | 0
1FK7043-4CK71-1AH0 |  | 1FK7043-4CK71-1AH0 | 1 | UN | 1 | 15 | C | D | N | N | 85015220 | 1 |  | 6.3 | KG | 1291.33 | 1291.33 | MC05 | MC05 | SIMOTICS S Synchronous motor 1FK7-HD PN=1.3kW; UDC=600V M0=3.5Nm (100K); NN=6000rpm; Naturally cooled FRAME SIZE IMB 5 (IM V1, IM V3) FLANGE 1, WITH KTY TEMPERATURESENSOR POWER CONNECTOR ROTATABLE INCREMENTAL ENCODER SIN/COS 1VPP;2048 S/R W. C-AND D-SPUR (ENCODER IC2048S/R) PLAIN SHAFT, TOLERANCE N; WITH HOLDING BRAKE PROTECTION CLASS IP64; | - | 0 | 0
1FK7043-4CK71-1AH1 |  | 1FK7043-4CK71-1AH1 | 1 | UN | 1 | 15 | C | D | N | N | 85015220 | 1 |  | 6.3 | KG | 1353.67 | 1353.67 | MC05 | MC05 | SIMOTICS S Synchronous motor 1FK7-HD PN=1.3kW; UDC=600V M0=3.5Nm (100K); NN=6000rpm; Naturally cooled FRAME SIZE IMB 5 (IM V1, IM V3) FLANGE 1, WITH KTY TEMPERATURESENSOR POWER CONNECTOR ROTATABLE INCREMENTAL ENCODER SIN/COS 1VPP;2048 S/R W. C-AND D-SPUR (ENCODER IC2048S/R) PLAIN SHAFT, TOLERANCE N; WITH HOLDING BRAKE PROTECTION CLASS IP65, | - | 0 | 0
1FK7043-4CK71-1AH2 |  | 1FK7043-4CK71-1AH2 | 1 | UN | 1 | 15 | C | D | N | N | 85015220 | 1 |  | 6.3 | KG | 1353.67 | 1353.67 | MC05 | MC05 | SIMOTICS S Synchronous motor 1FK7-HD PN=1.3kW; UDC=600V M0=3.5Nm (100K); NN=6000rpm; Naturally cooled FRAME SIZE IMB 5 (IM V1, IM V3) FLANGE 1, WITH KTY TEMPERATURESENSOR POWER CONNECTOR ROTATABLE INCREMENTAL ENCODER SIN/COS 1VPP;2048 S/R W. C-AND D-SPUR (ENCODER IC2048S/R) PLAIN SHAFT, TOLERANCE N; WITH HOLDING BRAKE PROTECTION CLASS IP65, FLANGE ON DRIVE END IP67; | - | 0 | 0
1FK7043-4CK71-1BA0 |  | 1FK7043-4CK71-1BA0 | 1 | UN | 1 | 15 | C | D | N | N | 85015220 | 1 |  | 6.001 | KG | 1337.05 | 1337.05 | MC05 | MC05 | SIMOTICS S Synchronous motor 1FK7-HD PN=1.3kW; UDC=600V M0=3.5Nm (100K); NN=6000rpm; Naturally cooled FRAME SIZE IMB 5 (IM V1, IM V3) FLANGE 1 POWER CONNECTOR ROTATABLE ABSOLUTE ENCODER SINGLETURN 24 BIT WITH DRIVE CLIQ INTERFACE (ENCODER AS24DQI) SHAFT WITH FITTED KEY, TOLERANCE N; W/O HOLDING BRAKE PROTECTION CLASS IP64; | - | 0 | 0
1FK7043-4CK71-1BA1 |  | 1FK7043-4CK71-1BA1 | 1 | UN | 1 | 15 | C | D | N | N | 85015220 | 1 |  | 6.001 | KG | 1399.39 | 1399.39 | MC05 | MC05 | SIMOTICS S Synchronous motor 1FK7-HD PN=1.3kW; UDC=600V M0=3.5Nm (100K); NN=6000rpm; Naturally cooled FRAME SIZE IMB 5 (IM V1, IM V3) FLANGE 1 POWER CONNECTOR ROTATABLE ABSOLUTE ENCODER SINGLETURN 24 BIT WITH DRIVE CLIQ INTERFACE (ENCODER AS24DQI) SHAFT WITH FITTED KEY, TOLERANCE N; W/O HOLDING BRAKE PROTECTION CLASS IP65, | - | 0 | 0
1FK7043-4CK71-1BA2 |  | 1FK7043-4CK71-1BA2 | 1 | UN | 1 | 15 | C | D | N | N | 85015220 | 1 |  | 6.001 | KG | 1399.39 | 1399.39 | MC05 | MC05 | SIMOTICS S Synchronous motor 1FK7-HD PN=1.3kW; UDC=600V M0=3.5Nm (100K); NN=6000rpm; Naturally cooled FRAME SIZE IMB 5 (IM V1, IM V3) FLANGE 1 POWER CONNECTOR ROTATABLE ABSOLUTE ENCODER SINGLETURN 24 BIT WITH DRIVE CLIQ INTERFACE (ENCODER AS24DQI) SHAFT WITH FITTED KEY, TOLERANCE N; W/O HOLDING BRAKE PROTECTION CLASS IP65, FLANGE ON DRIVE END IP67; | - | 0 | 0
1FK7043-4CK71-1BB0 |  | 1FK7043-4CK71-1BB0 | 1 | UN | 1 | 15 | C | D | N | N | 85015220 | 1 |  | 6.3 | KG | 1511.01 | 1511.01 | MC05 | MC05 | SIMOTICS S Synchronous motor 1FK7-HD PN=1.3kW; UDC=600V M0=3.5Nm (100K); NN=6000rpm; Naturally cooled FRAME SIZE IMB 5 (IM V1, IM V3) FLANGE 1 POWER CONNECTOR ROTATABLE ABSOLUTE ENCODER SINGLETURN 24 BIT WITH DRIVE CLIQ INTERFACE (ENCODER AS24DQI) SHAFT WITH FITTED KEY, TOLERANCE N; WITH HOLDING BRAKE PROTECTION CLASS IP64; | - | 0 | 0
1FK7043-4CK71-1BB1 |  | 1FK7043-4CK71-1BB1 | 1 | UN | 1 | 15 | C | D | N | N | 85015220 | 1 |  | 6.3 | KG | 1573.35 | 1573.35 | MC05 | MC05 | SIMOTICS S Synchronous motor 1FK7-HD PN=1.3kW; UDC=600V M0=3.5Nm (100K); NN=6000rpm; Naturally cooled FRAME SIZE IMB 5 (IM V1, IM V3) FLANGE 1 POWER CONNECTOR ROTATABLE ABSOLUTE ENCODER SINGLETURN 24 BIT WITH DRIVE CLIQ INTERFACE (ENCODER AS24DQI) SHAFT WITH FITTED KEY, TOLERANCE N; WITH HOLDING BRAKE PROTECTION CLASS IP65, | - | 0 | 0
1FK7043-4CK71-1BB2 |  | 1FK7043-4CK71-1BB2 | 1 | UN | 1 | 15 | C | D | N | N | 85015220 | 1 |  | 6.3 | KG | 1573.35 | 1573.35 | MC05 | MC05 | SIMOTICS S Synchronous motor 1FK7-HD PN=1.3kW; UDC=600V M0=3.5Nm (100K); NN=6000rpm; Naturally cooled FRAME SIZE IMB 5 (IM V1, IM V3) FLANGE 1 POWER CONNECTOR ROTATABLE ABSOLUTE ENCODER SINGLETURN 24 BIT WITH DRIVE CLIQ INTERFACE (ENCODER AS24DQI) SHAFT WITH FITTED KEY, TOLERANCE N; WITH HOLDING BRAKE PROTECTION CLASS IP65, FLANGE ON DRIVE END IP67; | - | 0 | 0
1FK7043-4CK71-1BG0 |  | 1FK7043-4CK71-1BG0 | 1 | UN | 1 | 15 | C | D | N | N | 85015220 | 1 |  | 6.001 | KG | 1279.56 | 1279.56 | MC05 | MC05 | SIMOTICS S Synchronous motor 1FK7-HD PN=1.3kW; UDC=600V M0=3.5Nm (100K); NN=6000rpm; Naturally cooled FRAME SIZE IMB 5 (IM V1, IM V3) FLANGE 1 POWER CONNECTOR ROTATABLE ABSOLUTE ENCODER SINGLETURN 24 BIT WITH DRIVE CLIQ INTERFACE (ENCODER AS24DQI) PLAIN SHAFT, TOLERANCE N; W/O HOLDING BRAKE PROTECTION CLASS IP64; | - | 0 | 0
1FK7043-4CK71-1BG1 |  | 1FK7043-4CK71-1BG1 | 1 | UN | 1 | 15 | C | D | N | N | 85015220 | 1 |  | 6.001 | KG | 1341.9 | 1341.9 | MC05 | MC05 | SIMOTICS S Synchronous motor 1FK7-HD PN=1.3kW; UDC=600V M0=3.5Nm (100K); NN=6000rpm; Naturally cooled FRAME SIZE IMB 5 (IM V1, IM V3) FLANGE 1 POWER CONNECTOR ROTATABLE ABSOLUTE ENCODER SINGLETURN 24 BIT WITH DRIVE CLIQ INTERFACE (ENCODER AS24DQI) PLAIN SHAFT, TOLERANCE N; W/O HOLDING BRAKE PROTECTION CLASS IP65, | - | 0 | 0
1FK7043-4CK71-1BG2 |  | 1FK7043-4CK71-1BG2 | 1 | UN | 1 | 15 | C | D | N | N | 85015220 | 1 |  | 6.001 | KG | 1341.9 | 1341.9 | MC05 | MC05 | SIMOTICS S Synchronous motor 1FK7-HD PN=1.3kW; UDC=600V M0=3.5Nm (100K); NN=6000rpm; Naturally cooled FRAME SIZE IMB 5 (IM V1, IM V3) FLANGE 1 POWER CONNECTOR ROTATABLE ABSOLUTE ENCODER SINGLETURN 24 BIT WITH DRIVE CLIQ INTERFACE (ENCODER AS24DQI) PLAIN SHAFT, TOLERANCE N; W/O HOLDING BRAKE PROTECTION CLASS IP65, FLANGE ON DRIVE END IP67; | - | 0 | 0
1FK7043-4CK71-1BH0 |  | 1FK7043-4CK71-1BH0 | 1 | UN | 1 | 15 | C | D | N | N | 85015220 | 1 |  | 6.3 | KG | 1452.03 | 1452.03 | MC05 | MC05 | SIMOTICS S Synchronous motor 1FK7-HD PN=1.3kW; UDC=600V M0=3.5Nm (100K); NN=6000rpm; Naturally cooled FRAME SIZE IMB 5 (IM V1, IM V3) FLANGE 1 POWER CONNECTOR ROTATABLE ABSOLUTE ENCODER SINGLETURN 24 BIT WITH DRIVE CLIQ INTERFACE (ENCODER AS24DQI) PLAIN SHAFT, TOLERANCE N; WITH HOLDING BRAKE PROTECTION CLASS IP64; | - | 0 | 0
1FK7043-4CK71-1BH1 |  | 1FK7043-4CK71-1BH1 | 1 | UN | 1 | 15 | C | D | N | N | 85015220 | 1 |  | 6.3 | KG | 1514.37 | 1514.37 | MC05 | MC05 | SIMOTICS S Synchronous motor 1FK7-HD PN=1.3kW; UDC=600V M0=3.5Nm (100K); NN=6000rpm; Naturally cooled FRAME SIZE IMB 5 (IM V1, IM V3) FLANGE 1 POWER CONNECTOR ROTATABLE ABSOLUTE ENCODER SINGLETURN 24 BIT WITH DRIVE CLIQ INTERFACE (ENCODER AS24DQI) PLAIN SHAFT, TOLERANCE N; WITH HOLDING BRAKE PROTECTION CLASS IP65, | - | 0 | 0
1FK7043-4CK71-1BH2 |  | 1FK7043-4CK71-1BH2 | 1 | UN | 1 | 15 | C | D | N | N | 85015220 | 1 |  | 6.3 | KG | 1514.37 | 1514.37 | MC05 | MC05 | SIMOTICS S Synchronous motor 1FK7-HD PN=1.3kW; UDC=600V M0=3.5Nm (100K); NN=6000rpm; Naturally cooled FRAME SIZE IMB 5 (IM V1, IM V3) FLANGE 1 POWER CONNECTOR ROTATABLE ABSOLUTE ENCODER SINGLETURN 24 BIT WITH DRIVE CLIQ INTERFACE (ENCODER AS24DQI) PLAIN SHAFT, TOLERANCE N; WITH HOLDING BRAKE PROTECTION CLASS IP65, FLANGE ON DRIVE END IP67; | - | 0 | 0
1FK7043-4CK71-1CA0 |  | 1FK7043-4CK71-1CA0 | 1 | UN | 1 | 15 | C | D | N | N | 85015220 | 1 |  | 6.001 | KG | 1583.21 | 1583.21 | MC05 | MC05 | SIMOTICS S Synchronous motor 1FK7-HD PN=1.3kW; UDC=600V M0=3.5Nm (100K); NN=6000rpm; Naturally cooled FRAME SIZE IMB 5 (IM V1, IM V3) FLANGE 1 POWER CONNECTOR ROTATABLE ABSOLUTE ENCODER 24 BIT + 12 BIT MULTITURN WITH DRIVE-CLIQ INTERFACE (ENCODER AM24DQI) SHAFT WITH FITTED KEY, TOLERANCE N; W/O HOLDING BRAKE PROTECTION CLASS IP64; | - | 0 | 0
1FK7043-4CK71-1CA1 |  | 1FK7043-4CK71-1CA1 | 1 | UN | 1 | 15 | C | D | N | N | 85015220 | 1 |  | 6.001 | KG | 1645.55 | 1645.55 | MC05 | MC05 | SIMOTICS S Synchronous motor 1FK7-HD PN=1.3kW; UDC=600V M0=3.5Nm (100K); NN=6000rpm; Naturally cooled FRAME SIZE IMB 5 (IM V1, IM V3) FLANGE 1 POWER CONNECTOR ROTATABLE ABSOLUTE ENCODER 24 BIT + 12 BIT MULTITURN WITH DRIVE-CLIQ INTERFACE (ENCODER AM24DQI) SHAFT WITH FITTED KEY, TOLERANCE N; W/O HOLDING BRAKE PROTECTION CLASS IP65, | - | 0 | 0
1FK7043-4CK71-1CA2 |  | 1FK7043-4CK71-1CA2 | 1 | UN | 1 | 15 | C | D | N | N | 85015220 | 1 |  | 6.001 | KG | 1645.55 | 1645.55 | MC05 | MC05 | SIMOTICS S Synchronous motor 1FK7-HD PN=1.3kW; UDC=600V M0=3.5Nm (100K); NN=6000rpm; Naturally cooled FRAME SIZE IMB 5 (IM V1, IM V3) FLANGE 1 POWER CONNECTOR ROTATABLE ABSOLUTE ENCODER 24 BIT + 12 BIT MULTITURN WITH DRIVE-CLIQ INTERFACE (ENCODER AM24DQI) SHAFT WITH FITTED KEY, TOLERANCE N; W/O HOLDING BRAKE PROTECTION CLASS IP65, FLANGE ON DRIVE END IP67; | - | 0 | 0
1FK7043-4CK71-1CB0 |  | 1FK7043-4CK71-1CB0 | 1 | UN | 1 | 15 | C | D | N | N | 85015220 | 1 |  | 6.3 | KG | 1757.17 | 1757.17 | MC05 | MC05 | SIMOTICS S Synchronous motor 1FK7-HD PN=1.3kW; UDC=600V M0=3.5Nm (100K); NN=6000rpm; Naturally cooled FRAME SIZE IMB 5 (IM V1, IM V3) FLANGE 1 POWER CONNECTOR ROTATABLE ABSOLUTE ENCODER 24 BIT + 12 BIT MULTITURN WITH DRIVE-CLIQ INTERFACE (ENCODER AM24DQI) SHAFT WITH FITTED KEY, TOLERANCE N; WITH HOLDING BRAKE PROTECTION CLASS IP64; | - | 0 | 0
1FK7043-4CK71-1CB1 |  | 1FK7043-4CK71-1CB1 | 1 | UN | 1 | 15 | C | D | N | N | 85015220 | 1 |  | 6.3 | KG | 1819.51 | 1819.51 | MC05 | MC05 | SIMOTICS S Synchronous motor 1FK7-HD PN=1.3kW; UDC=600V M0=3.5Nm (100K); NN=6000rpm; Naturally cooled FRAME SIZE IMB 5 (IM V1, IM V3) FLANGE 1 POWER CONNECTOR ROTATABLE ABSOLUTE ENCODER 24 BIT + 12 BIT MULTITURN WITH DRIVE-CLIQ INTERFACE (ENCODER AM24DQI) SHAFT WITH FITTED KEY, TOLERANCE N; WITH HOLDING BRAKE PROTECTION CLASS IP65, | - | 0 | 0
1FK7043-4CK71-1CB2 |  | 1FK7043-4CK71-1CB2 | 1 | UN | 1 | 15 | C | D | N | N | 85015220 | 1 |  | 6.3 | KG | 1819.51 | 1819.51 | MC05 | MC05 | SIMOTICS S Synchronous motor 1FK7-HD PN=1.3kW; UDC=600V M0=3.5Nm (100K); NN=6000rpm; Naturally cooled FRAME SIZE IMB 5 (IM V1, IM V3) FLANGE 1 POWER CONNECTOR ROTATABLE ABSOLUTE ENCODER 24 BIT + 12 BIT MULTITURN WITH DRIVE-CLIQ INTERFACE (ENCODER AM24DQI) SHAFT WITH FITTED KEY, TOLERANCE N; WITH HOLDING BRAKE PROTECTION CLASS IP65, FLANGE ON DRIVE END IP67; | - | 0 | 0
1FK7043-4CK71-1CG0 |  | 1FK7043-4CK71-1CG0 | 1 | UN | 1 | 15 | C | D | N | N | 85015220 | 1 |  | 6.001 | KG | 1525.72 | 1525.72 | MC05 | MC05 | SIMOTICS S Synchronous motor 1FK7-HD PN=1.3kW; UDC=600V M0=3.5Nm (100K); NN=6000rpm; Naturally cooled FRAME SIZE IMB 5 (IM V1, IM V3) FLANGE 1 POWER CONNECTOR ROTATABLE ABSOLUTE ENCODER 24 BIT + 12 BIT MULTITURN WITH DRIVE-CLIQ INTERFACE (ENCODER AM24DQI) PLAIN SHAFT, TOLERANCE N; W/O HOLDING BRAKE PROTECTION CLASS IP64; | - | 0 | 0
1FK7043-4CK71-1CG1 |  | 1FK7043-4CK71-1CG1 | 1 | UN | 1 | 15 | C | D | N | N | 85015220 | 1 |  | 6.001 | KG | 1588.06 | 1588.06 | MC05 | MC05 | SIMOTICS S Synchronous motor 1FK7-HD PN=1.3kW; UDC=600V M0=3.5Nm (100K); NN=6000rpm; Naturally cooled FRAME SIZE IMB 5 (IM V1, IM V3) FLANGE 1 POWER CONNECTOR ROTATABLE ABSOLUTE ENCODER 24 BIT + 12 BIT MULTITURN WITH DRIVE-CLIQ INTERFACE (ENCODER AM24DQI) PLAIN SHAFT, TOLERANCE N; W/O HOLDING BRAKE PROTECTION CLASS IP65, | - | 0 | 0
1FK7043-4CK71-1CG2 |  | 1FK7043-4CK71-1CG2 | 1 | UN | 1 | 15 | C | D | N | N | 85015220 | 1 |  | 6.001 | KG | 1588.06 | 1588.06 | MC05 | MC05 | SIMOTICS S Synchronous motor 1FK7-HD PN=1.3kW; UDC=600V M0=3.5Nm (100K); NN=6000rpm; Naturally cooled FRAME SIZE IMB 5 (IM V1, IM V3) FLANGE 1 POWER CONNECTOR ROTATABLE ABSOLUTE ENCODER 24 BIT + 12 BIT MULTITURN WITH DRIVE-CLIQ INTERFACE (ENCODER AM24DQI) PLAIN SHAFT, TOLERANCE N; W/O HOLDING BRAKE PROTECTION CLASS IP65, FLANGE ON DRIVE END IP67; | - | 0 | 0
1FK7043-4CK71-1CG2-Z | K23X12 | 1FK7043-4CK71-1CG2-ZK23X12 | 1 | UN | 1 | 15 | C | D | N | N | 85015220 | 1 |  | 6.011 | KG | 1750.95 | 1750.95 | MC05 | MC05 | SIMOTICS S Synchronous motor 1FK7-HD PN=1.3kW; UDC=600V M0=3.5Nm (100K); NN=6000rpm; Naturally cooled FRAME SIZE IMB 5 (IM V1, IM V3) FLANGE 1 POWER CONNECTOR ROTATABLE ABSOLUTE ENCODER 24 BIT + 12 BIT MULTITURN WITH DRIVE-CLIQ INTERFACE (ENCODER AM24DQI) PLAIN SHAFT, TOLERANCE N; W/O HOLDING BRAKE PROTECTION CLASS IP65, FLANGE ON DRIVE END IP67; K23: PRIMER AND PAINT FINISH ANTHRACITE X12: PAINT FINISH GENTIAN BLUE RAL 5010 | - | 0 | 0
1FK7043-4CK71-1CH0 |  | 1FK7043-4CK71-1CH0 | 1 | UN | 1 | 15 | C | D | N | N | 85015220 | 1 |  | 6.3 | KG | 1698.19 | 1698.19 | MC05 | MC05 | SIMOTICS S Synchronous motor 1FK7-HD PN=1.3kW; UDC=600V M0=3.5Nm (100K); NN=6000rpm; Naturally cooled FRAME SIZE IMB 5 (IM V1, IM V3) FLANGE 1 POWER CONNECTOR ROTATABLE ABSOLUTE ENCODER 24 BIT + 12 BIT MULTITURN WITH DRIVE-CLIQ INTERFACE (ENCODER AM24DQI) PLAIN SHAFT, TOLERANCE N; WITH HOLDING BRAKE PROTECTION CLASS IP64; | - | 0 | 0
1FK7043-4CK71-1CH1 |  | 1FK7043-4CK71-1CH1 | 1 | UN | 1 | 15 | C | D | N | N | 85015220 | 1 |  | 6.3 | KG | 1760.53 | 1760.53 | MC05 | MC05 | SIMOTICS S Synchronous motor 1FK7-HD PN=1.3kW; UDC=600V M0=3.5Nm (100K); NN=6000rpm; Naturally cooled FRAME SIZE IMB 5 (IM V1, IM V3) FLANGE 1 POWER CONNECTOR ROTATABLE ABSOLUTE ENCODER 24 BIT + 12 BIT MULTITURN WITH DRIVE-CLIQ INTERFACE (ENCODER AM24DQI) PLAIN SHAFT, TOLERANCE N; WITH HOLDING BRAKE PROTECTION CLASS IP65, | - | 0 | 0
1FK7043-4CK71-1CH2 |  | 1FK7043-4CK71-1CH2 | 1 | UN | 1 | 15 | C | D | N | N | 85015220 | 1 |  | 6.3 | KG | 1760.53 | 1760.53 | MC05 | MC05 | SIMOTICS S Synchronous motor 1FK7-HD PN=1.3kW; UDC=600V M0=3.5Nm (100K); NN=6000rpm; Naturally cooled FRAME SIZE IMB 5 (IM V1, IM V3) FLANGE 1 POWER CONNECTOR ROTATABLE ABSOLUTE ENCODER 24 BIT + 12 BIT MULTITURN WITH DRIVE-CLIQ INTERFACE (ENCODER AM24DQI) PLAIN SHAFT, TOLERANCE N; WITH HOLDING BRAKE PROTECTION CLASS IP65, FLANGE ON DRIVE END IP67; | - | 0 | 0
1FK7043-4CK71-1DB0 |  | 1FK7043-4CK71-1DB0 | 1 | UN | 1 | 15 | C | D | N | N | 85015220 | 1 |  | 6.301 | KG | 1564.44 | 1564.44 | MC05 | MC05 | SIMOTICS S Synchronous motor 1FK7-HD PN=1.3kW; UDC=600V M0=3.5Nm (100K); NN=6000rpm; Naturally cooled FRAME SIZE IMB 5 (IM V1, IM V3) FLANGE 1 POWER CONNECTOR ROTATABLE INCREMENTAL ENCODER 22 BIT WITH DRIVE-CLIQ INTERFACE (ENCODER IC22DQ) SHAFT WITH FITTED KEY, TOLERANCE N; WITH HOLDING BRAKE PROTECTION CLASS IP64; | - | 0 | 0
1FK7043-4CK71-1DG0-Z | V42 | 1FK7043-4CK71-1DG0-ZV42 | 1 | UN | 1 | 15 | C | D | N | N | 85015220 | 1 |  | 9.802 | KG | 2221.77 | 2221.77 | MC05 | MC05 | SIMOTICS S Synchronous motor 1FK7-HD PN=1.3kW; UDC=600V M0=3.5Nm (100K); NN=6000rpm; Naturally cooled FRAME SIZE IMB 5 (IM V1, IM V3) FLANGE 1 POWER CONNECTOR ROTATABLE INCREMENTAL ENCODER 22 BIT WITH DRIVE-CLIQ INTERFACE (ENCODER IC22DQ) PLAIN SHAFT, TOLERANCE N; W/O HOLDING BRAKE PROTECTION CLASS IP64; V42: ALPHA NP, NP 025 Planetary gear unit 1-stage, i=10, with feather key | - | 0 | 0
1FK7043-4CK71-1EA0 |  | 1FK7043-4CK71-1EA0 | 1 | UN | 1 | 15 | C | D | N | N | 85015220 | 1 |  | 6.001 | KG | 1424.03 | 1424.03 | MC05 | MC05 | SIMOTICS S Synchronous motor 1FK7-HD PN=1.3kW; UDC=600V M0=3.5Nm (100K); NN=6000rpm; Naturally cooled FRAME SIZE IMB 5 (IM V1, IM V3) FLANGE 1, WITH KTY TEMPERATURESENSOR POWER CONNECTOR ROTATABLE ABSOLUTE ENCODERR 2048 S/R + 4096 UMDREHUNGEN MULTITURN, WITH ENDAT-SCHNITTSTELLE (ENCODER AM2048S/R) SHAFT WITH FITTED KEY, TOLERANCE N; W/O HOLDING BRAKE PROTECTION CLASS IP64; | - | 0 | 0
1FK7043-4CK71-1EA1 |  | 1FK7043-4CK71-1EA1 | 1 | UN | 1 | 15 | C | D | N | N | 85015220 | 1 |  | 6.001 | KG | 1486.37 | 1486.37 | MC05 | MC05 | SIMOTICS S Synchronous motor 1FK7-HD PN=1.3kW; UDC=600V M0=3.5Nm (100K); NN=6000rpm; Naturally cooled FRAME SIZE IMB 5 (IM V1, IM V3) FLANGE 1, WITH KTY TEMPERATURESENSOR POWER CONNECTOR ROTATABLE ABSOLUTE ENCODERR 2048 S/R + 4096 UMDREHUNGEN MULTITURN, WITH ENDAT-SCHNITTSTELLE (ENCODER AM2048S/R) SHAFT WITH FITTED KEY, TOLERANCE N; W/O HOLDING BRAKE PROTECTION CLASS IP65, | - | 0 | 0
1FK7043-4CK71-1EA2 |  | 1FK7043-4CK71-1EA2 | 1 | UN | 1 | 15 | C | D | N | N | 85015220 | 1 |  | 6.001 | KG | 1486.37 | 1486.37 | MC05 | MC05 | SIMOTICS S Synchronous motor 1FK7-HD PN=1.3kW; UDC=600V M0=3.5Nm (100K); NN=6000rpm; Naturally cooled FRAME SIZE IMB 5 (IM V1, IM V3) FLANGE 1, WITH KTY TEMPERATURESENSOR POWER CONNECTOR ROTATABLE ABSOLUTE ENCODERR 2048 S/R + 4096 UMDREHUNGEN MULTITURN, WITH ENDAT-SCHNITTSTELLE (ENCODER AM2048S/R) SHAFT WITH FITTED KEY, TOLERANCE N; W/O HOLDING BRAKE PROTECTION CLASS IP65, FLANGE ON DRIVE END IP67; | - | 0 | 0
1FK7043-4CK71-1EB0 |  | 1FK7043-4CK71-1EB0 | 1 | UN | 1 | 15 | C | D | N | N | 85015220 | 1 |  | 6.3 | KG | 1597.99 | 1597.99 | MC05 | MC05 | SIMOTICS S Synchronous motor 1FK7-HD PN=1.3kW; UDC=600V M0=3.5Nm (100K); NN=6000rpm; Naturally cooled FRAME SIZE IMB 5 (IM V1, IM V3) FLANGE 1, WITH KTY TEMPERATURESENSOR POWER CONNECTOR ROTATABLE ABSOLUTE ENCODERR 2048 S/R + 4096 UMDREHUNGEN MULTITURN, WITH ENDAT-SCHNITTSTELLE (ENCODER AM2048S/R) SHAFT WITH FITTED KEY, TOLERANCE N; WITH HOLDING BRAKE PROTECTION CLASS IP64; | - | 0 | 0
1FK7043-4CK71-1EB1 |  | 1FK7043-4CK71-1EB1 | 1 | UN | 1 | 15 | C | D | N | N | 85015220 | 1 |  | 6.3 | KG | 1660.33 | 1660.33 | MC05 | MC05 | SIMOTICS S Synchronous motor 1FK7-HD PN=1.3kW; UDC=600V M0=3.5Nm (100K); NN=6000rpm; Naturally cooled FRAME SIZE IMB 5 (IM V1, IM V3) FLANGE 1, WITH KTY TEMPERATURESENSOR POWER CONNECTOR ROTATABLE ABSOLUTE ENCODERR 2048 S/R + 4096 UMDREHUNGEN MULTITURN, WITH ENDAT-SCHNITTSTELLE (ENCODER AM2048S/R) SHAFT WITH FITTED KEY, TOLERANCE N; WITH HOLDING BRAKE PROTECTION CLASS IP65, | - | 0 | 0
1FK7043-4CK71-1EB2 |  | 1FK7043-4CK71-1EB2 | 1 | UN | 1 | 15 | C | D | N | N | 85015220 | 1 |  | 6.3 | KG | 1660.33 | 1660.33 | MC05 | MC05 | SIMOTICS S Synchronous motor 1FK7-HD PN=1.3kW; UDC=600V M0=3.5Nm (100K); NN=6000rpm; Naturally cooled FRAME SIZE IMB 5 (IM V1, IM V3) FLANGE 1, WITH KTY TEMPERATURESENSOR POWER CONNECTOR ROTATABLE ABSOLUTE ENCODERR 2048 S/R + 4096 UMDREHUNGEN MULTITURN, WITH ENDAT-SCHNITTSTELLE (ENCODER AM2048S/R) SHAFT WITH FITTED KEY, TOLERANCE N; WITH HOLDING BRAKE PROTECTION CLASS IP65, FLANGE ON DRIVE END IP67; | - | 0 | 0
1FK7043-4CK71-1EG0 |  | 1FK7043-4CK71-1EG0 | 1 | UN | 1 | 15 | C | D | N | N | 85015220 | 1 |  | 6.001 | KG | 1366.54 | 1366.54 | MC05 | MC05 | SIMOTICS S Synchronous motor 1FK7-HD PN=1.3kW; UDC=600V M0=3.5Nm (100K); NN=6000rpm; Naturally cooled FRAME SIZE IMB 5 (IM V1, IM V3) FLANGE 1, WITH KTY TEMPERATURESENSOR POWER CONNECTOR ROTATABLE ABSOLUTE ENCODERR 2048 S/R + 4096 UMDREHUNGEN MULTITURN, WITH ENDAT-SCHNITTSTELLE (ENCODER AM2048S/R) PLAIN SHAFT, TOLERANCE N; W/O HOLDING BRAKE PROTECTION CLASS IP64; | - | 0 | 0
1FK7043-4CK71-1EG1 |  | 1FK7043-4CK71-1EG1 | 1 | UN | 1 | 15 | C | D | N | N | 85015220 | 1 |  | 6.001 | KG | 1428.88 | 1428.88 | MC05 | MC05 | SIMOTICS S Synchronous motor 1FK7-HD PN=1.3kW; UDC=600V M0=3.5Nm (100K); NN=6000rpm; Naturally cooled FRAME SIZE IMB 5 (IM V1, IM V3) FLANGE 1, WITH KTY TEMPERATURESENSOR POWER CONNECTOR ROTATABLE ABSOLUTE ENCODERR 2048 S/R + 4096 UMDREHUNGEN MULTITURN, WITH ENDAT-SCHNITTSTELLE (ENCODER AM2048S/R) PLAIN SHAFT, TOLERANCE N; W/O HOLDING BRAKE PROTECTION CLASS IP65, | - | 0 | 0
1FK7043-4CK71-1EG2 |  | 1FK7043-4CK71-1EG2 | 1 | UN | 1 | 15 | C | D | N | N | 85015220 | 1 |  | 6.001 | KG | 1428.88 | 1428.88 | MC05 | MC05 | SIMOTICS S Synchronous motor 1FK7-HD PN=1.3kW; UDC=600V M0=3.5Nm (100K); NN=6000rpm; Naturally cooled FRAME SIZE IMB 5 (IM V1, IM V3) FLANGE 1, WITH KTY TEMPERATURESENSOR POWER CONNECTOR ROTATABLE ABSOLUTE ENCODERR 2048 S/R + 4096 UMDREHUNGEN MULTITURN, WITH ENDAT-SCHNITTSTELLE (ENCODER AM2048S/R) PLAIN SHAFT, TOLERANCE N; W/O HOLDING BRAKE PROTECTION CLASS IP65, FLANGE ON DRIVE END IP67; | - | 0 | 0
1FK7043-4CK71-1EH0 |  | 1FK7043-4CK71-1EH0 | 1 | UN | 1 | 15 | C | D | N | N | 85015220 | 1 |  | 6.3 | KG | 1539.01 | 1539.01 | MC05 | MC05 | SIMOTICS S Synchronous motor 1FK7-HD PN=1.3kW; UDC=600V M0=3.5Nm (100K); NN=6000rpm; Naturally cooled FRAME SIZE IMB 5 (IM V1, IM V3) FLANGE 1, WITH KTY TEMPERATURESENSOR POWER CONNECTOR ROTATABLE ABSOLUTE ENCODERR 2048 S/R + 4096 UMDREHUNGEN MULTITURN, WITH ENDAT-SCHNITTSTELLE (ENCODER AM2048S/R) PLAIN SHAFT, TOLERANCE N; WITH HOLDING BRAKE PROTECTION CLASS IP64; | - | 0 | 0
1FK7043-4CK71-1EH1 |  | 1FK7043-4CK71-1EH1 | 1 | UN | 1 | 15 | C | D | N | N | 85015220 | 1 |  | 6.3 | KG | 1601.35 | 1601.35 | MC05 | MC05 | SIMOTICS S Synchronous motor 1FK7-HD PN=1.3kW; UDC=600V M0=3.5Nm (100K); NN=6000rpm; Naturally cooled FRAME SIZE IMB 5 (IM V1, IM V3) FLANGE 1, WITH KTY TEMPERATURESENSOR POWER CONNECTOR ROTATABLE ABSOLUTE ENCODERR 2048 S/R + 4096 UMDREHUNGEN MULTITURN, WITH ENDAT-SCHNITTSTELLE (ENCODER AM2048S/R) PLAIN SHAFT, TOLERANCE N; WITH HOLDING BRAKE PROTECTION CLASS IP65, | - | 0 | 0
1FK7043-4CK71-1EH2 |  | 1FK7043-4CK71-1EH2 | 1 | UN | 1 | 15 | C | D | N | N | 85015220 | 1 |  | 6.3 | KG | 1601.35 | 1601.35 | MC05 | MC05 | SIMOTICS S Synchronous motor 1FK7-HD PN=1.3kW; UDC=600V M0=3.5Nm (100K); NN=6000rpm; Naturally cooled FRAME SIZE IMB 5 (IM V1, IM V3) FLANGE 1, WITH KTY TEMPERATURESENSOR POWER CONNECTOR ROTATABLE ABSOLUTE ENCODERR 2048 S/R + 4096 UMDREHUNGEN MULTITURN, WITH ENDAT-SCHNITTSTELLE (ENCODER AM2048S/R) PLAIN SHAFT, TOLERANCE N; WITH HOLDING BRAKE PROTECTION CLASS IP65, FLANGE ON DRIVE END IP67; | - | 0 | 0
1FK7043-4CK71-1FB0 |  | 1FK7043-4CK71-1FB0 | 1 | UN | 1 | 15 | C | D | N | N | 85015220 | 1 |  | 6.3 | KG | 1810.61 | 1810.61 | MC05 | MC05 | SIMOTICS S Synchronous motor 1FK7-HD PN=1.3kW; UDC=600V M0=3.5Nm (100K); NN=6000rpm; Naturally cooled FRAME SIZE IMB 5 (IM V1, IM V3) FLANGE 1 POWER CONNECTOR ROTATABLE ABSOLUTE ENCODER 22BIT + 12 BIT MULTITURN, WITH DRIVE-CLIQ INTERFACE (ENCODER AM22DQ) SHAFT WITH FITTED KEY, TOLERANCE N; WITH HOLDING BRAKE PROTECTION CLASS IP64; | - | 0 | 0
1FK7043-4CK71-1PA0 |  | 1FK7043-4CK71-1PA0 | 1 | UN | 1 | 15 | C | D | N | N | 85015220 | 1 |  | 6.101 | KG | 946.41 | 946.41 | MC05 | MC05 | SIMOTICS S Synchronous motor 1FK7-HD PN=1.3kW; UDC=600V M0=3.5Nm (100K); NN=6000rpm; Naturally cooled FRAME SIZE IMB 5 (IM V1, IM V3) FLANGE 1 POWER CONNECTOR ROTATABLE RESOLVER 2-POLE, WITH DRIVE CLIQ-INTERFACE SHAFT WITH FITTED KEY, TOLERANCE N; W/O HOLDING BRAKE PROTECTION CLASS IP64; | - | 0 | 0
1FK7043-4CK71-1PA1 |  | 1FK7043-4CK71-1PA1 | 1 | UN | 1 | 15 | C | D | N | N | 85015220 | 1 |  | 6.101 | KG | 1008.75 | 1008.75 | MC05 | MC05 | SIMOTICS S Synchronous motor 1FK7-HD PN=1.3kW; UDC=600V M0=3.5Nm (100K); NN=6000rpm; Naturally cooled FRAME SIZE IMB 5 (IM V1, IM V3) FLANGE 1 POWER CONNECTOR ROTATABLE RESOLVER 2-POLE, WITH DRIVE CLIQ-INTERFACE SHAFT WITH FITTED KEY, TOLERANCE N; W/O HOLDING BRAKE PROTECTION CLASS IP65, | - | 0 | 0
1FK7043-4CK71-1PA2 |  | 1FK7043-4CK71-1PA2 | 1 | UN | 1 | 15 | C | D | N | N | 85015220 | 1 |  | 6.101 | KG | 1008.75 | 1008.75 | MC05 | MC05 | SIMOTICS S Synchronous motor 1FK7-HD PN=1.3kW; UDC=600V M0=3.5Nm (100K); NN=6000rpm; Naturally cooled FRAME SIZE IMB 5 (IM V1, IM V3) FLANGE 1 POWER CONNECTOR ROTATABLE RESOLVER 2-POLE, WITH DRIVE CLIQ-INTERFACE SHAFT WITH FITTED KEY, TOLERANCE N; W/O HOLDING BRAKE PROTECTION CLASS IP65, FLANGE ON DRIVE END IP67; | - | 0 | 0
1FK7043-4CK71-1PB0 |  | 1FK7043-4CK71-1PB0 | 1 | UN | 1 | 15 | C | D | N | N | 85015220 | 1 |  | 6.4 | KG | 1120.37 | 1120.37 | MC05 | MC05 | SIMOTICS S Synchronous motor 1FK7-HD PN=1.3kW; UDC=600V M0=3.5Nm (100K); NN=6000rpm; Naturally cooled FRAME SIZE IMB 5 (IM V1, IM V3) FLANGE 1 POWER CONNECTOR ROTATABLE RESOLVER 2-POLE, WITH DRIVE CLIQ-INTERFACE SHAFT WITH FITTED KEY, TOLERANCE N; WITH HOLDING BRAKE PROTECTION CLASS IP64; | - | 0 | 0
1FK7043-4CK71-1PB1 |  | 1FK7043-4CK71-1PB1 | 1 | UN | 1 | 15 | C | D | N | N | 85015220 | 1 |  | 6.4 | KG | 1182.71 | 1182.71 | MC05 | MC05 | SIMOTICS S Synchronous motor 1FK7-HD PN=1.3kW; UDC=600V M0=3.5Nm (100K); NN=6000rpm; Naturally cooled FRAME SIZE IMB 5 (IM V1, IM V3) FLANGE 1 POWER CONNECTOR ROTATABLE RESOLVER 2-POLE, WITH DRIVE CLIQ-INTERFACE SHAFT WITH FITTED KEY, TOLERANCE N; WITH HOLDING BRAKE PROTECTION CLASS IP65, | - | 0 | 0
1FK7043-4CK71-1PB2 |  | 1FK7043-4CK71-1PB2 | 1 | UN | 1 | 15 | C | D | N | N | 85015220 | 1 |  | 6.4 | KG | 1182.71 | 1182.71 | MC05 | MC05 | SIMOTICS S Synchronous motor 1FK7-HD PN=1.3kW; UDC=600V M0=3.5Nm (100K); NN=6000rpm; Naturally cooled FRAME SIZE IMB 5 (IM V1, IM V3) FLANGE 1 POWER CONNECTOR ROTATABLE RESOLVER 2-POLE, WITH DRIVE CLIQ-INTERFACE SHAFT WITH FITTED KEY, TOLERANCE N; WITH HOLDING BRAKE PROTECTION CLASS IP65, FLANGE ON DRIVE END IP67; | - | 0 | 0
1FK7043-4CK71-1PG0 |  | 1FK7043-4CK71-1PG0 | 1 | UN | 1 | 15 | C | D | N | N | 85015220 | 1 |  | 6.101 | KG | 888.92 | 888.92 | MC05 | MC05 | SIMOTICS S Synchronous motor 1FK7-HD PN=1.3kW; UDC=600V M0=3.5Nm (100K); NN=6000rpm; Naturally cooled FRAME SIZE IMB 5 (IM V1, IM V3) FLANGE 1 POWER CONNECTOR ROTATABLE RESOLVER 2-POLE, WITH DRIVE CLIQ-INTERFACE PLAIN SHAFT, TOLERANCE N; W/O HOLDING BRAKE PROTECTION CLASS IP64; | - | 0 | 0
1FK7043-4CK71-1PG1 |  | 1FK7043-4CK71-1PG1 | 1 | UN | 1 | 15 | C | D | N | N | 85015220 | 1 |  | 6.101 | KG | 951.26 | 951.26 | MC05 | MC05 | SIMOTICS S Synchronous motor 1FK7-HD PN=1.3kW; UDC=600V M0=3.5Nm (100K); NN=6000rpm; Naturally cooled FRAME SIZE IMB 5 (IM V1, IM V3) FLANGE 1 POWER CONNECTOR ROTATABLE RESOLVER 2-POLE, WITH DRIVE CLIQ-INTERFACE PLAIN SHAFT, TOLERANCE N; W/O HOLDING BRAKE PROTECTION CLASS IP65, | - | 0 | 0
1FK7043-4CK71-1PG2 |  | 1FK7043-4CK71-1PG2 | 1 | UN | 1 | 15 | C | D | N | N | 85015220 | 1 |  | 6.101 | KG | 951.26 | 951.26 | MC05 | MC05 | SIMOTICS S Synchronous motor 1FK7-HD PN=1.3kW; UDC=600V M0=3.5Nm (100K); NN=6000rpm; Naturally cooled FRAME SIZE IMB 5 (IM V1, IM V3) FLANGE 1 POWER CONNECTOR ROTATABLE RESOLVER 2-POLE, WITH DRIVE CLIQ-INTERFACE PLAIN SHAFT, TOLERANCE N; W/O HOLDING BRAKE PROTECTION CLASS IP65, FLANGE ON DRIVE END IP67; | - | 0 | 0
1FK7043-4CK71-1PH0 |  | 1FK7043-4CK71-1PH0 | 1 | UN | 1 | 15 | C | D | N | N | 85015220 | 1 |  | 6.4 | KG | 1061.39 | 1061.39 | MC05 | MC05 | SIMOTICS S Synchronous motor 1FK7-HD PN=1.3kW; UDC=600V M0=3.5Nm (100K); NN=6000rpm; Naturally cooled FRAME SIZE IMB 5 (IM V1, IM V3) FLANGE 1 POWER CONNECTOR ROTATABLE RESOLVER 2-POLE, WITH DRIVE CLIQ-INTERFACE PLAIN SHAFT, TOLERANCE N; WITH HOLDING BRAKE PROTECTION CLASS IP64; | - | 0 | 0
1FK7043-4CK71-1PH1 |  | 1FK7043-4CK71-1PH1 | 1 | UN | 1 | 15 | C | D | N | N | 85015220 | 1 |  | 6.4 | KG | 1123.73 | 1123.73 | MC05 | MC05 | SIMOTICS S Synchronous motor 1FK7-HD PN=1.3kW; UDC=600V M0=3.5Nm (100K); NN=6000rpm; Naturally cooled FRAME SIZE IMB 5 (IM V1, IM V3) FLANGE 1 POWER CONNECTOR ROTATABLE RESOLVER 2-POLE, WITH DRIVE CLIQ-INTERFACE PLAIN SHAFT, TOLERANCE N; WITH HOLDING BRAKE PROTECTION CLASS IP65, | - | 0 | 0
1FK7043-4CK71-1PH2 |  | 1FK7043-4CK71-1PH2 | 1 | UN | 1 | 15 | C | D | N | N | 85015220 | 1 |  | 6.4 | KG | 1123.73 | 1123.73 | MC05 | MC05 | SIMOTICS S Synchronous motor 1FK7-HD PN=1.3kW; UDC=600V M0=3.5Nm (100K); NN=6000rpm; Naturally cooled FRAME SIZE IMB 5 (IM V1, IM V3) FLANGE 1 POWER CONNECTOR ROTATABLE RESOLVER 2-POLE, WITH DRIVE CLIQ-INTERFACE PLAIN SHAFT, TOLERANCE N; WITH HOLDING BRAKE PROTECTION CLASS IP65, FLANGE ON DRIVE END IP67; | - | 0 | 0
1FK7043-4CK71-1QA0 |  | 1FK7043-4CK71-1QA0 | 1 | UN | 1 | 15 | C | D | N | N | 85015220 | 1 |  | 6.001 | KG | 1015.11 | 1015.11 | MC05 | MC05 | SIMOTICS S Synchronous motor 1FK7-HD PN=1.3kW; UDC=600V M0=3.5Nm (100K); NN=6000rpm; Naturally cooled FRAME SIZE IMB 5 (IM V1, IM V3) FLANGE 1 POWER CONNECTOR ROTATABLE ABSOLUTE ENCODER SINGLETURN 20 BIT WITH DRIVE-CLIQ INTERFACE (ENCODER AS20DQI) SHAFT WITH FITTED KEY, TOLERANCE N; W/O HOLDING BRAKE PROTECTION CLASS IP64; | - | 0 | 0
1FK7043-4CK71-1QA1 |  | 1FK7043-4CK71-1QA1 | 1 | UN | 1 | 15 | C | D | N | N | 85015220 | 1 |  | 6.001 | KG | 1077.45 | 1077.45 | MC05 | MC05 | SIMOTICS S Synchronous motor 1FK7-HD PN=1.3kW; UDC=600V M0=3.5Nm (100K); NN=6000rpm; Naturally cooled FRAME SIZE IMB 5 (IM V1, IM V3) FLANGE 1 POWER CONNECTOR ROTATABLE ABSOLUTE ENCODER SINGLETURN 20 BIT WITH DRIVE-CLIQ INTERFACE (ENCODER AS20DQI) SHAFT WITH FITTED KEY, TOLERANCE N; W/O HOLDING BRAKE PROTECTION CLASS IP65, | - | 0 | 0
1FK7043-4CK71-1QA2 |  | 1FK7043-4CK71-1QA2 | 1 | UN | 1 | 15 | C | D | N | N | 85015220 | 1 |  | 6.001 | KG | 1077.45 | 1077.45 | MC05 | MC05 | SIMOTICS S Synchronous motor 1FK7-HD PN=1.3kW; UDC=600V M0=3.5Nm (100K); NN=6000rpm; Naturally cooled FRAME SIZE IMB 5 (IM V1, IM V3) FLANGE 1 POWER CONNECTOR ROTATABLE ABSOLUTE ENCODER SINGLETURN 20 BIT WITH DRIVE-CLIQ INTERFACE (ENCODER AS20DQI) SHAFT WITH FITTED KEY, TOLERANCE N; W/O HOLDING BRAKE PROTECTION CLASS IP65, FLANGE ON DRIVE END IP67; | - | 0 | 0
1FK7043-4CK71-1QB0 |  | 1FK7043-4CK71-1QB0 | 1 | UN | 1 | 15 | C | D | N | N | 85015220 | 1 |  | 6.3 | KG | 1189.07 | 1189.07 | MC05 | MC05 | SIMOTICS S Synchronous motor 1FK7-HD PN=1.3kW; UDC=600V M0=3.5Nm (100K); NN=6000rpm; Naturally cooled FRAME SIZE IMB 5 (IM V1, IM V3) FLANGE 1 POWER CONNECTOR ROTATABLE ABSOLUTE ENCODER SINGLETURN 20 BIT WITH DRIVE-CLIQ INTERFACE (ENCODER AS20DQI) SHAFT WITH FITTED KEY, TOLERANCE N; WITH HOLDING BRAKE PROTECTION CLASS IP64; | - | 0 | 0
1FK7043-4CK71-1QB1 |  | 1FK7043-4CK71-1QB1 | 1 | UN | 1 | 15 | C | D | N | N | 85015220 | 1 |  | 6.3 | KG | 1251.41 | 1251.41 | MC05 | MC05 | SIMOTICS S Synchronous motor 1FK7-HD PN=1.3kW; UDC=600V M0=3.5Nm (100K); NN=6000rpm; Naturally cooled FRAME SIZE IMB 5 (IM V1, IM V3) FLANGE 1 POWER CONNECTOR ROTATABLE ABSOLUTE ENCODER SINGLETURN 20 BIT WITH DRIVE-CLIQ INTERFACE (ENCODER AS20DQI) SHAFT WITH FITTED KEY, TOLERANCE N; WITH HOLDING BRAKE PROTECTION CLASS IP65, | - | 0 | 0
1FK7043-4CK71-1QB2 |  | 1FK7043-4CK71-1QB2 | 1 | UN | 1 | 15 | C | D | N | N | 85015220 | 1 |  | 6.3 | KG | 1251.41 | 1251.41 | MC05 | MC05 | SIMOTICS S Synchronous motor 1FK7-HD PN=1.3kW; UDC=600V M0=3.5Nm (100K); NN=6000rpm; Naturally cooled FRAME SIZE IMB 5 (IM V1, IM V3) FLANGE 1 POWER CONNECTOR ROTATABLE ABSOLUTE ENCODER SINGLETURN 20 BIT WITH DRIVE-CLIQ INTERFACE (ENCODER AS20DQI) SHAFT WITH FITTED KEY, TOLERANCE N; WITH HOLDING BRAKE PROTECTION CLASS IP65, FLANGE ON DRIVE END IP67; | - | 0 | 0
1FK7043-4CK71-1QG0 |  | 1FK7043-4CK71-1QG0 | 1 | UN | 1 | 15 | C | D | N | N | 85015220 | 1 |  | 6.001 | KG | 957.62 | 957.62 | MC05 | MC05 | SIMOTICS S Synchronous motor 1FK7-HD PN=1.3kW; UDC=600V M0=3.5Nm (100K); NN=6000rpm; Naturally cooled FRAME SIZE IMB 5 (IM V1, IM V3) FLANGE 1 POWER CONNECTOR ROTATABLE ABSOLUTE ENCODER SINGLETURN 20 BIT WITH DRIVE-CLIQ INTERFACE (ENCODER AS20DQI) PLAIN SHAFT, TOLERANCE N; W/O HOLDING BRAKE PROTECTION CLASS IP64; | - | 0 | 0
1FK7043-4CK71-1QG0-Z | V42 | 1FK7043-4CK71-1QG0-ZV42 | 1 | UN | 1 | 15 | C | D | N | N | 85015220 | 1 |  | 9.801 | KG | 1846.4 | 1846.4 | MC05 | MC05 | SIMOTICS S Synchronous motor 1FK7-HD PN=1.3kW; UDC=600V M0=3.5Nm (100K); NN=6000rpm; Naturally cooled FRAME SIZE IMB 5 (IM V1, IM V3) FLANGE 1 POWER CONNECTOR ROTATABLE ABSOLUTE ENCODER SINGLETURN 20 BIT WITH DRIVE-CLIQ INTERFACE (ENCODER AS20DQI) PLAIN SHAFT, TOLERANCE N; W/O HOLDING BRAKE PROTECTION CLASS IP64; V42: ALPHA NP, NP 025 Planetary gear unit 1-stage, i=10, with feather key | - | 0 | 0
1FK7043-4CK71-1QG1 |  | 1FK7043-4CK71-1QG1 | 1 | UN | 1 | 15 | C | D | N | N | 85015220 | 1 |  | 6.001 | KG | 1019.96 | 1019.96 | MC05 | MC05 | SIMOTICS S Synchronous motor 1FK7-HD PN=1.3kW; UDC=600V M0=3.5Nm (100K); NN=6000rpm; Naturally cooled FRAME SIZE IMB 5 (IM V1, IM V3) FLANGE 1 POWER CONNECTOR ROTATABLE ABSOLUTE ENCODER SINGLETURN 20 BIT WITH DRIVE-CLIQ INTERFACE (ENCODER AS20DQI) PLAIN SHAFT, TOLERANCE N; W/O HOLDING BRAKE PROTECTION CLASS IP65, | - | 0 | 0
1FK7043-4CK71-1QG2 |  | 1FK7043-4CK71-1QG2 | 1 | UN | 1 | 15 | C | D | N | N | 85015220 | 1 |  | 6.001 | KG | 1019.96 | 1019.96 | MC05 | MC05 | SIMOTICS S Synchronous motor 1FK7-HD PN=1.3kW; UDC=600V M0=3.5Nm (100K); NN=6000rpm; Naturally cooled FRAME SIZE IMB 5 (IM V1, IM V3) FLANGE 1 POWER CONNECTOR ROTATABLE ABSOLUTE ENCODER SINGLETURN 20 BIT WITH DRIVE-CLIQ INTERFACE (ENCODER AS20DQI) PLAIN SHAFT, TOLERANCE N; W/O HOLDING BRAKE PROTECTION CLASS IP65, FLANGE ON DRIVE END IP67; | - | 0 | 0
1FK7043-4CK71-1QH0 |  | 1FK7043-4CK71-1QH0 | 1 | UN | 1 | 15 | C | D | N | N | 85015220 | 1 |  | 6.3 | KG | 1130.09 | 1130.09 | MC05 | MC05 | SIMOTICS S Synchronous motor 1FK7-HD PN=1.3kW; UDC=600V M0=3.5Nm (100K); NN=6000rpm; Naturally cooled FRAME SIZE IMB 5 (IM V1, IM V3) FLANGE 1 POWER CONNECTOR ROTATABLE ABSOLUTE ENCODER SINGLETURN 20 BIT WITH DRIVE-CLIQ INTERFACE (ENCODER AS20DQI) PLAIN SHAFT, TOLERANCE N; WITH HOLDING BRAKE PROTECTION CLASS IP64; | - | 0 | 0
1FK7043-4CK71-1QH1 |  | 1FK7043-4CK71-1QH1 | 1 | UN | 1 | 15 | C | D | N | N | 85015220 | 1 |  | 6.3 | KG | 1192.43 | 1192.43 | MC05 | MC05 | SIMOTICS S Synchronous motor 1FK7-HD PN=1.3kW; UDC=600V M0=3.5Nm (100K); NN=6000rpm; Naturally cooled FRAME SIZE IMB 5 (IM V1, IM V3) FLANGE 1 POWER CONNECTOR ROTATABLE ABSOLUTE ENCODER SINGLETURN 20 BIT WITH DRIVE-CLIQ INTERFACE (ENCODER AS20DQI) PLAIN SHAFT, TOLERANCE N; WITH HOLDING BRAKE PROTECTION CLASS IP65, | - | 0 | 0
1FK7043-4CK71-1QH2 |  | 1FK7043-4CK71-1QH2 | 1 | UN | 1 | 15 | C | D | N | N | 85015220 | 1 |  | 6.3 | KG | 1192.43 | 1192.43 | MC05 | MC05 | SIMOTICS S Synchronous motor 1FK7-HD PN=1.3kW; UDC=600V M0=3.5Nm (100K); NN=6000rpm; Naturally cooled FRAME SIZE IMB 5 (IM V1, IM V3) FLANGE 1 POWER CONNECTOR ROTATABLE ABSOLUTE ENCODER SINGLETURN 20 BIT WITH DRIVE-CLIQ INTERFACE (ENCODER AS20DQI) PLAIN SHAFT, TOLERANCE N; WITH HOLDING BRAKE PROTECTION CLASS IP65, FLANGE ON DRIVE END IP67; | - | 0 | 0
1FK7043-4CK71-1RA0 |  | 1FK7043-4CK71-1RA0 | 1 | UN | 1 | 15 | C | D | N | N | 85015220 | 1 |  | 6.001 | KG | 1264.48 | 1264.48 | MC05 | MC05 | SIMOTICS S Synchronous motor 1FK7-HD PN=1.3kW; UDC=600V M0=3.5Nm (100K); NN=6000rpm; Naturally cooled FRAME SIZE IMB 5 (IM V1, IM V3) FLANGE 1 POWER CONNECTOR ROTATABLE ABSOLUTE ENCODER 20 BIT + 12 BIT MULTITURN WITH DRIVE-CLIQ INTERFACE (ENCODER AM20DQI) SHAFT WITH FITTED KEY, TOLERANCE N; W/O HOLDING BRAKE PROTECTION CLASS IP64; | - | 0 | 0
1FK7043-4CK71-1RA1 |  | 1FK7043-4CK71-1RA1 | 1 | UN | 1 | 15 | C | D | N | N | 85015220 | 1 |  | 6.001 | KG | 1326.82 | 1326.82 | MC05 | MC05 | SIMOTICS S Synchronous motor 1FK7-HD PN=1.3kW; UDC=600V M0=3.5Nm (100K); NN=6000rpm; Naturally cooled FRAME SIZE IMB 5 (IM V1, IM V3) FLANGE 1 POWER CONNECTOR ROTATABLE ABSOLUTE ENCODER 20 BIT + 12 BIT MULTITURN WITH DRIVE-CLIQ INTERFACE (ENCODER AM20DQI) SHAFT WITH FITTED KEY, TOLERANCE N; W/O HOLDING BRAKE PROTECTION CLASS IP65, | - | 0 | 0
1FK7043-4CK71-1RA2 |  | 1FK7043-4CK71-1RA2 | 1 | UN | 1 | 15 | C | D | N | N | 85015220 | 1 |  | 6.001 | KG | 1326.82 | 1326.82 | MC05 | MC05 | SIMOTICS S Synchronous motor 1FK7-HD PN=1.3kW; UDC=600V M0=3.5Nm (100K); NN=6000rpm; Naturally cooled FRAME SIZE IMB 5 (IM V1, IM V3) FLANGE 1 POWER CONNECTOR ROTATABLE ABSOLUTE ENCODER 20 BIT + 12 BIT MULTITURN WITH DRIVE-CLIQ INTERFACE (ENCODER AM20DQI) SHAFT WITH FITTED KEY, TOLERANCE N; W/O HOLDING BRAKE PROTECTION CLASS IP65, FLANGE ON DRIVE END IP67; | - | 0 | 0
1FK7043-4CK71-1RB0 |  | 1FK7043-4CK71-1RB0 | 1 | UN | 1 | 15 | C | D | N | N | 85015220 | 1 |  | 6.3 | KG | 1438.44 | 1438.44 | MC05 | MC05 | SIMOTICS S Synchronous motor 1FK7-HD PN=1.3kW; UDC=600V M0=3.5Nm (100K); NN=6000rpm; Naturally cooled FRAME SIZE IMB 5 (IM V1, IM V3) FLANGE 1 POWER CONNECTOR ROTATABLE ABSOLUTE ENCODER 20 BIT + 12 BIT MULTITURN WITH DRIVE-CLIQ INTERFACE (ENCODER AM20DQI) SHAFT WITH FITTED KEY, TOLERANCE N; WITH HOLDING BRAKE PROTECTION CLASS IP64; | - | 0 | 0
1FK7043-4CK71-1RB1 |  | 1FK7043-4CK71-1RB1 | 1 | UN | 1 | 15 | C | D | N | N | 85015220 | 1 |  | 6.3 | KG | 1500.78 | 1500.78 | MC05 | MC05 | SIMOTICS S Synchronous motor 1FK7-HD PN=1.3kW; UDC=600V M0=3.5Nm (100K); NN=6000rpm; Naturally cooled FRAME SIZE IMB 5 (IM V1, IM V3) FLANGE 1 POWER CONNECTOR ROTATABLE ABSOLUTE ENCODER 20 BIT + 12 BIT MULTITURN WITH DRIVE-CLIQ INTERFACE (ENCODER AM20DQI) SHAFT WITH FITTED KEY, TOLERANCE N; WITH HOLDING BRAKE PROTECTION CLASS IP65, | - | 0 | 0
1FK7043-4CK71-1RB2 |  | 1FK7043-4CK71-1RB2 | 1 | UN | 1 | 15 | C | D | N | N | 85015220 | 1 |  | 6.3 | KG | 1500.78 | 1500.78 | MC05 | MC05 | SIMOTICS S Synchronous motor 1FK7-HD PN=1.3kW; UDC=600V M0=3.5Nm (100K); NN=6000rpm; Naturally cooled FRAME SIZE IMB 5 (IM V1, IM V3) FLANGE 1 POWER CONNECTOR ROTATABLE ABSOLUTE ENCODER 20 BIT + 12 BIT MULTITURN WITH DRIVE-CLIQ INTERFACE (ENCODER AM20DQI) SHAFT WITH FITTED KEY, TOLERANCE N; WITH HOLDING BRAKE PROTECTION CLASS IP65, FLANGE ON DRIVE END IP67; | - | 0 | 0
1FK7043-4CK71-1RG0 |  | 1FK7043-4CK71-1RG0 | 1 | UN | 1 | 15 | C | D | N | N | 85015220 | 1 |  | 6.001 | KG | 1206.99 | 1206.99 | MC05 | MC05 | SIMOTICS S Synchronous motor 1FK7-HD PN=1.3kW; UDC=600V M0=3.5Nm (100K); NN=6000rpm; Naturally cooled FRAME SIZE IMB 5 (IM V1, IM V3) FLANGE 1 POWER CONNECTOR ROTATABLE ABSOLUTE ENCODER 20 BIT + 12 BIT MULTITURN WITH DRIVE-CLIQ INTERFACE (ENCODER AM20DQI) PLAIN SHAFT, TOLERANCE N; W/O HOLDING BRAKE PROTECTION CLASS IP64; | - | 0 | 0
1FK7043-4CK71-1RG1 |  | 1FK7043-4CK71-1RG1 | 1 | UN | 1 | 15 | C | D | N | N | 85015220 | 1 |  | 6.001 | KG | 1269.33 | 1269.33 | MC05 | MC05 | SIMOTICS S Synchronous motor 1FK7-HD PN=1.3kW; UDC=600V M0=3.5Nm (100K); NN=6000rpm; Naturally cooled FRAME SIZE IMB 5 (IM V1, IM V3) FLANGE 1 POWER CONNECTOR ROTATABLE ABSOLUTE ENCODER 20 BIT + 12 BIT MULTITURN WITH DRIVE-CLIQ INTERFACE (ENCODER AM20DQI) PLAIN SHAFT, TOLERANCE N; W/O HOLDING BRAKE PROTECTION CLASS IP65, | - | 0 | 0
1FK7043-4CK71-1RG2 |  | 1FK7043-4CK71-1RG2 | 1 | UN | 1 | 15 | C | D | N | N | 85015220 | 1 |  | 6.001 | KG | 1269.33 | 1269.33 | MC05 | MC05 | SIMOTICS S Synchronous motor 1FK7-HD PN=1.3kW; UDC=600V M0=3.5Nm (100K); NN=6000rpm; Naturally cooled FRAME SIZE IMB 5 (IM V1, IM V3) FLANGE 1 POWER CONNECTOR ROTATABLE ABSOLUTE ENCODER 20 BIT + 12 BIT MULTITURN WITH DRIVE-CLIQ INTERFACE (ENCODER AM20DQI) PLAIN SHAFT, TOLERANCE N; W/O HOLDING BRAKE PROTECTION CLASS IP65, FLANGE ON DRIVE END IP67; | - | 0 | 0
1FK7043-4CK71-1RH0 |  | 1FK7043-4CK71-1RH0 | 1 | UN | 1 | 15 | C | D | N | N | 85015220 | 1 |  | 6.3 | KG | 1379.46 | 1379.46 | MC05 | MC05 | SIMOTICS S Synchronous motor 1FK7-HD PN=1.3kW; UDC=600V M0=3.5Nm (100K); NN=6000rpm; Naturally cooled FRAME SIZE IMB 5 (IM V1, IM V3) FLANGE 1 POWER CONNECTOR ROTATABLE ABSOLUTE ENCODER 20 BIT + 12 BIT MULTITURN WITH DRIVE-CLIQ INTERFACE (ENCODER AM20DQI) PLAIN SHAFT, TOLERANCE N; WITH HOLDING BRAKE PROTECTION CLASS IP64; | - | 0 | 0
1FK7043-4CK71-1RH1 |  | 1FK7043-4CK71-1RH1 | 1 | UN | 1 | 15 | C | D | N | N | 85015220 | 1 |  | 6.3 | KG | 1441.8 | 1441.8 | MC05 | MC05 | SIMOTICS S Synchronous motor 1FK7-HD PN=1.3kW; UDC=600V M0=3.5Nm (100K); NN=6000rpm; Naturally cooled FRAME SIZE IMB 5 (IM V1, IM V3) FLANGE 1 POWER CONNECTOR ROTATABLE ABSOLUTE ENCODER 20 BIT + 12 BIT MULTITURN WITH DRIVE-CLIQ INTERFACE (ENCODER AM20DQI) PLAIN SHAFT, TOLERANCE N; WITH HOLDING BRAKE PROTECTION CLASS IP65, | - | 0 | 0
1FK7043-4CK71-1RH2 |  | 1FK7043-4CK71-1RH2 | 1 | UN | 1 | 15 | C | D | N | N | 85015220 | 1 |  | 6.3 | KG | 1441.8 | 1441.8 | MC05 | MC05 | SIMOTICS S Synchronous motor 1FK7-HD PN=1.3kW; UDC=600V M0=3.5Nm (100K); NN=6000rpm; Naturally cooled FRAME SIZE IMB 5 (IM V1, IM V3) FLANGE 1 POWER CONNECTOR ROTATABLE ABSOLUTE ENCODER 20 BIT + 12 BIT MULTITURN WITH DRIVE-CLIQ INTERFACE (ENCODER AM20DQI) PLAIN SHAFT, TOLERANCE N; WITH HOLDING BRAKE PROTECTION CLASS IP65, FLANGE ON DRIVE END IP67; | - | 0 | 0
1FK7043-4CK71-1SA0 |  | 1FK7043-4CK71-1SA0 | 1 | UN | 1 | 15 | C | D | N | N | 85015220 | 1 |  | 6.002 | KG | 785.71 | 785.71 | MC05 | MC05 | SIMOTICS S Synchronous motor 1FK7-HD PN=1.3kW; UDC=600V M0=3.5Nm (100K); NN=6000rpm; Naturally cooled FRAME SIZE IMB 5 (IM V1, IM V3) FLANGE 1, WITH KTY TEMPERATURESENSOR POWER CONNECTOR ROTATABLE RESOLVER MULTI-POLE (RESOLVER P=3); SHAFT WITH FITTED KEY, TOLERANCE N; W/O HOLDING BRAKE PROTECTION CLASS IP64; | - | 0 | 0
1FK7043-4CK71-1SA1 |  | 1FK7043-4CK71-1SA1 | 1 | UN | 1 | 15 | C | D | N | N | 85015220 | 1 |  | 6.002 | KG | 848.05 | 848.05 | MC05 | MC05 | SIMOTICS S Synchronous motor 1FK7-HD PN=1.3kW; UDC=600V M0=3.5Nm (100K); NN=6000rpm; Naturally cooled FRAME SIZE IMB 5 (IM V1, IM V3) FLANGE 1, WITH KTY TEMPERATURESENSOR POWER CONNECTOR ROTATABLE RESOLVER MULTI-POLE (RESOLVER P=3); SHAFT WITH FITTED KEY, TOLERANCE N; W/O HOLDING BRAKE PROTECTION CLASS IP65, | - | 0 | 0
1FK7043-4CK71-1SA2 |  | 1FK7043-4CK71-1SA2 | 1 | UN | 1 | 15 | C | D | N | N | 85015220 | 1 |  | 6.002 | KG | 848.05 | 848.05 | MC05 | MC05 | SIMOTICS S Synchronous motor 1FK7-HD PN=1.3kW; UDC=600V M0=3.5Nm (100K); NN=6000rpm; Naturally cooled FRAME SIZE IMB 5 (IM V1, IM V3) FLANGE 1, WITH KTY TEMPERATURESENSOR POWER CONNECTOR ROTATABLE RESOLVER MULTI-POLE (RESOLVER P=3); SHAFT WITH FITTED KEY, TOLERANCE N; W/O HOLDING BRAKE PROTECTION CLASS IP65, FLANGE ON DRIVE END IP67; | - | 0 | 0
1FK7043-4CK71-1SB0 |  | 1FK7043-4CK71-1SB0 | 1 | UN | 1 | 15 | C | D | N | N | 85015220 | 1 |  | 6.301 | KG | 959.67 | 959.67 | MC05 | MC05 | SIMOTICS S Synchronous motor 1FK7-HD PN=1.3kW; UDC=600V M0=3.5Nm (100K); NN=6000rpm; Naturally cooled FRAME SIZE IMB 5 (IM V1, IM V3) FLANGE 1, WITH KTY TEMPERATURESENSOR POWER CONNECTOR ROTATABLE RESOLVER MULTI-POLE (RESOLVER P=3); SHAFT WITH FITTED KEY, TOLERANCE N; WITH HOLDING BRAKE PROTECTION CLASS IP64; | - | 0 | 0
1FK7043-4CK71-1SB1 |  | 1FK7043-4CK71-1SB1 | 1 | UN | 1 | 15 | C | D | N | N | 85015220 | 1 |  | 6.301 | KG | 1022.01 | 1022.01 | MC05 | MC05 | SIMOTICS S Synchronous motor 1FK7-HD PN=1.3kW; UDC=600V M0=3.5Nm (100K); NN=6000rpm; Naturally cooled FRAME SIZE IMB 5 (IM V1, IM V3) FLANGE 1, WITH KTY TEMPERATURESENSOR POWER CONNECTOR ROTATABLE RESOLVER MULTI-POLE (RESOLVER P=3); SHAFT WITH FITTED KEY, TOLERANCE N; WITH HOLDING BRAKE PROTECTION CLASS IP65, | - | 0 | 0
1FK7043-4CK71-1SB2 |  | 1FK7043-4CK71-1SB2 | 1 | UN | 1 | 15 | C | D | N | N | 85015220 | 1 |  | 6.301 | KG | 1022.01 | 1022.01 | MC05 | MC05 | SIMOTICS S Synchronous motor 1FK7-HD PN=1.3kW; UDC=600V M0=3.5Nm (100K); NN=6000rpm; Naturally cooled FRAME SIZE IMB 5 (IM V1, IM V3) FLANGE 1, WITH KTY TEMPERATURESENSOR POWER CONNECTOR ROTATABLE RESOLVER MULTI-POLE (RESOLVER P=3); SHAFT WITH FITTED KEY, TOLERANCE N; WITH HOLDING BRAKE PROTECTION CLASS IP65, FLANGE ON DRIVE END IP67; | - | 0 | 0
1FK7043-4CK71-1SG0 |  | 1FK7043-4CK71-1SG0 | 1 | UN | 1 | 15 | C | D | N | N | 85015220 | 1 |  | 6.002 | KG | 728.22 | 728.22 | MC05 | MC05 | SIMOTICS S Synchronous motor 1FK7-HD PN=1.3kW; UDC=600V M0=3.5Nm (100K); NN=6000rpm; Naturally cooled FRAME SIZE IMB 5 (IM V1, IM V3) FLANGE 1, WITH KTY TEMPERATURESENSOR POWER CONNECTOR ROTATABLE RESOLVER MULTI-POLE (RESOLVER P=3); PLAIN SHAFT, TOLERANCE N; W/O HOLDING BRAKE PROTECTION CLASS IP64; | - | 0 | 0
1FK7043-4CK71-1SG1 |  | 1FK7043-4CK71-1SG1 | 1 | UN | 1 | 15 | C | D | N | N | 85015220 | 1 |  | 6.002 | KG | 790.56 | 790.56 | MC05 | MC05 | SIMOTICS S Synchronous motor 1FK7-HD PN=1.3kW; UDC=600V M0=3.5Nm (100K); NN=6000rpm; Naturally cooled FRAME SIZE IMB 5 (IM V1, IM V3) FLANGE 1, WITH KTY TEMPERATURESENSOR POWER CONNECTOR ROTATABLE RESOLVER MULTI-POLE (RESOLVER P=3); PLAIN SHAFT, TOLERANCE N; W/O HOLDING BRAKE PROTECTION CLASS IP65, | - | 0 | 0
1FK7043-4CK71-1SG2 |  | 1FK7043-4CK71-1SG2 | 1 | UN | 1 | 15 | C | D | N | N | 85015220 | 1 |  | 6.002 | KG | 790.56 | 790.56 | MC05 | MC05 | SIMOTICS S Synchronous motor 1FK7-HD PN=1.3kW; UDC=600V M0=3.5Nm (100K); NN=6000rpm; Naturally cooled FRAME SIZE IMB 5 (IM V1, IM V3) FLANGE 1, WITH KTY TEMPERATURESENSOR POWER CONNECTOR ROTATABLE RESOLVER MULTI-POLE (RESOLVER P=3); PLAIN SHAFT, TOLERANCE N; W/O HOLDING BRAKE PROTECTION CLASS IP65, FLANGE ON DRIVE END IP67; | - | 0 | 0
1FK7043-4CK71-1SH0 |  | 1FK7043-4CK71-1SH0 | 1 | UN | 1 | 15 | C | D | N | N | 85015220 | 1 |  | 6.301 | KG | 900.69 | 900.69 | MC05 | MC05 | SIMOTICS S Synchronous motor 1FK7-HD PN=1.3kW; UDC=600V M0=3.5Nm (100K); NN=6000rpm; Naturally cooled FRAME SIZE IMB 5 (IM V1, IM V3) FLANGE 1, WITH KTY TEMPERATURESENSOR POWER CONNECTOR ROTATABLE RESOLVER MULTI-POLE (RESOLVER P=3); PLAIN SHAFT, TOLERANCE N; WITH HOLDING BRAKE PROTECTION CLASS IP64; | - | 0 | 0
1FK7043-4CK71-1SH1 |  | 1FK7043-4CK71-1SH1 | 1 | UN | 1 | 15 | C | D | N | N | 85015220 | 1 |  | 6.301 | KG | 963.03 | 963.03 | MC05 | MC05 | SIMOTICS S Synchronous motor 1FK7-HD PN=1.3kW; UDC=600V M0=3.5Nm (100K); NN=6000rpm; Naturally cooled FRAME SIZE IMB 5 (IM V1, IM V3) FLANGE 1, WITH KTY TEMPERATURESENSOR POWER CONNECTOR ROTATABLE RESOLVER MULTI-POLE (RESOLVER P=3); PLAIN SHAFT, TOLERANCE N; WITH HOLDING BRAKE PROTECTION CLASS IP65, | - | 0 | 0
1FK7043-4CK71-1SH2 |  | 1FK7043-4CK71-1SH2 | 1 | UN | 1 | 15 | C | D | N | N | 85015220 | 1 |  | 6.301 | KG | 963.03 | 963.03 | MC05 | MC05 | SIMOTICS S Synchronous motor 1FK7-HD PN=1.3kW; UDC=600V M0=3.5Nm (100K); NN=6000rpm; Naturally cooled FRAME SIZE IMB 5 (IM V1, IM V3) FLANGE 1, WITH KTY TEMPERATURESENSOR POWER CONNECTOR ROTATABLE RESOLVER MULTI-POLE (RESOLVER P=3); PLAIN SHAFT, TOLERANCE N; WITH HOLDING BRAKE PROTECTION CLASS IP65, FLANGE ON DRIVE END IP67; | - | 0 | 0
1FK7043-4CK71-1TA0 |  | 1FK7043-4CK71-1TA0 | 1 | UN | 1 | 15 | C | D | N | N | 85015220 | 1 |  | 6.002 | KG | 785.71 | 785.71 | MC05 | MC05 | SIMOTICS S Synchronous motor 1FK7-HD PN=1.3kW; UDC=600V M0=3.5Nm (100K); NN=6000rpm; Naturally cooled FRAME SIZE IMB 5 (IM V1, IM V3) FLANGE 1, WITH KTY TEMPERATURESENSOR POWER CONNECTOR ROTATABLE RESOLVER 2-POLE (RESOLVER P=1); SHAFT WITH FITTED KEY, TOLERANCE N; W/O HOLDING BRAKE PROTECTION CLASS IP64; | - | 0 | 0
1FK7043-4CK71-1TA1 |  | 1FK7043-4CK71-1TA1 | 1 | UN | 1 | 15 | C | D | N | N | 85015220 | 1 |  | 6.002 | KG | 848.05 | 848.05 | MC05 | MC05 | SIMOTICS S Synchronous motor 1FK7-HD PN=1.3kW; UDC=600V M0=3.5Nm (100K); NN=6000rpm; Naturally cooled FRAME SIZE IMB 5 (IM V1, IM V3) FLANGE 1, WITH KTY TEMPERATURESENSOR POWER CONNECTOR ROTATABLE RESOLVER 2-POLE (RESOLVER P=1); SHAFT WITH FITTED KEY, TOLERANCE N; W/O HOLDING BRAKE PROTECTION CLASS IP65, | - | 0 | 0
1FK7043-4CK71-1TA2 |  | 1FK7043-4CK71-1TA2 | 1 | UN | 1 | 15 | C | D | N | N | 85015220 | 1 |  | 6.002 | KG | 848.05 | 848.05 | MC05 | MC05 | SIMOTICS S Synchronous motor 1FK7-HD PN=1.3kW; UDC=600V M0=3.5Nm (100K); NN=6000rpm; Naturally cooled FRAME SIZE IMB 5 (IM V1, IM V3) FLANGE 1, WITH KTY TEMPERATURESENSOR POWER CONNECTOR ROTATABLE RESOLVER 2-POLE (RESOLVER P=1); SHAFT WITH FITTED KEY, TOLERANCE N; W/O HOLDING BRAKE PROTECTION CLASS IP65, FLANGE ON DRIVE END IP67; | - | 0 | 0
1FK7043-4CK71-1TB0 |  | 1FK7043-4CK71-1TB0 | 1 | UN | 1 | 15 | C | D | N | N | 85015220 | 1 |  | 6.301 | KG | 959.67 | 959.67 | MC05 | MC05 | SIMOTICS S Synchronous motor 1FK7-HD PN=1.3kW; UDC=600V M0=3.5Nm (100K); NN=6000rpm; Naturally cooled FRAME SIZE IMB 5 (IM V1, IM V3) FLANGE 1, WITH KTY TEMPERATURESENSOR POWER CONNECTOR ROTATABLE RESOLVER 2-POLE (RESOLVER P=1); SHAFT WITH FITTED KEY, TOLERANCE N; WITH HOLDING BRAKE PROTECTION CLASS IP64; | - | 0 | 0
1FK7043-4CK71-1TB1 |  | 1FK7043-4CK71-1TB1 | 1 | UN | 1 | 15 | C | D | N | N | 85015220 | 1 |  | 6.301 | KG | 1022.01 | 1022.01 | MC05 | MC05 | SIMOTICS S Synchronous motor 1FK7-HD PN=1.3kW; UDC=600V M0=3.5Nm (100K); NN=6000rpm; Naturally cooled FRAME SIZE IMB 5 (IM V1, IM V3) FLANGE 1, WITH KTY TEMPERATURESENSOR POWER CONNECTOR ROTATABLE RESOLVER 2-POLE (RESOLVER P=1); SHAFT WITH FITTED KEY, TOLERANCE N; WITH HOLDING BRAKE PROTECTION CLASS IP65, | - | 0 | 0
1FK7043-4CK71-1TB2 |  | 1FK7043-4CK71-1TB2 | 1 | UN | 1 | 15 | C | D | N | N | 85015220 | 1 |  | 6.301 | KG | 1022.01 | 1022.01 | MC05 | MC05 | SIMOTICS S Synchronous motor 1FK7-HD PN=1.3kW; UDC=600V M0=3.5Nm (100K); NN=6000rpm; Naturally cooled FRAME SIZE IMB 5 (IM V1, IM V3) FLANGE 1, WITH KTY TEMPERATURESENSOR POWER CONNECTOR ROTATABLE RESOLVER 2-POLE (RESOLVER P=1); SHAFT WITH FITTED KEY, TOLERANCE N; WITH HOLDING BRAKE PROTECTION CLASS IP65, FLANGE ON DRIVE END IP67; | - | 0 | 0
1FK7043-4CK71-1TG0 |  | 1FK7043-4CK71-1TG0 | 1 | UN | 1 | 15 | C | D | N | N | 85015220 | 1 |  | 6.002 | KG | 728.22 | 728.22 | MC05 | MC05 | SIMOTICS S Synchronous motor 1FK7-HD PN=1.3kW; UDC=600V M0=3.5Nm (100K); NN=6000rpm; Naturally cooled FRAME SIZE IMB 5 (IM V1, IM V3) FLANGE 1, WITH KTY TEMPERATURESENSOR POWER CONNECTOR ROTATABLE RESOLVER 2-POLE (RESOLVER P=1); PLAIN SHAFT, TOLERANCE N; W/O HOLDING BRAKE PROTECTION CLASS IP64; | - | 0 | 0
1FK7043-4CK71-1TG1 |  | 1FK7043-4CK71-1TG1 | 1 | UN | 1 | 15 | C | D | N | N | 85015220 | 1 |  | 6.002 | KG | 790.56 | 790.56 | MC05 | MC05 | SIMOTICS S Synchronous motor 1FK7-HD PN=1.3kW; UDC=600V M0=3.5Nm (100K); NN=6000rpm; Naturally cooled FRAME SIZE IMB 5 (IM V1, IM V3) FLANGE 1, WITH KTY TEMPERATURESENSOR POWER CONNECTOR ROTATABLE RESOLVER 2-POLE (RESOLVER P=1); PLAIN SHAFT, TOLERANCE N; W/O HOLDING BRAKE PROTECTION CLASS IP65, | - | 0 | 0
1FK7043-4CK71-1TG2 |  | 1FK7043-4CK71-1TG2 | 1 | UN | 1 | 15 | C | D | N | N | 85015220 | 1 |  | 6.002 | KG | 790.56 | 790.56 | MC05 | MC05 | SIMOTICS S Synchronous motor 1FK7-HD PN=1.3kW; UDC=600V M0=3.5Nm (100K); NN=6000rpm; Naturally cooled FRAME SIZE IMB 5 (IM V1, IM V3) FLANGE 1, WITH KTY TEMPERATURESENSOR POWER CONNECTOR ROTATABLE RESOLVER 2-POLE (RESOLVER P=1); PLAIN SHAFT, TOLERANCE N; W/O HOLDING BRAKE PROTECTION CLASS IP65, FLANGE ON DRIVE END IP67; | - | 0 | 0
1FK7043-4CK71-1TH0 |  | 1FK7043-4CK71-1TH0 | 1 | UN | 1 | 15 | C | D | N | N | 85015220 | 1 |  | 6.301 | KG | 900.69 | 900.69 | MC05 | MC05 | SIMOTICS S Synchronous motor 1FK7-HD PN=1.3kW; UDC=600V M0=3.5Nm (100K); NN=6000rpm; Naturally cooled FRAME SIZE IMB 5 (IM V1, IM V3) FLANGE 1, WITH KTY TEMPERATURESENSOR POWER CONNECTOR ROTATABLE RESOLVER 2-POLE (RESOLVER P=1); PLAIN SHAFT, TOLERANCE N; WITH HOLDING BRAKE PROTECTION CLASS IP64; | - | 0 | 0
1FK7043-4CK71-1TH1 |  | 1FK7043-4CK71-1TH1 | 1 | UN | 1 | 15 | C | D | N | N | 85015220 | 1 |  | 6.301 | KG | 963.03 | 963.03 | MC05 | MC05 | SIMOTICS S Synchronous motor 1FK7-HD PN=1.3kW; UDC=600V M0=3.5Nm (100K); NN=6000rpm; Naturally cooled FRAME SIZE IMB 5 (IM V1, IM V3) FLANGE 1, WITH KTY TEMPERATURESENSOR POWER CONNECTOR ROTATABLE RESOLVER 2-POLE (RESOLVER P=1); PLAIN SHAFT, TOLERANCE N; WITH HOLDING BRAKE PROTECTION CLASS IP65, | - | 0 | 0
1FK7043-4CK71-1TH2 |  | 1FK7043-4CK71-1TH2 | 1 | UN | 1 | 15 | C | D | N | N | 85015220 | 1 |  | 6.301 | KG | 963.03 | 963.03 | MC05 | MC05 | SIMOTICS S Synchronous motor 1FK7-HD PN=1.3kW; UDC=600V M0=3.5Nm (100K); NN=6000rpm; Naturally cooled FRAME SIZE IMB 5 (IM V1, IM V3) FLANGE 1, WITH KTY TEMPERATURESENSOR POWER CONNECTOR ROTATABLE RESOLVER 2-POLE (RESOLVER P=1); PLAIN SHAFT, TOLERANCE N; WITH HOLDING BRAKE PROTECTION CLASS IP65, FLANGE ON DRIVE END IP67; | - | 0 | 0
1FK7043-4CK71-1UA0 |  | 1FK7043-4CK71-1UA0 | 1 | UN | 1 | 15 | C | D | N | N | 85015220 | 1 |  | 6.002 | KG | 946.41 | 946.41 | MC05 | MC05 | SIMOTICS S Synchronous motor 1FK7-HD PN=1.3kW; UDC=600V M0=3.5Nm (100K); NN=6000rpm; Naturally cooled FRAME SIZE IMB 5 (IM V1, IM V3) FLANGE 1 POWER CONNECTOR ROTATABLE RESOLVER MULTI-POLE WITH DRIVE-CLIQ INTERFACE; SHAFT WITH FITTED KEY, TOLERANCE N; W/O HOLDING BRAKE PROTECTION CLASS IP64; | - | 0 | 0
1FK7043-4CK71-1UA1 |  | 1FK7043-4CK71-1UA1 | 1 | UN | 1 | 15 | C | D | N | N | 85015220 | 1 |  | 6.002 | KG | 1008.75 | 1008.75 | MC05 | MC05 | SIMOTICS S Synchronous motor 1FK7-HD PN=1.3kW; UDC=600V M0=3.5Nm (100K); NN=6000rpm; Naturally cooled FRAME SIZE IMB 5 (IM V1, IM V3) FLANGE 1 POWER CONNECTOR ROTATABLE RESOLVER MULTI-POLE WITH DRIVE-CLIQ INTERFACE; SHAFT WITH FITTED KEY, TOLERANCE N; W/O HOLDING BRAKE PROTECTION CLASS IP65, | - | 0 | 0
1FK7043-4CK71-1UA2 |  | 1FK7043-4CK71-1UA2 | 1 | UN | 1 | 15 | C | D | N | N | 85015220 | 1 |  | 6.002 | KG | 1008.75 | 1008.75 | MC05 | MC05 | SIMOTICS S Synchronous motor 1FK7-HD PN=1.3kW; UDC=600V M0=3.5Nm (100K); NN=6000rpm; Naturally cooled FRAME SIZE IMB 5 (IM V1, IM V3) FLANGE 1 POWER CONNECTOR ROTATABLE RESOLVER MULTI-POLE WITH DRIVE-CLIQ INTERFACE; SHAFT WITH FITTED KEY, TOLERANCE N; W/O HOLDING BRAKE PROTECTION CLASS IP65, FLANGE ON DRIVE END IP67; | - | 0 | 0
1FK7043-4CK71-1UB0 |  | 1FK7043-4CK71-1UB0 | 1 | UN | 1 | 15 | C | D | N | N | 85015220 | 1 |  | 6.301 | KG | 1120.37 | 1120.37 | MC05 | MC05 | SIMOTICS S Synchronous motor 1FK7-HD PN=1.3kW; UDC=600V M0=3.5Nm (100K); NN=6000rpm; Naturally cooled FRAME SIZE IMB 5 (IM V1, IM V3) FLANGE 1 POWER CONNECTOR ROTATABLE RESOLVER MULTI-POLE WITH DRIVE-CLIQ INTERFACE; SHAFT WITH FITTED KEY, TOLERANCE N; WITH HOLDING BRAKE PROTECTION CLASS IP64; | - | 0 | 0
1FK7043-4CK71-1UB1 |  | 1FK7043-4CK71-1UB1 | 1 | UN | 1 | 15 | C | D | N | N | 85015220 | 1 |  | 6.301 | KG | 1182.71 | 1182.71 | MC05 | MC05 | SIMOTICS S Synchronous motor 1FK7-HD PN=1.3kW; UDC=600V M0=3.5Nm (100K); NN=6000rpm; Naturally cooled FRAME SIZE IMB 5 (IM V1, IM V3) FLANGE 1 POWER CONNECTOR ROTATABLE RESOLVER MULTI-POLE WITH DRIVE-CLIQ INTERFACE; SHAFT WITH FITTED KEY, TOLERANCE N; WITH HOLDING BRAKE PROTECTION CLASS IP65, | - | 0 | 0
1FK7043-4CK71-1UB2 |  | 1FK7043-4CK71-1UB2 | 1 | UN | 1 | 15 | C | D | N | N | 85015220 | 1 |  | 6.301 | KG | 1182.71 | 1182.71 | MC05 | MC05 | SIMOTICS S Synchronous motor 1FK7-HD PN=1.3kW; UDC=600V M0=3.5Nm (100K); NN=6000rpm; Naturally cooled FRAME SIZE IMB 5 (IM V1, IM V3) FLANGE 1 POWER CONNECTOR ROTATABLE RESOLVER MULTI-POLE WITH DRIVE-CLIQ INTERFACE; SHAFT WITH FITTED KEY, TOLERANCE N; WITH HOLDING BRAKE PROTECTION CLASS IP65, FLANGE ON DRIVE END IP67; | - | 0 | 0
1FK7043-4CK71-1UG0 |  | 1FK7043-4CK71-1UG0 | 1 | UN | 1 | 15 | C | D | N | N | 85015220 | 1 |  | 6.002 | KG | 888.92 | 888.92 | MC05 | MC05 | SIMOTICS S Synchronous motor 1FK7-HD PN=1.3kW; UDC=600V M0=3.5Nm (100K); NN=6000rpm; Naturally cooled FRAME SIZE IMB 5 (IM V1, IM V3) FLANGE 1 POWER CONNECTOR ROTATABLE RESOLVER MULTI-POLE WITH DRIVE-CLIQ INTERFACE; PLAIN SHAFT, TOLERANCE N; W/O HOLDING BRAKE PROTECTION CLASS IP64; | - | 0 | 0
1FK7043-4CK71-1UG1 |  | 1FK7043-4CK71-1UG1 | 1 | UN | 1 | 15 | C | D | N | N | 85015220 | 1 |  | 6.002 | KG | 951.26 | 951.26 | MC05 | MC05 | SIMOTICS S Synchronous motor 1FK7-HD PN=1.3kW; UDC=600V M0=3.5Nm (100K); NN=6000rpm; Naturally cooled FRAME SIZE IMB 5 (IM V1, IM V3) FLANGE 1 POWER CONNECTOR ROTATABLE RESOLVER MULTI-POLE WITH DRIVE-CLIQ INTERFACE; PLAIN SHAFT, TOLERANCE N; W/O HOLDING BRAKE PROTECTION CLASS IP65, | - | 0 | 0
1FK7043-4CK71-1UG2 |  | 1FK7043-4CK71-1UG2 | 1 | UN | 1 | 15 | C | D | N | N | 85015220 | 1 |  | 6.002 | KG | 951.26 | 951.26 | MC05 | MC05 | SIMOTICS S Synchronous motor 1FK7-HD PN=1.3kW; UDC=600V M0=3.5Nm (100K); NN=6000rpm; Naturally cooled FRAME SIZE IMB 5 (IM V1, IM V3) FLANGE 1 POWER CONNECTOR ROTATABLE RESOLVER MULTI-POLE WITH DRIVE-CLIQ INTERFACE; PLAIN SHAFT, TOLERANCE N; W/O HOLDING BRAKE PROTECTION CLASS IP65, FLANGE ON DRIVE END IP67; | - | 0 | 0
1FK7043-4CK71-1UH0 |  | 1FK7043-4CK71-1UH0 | 1 | UN | 1 | 15 | C | D | N | N | 85015220 | 1 |  | 6.301 | KG | 1061.39 | 1061.39 | MC05 | MC05 | SIMOTICS S Synchronous motor 1FK7-HD PN=1.3kW; UDC=600V M0=3.5Nm (100K); NN=6000rpm; Naturally cooled FRAME SIZE IMB 5 (IM V1, IM V3) FLANGE 1 POWER CONNECTOR ROTATABLE RESOLVER MULTI-POLE WITH DRIVE-CLIQ INTERFACE; PLAIN SHAFT, TOLERANCE N; WITH HOLDING BRAKE PROTECTION CLASS IP64; | - | 0 | 0
1FK7043-4CK71-1UH1 |  | 1FK7043-4CK71-1UH1 | 1 | UN | 1 | 15 | C | D | N | N | 85015220 | 1 |  | 6.301 | KG | 1123.73 | 1123.73 | MC05 | MC05 | SIMOTICS S Synchronous motor 1FK7-HD PN=1.3kW; UDC=600V M0=3.5Nm (100K); NN=6000rpm; Naturally cooled FRAME SIZE IMB 5 (IM V1, IM V3) FLANGE 1 POWER CONNECTOR ROTATABLE RESOLVER MULTI-POLE WITH DRIVE-CLIQ INTERFACE; PLAIN SHAFT, TOLERANCE N; WITH HOLDING BRAKE PROTECTION CLASS IP65, | - | 0 | 0
1FK7043-4CK71-1UH2 |  | 1FK7043-4CK71-1UH2 | 1 | UN | 1 | 15 | C | D | N | N | 85015220 | 1 |  | 6.301 | KG | 1123.73 | 1123.73 | MC05 | MC05 | SIMOTICS S Synchronous motor 1FK7-HD PN=1.3kW; UDC=600V M0=3.5Nm (100K); NN=6000rpm; Naturally cooled FRAME SIZE IMB 5 (IM V1, IM V3) FLANGE 1 POWER CONNECTOR ROTATABLE RESOLVER MULTI-POLE WITH DRIVE-CLIQ INTERFACE; PLAIN SHAFT, TOLERANCE N; WITH HOLDING BRAKE PROTECTION CLASS IP65, FLANGE ON DRIVE END IP67; | - | 0 | 0
1FK7043-4CK74-1AA0 |  | 1FK7043-4CK74-1AA0 | 1 | UN | 1 | 15 | C | D | N | N | 85015220 | 1 |  | 6.001 | KG | 1176.35 | 1176.35 | MC05 | MC05 | SIMOTICS S Synchronous motor 1FK7-HD PN=1.3kW; UDC=600V M0=3.5Nm (100K); NN=6000rpm; Naturally cooled FRAME SIZE IMB 5 (IM V1, IM V3) FLANGE 1, WITH PT1000 TEMPERATURESENSOR POWER CONNECTOR ROTATABLE INCREMENTAL ENCODER SIN/COS 1VPP;2048 S/R W. C-AND D-SPUR (ENCODER IC2048S/R) SHAFT WITH FITTED KEY, TOLERANCE N; W/O HOLDING BRAKE PROTECTION CLASS IP64; | - | 0 | 0
1FK7043-4CK74-1AA1 |  | 1FK7043-4CK74-1AA1 | 1 | UN | 1 | 15 | C | D | N | N | 85015220 | 1 |  | 6.001 | KG | 1238.69 | 1238.69 | MC05 | MC05 | SIMOTICS S Synchronous motor 1FK7-HD PN=1.3kW; UDC=600V M0=3.5Nm (100K); NN=6000rpm; Naturally cooled FRAME SIZE IMB 5 (IM V1, IM V3) FLANGE 1, WITH PT1000 TEMPERATURESENSOR POWER CONNECTOR ROTATABLE INCREMENTAL ENCODER SIN/COS 1VPP;2048 S/R W. C-AND D-SPUR (ENCODER IC2048S/R) SHAFT WITH FITTED KEY, TOLERANCE N; W/O HOLDING BRAKE PROTECTION CLASS IP65, | - | 0 | 0
1FK7043-4CK74-1AA2 |  | 1FK7043-4CK74-1AA2 | 1 | UN | 1 | 15 | C | D | N | N | 85015220 | 1 |  | 6.001 | KG | 1238.69 | 1238.69 | MC05 | MC05 | SIMOTICS S Synchronous motor 1FK7-HD PN=1.3kW; UDC=600V M0=3.5Nm (100K); NN=6000rpm; Naturally cooled FRAME SIZE IMB 5 (IM V1, IM V3) FLANGE 1, WITH PT1000 TEMPERATURESENSOR POWER CONNECTOR ROTATABLE INCREMENTAL ENCODER SIN/COS 1VPP;2048 S/R W. C-AND D-SPUR (ENCODER IC2048S/R) SHAFT WITH FITTED KEY, TOLERANCE N; W/O HOLDING BRAKE PROTECTION CLASS IP65, FLANGE ON DRIVE END IP67; | - | 0 | 0
1FK7043-4CK74-1AB0 |  | 1FK7043-4CK74-1AB0 | 1 | UN | 1 | 15 | C | D | N | N | 85015220 | 1 |  | 6.3 | KG | 1350.31 | 1350.31 | MC05 | MC05 | SIMOTICS S Synchronous motor 1FK7-HD PN=1.3kW; UDC=600V M0=3.5Nm (100K); NN=6000rpm; Naturally cooled FRAME SIZE IMB 5 (IM V1, IM V3) FLANGE 1, WITH PT1000 TEMPERATURESENSOR POWER CONNECTOR ROTATABLE INCREMENTAL ENCODER SIN/COS 1VPP;2048 S/R W. C-AND D-SPUR (ENCODER IC2048S/R) SHAFT WITH FITTED KEY, TOLERANCE N; WITH HOLDING BRAKE PROTECTION CLASS IP64; | - | 0 | 0
1FK7043-4CK74-1AB1 |  | 1FK7043-4CK74-1AB1 | 1 | UN | 1 | 15 | C | D | N | N | 85015220 | 1 |  | 6.3 | KG | 1412.65 | 1412.65 | MC05 | MC05 | SIMOTICS S Synchronous motor 1FK7-HD PN=1.3kW; UDC=600V M0=3.5Nm (100K); NN=6000rpm; Naturally cooled FRAME SIZE IMB 5 (IM V1, IM V3) FLANGE 1, WITH PT1000 TEMPERATURESENSOR POWER CONNECTOR ROTATABLE INCREMENTAL ENCODER SIN/COS 1VPP;2048 S/R W. C-AND D-SPUR (ENCODER IC2048S/R) SHAFT WITH FITTED KEY, TOLERANCE N; WITH HOLDING BRAKE PROTECTION CLASS IP65, | - | 0 | 0
1FK7043-4CK74-1AB2 |  | 1FK7043-4CK74-1AB2 | 1 | UN | 1 | 15 | C | D | N | N | 85015220 | 1 |  | 6.3 | KG | 1412.65 | 1412.65 | MC05 | MC05 | SIMOTICS S Synchronous motor 1FK7-HD PN=1.3kW; UDC=600V M0=3.5Nm (100K); NN=6000rpm; Naturally cooled FRAME SIZE IMB 5 (IM V1, IM V3) FLANGE 1, WITH PT1000 TEMPERATURESENSOR POWER CONNECTOR ROTATABLE INCREMENTAL ENCODER SIN/COS 1VPP;2048 S/R W. C-AND D-SPUR (ENCODER IC2048S/R) SHAFT WITH FITTED KEY, TOLERANCE N; WITH HOLDING BRAKE PROTECTION CLASS IP65, FLANGE ON DRIVE END IP67; | - | 0 | 0
1FK7043-4CK74-1AG0 |  | 1FK7043-4CK74-1AG0 | 1 | UN | 1 | 15 | C | D | N | N | 85015220 | 1 |  | 6.001 | KG | 1118.86 | 1118.86 | MC05 | MC05 | SIMOTICS S Synchronous motor 1FK7-HD PN=1.3kW; UDC=600V M0=3.5Nm (100K); NN=6000rpm; Naturally cooled FRAME SIZE IMB 5 (IM V1, IM V3) FLANGE 1, WITH PT1000 TEMPERATURESENSOR POWER CONNECTOR ROTATABLE INCREMENTAL ENCODER SIN/COS 1VPP;2048 S/R W. C-AND D-SPUR (ENCODER IC2048S/R) PLAIN SHAFT, TOLERANCE N; W/O HOLDING BRAKE PROTECTION CLASS IP64; | - | 0 | 0
1FK7043-4CK74-1AG1 |  | 1FK7043-4CK74-1AG1 | 1 | UN | 1 | 15 | C | D | N | N | 85015220 | 1 |  | 6.001 | KG | 1181.2 | 1181.2 | MC05 | MC05 | SIMOTICS S Synchronous motor 1FK7-HD PN=1.3kW; UDC=600V M0=3.5Nm (100K); NN=6000rpm; Naturally cooled FRAME SIZE IMB 5 (IM V1, IM V3) FLANGE 1, WITH PT1000 TEMPERATURESENSOR POWER CONNECTOR ROTATABLE INCREMENTAL ENCODER SIN/COS 1VPP;2048 S/R W. C-AND D-SPUR (ENCODER IC2048S/R) PLAIN SHAFT, TOLERANCE N; W/O HOLDING BRAKE PROTECTION CLASS IP65, | - | 0 | 0
1FK7043-4CK74-1AG2 |  | 1FK7043-4CK74-1AG2 | 1 | UN | 1 | 15 | C | D | N | N | 85015220 | 1 |  | 6.001 | KG | 1181.2 | 1181.2 | MC05 | MC05 | SIMOTICS S Synchronous motor 1FK7-HD PN=1.3kW; UDC=600V M0=3.5Nm (100K); NN=6000rpm; Naturally cooled FRAME SIZE IMB 5 (IM V1, IM V3) FLANGE 1, WITH PT1000 TEMPERATURESENSOR POWER CONNECTOR ROTATABLE INCREMENTAL ENCODER SIN/COS 1VPP;2048 S/R W. C-AND D-SPUR (ENCODER IC2048S/R) PLAIN SHAFT, TOLERANCE N; W/O HOLDING BRAKE PROTECTION CLASS IP65, FLANGE ON DRIVE END IP67; | - | 0 | 0
1FK7043-4CK74-1AH0 |  | 1FK7043-4CK74-1AH0 | 1 | UN | 1 | 15 | C | D | N | N | 85015220 | 1 |  | 6.3 | KG | 1291.33 | 1291.33 | MC05 | MC05 | SIMOTICS S Synchronous motor 1FK7-HD PN=1.3kW; UDC=600V M0=3.5Nm (100K); NN=6000rpm; Naturally cooled FRAME SIZE IMB 5 (IM V1, IM V3) FLANGE 1, WITH PT1000 TEMPERATURESENSOR POWER CONNECTOR ROTATABLE INCREMENTAL ENCODER SIN/COS 1VPP;2048 S/R W. C-AND D-SPUR (ENCODER IC2048S/R) PLAIN SHAFT, TOLERANCE N; WITH HOLDING BRAKE PROTECTION CLASS IP64; | - | 0 | 0
1FK7043-4CK74-1AH1 |  | 1FK7043-4CK74-1AH1 | 1 | UN | 1 | 15 | C | D | N | N | 85015220 | 1 |  | 6.3 | KG | 1353.67 | 1353.67 | MC05 | MC05 | SIMOTICS S Synchronous motor 1FK7-HD PN=1.3kW; UDC=600V M0=3.5Nm (100K); NN=6000rpm; Naturally cooled FRAME SIZE IMB 5 (IM V1, IM V3) FLANGE 1, WITH PT1000 TEMPERATURESENSOR POWER CONNECTOR ROTATABLE INCREMENTAL ENCODER SIN/COS 1VPP;2048 S/R W. C-AND D-SPUR (ENCODER IC2048S/R) PLAIN SHAFT, TOLERANCE N; WITH HOLDING BRAKE PROTECTION CLASS IP65, | - | 0 | 0
1FK7043-4CK74-1AH2 |  | 1FK7043-4CK74-1AH2 | 1 | UN | 1 | 15 | C | D | N | N | 85015220 | 1 |  | 6.3 | KG | 1353.67 | 1353.67 | MC05 | MC05 | SIMOTICS S Synchronous motor 1FK7-HD PN=1.3kW; UDC=600V M0=3.5Nm (100K); NN=6000rpm; Naturally cooled FRAME SIZE IMB 5 (IM V1, IM V3) FLANGE 1, WITH PT1000 TEMPERATURESENSOR POWER CONNECTOR ROTATABLE INCREMENTAL ENCODER SIN/COS 1VPP;2048 S/R W. C-AND D-SPUR (ENCODER IC2048S/R) PLAIN SHAFT, TOLERANCE N; WITH HOLDING BRAKE PROTECTION CLASS IP65, FLANGE ON DRIVE END IP67; | - | 0 | 0
1FK7043-4CK74-1EA0 |  | 1FK7043-4CK74-1EA0 | 1 | UN | 1 | 15 | C | D | N | N | 85015220 | 1 |  | 6.001 | KG | 1424.03 | 1424.03 | MC05 | MC05 | SIMOTICS S Synchronous motor 1FK7-HD PN=1.3kW; UDC=600V M0=3.5Nm (100K); NN=6000rpm; Naturally cooled FRAME SIZE IMB 5 (IM V1, IM V3) FLANGE 1, WITH PT1000 TEMPERATURESENSOR POWER CONNECTOR ROTATABLE ABSOLUTE ENCODERR 2048 S/R + 4096 UMDREHUNGEN MULTITURN, WITH ENDAT-SCHNITTSTELLE (ENCODER AM2048S/R) SHAFT WITH FITTED KEY, TOLERANCE N; W/O HOLDING BRAKE PROTECTION CLASS IP64; | - | 0 | 0
1FK7043-4CK74-1EA1 |  | 1FK7043-4CK74-1EA1 | 1 | UN | 1 | 15 | C | D | N | N | 85015220 | 1 |  | 6.001 | KG | 1486.37 | 1486.37 | MC05 | MC05 | SIMOTICS S Synchronous motor 1FK7-HD PN=1.3kW; UDC=600V M0=3.5Nm (100K); NN=6000rpm; Naturally cooled FRAME SIZE IMB 5 (IM V1, IM V3) FLANGE 1, WITH PT1000 TEMPERATURESENSOR POWER CONNECTOR ROTATABLE ABSOLUTE ENCODERR 2048 S/R + 4096 UMDREHUNGEN MULTITURN, WITH ENDAT-SCHNITTSTELLE (ENCODER AM2048S/R) SHAFT WITH FITTED KEY, TOLERANCE N; W/O HOLDING BRAKE PROTECTION CLASS IP65, | - | 0 | 0
1FK7043-4CK74-1EA2 |  | 1FK7043-4CK74-1EA2 | 1 | UN | 1 | 15 | C | D | N | N | 85015220 | 1 |  | 6.001 | KG | 1486.37 | 1486.37 | MC05 | MC05 | SIMOTICS S Synchronous motor 1FK7-HD PN=1.3kW; UDC=600V M0=3.5Nm (100K); NN=6000rpm; Naturally cooled FRAME SIZE IMB 5 (IM V1, IM V3) FLANGE 1, WITH PT1000 TEMPERATURESENSOR POWER CONNECTOR ROTATABLE ABSOLUTE ENCODERR 2048 S/R + 4096 UMDREHUNGEN MULTITURN, WITH ENDAT-SCHNITTSTELLE (ENCODER AM2048S/R) SHAFT WITH FITTED KEY, TOLERANCE N; W/O HOLDING BRAKE PROTECTION CLASS IP65, FLANGE ON DRIVE END IP67; | - | 0 | 0
1FK7043-4CK74-1EB0 |  | 1FK7043-4CK74-1EB0 | 1 | UN | 1 | 15 | C | D | N | N | 85015220 | 1 |  | 6.3 | KG | 1597.99 | 1597.99 | MC05 | MC05 | SIMOTICS S Synchronous motor 1FK7-HD PN=1.3kW; UDC=600V M0=3.5Nm (100K); NN=6000rpm; Naturally cooled FRAME SIZE IMB 5 (IM V1, IM V3) FLANGE 1, WITH PT1000 TEMPERATURESENSOR POWER CONNECTOR ROTATABLE ABSOLUTE ENCODERR 2048 S/R + 4096 UMDREHUNGEN MULTITURN, WITH ENDAT-SCHNITTSTELLE (ENCODER AM2048S/R) SHAFT WITH FITTED KEY, TOLERANCE N; WITH HOLDING BRAKE PROTECTION CLASS IP64; | - | 0 | 0
1FK7043-4CK74-1EB1 |  | 1FK7043-4CK74-1EB1 | 1 | UN | 1 | 15 | C | D | N | N | 85015220 | 1 |  | 6.3 | KG | 1660.33 | 1660.33 | MC05 | MC05 | SIMOTICS S Synchronous motor 1FK7-HD PN=1.3kW; UDC=600V M0=3.5Nm (100K); NN=6000rpm; Naturally cooled FRAME SIZE IMB 5 (IM V1, IM V3) FLANGE 1, WITH PT1000 TEMPERATURESENSOR POWER CONNECTOR ROTATABLE ABSOLUTE ENCODERR 2048 S/R + 4096 UMDREHUNGEN MULTITURN, WITH ENDAT-SCHNITTSTELLE (ENCODER AM2048S/R) SHAFT WITH FITTED KEY, TOLERANCE N; WITH HOLDING BRAKE PROTECTION CLASS IP65, | - | 0 | 0
1FK7043-4CK74-1EB2 |  | 1FK7043-4CK74-1EB2 | 1 | UN | 1 | 15 | C | D | N | N | 85015220 | 1 |  | 6.3 | KG | 1660.33 | 1660.33 | MC05 | MC05 | SIMOTICS S Synchronous motor 1FK7-HD PN=1.3kW; UDC=600V M0=3.5Nm (100K); NN=6000rpm; Naturally cooled FRAME SIZE IMB 5 (IM V1, IM V3) FLANGE 1, WITH PT1000 TEMPERATURESENSOR POWER CONNECTOR ROTATABLE ABSOLUTE ENCODERR 2048 S/R + 4096 UMDREHUNGEN MULTITURN, WITH ENDAT-SCHNITTSTELLE (ENCODER AM2048S/R) SHAFT WITH FITTED KEY, TOLERANCE N; WITH HOLDING BRAKE PROTECTION CLASS IP65, FLANGE ON DRIVE END IP67; | - | 0 | 0
1FK7043-4CK74-1EG0 |  | 1FK7043-4CK74-1EG0 | 1 | UN | 1 | 15 | C | D | N | N | 85015220 | 1 |  | 6.001 | KG | 1366.54 | 1366.54 | MC05 | MC05 | SIMOTICS S Synchronous motor 1FK7-HD PN=1.3kW; UDC=600V M0=3.5Nm (100K); NN=6000rpm; Naturally cooled FRAME SIZE IMB 5 (IM V1, IM V3) FLANGE 1, WITH PT1000 TEMPERATURESENSOR POWER CONNECTOR ROTATABLE ABSOLUTE ENCODERR 2048 S/R + 4096 UMDREHUNGEN MULTITURN, WITH ENDAT-SCHNITTSTELLE (ENCODER AM2048S/R) PLAIN SHAFT, TOLERANCE N; W/O HOLDING BRAKE PROTECTION CLASS IP64; | - | 0 | 0
1FK7043-4CK74-1EG1 |  | 1FK7043-4CK74-1EG1 | 1 | UN | 1 | 15 | C | D | N | N | 85015220 | 1 |  | 6.001 | KG | 1428.88 | 1428.88 | MC05 | MC05 | SIMOTICS S Synchronous motor 1FK7-HD PN=1.3kW; UDC=600V M0=3.5Nm (100K); NN=6000rpm; Naturally cooled FRAME SIZE IMB 5 (IM V1, IM V3) FLANGE 1, WITH PT1000 TEMPERATURESENSOR POWER CONNECTOR ROTATABLE ABSOLUTE ENCODERR 2048 S/R + 4096 UMDREHUNGEN MULTITURN, WITH ENDAT-SCHNITTSTELLE (ENCODER AM2048S/R) PLAIN SHAFT, TOLERANCE N; W/O HOLDING BRAKE PROTECTION CLASS IP65, | - | 0 | 0
1FK7043-4CK74-1EG2 |  | 1FK7043-4CK74-1EG2 | 1 | UN | 1 | 15 | C | D | N | N | 85015220 | 1 |  | 6.001 | KG | 1428.88 | 1428.88 | MC05 | MC05 | SIMOTICS S Synchronous motor 1FK7-HD PN=1.3kW; UDC=600V M0=3.5Nm (100K); NN=6000rpm; Naturally cooled FRAME SIZE IMB 5 (IM V1, IM V3) FLANGE 1, WITH PT1000 TEMPERATURESENSOR POWER CONNECTOR ROTATABLE ABSOLUTE ENCODERR 2048 S/R + 4096 UMDREHUNGEN MULTITURN, WITH ENDAT-SCHNITTSTELLE (ENCODER AM2048S/R) PLAIN SHAFT, TOLERANCE N; W/O HOLDING BRAKE PROTECTION CLASS IP65, FLANGE ON DRIVE END IP67; | - | 0 | 0
1FK7043-4CK74-1EH0 |  | 1FK7043-4CK74-1EH0 | 1 | UN | 1 | 15 | C | D | N | N | 85015220 | 1 |  | 6.3 | KG | 1539.01 | 1539.01 | MC05 | MC05 | SIMOTICS S Synchronous motor 1FK7-HD PN=1.3kW; UDC=600V M0=3.5Nm (100K); NN=6000rpm; Naturally cooled FRAME SIZE IMB 5 (IM V1, IM V3) FLANGE 1, WITH PT1000 TEMPERATURESENSOR POWER CONNECTOR ROTATABLE ABSOLUTE ENCODERR 2048 S/R + 4096 UMDREHUNGEN MULTITURN, WITH ENDAT-SCHNITTSTELLE (ENCODER AM2048S/R) PLAIN SHAFT, TOLERANCE N; WITH HOLDING BRAKE PROTECTION CLASS IP64; | - | 0 | 0
1FK7043-4CK74-1EH1 |  | 1FK7043-4CK74-1EH1 | 1 | UN | 1 | 15 | C | D | N | N | 85015220 | 1 |  | 6.3 | KG | 1601.35 | 1601.35 | MC05 | MC05 | SIMOTICS S Synchronous motor 1FK7-HD PN=1.3kW; UDC=600V M0=3.5Nm (100K); NN=6000rpm; Naturally cooled FRAME SIZE IMB 5 (IM V1, IM V3) FLANGE 1, WITH PT1000 TEMPERATURESENSOR POWER CONNECTOR ROTATABLE ABSOLUTE ENCODERR 2048 S/R + 4096 UMDREHUNGEN MULTITURN, WITH ENDAT-SCHNITTSTELLE (ENCODER AM2048S/R) PLAIN SHAFT, TOLERANCE N; WITH HOLDING BRAKE PROTECTION CLASS IP65, | - | 0 | 0
1FK7043-4CK74-1EH2 |  | 1FK7043-4CK74-1EH2 | 1 | UN | 1 | 15 | C | D | N | N | 85015220 | 1 |  | 6.3 | KG | 1601.35 | 1601.35 | MC05 | MC05 | SIMOTICS S Synchronous motor 1FK7-HD PN=1.3kW; UDC=600V M0=3.5Nm (100K); NN=6000rpm; Naturally cooled FRAME SIZE IMB 5 (IM V1, IM V3) FLANGE 1, WITH PT1000 TEMPERATURESENSOR POWER CONNECTOR ROTATABLE ABSOLUTE ENCODERR 2048 S/R + 4096 UMDREHUNGEN MULTITURN, WITH ENDAT-SCHNITTSTELLE (ENCODER AM2048S/R) PLAIN SHAFT, TOLERANCE N; WITH HOLDING BRAKE PROTECTION CLASS IP65, FLANGE ON DRIVE END IP67; | - | 0 | 0
1FK7043-4CK74-1SA0 |  | 1FK7043-4CK74-1SA0 | 1 | UN | 1 | 15 | C | D | N | N | 85015220 | 1 |  | 6.002 | KG | 785.71 | 785.71 | MC05 | MC05 | SIMOTICS S Synchronous motor 1FK7-HD PN=1.3kW; UDC=600V M0=3.5Nm (100K); NN=6000rpm; Naturally cooled FRAME SIZE IMB 5 (IM V1, IM V3) FLANGE 1, WITH PT1000 TEMPERATURESENSOR POWER CONNECTOR ROTATABLE RESOLVER MULTI-POLE (RESOLVER P=3); SHAFT WITH FITTED KEY, TOLERANCE N; W/O HOLDING BRAKE PROTECTION CLASS IP64; | - | 0 | 0
1FK7043-4CK74-1SA1 |  | 1FK7043-4CK74-1SA1 | 1 | UN | 1 | 15 | C | D | N | N | 85015220 | 1 |  | 6.002 | KG | 848.05 | 848.05 | MC05 | MC05 | SIMOTICS S Synchronous motor 1FK7-HD PN=1.3kW; UDC=600V M0=3.5Nm (100K); NN=6000rpm; Naturally cooled FRAME SIZE IMB 5 (IM V1, IM V3) FLANGE 1, WITH PT1000 TEMPERATURESENSOR POWER CONNECTOR ROTATABLE RESOLVER MULTI-POLE (RESOLVER P=3); SHAFT WITH FITTED KEY, TOLERANCE N; W/O HOLDING BRAKE PROTECTION CLASS IP65, | - | 0 | 0
1FK7043-4CK74-1SA2 |  | 1FK7043-4CK74-1SA2 | 1 | UN | 1 | 15 | C | D | N | N | 85015220 | 1 |  | 6.002 | KG | 848.05 | 848.05 | MC05 | MC05 | SIMOTICS S Synchronous motor 1FK7-HD PN=1.3kW; UDC=600V M0=3.5Nm (100K); NN=6000rpm; Naturally cooled FRAME SIZE IMB 5 (IM V1, IM V3) FLANGE 1, WITH PT1000 TEMPERATURESENSOR POWER CONNECTOR ROTATABLE RESOLVER MULTI-POLE (RESOLVER P=3); SHAFT WITH FITTED KEY, TOLERANCE N; W/O HOLDING BRAKE PROTECTION CLASS IP65, FLANGE ON DRIVE END IP67; | - | 0 | 0
1FK7043-4CK74-1SB0 |  | 1FK7043-4CK74-1SB0 | 1 | UN | 1 | 15 | C | D | N | N | 85015220 | 1 |  | 6.301 | KG | 959.67 | 959.67 | MC05 | MC05 | SIMOTICS S Synchronous motor 1FK7-HD PN=1.3kW; UDC=600V M0=3.5Nm (100K); NN=6000rpm; Naturally cooled FRAME SIZE IMB 5 (IM V1, IM V3) FLANGE 1, WITH PT1000 TEMPERATURESENSOR POWER CONNECTOR ROTATABLE RESOLVER MULTI-POLE (RESOLVER P=3); SHAFT WITH FITTED KEY, TOLERANCE N; WITH HOLDING BRAKE PROTECTION CLASS IP64; | - | 0 | 0
1FK7043-4CK74-1SB1 |  | 1FK7043-4CK74-1SB1 | 1 | UN | 1 | 15 | C | D | N | N | 85015220 | 1 |  | 6.301 | KG | 1022.01 | 1022.01 | MC05 | MC05 | SIMOTICS S Synchronous motor 1FK7-HD PN=1.3kW; UDC=600V M0=3.5Nm (100K); NN=6000rpm; Naturally cooled FRAME SIZE IMB 5 (IM V1, IM V3) FLANGE 1, WITH PT1000 TEMPERATURESENSOR POWER CONNECTOR ROTATABLE RESOLVER MULTI-POLE (RESOLVER P=3); SHAFT WITH FITTED KEY, TOLERANCE N; WITH HOLDING BRAKE PROTECTION CLASS IP65, | - | 0 | 0
1FK7043-4CK74-1SB2 |  | 1FK7043-4CK74-1SB2 | 1 | UN | 1 | 15 | C | D | N | N | 85015220 | 1 |  | 6.301 | KG | 1022.01 | 1022.01 | MC05 | MC05 | SIMOTICS S Synchronous motor 1FK7-HD PN=1.3kW; UDC=600V M0=3.5Nm (100K); NN=6000rpm; Naturally cooled FRAME SIZE IMB 5 (IM V1, IM V3) FLANGE 1, WITH PT1000 TEMPERATURESENSOR POWER CONNECTOR ROTATABLE RESOLVER MULTI-POLE (RESOLVER P=3); SHAFT WITH FITTED KEY, TOLERANCE N; WITH HOLDING BRAKE PROTECTION CLASS IP65, FLANGE ON DRIVE END IP67; | - | 0 | 0
1FK7043-4CK74-1SG0 |  | 1FK7043-4CK74-1SG0 | 1 | UN | 1 | 15 | C | D | N | N | 85015220 | 1 |  | 6.002 | KG | 728.22 | 728.22 | MC05 | MC05 | SIMOTICS S Synchronous motor 1FK7-HD PN=1.3kW; UDC=600V M0=3.5Nm (100K); NN=6000rpm; Naturally cooled FRAME SIZE IMB 5 (IM V1, IM V3) FLANGE 1, WITH PT1000 TEMPERATURESENSOR POWER CONNECTOR ROTATABLE RESOLVER MULTI-POLE (RESOLVER P=3); PLAIN SHAFT, TOLERANCE N; W/O HOLDING BRAKE PROTECTION CLASS IP64; | - | 0 | 0
1FK7043-4CK74-1SG1 |  | 1FK7043-4CK74-1SG1 | 1 | UN | 1 | 15 | C | D | N | N | 85015220 | 1 |  | 6.002 | KG | 790.56 | 790.56 | MC05 | MC05 | SIMOTICS S Synchronous motor 1FK7-HD PN=1.3kW; UDC=600V M0=3.5Nm (100K); NN=6000rpm; Naturally cooled FRAME SIZE IMB 5 (IM V1, IM V3) FLANGE 1, WITH PT1000 TEMPERATURESENSOR POWER CONNECTOR ROTATABLE RESOLVER MULTI-POLE (RESOLVER P=3); PLAIN SHAFT, TOLERANCE N; W/O HOLDING BRAKE PROTECTION CLASS IP65, | - | 0 | 0
1FK7043-4CK74-1SG2 |  | 1FK7043-4CK74-1SG2 | 1 | UN | 1 | 15 | C | D | N | N | 85015220 | 1 |  | 6.002 | KG | 790.56 | 790.56 | MC05 | MC05 | SIMOTICS S Synchronous motor 1FK7-HD PN=1.3kW; UDC=600V M0=3.5Nm (100K); NN=6000rpm; Naturally cooled FRAME SIZE IMB 5 (IM V1, IM V3) FLANGE 1, WITH PT1000 TEMPERATURESENSOR POWER CONNECTOR ROTATABLE RESOLVER MULTI-POLE (RESOLVER P=3); PLAIN SHAFT, TOLERANCE N; W/O HOLDING BRAKE PROTECTION CLASS IP65, FLANGE ON DRIVE END IP67; | - | 0 | 0
1FK7043-4CK74-1SH0 |  | 1FK7043-4CK74-1SH0 | 1 | UN | 1 | 15 | C | D | N | N | 85015220 | 1 |  | 6.301 | KG | 900.69 | 900.69 | MC05 | MC05 | SIMOTICS S Synchronous motor 1FK7-HD PN=1.3kW; UDC=600V M0=3.5Nm (100K); NN=6000rpm; Naturally cooled FRAME SIZE IMB 5 (IM V1, IM V3) FLANGE 1, WITH PT1000 TEMPERATURESENSOR POWER CONNECTOR ROTATABLE RESOLVER MULTI-POLE (RESOLVER P=3); PLAIN SHAFT, TOLERANCE N; WITH HOLDING BRAKE PROTECTION CLASS IP64; | - | 0 | 0
1FK7043-4CK74-1SH1 |  | 1FK7043-4CK74-1SH1 | 1 | UN | 1 | 15 | C | D | N | N | 85015220 | 1 |  | 6.301 | KG | 963.03 | 963.03 | MC05 | MC05 | SIMOTICS S Synchronous motor 1FK7-HD PN=1.3kW; UDC=600V M0=3.5Nm (100K); NN=6000rpm; Naturally cooled FRAME SIZE IMB 5 (IM V1, IM V3) FLANGE 1, WITH PT1000 TEMPERATURESENSOR POWER CONNECTOR ROTATABLE RESOLVER MULTI-POLE (RESOLVER P=3); PLAIN SHAFT, TOLERANCE N; WITH HOLDING BRAKE PROTECTION CLASS IP65, | - | 0 | 0
1FK7043-4CK74-1SH2 |  | 1FK7043-4CK74-1SH2 | 1 | UN | 1 | 15 | C | D | N | N | 85015220 | 1 |  | 6.301 | KG | 963.03 | 963.03 | MC05 | MC05 | SIMOTICS S Synchronous motor 1FK7-HD PN=1.3kW; UDC=600V M0=3.5Nm (100K); NN=6000rpm; Naturally cooled FRAME SIZE IMB 5 (IM V1, IM V3) FLANGE 1, WITH PT1000 TEMPERATURESENSOR POWER CONNECTOR ROTATABLE RESOLVER MULTI-POLE (RESOLVER P=3); PLAIN SHAFT, TOLERANCE N; WITH HOLDING BRAKE PROTECTION CLASS IP65, FLANGE ON DRIVE END IP67; | - | 0 | 0
1FK7043-4CK74-1TA0 |  | 1FK7043-4CK74-1TA0 | 1 | UN | 1 | 15 | C | D | N | N | 85015220 | 1 |  | 6.002 | KG | 785.71 | 785.71 | MC05 | MC05 | SIMOTICS S Synchronous motor 1FK7-HD PN=1.3kW; UDC=600V M0=3.5Nm (100K); NN=6000rpm; Naturally cooled FRAME SIZE IMB 5 (IM V1, IM V3) FLANGE 1, WITH PT1000 TEMPERATURESENSOR POWER CONNECTOR ROTATABLE RESOLVER 2-POLE (RESOLVER P=1); SHAFT WITH FITTED KEY, TOLERANCE N; W/O HOLDING BRAKE PROTECTION CLASS IP64; | - | 0 | 0
1FK7043-4CK74-1TA1 |  | 1FK7043-4CK74-1TA1 | 1 | UN | 1 | 15 | C | D | N | N | 85015220 | 1 |  | 6.002 | KG | 848.05 | 848.05 | MC05 | MC05 | SIMOTICS S Synchronous motor 1FK7-HD PN=1.3kW; UDC=600V M0=3.5Nm (100K); NN=6000rpm; Naturally cooled FRAME SIZE IMB 5 (IM V1, IM V3) FLANGE 1, WITH PT1000 TEMPERATURESENSOR POWER CONNECTOR ROTATABLE RESOLVER 2-POLE (RESOLVER P=1); SHAFT WITH FITTED KEY, TOLERANCE N; W/O HOLDING BRAKE PROTECTION CLASS IP65, | - | 0 | 0
1FK7043-4CK74-1TA2 |  | 1FK7043-4CK74-1TA2 | 1 | UN | 1 | 15 | C | D | N | N | 85015220 | 1 |  | 6.002 | KG | 848.05 | 848.05 | MC05 | MC05 | SIMOTICS S Synchronous motor 1FK7-HD PN=1.3kW; UDC=600V M0=3.5Nm (100K); NN=6000rpm; Naturally cooled FRAME SIZE IMB 5 (IM V1, IM V3) FLANGE 1, WITH PT1000 TEMPERATURESENSOR POWER CONNECTOR ROTATABLE RESOLVER 2-POLE (RESOLVER P=1); SHAFT WITH FITTED KEY, TOLERANCE N; W/O HOLDING BRAKE PROTECTION CLASS IP65, FLANGE ON DRIVE END IP67; | - | 0 | 0
1FK7043-4CK74-1TB0 |  | 1FK7043-4CK74-1TB0 | 1 | UN | 1 | 15 | C | D | N | N | 85015220 | 1 |  | 6.301 | KG | 959.67 | 959.67 | MC05 | MC05 | SIMOTICS S Synchronous motor 1FK7-HD PN=1.3kW; UDC=600V M0=3.5Nm (100K); NN=6000rpm; Naturally cooled FRAME SIZE IMB 5 (IM V1, IM V3) FLANGE 1, WITH PT1000 TEMPERATURESENSOR POWER CONNECTOR ROTATABLE RESOLVER 2-POLE (RESOLVER P=1); SHAFT WITH FITTED KEY, TOLERANCE N; WITH HOLDING BRAKE PROTECTION CLASS IP64; | - | 0 | 0
1FK7043-4CK74-1TB1 |  | 1FK7043-4CK74-1TB1 | 1 | UN | 1 | 15 | C | D | N | N | 85015220 | 1 |  | 6.301 | KG | 1022.01 | 1022.01 | MC05 | MC05 | SIMOTICS S Synchronous motor 1FK7-HD PN=1.3kW; UDC=600V M0=3.5Nm (100K); NN=6000rpm; Naturally cooled FRAME SIZE IMB 5 (IM V1, IM V3) FLANGE 1, WITH PT1000 TEMPERATURESENSOR POWER CONNECTOR ROTATABLE RESOLVER 2-POLE (RESOLVER P=1); SHAFT WITH FITTED KEY, TOLERANCE N; WITH HOLDING BRAKE PROTECTION CLASS IP65, | - | 0 | 0
1FK7043-4CK74-1TB2 |  | 1FK7043-4CK74-1TB2 | 1 | UN | 1 | 15 | C | D | N | N | 85015220 | 1 |  | 6.301 | KG | 1022.01 | 1022.01 | MC05 | MC05 | SIMOTICS S Synchronous motor 1FK7-HD PN=1.3kW; UDC=600V M0=3.5Nm (100K); NN=6000rpm; Naturally cooled FRAME SIZE IMB 5 (IM V1, IM V3) FLANGE 1, WITH PT1000 TEMPERATURESENSOR POWER CONNECTOR ROTATABLE RESOLVER 2-POLE (RESOLVER P=1); SHAFT WITH FITTED KEY, TOLERANCE N; WITH HOLDING BRAKE PROTECTION CLASS IP65, FLANGE ON DRIVE END IP67; | - | 0 | 0
1FK7043-4CK74-1TG0 |  | 1FK7043-4CK74-1TG0 | 1 | UN | 1 | 15 | C | D | N | N | 85015220 | 1 |  | 6.002 | KG | 728.22 | 728.22 | MC05 | MC05 | SIMOTICS S Synchronous motor 1FK7-HD PN=1.3kW; UDC=600V M0=3.5Nm (100K); NN=6000rpm; Naturally cooled FRAME SIZE IMB 5 (IM V1, IM V3) FLANGE 1, WITH PT1000 TEMPERATURESENSOR POWER CONNECTOR ROTATABLE RESOLVER 2-POLE (RESOLVER P=1); PLAIN SHAFT, TOLERANCE N; W/O HOLDING BRAKE PROTECTION CLASS IP64; | - | 0 | 0
1FK7043-4CK74-1TG1 |  | 1FK7043-4CK74-1TG1 | 1 | UN | 1 | 15 | C | D | N | N | 85015220 | 1 |  | 6.002 | KG | 790.56 | 790.56 | MC05 | MC05 | SIMOTICS S Synchronous motor 1FK7-HD PN=1.3kW; UDC=600V M0=3.5Nm (100K); NN=6000rpm; Naturally cooled FRAME SIZE IMB 5 (IM V1, IM V3) FLANGE 1, WITH PT1000 TEMPERATURESENSOR POWER CONNECTOR ROTATABLE RESOLVER 2-POLE (RESOLVER P=1); PLAIN SHAFT, TOLERANCE N; W/O HOLDING BRAKE PROTECTION CLASS IP65, | - | 0 | 0
1FK7043-4CK74-1TG2 |  | 1FK7043-4CK74-1TG2 | 1 | UN | 1 | 15 | C | D | N | N | 85015220 | 1 |  | 6.002 | KG | 790.56 | 790.56 | MC05 | MC05 | SIMOTICS S Synchronous motor 1FK7-HD PN=1.3kW; UDC=600V M0=3.5Nm (100K); NN=6000rpm; Naturally cooled FRAME SIZE IMB 5 (IM V1, IM V3) FLANGE 1, WITH PT1000 TEMPERATURESENSOR POWER CONNECTOR ROTATABLE RESOLVER 2-POLE (RESOLVER P=1); PLAIN SHAFT, TOLERANCE N; W/O HOLDING BRAKE PROTECTION CLASS IP65, FLANGE ON DRIVE END IP67; | - | 0 | 0
1FK7043-4CK74-1TH0 |  | 1FK7043-4CK74-1TH0 | 1 | UN | 1 | 15 | C | D | N | N | 85015220 | 1 |  | 6.301 | KG | 900.69 | 900.69 | MC05 | MC05 | SIMOTICS S Synchronous motor 1FK7-HD PN=1.3kW; UDC=600V M0=3.5Nm (100K); NN=6000rpm; Naturally cooled FRAME SIZE IMB 5 (IM V1, IM V3) FLANGE 1, WITH PT1000 TEMPERATURESENSOR POWER CONNECTOR ROTATABLE RESOLVER 2-POLE (RESOLVER P=1); PLAIN SHAFT, TOLERANCE N; WITH HOLDING BRAKE PROTECTION CLASS IP64; | - | 0 | 0
1FK7043-4CK74-1TH1 |  | 1FK7043-4CK74-1TH1 | 1 | UN | 1 | 15 | C | D | N | N | 85015220 | 1 |  | 6.301 | KG | 963.03 | 963.03 | MC05 | MC05 | SIMOTICS S Synchronous motor 1FK7-HD PN=1.3kW; UDC=600V M0=3.5Nm (100K); NN=6000rpm; Naturally cooled FRAME SIZE IMB 5 (IM V1, IM V3) FLANGE 1, WITH PT1000 TEMPERATURESENSOR POWER CONNECTOR ROTATABLE RESOLVER 2-POLE (RESOLVER P=1); PLAIN SHAFT, TOLERANCE N; WITH HOLDING BRAKE PROTECTION CLASS IP65, | - | 0 | 0
1FK7043-4CK74-1TH2 |  | 1FK7043-4CK74-1TH2 | 1 | UN | 1 | 15 | C | D | N | N | 85015220 | 1 |  | 6.301 | KG | 963.03 | 963.03 | MC05 | MC05 | SIMOTICS S Synchronous motor 1FK7-HD PN=1.3kW; UDC=600V M0=3.5Nm (100K); NN=6000rpm; Naturally cooled FRAME SIZE IMB 5 (IM V1, IM V3) FLANGE 1, WITH PT1000 TEMPERATURESENSOR POWER CONNECTOR ROTATABLE RESOLVER 2-POLE (RESOLVER P=1); PLAIN SHAFT, TOLERANCE N; WITH HOLDING BRAKE PROTECTION CLASS IP65, FLANGE ON DRIVE END IP67; | - | 0 | 0
1FK7043-7AF21-1AA0 |  | 1FK7043-7AF21-1AA0 | 1 | UN | 1 | 60 | X | D | N | N | 85015220 | 1 |  | 6.303 | KG | 1469.03 | 1469.03 | MC05 | MC05 | SIMOTICS S Synchronous servo motor 1FK7 High Dynamic, DC link 300V 3.1Nm, 100K, 3000 rpm 0.79kW, Naturally cooled IM B5 (V1, V3) power/signal connectors Connector can be rotated by 270Â° INCREM. ENCODER, SIN/COS 1 VPP 2048 P/REV (ENCODER I-2048); SHAFT WITH FITTED KEY, TOLERANCE N; W/O HOLDING BRAKE DEGREE OF PROTECTION IP64 | - | 0 | 0
1FK7043-7AF21-1AA2 |  | 1FK7043-7AF21-1AA2 | 1 | UN | 1 | 60 | X | D | N | N | 85015220 | 1 |  | 6.303 | KG | 1545 | 1545 | MC05 | MC05 | SIMOTICS S Synchronous servo motor 1FK7 High Dynamic, DC link 300V 3.1Nm, 100K, 3000 rpm 0.79kW, Naturally cooled IM B5 (V1, V3) power/signal connectors Connector can be rotated by 270Â° INCREM. ENCODER, SIN/COS 1 VPP 2048 P/REV (ENCODER I-2048); SHAFT WITH FITTED KEY, TOLERANCE N; W/O HOLDING BRAKE DEGREE OF PROTECTION IP65 FLANGE ON DRIVE END IP67 | - | 0 | 0
1FK7043-7AF21-1AA3 |  | 1FK7043-7AF21-1AA3 | 1 | UN | 1 | 60 | X | D | N | N | 85015220 | 1 |  | 6.303 | KG | 1505.84 | 1505.84 | MC05 | MC05 | SIMOTICS S Synchronous servo motor 1FK7 High Dynamic, DC link 300V 3.1Nm, 100K, 3000 rpm 0.79kW, Naturally cooled IM B5 (V1, V3) power/signal connectors Connector can be rotated by 270Â° INCREM. ENCODER, SIN/COS 1 VPP 2048 P/REV (ENCODER I-2048); SHAFT WITH FITTED KEY, TOLERANCE N; W/O HOLDING BRAKE DEGREE OF PROTECTION IP64; PAINT FINISH RAL7016 | - | 0 | 0
1FK7043-7AF21-1AA5 |  | 1FK7043-7AF21-1AA5 | 1 | UN | 1 | 60 | X | D | N | N | 85015220 | 1 |  | 6.303 | KG | 1581.79 | 1581.79 | MC05 | MC05 | SIMOTICS S Synchronous servo motor 1FK7 High Dynamic, DC link 300V 3.1Nm, 100K, 3000 rpm 0.79kW, Naturally cooled IM B5 (V1, V3) power/signal connectors Connector can be rotated by 270Â° INCREM. ENCODER, SIN/COS 1 VPP 2048 P/REV (ENCODER I-2048); SHAFT WITH FITTED KEY, TOLERANCE N; W/O HOLDING BRAKE DEGREE OF PROTECTION IP65 AS FLANGE IP67; PAINT FINISH RAL7016 | - | 0 | 0
1FK7043-7AF21-1AA8 |  | 1FK7043-7AF21-1AA8 | 1 | UN | 1 | 60 | X | D | N | N | 85015220 | 1 |  | 6.303 | KG | 1663 | 1663 | MC05 | MC05 | SIMOTICS S Synchronous servo motor 1FK7 High Dynamic, DC link 300V 3.1Nm, 100K, 3000 rpm 0.79kW, Naturally cooled IM B5 (V1, V3) power/signal connectors Connector can be rotated by 270Â° INCREM. ENCODER, SIN/COS 1 VPP 2048 P/REV (ENCODER I-2048); SHAFT WITH FITTED KEY, TOLERANCE N; W/O HOLDING BRAKE DEGREE OF PROTECTION IP65 IP67 D-END FLANGE; RAL7016 COATING; METALLIC RATING PLATE AT MOTOR | - | 0 | 0
1FK7043-7AF21-1AB0 |  | 1FK7043-7AF21-1AB0 | 1 | UN | 1 | 60 | X | D | N | N | 85015220 | 1 |  | 6.902 | KG | 1680.97 | 1680.97 | MC05 | MC05 | SIMOTICS S Synchronous servo motor 1FK7 High Dynamic, DC link 300V 3.1Nm, 100K, 3000 rpm 0.79kW, Naturally cooled IM B5 (V1, V3) power/signal connectors Connector can be rotated by 270Â° INCREM. ENCODER, SIN/COS 1 VPP 2048 P/REV (ENCODER I-2048); SHAFT WITH FITTED KEY, TOLERANCE N; WITH HOLDING BRAKE DEGREE OF PROTECTION IP64 | - | 0 | 0
1FK7043-7AF21-1AB2 |  | 1FK7043-7AF21-1AB2 | 1 | UN | 1 | 60 | X | D | N | N | 85015220 | 1 |  | 6.902 | KG | 1756.94 | 1756.94 | MC05 | MC05 | SIMOTICS S Synchronous servo motor 1FK7 High Dynamic, DC link 300V 3.1Nm, 100K, 3000 rpm 0.79kW, Naturally cooled IM B5 (V1, V3) power/signal connectors Connector can be rotated by 270Â° INCREM. ENCODER, SIN/COS 1 VPP 2048 P/REV (ENCODER I-2048); SHAFT WITH FITTED KEY, TOLERANCE N; WITH HOLDING BRAKE DEGREE OF PROTECTION IP65 FLANGE ON DRIVE END IP67 | - | 0 | 0
1FK7043-7AF21-1AB3 |  | 1FK7043-7AF21-1AB3 | 1 | UN | 1 | 60 | X | D | N | N | 85015220 | 1 |  | 6.902 | KG | 1717.78 | 1717.78 | MC05 | MC05 | SIMOTICS S Synchronous servo motor 1FK7 High Dynamic, DC link 300V 3.1Nm, 100K, 3000 rpm 0.79kW, Naturally cooled IM B5 (V1, V3) power/signal connectors Connector can be rotated by 270Â° INCREM. ENCODER, SIN/COS 1 VPP 2048 P/REV (ENCODER I-2048); SHAFT WITH FITTED KEY, TOLERANCE N; WITH HOLDING BRAKE DEGREE OF PROTECTION IP64; PAINT FINISH RAL7016 | - | 0 | 0
1FK7043-7AF21-1AB5 |  | 1FK7043-7AF21-1AB5 | 1 | UN | 1 | 60 | X | D | N | N | 85015220 | 1 |  | 6.902 | KG | 1793.73 | 1793.73 | MC05 | MC05 | SIMOTICS S Synchronous servo motor 1FK7 High Dynamic, DC link 300V 3.1Nm, 100K, 3000 rpm 0.79kW, Naturally cooled IM B5 (V1, V3) power/signal connectors Connector can be rotated by 270Â° INCREM. ENCODER, SIN/COS 1 VPP 2048 P/REV (ENCODER I-2048); SHAFT WITH FITTED KEY, TOLERANCE N; WITH HOLDING BRAKE DEGREE OF PROTECTION IP65 AS FLANGE IP67; PAINT FINISH RAL7016 | - | 0 | 0
1FK7043-7AF21-1AB8 |  | 1FK7043-7AF21-1AB8 | 1 | UN | 1 | 60 | X | D | N | N | 85015220 | 1 |  | 6.902 | KG | 1874.94 | 1874.94 | MC05 | MC05 | SIMOTICS S Synchronous servo motor 1FK7 High Dynamic, DC link 300V 3.1Nm, 100K, 3000 rpm 0.79kW, Naturally cooled IM B5 (V1, V3) power/signal connectors Connector can be rotated by 270Â° INCREM. ENCODER, SIN/COS 1 VPP 2048 P/REV (ENCODER I-2048); SHAFT WITH FITTED KEY, TOLERANCE N; WITH HOLDING BRAKE DEGREE OF PROTECTION IP65 IP67 D-END FLANGE; RAL7016 COATING; METALLIC RATING PLATE AT MOTOR | - | 0 | 0
1FK7043-7AF21-1AG0 |  | 1FK7043-7AF21-1AG0 | 1 | UN | 1 | 60 | X | D | N | N | 85015220 | 1 |  | 6.303 | KG | 1398.98 | 1398.98 | MC05 | MC05 | SIMOTICS S Synchronous servo motor 1FK7 High Dynamic, DC link 300V 3.1Nm, 100K, 3000 rpm 0.79kW, Naturally cooled IM B5 (V1, V3) power/signal connectors Connector can be rotated by 270Â° INCREM. ENCODER, SIN/COS 1 VPP 2048 P/REV (ENCODER I-2048); PLAIN SHAFT, TOLERANCE N; W/O HOLDING BRAKE DEGREE OF PROTECTION IP64 | - | 0 | 0
1FK7043-7AF21-1AG2 |  | 1FK7043-7AF21-1AG2 | 1 | UN | 1 | 60 | X | D | N | N | 85015220 | 1 |  | 6.303 | KG | 1474.95 | 1474.95 | MC05 | MC05 | SIMOTICS S Synchronous servo motor 1FK7 High Dynamic, DC link 300V 3.1Nm, 100K, 3000 rpm 0.79kW, Naturally cooled IM B5 (V1, V3) power/signal connectors Connector can be rotated by 270Â° INCREM. ENCODER, SIN/COS 1 VPP 2048 P/REV (ENCODER I-2048); PLAIN SHAFT, TOLERANCE N; W/O HOLDING BRAKE DEGREE OF PROTECTION IP65 FLANGE ON DRIVE END IP67 | - | 0 | 0
1FK7043-7AF21-1AG3 |  | 1FK7043-7AF21-1AG3 | 1 | UN | 1 | 60 | X | D | N | N | 85015220 | 1 |  | 6.303 | KG | 1435.79 | 1435.79 | MC05 | MC05 | SIMOTICS S Synchronous servo motor 1FK7 High Dynamic, DC link 300V 3.1Nm, 100K, 3000 rpm 0.79kW, Naturally cooled IM B5 (V1, V3) power/signal connectors Connector can be rotated by 270Â° INCREM. ENCODER, SIN/COS 1 VPP 2048 P/REV (ENCODER I-2048); PLAIN SHAFT, TOLERANCE N; W/O HOLDING BRAKE DEGREE OF PROTECTION IP64; PAINT FINISH RAL7016 | - | 0 | 0
1FK7043-7AF21-1AG5 |  | 1FK7043-7AF21-1AG5 | 1 | UN | 1 | 60 | X | D | N | N | 85015220 | 1 |  | 6.303 | KG | 1511.74 | 1511.74 | MC05 | MC05 | SIMOTICS S Synchronous servo motor 1FK7 High Dynamic, DC link 300V 3.1Nm, 100K, 3000 rpm 0.79kW, Naturally cooled IM B5 (V1, V3) power/signal connectors Connector can be rotated by 270Â° INCREM. ENCODER, SIN/COS 1 VPP 2048 P/REV (ENCODER I-2048); PLAIN SHAFT, TOLERANCE N; W/O HOLDING BRAKE DEGREE OF PROTECTION IP65 AS FLANGE IP67; PAINT FINISH RAL7016 | - | 0 | 0
1FK7043-7AF21-1AG8 |  | 1FK7043-7AF21-1AG8 | 1 | UN | 1 | 60 | X | D | N | N | 85015220 | 1 |  | 6.303 | KG | 1592.95 | 1592.95 | MC05 | MC05 | SIMOTICS S Synchronous servo motor 1FK7 High Dynamic, DC link 300V 3.1Nm, 100K, 3000 rpm 0.79kW, Naturally cooled IM B5 (V1, V3) power/signal connectors Connector can be rotated by 270Â° INCREM. ENCODER, SIN/COS 1 VPP 2048 P/REV (ENCODER I-2048); PLAIN SHAFT, TOLERANCE N; W/O HOLDING BRAKE DEGREE OF PROTECTION IP65 IP67 D-END FLANGE; RAL7016 COATING; METALLIC RATING PLATE AT MOTOR | - | 0 | 0
1FK7043-7AF21-1AH0 |  | 1FK7043-7AF21-1AH0 | 1 | UN | 1 | 60 | X | D | N | N | 85015220 | 1 |  | 6.902 | KG | 1609.11 | 1609.11 | MC05 | MC05 | SIMOTICS S Synchronous servo motor 1FK7 High Dynamic, DC link 300V 3.1Nm, 100K, 3000 rpm 0.79kW, Naturally cooled IM B5 (V1, V3) power/signal connectors Connector can be rotated by 270Â° INCREM. ENCODER, SIN/COS 1 VPP 2048 P/REV (ENCODER I-2048); PLAIN SHAFT, TOLERANCE N; WITH HOLDING BRAKE DEGREE OF PROTECTION IP64 | - | 0 | 0
1FK7043-7AF21-1AH2 |  | 1FK7043-7AF21-1AH2 | 1 | UN | 1 | 60 | X | D | N | N | 85015220 | 1 |  | 6.902 | KG | 1685.08 | 1685.08 | MC05 | MC05 | SIMOTICS S Synchronous servo motor 1FK7 High Dynamic, DC link 300V 3.1Nm, 100K, 3000 rpm 0.79kW, Naturally cooled IM B5 (V1, V3) power/signal connectors Connector can be rotated by 270Â° INCREM. ENCODER, SIN/COS 1 VPP 2048 P/REV (ENCODER I-2048); PLAIN SHAFT, TOLERANCE N; WITH HOLDING BRAKE DEGREE OF PROTECTION IP65 FLANGE ON DRIVE END IP67 | - | 0 | 0
1FK7043-7AF21-1AH3 |  | 1FK7043-7AF21-1AH3 | 1 | UN | 1 | 60 | X | D | N | N | 85015220 | 1 |  | 6.902 | KG | 1645.92 | 1645.92 | MC05 | MC05 | SIMOTICS S Synchronous servo motor 1FK7 High Dynamic, DC link 300V 3.1Nm, 100K, 3000 rpm 0.79kW, Naturally cooled IM B5 (V1, V3) power/signal connectors Connector can be rotated by 270Â° INCREM. ENCODER, SIN/COS 1 VPP 2048 P/REV (ENCODER I-2048); PLAIN SHAFT, TOLERANCE N; WITH HOLDING BRAKE DEGREE OF PROTECTION IP64; PAINT FINISH RAL7016 | - | 0 | 0
1FK7043-7AF21-1AH5 |  | 1FK7043-7AF21-1AH5 | 1 | UN | 1 | 60 | X | D | N | N | 85015220 | 1 |  | 6.902 | KG | 1721.87 | 1721.87 | MC05 | MC05 | SIMOTICS S Synchronous servo motor 1FK7 High Dynamic, DC link 300V 3.1Nm, 100K, 3000 rpm 0.79kW, Naturally cooled IM B5 (V1, V3) power/signal connectors Connector can be rotated by 270Â° INCREM. ENCODER, SIN/COS 1 VPP 2048 P/REV (ENCODER I-2048); PLAIN SHAFT, TOLERANCE N; WITH HOLDING BRAKE DEGREE OF PROTECTION IP65 AS FLANGE IP67; PAINT FINISH RAL7016 | - | 0 | 0
1FK7043-7AF21-1AH8 |  | 1FK7043-7AF21-1AH8 | 1 | UN | 1 | 60 | X | D | N | N | 85015220 | 1 |  | 6.902 | KG | 1803.08 | 1803.08 | MC05 | MC05 | SIMOTICS S Synchronous servo motor 1FK7 High Dynamic, DC link 300V 3.1Nm, 100K, 3000 rpm 0.79kW, Naturally cooled IM B5 (V1, V3) power/signal connectors Connector can be rotated by 270Â° INCREM. ENCODER, SIN/COS 1 VPP 2048 P/REV (ENCODER I-2048); PLAIN SHAFT, TOLERANCE N; WITH HOLDING BRAKE DEGREE OF PROTECTION IP65 IP67 D-END FLANGE; RAL7016 COATING; METALLIC RATING PLATE AT MOTOR | - | 0 | 0
1FK7043-7AF21-1DA0 |  | 1FK7043-7AF21-1DA0 | 1 | UN | 1 | 60 | X | D | N | N | 85015220 | 1 |  | 6.303 | KG | 1664.82 | 1664.82 | MC05 | MC05 | SIMOTICS S Synchronous servo motor 1FK7 High Dynamic, DC link 300V 3.1Nm, 100K, 3000 rpm 0.79kW, Naturally cooled IM B5 (V1, V3) power/signal connectors Connector can be rotated by 270Â° INCREMENTAL ENCODER 2048 P/REV (ENCODER I-2048) WITH DRIVE-CLIQ INTERFACE; SHAFT WITH FITTED KEY, TOLERANCE N; W/O HOLDING BRAKE DEGREE OF PROTECTION IP64 | - | 0 | 0
1FK7043-7AF21-1DA2 |  | 1FK7043-7AF21-1DA2 | 1 | UN | 1 | 60 | X | D | N | N | 85015220 | 1 |  | 6.303 | KG | 1740.79 | 1740.79 | MC05 | MC05 | SIMOTICS S Synchronous servo motor 1FK7 High Dynamic, DC link 300V 3.1Nm, 100K, 3000 rpm 0.79kW, Naturally cooled IM B5 (V1, V3) power/signal connectors Connector can be rotated by 270Â° INCREMENTAL ENCODER 2048 P/REV (ENCODER I-2048) WITH DRIVE-CLIQ INTERFACE; SHAFT WITH FITTED KEY, TOLERANCE N; W/O HOLDING BRAKE DEGREE OF PROTECTION IP65 FLANGE ON DRIVE END IP67 | - | 0 | 0
1FK7043-7AF21-1DA3 |  | 1FK7043-7AF21-1DA3 | 1 | UN | 1 | 60 | X | D | N | N | 85015220 | 1 |  | 6.303 | KG | 1701.63 | 1701.63 | MC05 | MC05 | SIMOTICS S Synchronous servo motor 1FK7 High Dynamic, DC link 300V 3.1Nm, 100K, 3000 rpm 0.79kW, Naturally cooled IM B5 (V1, V3) power/signal connectors Connector can be rotated by 270Â° INCREMENTAL ENCODER 2048 P/REV (ENCODER I-2048) WITH DRIVE-CLIQ INTERFACE; SHAFT WITH FITTED KEY, TOLERANCE N; W/O HOLDING BRAKE DEGREE OF PROTECTION IP64; PAINT FINISH RAL7016 | - | 0 | 0
1FK7043-7AF21-1DA5 |  | 1FK7043-7AF21-1DA5 | 1 | UN | 1 | 60 | X | D | N | N | 85015220 | 1 |  | 6.303 | KG | 1777.58 | 1777.58 | MC05 | MC05 | SIMOTICS S Synchronous servo motor 1FK7 High Dynamic, DC link 300V 3.1Nm, 100K, 3000 rpm 0.79kW, Naturally cooled IM B5 (V1, V3) power/signal connectors Connector can be rotated by 270Â° INCREMENTAL ENCODER 2048 P/REV (ENCODER I-2048) WITH DRIVE-CLIQ INTERFACE; SHAFT WITH FITTED KEY, TOLERANCE N; W/O HOLDING BRAKE DEGREE OF PROTECTION IP65 AS FLANGE IP67; PAINT FINISH RAL7016 | - | 0 | 0
1FK7043-7AF21-1DA8 |  | 1FK7043-7AF21-1DA8 | 1 | UN | 1 | 60 | X | D | N | N | 85015220 | 1 |  | 6.303 | KG | 1858.79 | 1858.79 | MC05 | MC05 | SIMOTICS S Synchronous servo motor 1FK7 High Dynamic, DC link 300V 3.1Nm, 100K, 3000 rpm 0.79kW, Naturally cooled IM B5 (V1, V3) power/signal connectors Connector can be rotated by 270Â° INCREMENTAL ENCODER 2048 P/REV (ENCODER I-2048) WITH DRIVE-CLIQ INTERFACE; SHAFT WITH FITTED KEY, TOLERANCE N; W/O HOLDING BRAKE DEGREE OF PROTECTION IP65 IP67 D-END FLANGE; RAL7016 COATING; METALLIC RATING PLATE AT MOTOR | - | 0 | 0
1FK7043-7AF21-1DB0 |  | 1FK7043-7AF21-1DB0 | 1 | UN | 1 | 60 | X | D | N | N | 85015220 | 1 |  | 6.902 | KG | 1876.76 | 1876.76 | MC05 | MC05 | SIMOTICS S Synchronous servo motor 1FK7 High Dynamic, DC link 300V 3.1Nm, 100K, 3000 rpm 0.79kW, Naturally cooled IM B5 (V1, V3) power/signal connectors Connector can be rotated by 270Â° INCREMENTAL ENCODER 2048 P/REV (ENCODER I-2048) WITH DRIVE-CLIQ INTERFACE; SHAFT WITH FITTED KEY, TOLERANCE N; WITH HOLDING BRAKE DEGREE OF PROTECTION IP64 | - | 0 | 0
1FK7043-7AF21-1DB2 |  | 1FK7043-7AF21-1DB2 | 1 | UN | 1 | 60 | X | D | N | N | 85015220 | 1 |  | 6.902 | KG | 1952.73 | 1952.73 | MC05 | MC05 | SIMOTICS S Synchronous servo motor 1FK7 High Dynamic, DC link 300V 3.1Nm, 100K, 3000 rpm 0.79kW, Naturally cooled IM B5 (V1, V3) power/signal connectors Connector can be rotated by 270Â° INCREMENTAL ENCODER 2048 P/REV (ENCODER I-2048) WITH DRIVE-CLIQ INTERFACE; SHAFT WITH FITTED KEY, TOLERANCE N; WITH HOLDING BRAKE DEGREE OF PROTECTION IP65 FLANGE ON DRIVE END IP67 | - | 0 | 0
1FK7043-7AF21-1DB3 |  | 1FK7043-7AF21-1DB3 | 1 | UN | 1 | 60 | X | D | N | N | 85015220 | 1 |  | 6.902 | KG | 1913.57 | 1913.57 | MC05 | MC05 | SIMOTICS S Synchronous servo motor 1FK7 High Dynamic, DC link 300V 3.1Nm, 100K, 3000 rpm 0.79kW, Naturally cooled IM B5 (V1, V3) power/signal connectors Connector can be rotated by 270Â° INCREMENTAL ENCODER 2048 P/REV (ENCODER I-2048) WITH DRIVE-CLIQ INTERFACE; SHAFT WITH FITTED KEY, TOLERANCE N; WITH HOLDING BRAKE DEGREE OF PROTECTION IP64; PAINT FINISH RAL7016 | - | 0 | 0
1FK7043-7AF21-1DB5 |  | 1FK7043-7AF21-1DB5 | 1 | UN | 1 | 60 | X | D | N | N | 85015220 | 1 |  | 6.902 | KG | 1989.52 | 1989.52 | MC05 | MC05 | SIMOTICS S Synchronous servo motor 1FK7 High Dynamic, DC link 300V 3.1Nm, 100K, 3000 rpm 0.79kW, Naturally cooled IM B5 (V1, V3) power/signal connectors Connector can be rotated by 270Â° INCREMENTAL ENCODER 2048 P/REV (ENCODER I-2048) WITH DRIVE-CLIQ INTERFACE; SHAFT WITH FITTED KEY, TOLERANCE N; WITH HOLDING BRAKE DEGREE OF PROTECTION IP65 AS FLANGE IP67; PAINT FINISH RAL7016 | - | 0 | 0
1FK7043-7AF21-1DB8 |  | 1FK7043-7AF21-1DB8 | 1 | UN | 1 | 60 | X | D | N | N | 85015220 | 1 |  | 6.902 | KG | 2070.73 | 2070.73 | MC05 | MC05 | SIMOTICS S Synchronous servo motor 1FK7 High Dynamic, DC link 300V 3.1Nm, 100K, 3000 rpm 0.79kW, Naturally cooled IM B5 (V1, V3) power/signal connectors Connector can be rotated by 270Â° INCREMENTAL ENCODER 2048 P/REV (ENCODER I-2048) WITH DRIVE-CLIQ INTERFACE; SHAFT WITH FITTED KEY, TOLERANCE N; WITH HOLDING BRAKE DEGREE OF PROTECTION IP65 IP67 D-END FLANGE; RAL7016 COATING; METALLIC RATING PLATE AT MOTOR | - | 0 | 0
1FK7043-7AF21-1DG0 |  | 1FK7043-7AF21-1DG0 | 1 | UN | 1 | 60 | X | D | N | N | 85015220 | 1 |  | 6.303 | KG | 1594.77 | 1594.77 | MC05 | MC05 | SIMOTICS S Synchronous servo motor 1FK7 High Dynamic, DC link 300V 3.1Nm, 100K, 3000 rpm 0.79kW, Naturally cooled IM B5 (V1, V3) power/signal connectors Connector can be rotated by 270Â° INCREMENTAL ENCODER 2048 P/REV (ENCODER I-2048) WITH DRIVE-CLIQ INTERFACE; PLAIN SHAFT, TOLERANCE N; W/O HOLDING BRAKE DEGREE OF PROTECTION IP64 | - | 0 | 0
1FK7043-7AF21-1DG2 |  | 1FK7043-7AF21-1DG2 | 1 | UN | 1 | 60 | X | D | N | N | 85015220 | 1 |  | 6.303 | KG | 1670.74 | 1670.74 | MC05 | MC05 | SIMOTICS S Synchronous servo motor 1FK7 High Dynamic, DC link 300V 3.1Nm, 100K, 3000 rpm 0.79kW, Naturally cooled IM B5 (V1, V3) power/signal connectors Connector can be rotated by 270Â° INCREMENTAL ENCODER 2048 P/REV (ENCODER I-2048) WITH DRIVE-CLIQ INTERFACE; PLAIN SHAFT, TOLERANCE N; W/O HOLDING BRAKE DEGREE OF PROTECTION IP65 FLANGE ON DRIVE END IP67 | - | 0 | 0
1FK7043-7AF21-1DG3 |  | 1FK7043-7AF21-1DG3 | 1 | UN | 1 | 60 | X | D | N | N | 85015220 | 1 |  | 6.303 | KG | 1631.58 | 1631.58 | MC05 | MC05 | SIMOTICS S Synchronous servo motor 1FK7 High Dynamic, DC link 300V 3.1Nm, 100K, 3000 rpm 0.79kW, Naturally cooled IM B5 (V1, V3) power/signal connectors Connector can be rotated by 270Â° INCREMENTAL ENCODER 2048 P/REV (ENCODER I-2048) WITH DRIVE-CLIQ INTERFACE; PLAIN SHAFT, TOLERANCE N; W/O HOLDING BRAKE DEGREE OF PROTECTION IP64; PAINT FINISH RAL7016 | - | 0 | 0
1FK7043-7AF21-1DG5 |  | 1FK7043-7AF21-1DG5 | 1 | UN | 1 | 60 | X | D | N | N | 85015220 | 1 |  | 6.303 | KG | 1707.53 | 1707.53 | MC05 | MC05 | SIMOTICS S Synchronous servo motor 1FK7 High Dynamic, DC link 300V 3.1Nm, 100K, 3000 rpm 0.79kW, Naturally cooled IM B5 (V1, V3) power/signal connectors Connector can be rotated by 270Â° INCREMENTAL ENCODER 2048 P/REV (ENCODER I-2048) WITH DRIVE-CLIQ INTERFACE; PLAIN SHAFT, TOLERANCE N; W/O HOLDING BRAKE DEGREE OF PROTECTION IP65 AS FLANGE IP67; PAINT FINISH RAL7016 | - | 0 | 0
1FK7043-7AF21-1DG8 |  | 1FK7043-7AF21-1DG8 | 1 | UN | 1 | 60 | X | D | N | N | 85015220 | 1 |  | 6.303 | KG | 1788.74 | 1788.74 | MC05 | MC05 | SIMOTICS S Synchronous servo motor 1FK7 High Dynamic, DC link 300V 3.1Nm, 100K, 3000 rpm 0.79kW, Naturally cooled IM B5 (V1, V3) power/signal connectors Connector can be rotated by 270Â° INCREMENTAL ENCODER 2048 P/REV (ENCODER I-2048) WITH DRIVE-CLIQ INTERFACE; PLAIN SHAFT, TOLERANCE N; W/O HOLDING BRAKE DEGREE OF PROTECTION IP65 IP67 D-END FLANGE; RAL7016 COATING; METALLIC RATING PLATE AT MOTOR | - | 0 | 0
1FK7043-7AF21-1DH0 |  | 1FK7043-7AF21-1DH0 | 1 | UN | 1 | 60 | X | D | N | N | 85015220 | 1 |  | 6.902 | KG | 1804.9 | 1804.9 | MC05 | MC05 | SIMOTICS S Synchronous servo motor 1FK7 High Dynamic, DC link 300V 3.1Nm, 100K, 3000 rpm 0.79kW, Naturally cooled IM B5 (V1, V3) power/signal connectors Connector can be rotated by 270Â° INCREMENTAL ENCODER 2048 P/REV (ENCODER I-2048) WITH DRIVE-CLIQ INTERFACE; PLAIN SHAFT, TOLERANCE N; WITH HOLDING BRAKE DEGREE OF PROTECTION IP64 | - | 0 | 0
1FK7043-7AF21-1DH2 |  | 1FK7043-7AF21-1DH2 | 1 | UN | 1 | 60 | X | D | N | N | 85015220 | 1 |  | 6.902 | KG | 1880.87 | 1880.87 | MC05 | MC05 | SIMOTICS S Synchronous servo motor 1FK7 High Dynamic, DC link 300V 3.1Nm, 100K, 3000 rpm 0.79kW, Naturally cooled IM B5 (V1, V3) power/signal connectors Connector can be rotated by 270Â° INCREMENTAL ENCODER 2048 P/REV (ENCODER I-2048) WITH DRIVE-CLIQ INTERFACE; PLAIN SHAFT, TOLERANCE N; WITH HOLDING BRAKE DEGREE OF PROTECTION IP65 FLANGE ON DRIVE END IP67 | - | 0 | 0
1FK7043-7AF21-1DH3 |  | 1FK7043-7AF21-1DH3 | 1 | UN | 1 | 60 | X | D | N | N | 85015220 | 1 |  | 6.902 | KG | 1841.71 | 1841.71 | MC05 | MC05 | SIMOTICS S Synchronous servo motor 1FK7 High Dynamic, DC link 300V 3.1Nm, 100K, 3000 rpm 0.79kW, Naturally cooled IM B5 (V1, V3) power/signal connectors Connector can be rotated by 270Â° INCREMENTAL ENCODER 2048 P/REV (ENCODER I-2048) WITH DRIVE-CLIQ INTERFACE; PLAIN SHAFT, TOLERANCE N; WITH HOLDING BRAKE DEGREE OF PROTECTION IP64; PAINT FINISH RAL7016 | - | 0 | 0
1FK7043-7AF21-1DH5 |  | 1FK7043-7AF21-1DH5 | 1 | UN | 1 | 60 | X | D | N | N | 85015220 | 1 |  | 6.902 | KG | 1917.66 | 1917.66 | MC05 | MC05 | SIMOTICS S Synchronous servo motor 1FK7 High Dynamic, DC link 300V 3.1Nm, 100K, 3000 rpm 0.79kW, Naturally cooled IM B5 (V1, V3) power/signal connectors Connector can be rotated by 270Â° INCREMENTAL ENCODER 2048 P/REV (ENCODER I-2048) WITH DRIVE-CLIQ INTERFACE; PLAIN SHAFT, TOLERANCE N; WITH HOLDING BRAKE DEGREE OF PROTECTION IP65 AS FLANGE IP67; PAINT FINISH RAL7016 | - | 0 | 0
1FK7043-7AF21-1DH8 |  | 1FK7043-7AF21-1DH8 | 1 | UN | 1 | 60 | X | D | N | N | 85015220 | 1 |  | 6.902 | KG | 1998.87 | 1998.87 | MC05 | MC05 | SIMOTICS S Synchronous servo motor 1FK7 High Dynamic, DC link 300V 3.1Nm, 100K, 3000 rpm 0.79kW, Naturally cooled IM B5 (V1, V3) power/signal connectors Connector can be rotated by 270Â° INCREMENTAL ENCODER 2048 P/REV (ENCODER I-2048) WITH DRIVE-CLIQ INTERFACE; PLAIN SHAFT, TOLERANCE N; WITH HOLDING BRAKE DEGREE OF PROTECTION IP65 IP67 D-END FLANGE; RAL7016 COATING; METALLIC RATING PLATE AT MOTOR | - | 0 | 0
1FK7043-7AF21-1EA0 |  | 1FK7043-7AF21-1EA0 | 1 | UN | 1 | 60 | X | D | N | N | 85015220 | 1 |  | 6.303 | KG | 1770.79 | 1770.79 | MC05 | MC05 | SIMOTICS S Synchronous servo motor 1FK7 High Dynamic, DC link 300V 3.1Nm, 100K, 3000 rpm 0.79kW, Naturally cooled IM B5 (V1, V3) power/signal connectors Connector can be rotated by 270Â° ABSOLUTE ENCODER ENDAT 2048 P/REV (ENCODER A-2048); PERFORMANCE REDUCTION BY 10% DUE TO ABSOLUTE ENCODER; SHAFT WITH FITTED KEY, TOLERANCE N; W/O HOLDING BRAKE DEGREE OF PROTECTION IP64 | - | 0 | 0
1FK7043-7AF21-1EA2 |  | 1FK7043-7AF21-1EA2 | 1 | UN | 1 | 60 | X | D | N | N | 85015220 | 1 |  | 6.303 | KG | 1846.76 | 1846.76 | MC05 | MC05 | SIMOTICS S Synchronous servo motor 1FK7 High Dynamic, DC link 300V 3.1Nm, 100K, 3000 rpm 0.79kW, Naturally cooled IM B5 (V1, V3) power/signal connectors Connector can be rotated by 270Â° ABSOLUTE ENCODER ENDAT 2048 P/REV (ENCODER A-2048); PERFORMANCE REDUCTION BY 10% DUE TO ABSOLUTE ENCODER; SHAFT WITH FITTED KEY, TOLERANCE N; W/O HOLDING BRAKE DEGREE OF PROTECTION IP65 FLANGE ON DRIVE END IP67 | - | 0 | 0
1FK7043-7AF21-1EA3 |  | 1FK7043-7AF21-1EA3 | 1 | UN | 1 | 60 | X | D | N | N | 85015220 | 1 |  | 6.303 | KG | 1807.6 | 1807.6 | MC05 | MC05 | SIMOTICS S Synchronous servo motor 1FK7 High Dynamic, DC link 300V 3.1Nm, 100K, 3000 rpm 0.79kW, Naturally cooled IM B5 (V1, V3) power/signal connectors Connector can be rotated by 270Â° ABSOLUTE ENCODER ENDAT 2048 P/REV (ENCODER A-2048); PERFORMANCE REDUCTION BY 10% DUE TO ABSOLUTE ENCODER; SHAFT WITH FITTED KEY, TOLERANCE N; W/O HOLDING BRAKE DEGREE OF PROTECTION IP64; PAINT FINISH RAL7016 | - | 0 | 0
1FK7043-7AF21-1EA5 |  | 1FK7043-7AF21-1EA5 | 1 | UN | 1 | 60 | X | D | N | N | 85015220 | 1 |  | 6.303 | KG | 1883.55 | 1883.55 | MC05 | MC05 | SIMOTICS S Synchronous servo motor 1FK7 High Dynamic, DC link 300V 3.1Nm, 100K, 3000 rpm 0.79kW, Naturally cooled IM B5 (V1, V3) power/signal connectors Connector can be rotated by 270Â° ABSOLUTE ENCODER ENDAT 2048 P/REV (ENCODER A-2048); PERFORMANCE REDUCTION BY 10% DUE TO ABSOLUTE ENCODER; SHAFT WITH FITTED KEY, TOLERANCE N; W/O HOLDING BRAKE DEGREE OF PROTECTION IP65 AS FLANGE IP67; PAINT FINISH RAL7016 | - | 0 | 0
1FK7043-7AF21-1EA8 |  | 1FK7043-7AF21-1EA8 | 1 | UN | 1 | 60 | X | D | N | N | 85015220 | 1 |  | 6.303 | KG | 1964.76 | 1964.76 | MC05 | MC05 | SIMOTICS S Synchronous servo motor 1FK7 High Dynamic, DC link 300V 3.1Nm, 100K, 3000 rpm 0.79kW, Naturally cooled IM B5 (V1, V3) power/signal connectors Connector can be rotated by 270Â° ABSOLUTE ENCODER ENDAT 2048 P/REV (ENCODER A-2048); PERFORMANCE REDUCTION BY 10% DUE TO ABSOLUTE ENCODER; SHAFT WITH FITTED KEY, TOLERANCE N; W/O HOLDING BRAKE DEGREE OF PROTECTION IP65 IP67 D-END FLANGE; RAL7016 COATING; METALLIC RATING PLATE AT MOTOR | - | 0 | 0
1FK7043-7AF21-1EB0 |  | 1FK7043-7AF21-1EB0 | 1 | UN | 1 | 60 | X | D | N | N | 85015220 | 1 |  | 6.902 | KG | 1982.73 | 1982.73 | MC05 | MC05 | SIMOTICS S Synchronous servo motor 1FK7 High Dynamic, DC link 300V 3.1Nm, 100K, 3000 rpm 0.79kW, Naturally cooled IM B5 (V1, V3) power/signal connectors Connector can be rotated by 270Â° ABSOLUTE ENCODER ENDAT 2048 P/REV (ENCODER A-2048); PERFORMANCE REDUCTION BY 10% DUE TO ABSOLUTE ENCODER; SHAFT WITH FITTED KEY, TOLERANCE N; WITH HOLDING BRAKE DEGREE OF PROTECTION IP64 | - | 0 | 0
1FK7043-7AF21-1EB2 |  | 1FK7043-7AF21-1EB2 | 1 | UN | 1 | 60 | X | D | N | N | 85015220 | 1 |  | 6.902 | KG | 2058.7 | 2058.7 | MC05 | MC05 | SIMOTICS S Synchronous servo motor 1FK7 High Dynamic, DC link 300V 3.1Nm, 100K, 3000 rpm 0.79kW, Naturally cooled IM B5 (V1, V3) power/signal connectors Connector can be rotated by 270Â° ABSOLUTE ENCODER ENDAT 2048 P/REV (ENCODER A-2048); PERFORMANCE REDUCTION BY 10% DUE TO ABSOLUTE ENCODER; SHAFT WITH FITTED KEY, TOLERANCE N; WITH HOLDING BRAKE DEGREE OF PROTECTION IP65 FLANGE ON DRIVE END IP67 | - | 0 | 0
1FK7043-7AF21-1EB3 |  | 1FK7043-7AF21-1EB3 | 1 | UN | 1 | 60 | X | D | N | N | 85015220 | 1 |  | 6.902 | KG | 2019.54 | 2019.54 | MC05 | MC05 | SIMOTICS S Synchronous servo motor 1FK7 High Dynamic, DC link 300V 3.1Nm, 100K, 3000 rpm 0.79kW, Naturally cooled IM B5 (V1, V3) power/signal connectors Connector can be rotated by 270Â° ABSOLUTE ENCODER ENDAT 2048 P/REV (ENCODER A-2048); PERFORMANCE REDUCTION BY 10% DUE TO ABSOLUTE ENCODER; SHAFT WITH FITTED KEY, TOLERANCE N; WITH HOLDING BRAKE DEGREE OF PROTECTION IP64; PAINT FINISH RAL7016 | - | 0 | 0
1FK7043-7AF21-1EB5 |  | 1FK7043-7AF21-1EB5 | 1 | UN | 1 | 60 | X | D | N | N | 85015220 | 1 |  | 6.902 | KG | 2095.49 | 2095.49 | MC05 | MC05 | SIMOTICS S Synchronous servo motor 1FK7 High Dynamic, DC link 300V 3.1Nm, 100K, 3000 rpm 0.79kW, Naturally cooled IM B5 (V1, V3) power/signal connectors Connector can be rotated by 270Â° ABSOLUTE ENCODER ENDAT 2048 P/REV (ENCODER A-2048); PERFORMANCE REDUCTION BY 10% DUE TO ABSOLUTE ENCODER; SHAFT WITH FITTED KEY, TOLERANCE N; WITH HOLDING BRAKE DEGREE OF PROTECTION IP65 AS FLANGE IP67; PAINT FINISH RAL7016 | - | 0 | 0
1FK7043-7AF21-1EB8 |  | 1FK7043-7AF21-1EB8 | 1 | UN | 1 | 60 | X | D | N | N | 85015220 | 1 |  | 6.902 | KG | 2176.7 | 2176.7 | MC05 | MC05 | SIMOTICS S Synchronous servo motor 1FK7 High Dynamic, DC link 300V 3.1Nm, 100K, 3000 rpm 0.79kW, Naturally cooled IM B5 (V1, V3) power/signal connectors Connector can be rotated by 270Â° ABSOLUTE ENCODER ENDAT 2048 P/REV (ENCODER A-2048); PERFORMANCE REDUCTION BY 10% DUE TO ABSOLUTE ENCODER; SHAFT WITH FITTED KEY, TOLERANCE N; WITH HOLDING BRAKE DEGREE OF PROTECTION IP65 IP67 D-END FLANGE; RAL7016 COATING; METALLIC RATING PLATE AT MOTOR | - | 0 | 0
1FK7043-7AF21-1EG0 |  | 1FK7043-7AF21-1EG0 | 1 | UN | 1 | 60 | X | D | N | N | 85015220 | 1 |  | 6.303 | KG | 1700.74 | 1700.74 | MC05 | MC05 | SIMOTICS S Synchronous servo motor 1FK7 High Dynamic, DC link 300V 3.1Nm, 100K, 3000 rpm 0.79kW, Naturally cooled IM B5 (V1, V3) power/signal connectors Connector can be rotated by 270Â° ABSOLUTE ENCODER ENDAT 2048 P/REV (ENCODER A-2048); PERFORMANCE REDUCTION BY 10% DUE TO ABSOLUTE ENCODER; PLAIN SHAFT, TOLERANCE N; W/O HOLDING BRAKE DEGREE OF PROTECTION IP64 | - | 0 | 0
1FK7043-7AF21-1EG2 |  | 1FK7043-7AF21-1EG2 | 1 | UN | 1 | 60 | X | D | N | N | 85015220 | 1 |  | 6.303 | KG | 1776.71 | 1776.71 | MC05 | MC05 | SIMOTICS S Synchronous servo motor 1FK7 High Dynamic, DC link 300V 3.1Nm, 100K, 3000 rpm 0.79kW, Naturally cooled IM B5 (V1, V3) power/signal connectors Connector can be rotated by 270Â° ABSOLUTE ENCODER ENDAT 2048 P/REV (ENCODER A-2048); PERFORMANCE REDUCTION BY 10% DUE TO ABSOLUTE ENCODER; PLAIN SHAFT, TOLERANCE N; W/O HOLDING BRAKE DEGREE OF PROTECTION IP65 FLANGE ON DRIVE END IP67 | - | 0 | 0
1FK7043-7AF21-1EG3 |  | 1FK7043-7AF21-1EG3 | 1 | UN | 1 | 60 | X | D | N | N | 85015220 | 1 |  | 6.303 | KG | 1737.55 | 1737.55 | MC05 | MC05 | SIMOTICS S Synchronous servo motor 1FK7 High Dynamic, DC link 300V 3.1Nm, 100K, 3000 rpm 0.79kW, Naturally cooled IM B5 (V1, V3) power/signal connectors Connector can be rotated by 270Â° ABSOLUTE ENCODER ENDAT 2048 P/REV (ENCODER A-2048); PERFORMANCE REDUCTION BY 10% DUE TO ABSOLUTE ENCODER; PLAIN SHAFT, TOLERANCE N; W/O HOLDING BRAKE DEGREE OF PROTECTION IP64; PAINT FINISH RAL7016 | - | 0 | 0
1FK7043-7AF21-1EG5 |  | 1FK7043-7AF21-1EG5 | 1 | UN | 1 | 60 | X | D | N | N | 85015220 | 1 |  | 6.303 | KG | 1813.5 | 1813.5 | MC05 | MC05 | SIMOTICS S Synchronous servo motor 1FK7 High Dynamic, DC link 300V 3.1Nm, 100K, 3000 rpm 0.79kW, Naturally cooled IM B5 (V1, V3) power/signal connectors Connector can be rotated by 270Â° ABSOLUTE ENCODER ENDAT 2048 P/REV (ENCODER A-2048); PERFORMANCE REDUCTION BY 10% DUE TO ABSOLUTE ENCODER; PLAIN SHAFT, TOLERANCE N; W/O HOLDING BRAKE DEGREE OF PROTECTION IP65 AS FLANGE IP67; PAINT FINISH RAL7016 | - | 0 | 0
1FK7043-7AF21-1EG8 |  | 1FK7043-7AF21-1EG8 | 1 | UN | 1 | 60 | X | D | N | N | 85015220 | 1 |  | 6.303 | KG | 1894.71 | 1894.71 | MC05 | MC05 | SIMOTICS S Synchronous servo motor 1FK7 High Dynamic, DC link 300V 3.1Nm, 100K, 3000 rpm 0.79kW, Naturally cooled IM B5 (V1, V3) power/signal connectors Connector can be rotated by 270Â° ABSOLUTE ENCODER ENDAT 2048 P/REV (ENCODER A-2048); PERFORMANCE REDUCTION BY 10% DUE TO ABSOLUTE ENCODER; PLAIN SHAFT, TOLERANCE N; W/O HOLDING BRAKE DEGREE OF PROTECTION IP65 IP67 D-END FLANGE; RAL7016 COATING; METALLIC RATING PLATE AT MOTOR | - | 0 | 0
1FK7043-7AF21-1EH0 |  | 1FK7043-7AF21-1EH0 | 1 | UN | 1 | 60 | X | D | N | N | 85015220 | 1 |  | 6.902 | KG | 1910.87 | 1910.87 | MC05 | MC05 | SIMOTICS S Synchronous servo motor 1FK7 High Dynamic, DC link 300V 3.1Nm, 100K, 3000 rpm 0.79kW, Naturally cooled IM B5 (V1, V3) power/signal connectors Connector can be rotated by 270Â° ABSOLUTE ENCODER ENDAT 2048 P/REV (ENCODER A-2048); PERFORMANCE REDUCTION BY 10% DUE TO ABSOLUTE ENCODER; PLAIN SHAFT, TOLERANCE N; WITH HOLDING BRAKE DEGREE OF PROTECTION IP64 | - | 0 | 0
1FK7043-7AF21-1EH2 |  | 1FK7043-7AF21-1EH2 | 1 | UN | 1 | 60 | X | D | N | N | 85015220 | 1 |  | 6.902 | KG | 1986.84 | 1986.84 | MC05 | MC05 | SIMOTICS S Synchronous servo motor 1FK7 High Dynamic, DC link 300V 3.1Nm, 100K, 3000 rpm 0.79kW, Naturally cooled IM B5 (V1, V3) power/signal connectors Connector can be rotated by 270Â° ABSOLUTE ENCODER ENDAT 2048 P/REV (ENCODER A-2048); PERFORMANCE REDUCTION BY 10% DUE TO ABSOLUTE ENCODER; PLAIN SHAFT, TOLERANCE N; WITH HOLDING BRAKE DEGREE OF PROTECTION IP65 FLANGE ON DRIVE END IP67 | - | 0 | 0
1FK7043-7AF21-1EH3 |  | 1FK7043-7AF21-1EH3 | 1 | UN | 1 | 60 | X | D | N | N | 85015220 | 1 |  | 6.902 | KG | 1947.68 | 1947.68 | MC05 | MC05 | SIMOTICS S Synchronous servo motor 1FK7 High Dynamic, DC link 300V 3.1Nm, 100K, 3000 rpm 0.79kW, Naturally cooled IM B5 (V1, V3) power/signal connectors Connector can be rotated by 270Â° ABSOLUTE ENCODER ENDAT 2048 P/REV (ENCODER A-2048); PERFORMANCE REDUCTION BY 10% DUE TO ABSOLUTE ENCODER; PLAIN SHAFT, TOLERANCE N; WITH HOLDING BRAKE DEGREE OF PROTECTION IP64; PAINT FINISH RAL7016 | - | 0 | 0
1FK7043-7AF21-1EH5 |  | 1FK7043-7AF21-1EH5 | 1 | UN | 1 | 60 | X | D | N | N | 85015220 | 1 |  | 6.902 | KG | 2023.63 | 2023.63 | MC05 | MC05 | SIMOTICS S Synchronous servo motor 1FK7 High Dynamic, DC link 300V 3.1Nm, 100K, 3000 rpm 0.79kW, Naturally cooled IM B5 (V1, V3) power/signal connectors Connector can be rotated by 270Â° ABSOLUTE ENCODER ENDAT 2048 P/REV (ENCODER A-2048); PERFORMANCE REDUCTION BY 10% DUE TO ABSOLUTE ENCODER; PLAIN SHAFT, TOLERANCE N; WITH HOLDING BRAKE DEGREE OF PROTECTION IP65 AS FLANGE IP67; PAINT FINISH RAL7016 | - | 0 | 0
1FK7043-7AF21-1EH8 |  | 1FK7043-7AF21-1EH8 | 1 | UN | 1 | 60 | X | D | N | N | 85015220 | 1 |  | 6.902 | KG | 2104.84 | 2104.84 | MC05 | MC05 | SIMOTICS S Synchronous servo motor 1FK7 High Dynamic, DC link 300V 3.1Nm, 100K, 3000 rpm 0.79kW, Naturally cooled IM B5 (V1, V3) power/signal connectors Connector can be rotated by 270Â° ABSOLUTE ENCODER ENDAT 2048 P/REV (ENCODER A-2048); PERFORMANCE REDUCTION BY 10% DUE TO ABSOLUTE ENCODER; PLAIN SHAFT, TOLERANCE N; WITH HOLDING BRAKE DEGREE OF PROTECTION IP65 IP67 D-END FLANGE; RAL7016 COATING; METALLIC RATING PLATE AT MOTOR | - | 0 | 0
1FK7043-7AF21-1FA0 |  | 1FK7043-7AF21-1FA0 | 1 | UN | 1 | 60 | X | D | N | N | 85015220 | 1 |  | 6.303 | KG | 1964.74 | 1964.74 | MC05 | MC05 | SIMOTICS S Synchronous servo motor 1FK7 High Dynamic, DC link 300V 3.1Nm, 100K, 3000 rpm 0.79kW, Naturally cooled IM B5 (V1, V3) power/signal connectors Connector can be rotated by 270Â° ABSOLUTE ENCODER 2048 P/REV (ENCODER A-2048) WITH DRIVE-CLIQ INTERFACE; PERFORMANCE REDUCTION BY 10% DUE TO ABSOLUTE ENCODER; SHAFT WITH FITTED KEY, TOLERANCE N; W/O HOLDING BRAKE DEGREE OF PROTECTION IP64 | - | 0 | 0
1FK7043-7AF21-1FA2 |  | 1FK7043-7AF21-1FA2 | 1 | UN | 1 | 60 | X | D | N | N | 85015220 | 1 |  | 6.303 | KG | 2040.71 | 2040.71 | MC05 | MC05 | SIMOTICS S Synchronous servo motor 1FK7 High Dynamic, DC link 300V 3.1Nm, 100K, 3000 rpm 0.79kW, Naturally cooled IM B5 (V1, V3) power/signal connectors Connector can be rotated by 270Â° ABSOLUTE ENCODER 2048 P/REV (ENCODER A-2048) WITH DRIVE-CLIQ INTERFACE; PERFORMANCE REDUCTION BY 10% DUE TO ABSOLUTE ENCODER; SHAFT WITH FITTED KEY, TOLERANCE N; W/O HOLDING BRAKE DEGREE OF PROTECTION IP65 FLANGE ON DRIVE END IP67 | - | 0 | 0
1FK7043-7AF21-1FA3 |  | 1FK7043-7AF21-1FA3 | 1 | UN | 1 | 60 | X | D | N | N | 85015220 | 1 |  | 6.303 | KG | 2001.55 | 2001.55 | MC05 | MC05 | SIMOTICS S Synchronous servo motor 1FK7 High Dynamic, DC link 300V 3.1Nm, 100K, 3000 rpm 0.79kW, Naturally cooled IM B5 (V1, V3) power/signal connectors Connector can be rotated by 270Â° ABSOLUTE ENCODER 2048 P/REV (ENCODER A-2048) WITH DRIVE-CLIQ INTERFACE; PERFORMANCE REDUCTION BY 10% DUE TO ABSOLUTE ENCODER; SHAFT WITH FITTED KEY, TOLERANCE N; W/O HOLDING BRAKE DEGREE OF PROTECTION IP64; PAINT FINISH RAL7016 | - | 0 | 0
1FK7043-7AF21-1FA5 |  | 1FK7043-7AF21-1FA5 | 1 | UN | 1 | 60 | X | D | N | N | 85015220 | 1 |  | 6.303 | KG | 2077.5 | 2077.5 | MC05 | MC05 | SIMOTICS S Synchronous servo motor 1FK7 High Dynamic, DC link 300V 3.1Nm, 100K, 3000 rpm 0.79kW, Naturally cooled IM B5 (V1, V3) power/signal connectors Connector can be rotated by 270Â° ABSOLUTE ENCODER 2048 P/REV (ENCODER A-2048) WITH DRIVE-CLIQ INTERFACE; PERFORMANCE REDUCTION BY 10% DUE TO ABSOLUTE ENCODER; SHAFT WITH FITTED KEY, TOLERANCE N; W/O HOLDING BRAKE DEGREE OF PROTECTION IP65 AS FLANGE IP67; PAINT FINISH RAL7016 | - | 0 | 0
1FK7043-7AF21-1FA8 |  | 1FK7043-7AF21-1FA8 | 1 | UN | 1 | 60 | X | D | N | N | 85015220 | 1 |  | 6.303 | KG | 2158.71 | 2158.71 | MC05 | MC05 | SIMOTICS S Synchronous servo motor 1FK7 High Dynamic, DC link 300V 3.1Nm, 100K, 3000 rpm 0.79kW, Naturally cooled IM B5 (V1, V3) power/signal connectors Connector can be rotated by 270Â° ABSOLUTE ENCODER 2048 P/REV (ENCODER A-2048) WITH DRIVE-CLIQ INTERFACE; PERFORMANCE REDUCTION BY 10% DUE TO ABSOLUTE ENCODER; SHAFT WITH FITTED KEY, TOLERANCE N; W/O HOLDING BRAKE DEGREE OF PROTECTION IP65 IP67 D-END FLANGE; RAL7016 COATING; METALLIC RATING PLATE AT MOTOR | - | 0 | 0
1FK7043-7AF21-1FB0 |  | 1FK7043-7AF21-1FB0 | 1 | UN | 1 | 60 | X | D | N | N | 85015220 | 1 |  | 6.902 | KG | 2176.68 | 2176.68 | MC05 | MC05 | SIMOTICS S Synchronous servo motor 1FK7 High Dynamic, DC link 300V 3.1Nm, 100K, 3000 rpm 0.79kW, Naturally cooled IM B5 (V1, V3) power/signal connectors Connector can be rotated by 270Â° ABSOLUTE ENCODER 2048 P/REV (ENCODER A-2048) WITH DRIVE-CLIQ INTERFACE; PERFORMANCE REDUCTION BY 10% DUE TO ABSOLUTE ENCODER; SHAFT WITH FITTED KEY, TOLERANCE N; WITH HOLDING BRAKE DEGREE OF PROTECTION IP64 | - | 0 | 0
1FK7043-7AF21-1FB2 |  | 1FK7043-7AF21-1FB2 | 1 | UN | 1 | 60 | X | D | N | N | 85015220 | 1 |  | 6.902 | KG | 2252.65 | 2252.65 | MC05 | MC05 | SIMOTICS S Synchronous servo motor 1FK7 High Dynamic, DC link 300V 3.1Nm, 100K, 3000 rpm 0.79kW, Naturally cooled IM B5 (V1, V3) power/signal connectors Connector can be rotated by 270Â° ABSOLUTE ENCODER 2048 P/REV (ENCODER A-2048) WITH DRIVE-CLIQ INTERFACE; PERFORMANCE REDUCTION BY 10% DUE TO ABSOLUTE ENCODER; SHAFT WITH FITTED KEY, TOLERANCE N; WITH HOLDING BRAKE DEGREE OF PROTECTION IP65 FLANGE ON DRIVE END IP67 | - | 0 | 0
1FK7043-7AF21-1FB3 |  | 1FK7043-7AF21-1FB3 | 1 | UN | 1 | 60 | X | D | N | N | 85015220 | 1 |  | 6.902 | KG | 2213.49 | 2213.49 | MC05 | MC05 | SIMOTICS S Synchronous servo motor 1FK7 High Dynamic, DC link 300V 3.1Nm, 100K, 3000 rpm 0.79kW, Naturally cooled IM B5 (V1, V3) power/signal connectors Connector can be rotated by 270Â° ABSOLUTE ENCODER 2048 P/REV (ENCODER A-2048) WITH DRIVE-CLIQ INTERFACE; PERFORMANCE REDUCTION BY 10% DUE TO ABSOLUTE ENCODER; SHAFT WITH FITTED KEY, TOLERANCE N; WITH HOLDING BRAKE DEGREE OF PROTECTION IP64; PAINT FINISH RAL7016 | - | 0 | 0
1FK7043-7AF21-1FB5 |  | 1FK7043-7AF21-1FB5 | 1 | UN | 1 | 60 | X | D | N | N | 85015220 | 1 |  | 6.902 | KG | 2289.44 | 2289.44 | MC05 | MC05 | SIMOTICS S Synchronous servo motor 1FK7 High Dynamic, DC link 300V 3.1Nm, 100K, 3000 rpm 0.79kW, Naturally cooled IM B5 (V1, V3) power/signal connectors Connector can be rotated by 270Â° ABSOLUTE ENCODER 2048 P/REV (ENCODER A-2048) WITH DRIVE-CLIQ INTERFACE; PERFORMANCE REDUCTION BY 10% DUE TO ABSOLUTE ENCODER; SHAFT WITH FITTED KEY, TOLERANCE N; WITH HOLDING BRAKE DEGREE OF PROTECTION IP65 AS FLANGE IP67; PAINT FINISH RAL7016 | - | 0 | 0
1FK7043-7AF21-1FB8 |  | 1FK7043-7AF21-1FB8 | 1 | UN | 1 | 60 | X | D | N | N | 85015220 | 1 |  | 6.902 | KG | 2370.65 | 2370.65 | MC05 | MC05 | SIMOTICS S Synchronous servo motor 1FK7 High Dynamic, DC link 300V 3.1Nm, 100K, 3000 rpm 0.79kW, Naturally cooled IM B5 (V1, V3) power/signal connectors Connector can be rotated by 270Â° ABSOLUTE ENCODER 2048 P/REV (ENCODER A-2048) WITH DRIVE-CLIQ INTERFACE; PERFORMANCE REDUCTION BY 10% DUE TO ABSOLUTE ENCODER; SHAFT WITH FITTED KEY, TOLERANCE N; WITH HOLDING BRAKE DEGREE OF PROTECTION IP65 IP67 D-END FLANGE; RAL7016 COATING; METALLIC RATING PLATE AT MOTOR | - | 0 | 0
1FK7043-7AF21-1FG0 |  | 1FK7043-7AF21-1FG0 | 1 | UN | 1 | 60 | X | D | N | N | 85015220 | 1 |  | 6.303 | KG | 1894.69 | 1894.69 | MC05 | MC05 | SIMOTICS S Synchronous servo motor 1FK7 High Dynamic, DC link 300V 3.1Nm, 100K, 3000 rpm 0.79kW, Naturally cooled IM B5 (V1, V3) power/signal connectors Connector can be rotated by 270Â° ABSOLUTE ENCODER 2048 P/REV (ENCODER A-2048) WITH DRIVE-CLIQ INTERFACE; PERFORMANCE REDUCTION BY 10% DUE TO ABSOLUTE ENCODER; PLAIN SHAFT, TOLERANCE N; W/O HOLDING BRAKE DEGREE OF PROTECTION IP64 | - | 0 | 0
1FK7043-7AF21-1FG2 |  | 1FK7043-7AF21-1FG2 | 1 | UN | 1 | 60 | X | D | N | N | 85015220 | 1 |  | 6.303 | KG | 1970.66 | 1970.66 | MC05 | MC05 | SIMOTICS S Synchronous servo motor 1FK7 High Dynamic, DC link 300V 3.1Nm, 100K, 3000 rpm 0.79kW, Naturally cooled IM B5 (V1, V3) power/signal connectors Connector can be rotated by 270Â° ABSOLUTE ENCODER 2048 P/REV (ENCODER A-2048) WITH DRIVE-CLIQ INTERFACE; PERFORMANCE REDUCTION BY 10% DUE TO ABSOLUTE ENCODER; PLAIN SHAFT, TOLERANCE N; W/O HOLDING BRAKE DEGREE OF PROTECTION IP65 FLANGE ON DRIVE END IP67 | - | 0 | 0
1FK7043-7AF21-1FG3 |  | 1FK7043-7AF21-1FG3 | 1 | UN | 1 | 60 | X | D | N | N | 85015220 | 1 |  | 6.303 | KG | 1931.5 | 1931.5 | MC05 | MC05 | SIMOTICS S Synchronous servo motor 1FK7 High Dynamic, DC link 300V 3.1Nm, 100K, 3000 rpm 0.79kW, Naturally cooled IM B5 (V1, V3) power/signal connectors Connector can be rotated by 270Â° ABSOLUTE ENCODER 2048 P/REV (ENCODER A-2048) WITH DRIVE-CLIQ INTERFACE; PERFORMANCE REDUCTION BY 10% DUE TO ABSOLUTE ENCODER; PLAIN SHAFT, TOLERANCE N; W/O HOLDING BRAKE DEGREE OF PROTECTION IP64; PAINT FINISH RAL7016 | - | 0 | 0
1FK7043-7AF21-1FG5 |  | 1FK7043-7AF21-1FG5 | 1 | UN | 1 | 60 | X | D | N | N | 85015220 | 1 |  | 6.303 | KG | 2007.45 | 2007.45 | MC05 | MC05 | SIMOTICS S Synchronous servo motor 1FK7 High Dynamic, DC link 300V 3.1Nm, 100K, 3000 rpm 0.79kW, Naturally cooled IM B5 (V1, V3) power/signal connectors Connector can be rotated by 270Â° ABSOLUTE ENCODER 2048 P/REV (ENCODER A-2048) WITH DRIVE-CLIQ INTERFACE; PERFORMANCE REDUCTION BY 10% DUE TO ABSOLUTE ENCODER; PLAIN SHAFT, TOLERANCE N; W/O HOLDING BRAKE DEGREE OF PROTECTION IP65 AS FLANGE IP67; PAINT FINISH RAL7016 | - | 0 | 0
1FK7043-7AF21-1FG8 |  | 1FK7043-7AF21-1FG8 | 1 | UN | 1 | 60 | X | D | N | N | 85015220 | 1 |  | 6.303 | KG | 2088.66 | 2088.66 | MC05 | MC05 | SIMOTICS S Synchronous servo motor 1FK7 High Dynamic, DC link 300V 3.1Nm, 100K, 3000 rpm 0.79kW, Naturally cooled IM B5 (V1, V3) power/signal connectors Connector can be rotated by 270Â° ABSOLUTE ENCODER 2048 P/REV (ENCODER A-2048) WITH DRIVE-CLIQ INTERFACE; PERFORMANCE REDUCTION BY 10% DUE TO ABSOLUTE ENCODER; PLAIN SHAFT, TOLERANCE N; W/O HOLDING BRAKE DEGREE OF PROTECTION IP65 IP67 D-END FLANGE; RAL7016 COATING; METALLIC RATING PLATE AT MOTOR | - | 0 | 0
1FK7043-7AF21-1FH0 |  | 1FK7043-7AF21-1FH0 | 1 | UN | 1 | 60 | X | D | N | N | 85015220 | 1 |  | 6.902 | KG | 2104.82 | 2104.82 | MC05 | MC05 | SIMOTICS S Synchronous servo motor 1FK7 High Dynamic, DC link 300V 3.1Nm, 100K, 3000 rpm 0.79kW, Naturally cooled IM B5 (V1, V3) power/signal connectors Connector can be rotated by 270Â° ABSOLUTE ENCODER 2048 P/REV (ENCODER A-2048) WITH DRIVE-CLIQ INTERFACE; PERFORMANCE REDUCTION BY 10% DUE TO ABSOLUTE ENCODER; PLAIN SHAFT, TOLERANCE N; WITH HOLDING BRAKE DEGREE OF PROTECTION IP64 | - | 0 | 0
1FK7043-7AF21-1FH2 |  | 1FK7043-7AF21-1FH2 | 1 | UN | 1 | 60 | X | D | N | N | 85015220 | 1 |  | 6.902 | KG | 2180.79 | 2180.79 | MC05 | MC05 | SIMOTICS S Synchronous servo motor 1FK7 High Dynamic, DC link 300V 3.1Nm, 100K, 3000 rpm 0.79kW, Naturally cooled IM B5 (V1, V3) power/signal connectors Connector can be rotated by 270Â° ABSOLUTE ENCODER 2048 P/REV (ENCODER A-2048) WITH DRIVE-CLIQ INTERFACE; PERFORMANCE REDUCTION BY 10% DUE TO ABSOLUTE ENCODER; PLAIN SHAFT, TOLERANCE N; WITH HOLDING BRAKE DEGREE OF PROTECTION IP65 FLANGE ON DRIVE END IP67 | - | 0 | 0
1FK7043-7AF21-1FH3 |  | 1FK7043-7AF21-1FH3 | 1 | UN | 1 | 60 | X | D | N | N | 85015220 | 1 |  | 6.902 | KG | 2141.63 | 2141.63 | MC05 | MC05 | SIMOTICS S Synchronous servo motor 1FK7 High Dynamic, DC link 300V 3.1Nm, 100K, 3000 rpm 0.79kW, Naturally cooled IM B5 (V1, V3) power/signal connectors Connector can be rotated by 270Â° ABSOLUTE ENCODER 2048 P/REV (ENCODER A-2048) WITH DRIVE-CLIQ INTERFACE; PERFORMANCE REDUCTION BY 10% DUE TO ABSOLUTE ENCODER; PLAIN SHAFT, TOLERANCE N; WITH HOLDING BRAKE DEGREE OF PROTECTION IP64; PAINT FINISH RAL7016 | - | 0 | 0
1FK7043-7AF21-1FH5 |  | 1FK7043-7AF21-1FH5 | 1 | UN | 1 | 60 | X | D | N | N | 85015220 | 1 |  | 6.902 | KG | 2217.58 | 2217.58 | MC05 | MC05 | SIMOTICS S Synchronous servo motor 1FK7 High Dynamic, DC link 300V 3.1Nm, 100K, 3000 rpm 0.79kW, Naturally cooled IM B5 (V1, V3) power/signal connectors Connector can be rotated by 270Â° ABSOLUTE ENCODER 2048 P/REV (ENCODER A-2048) WITH DRIVE-CLIQ INTERFACE; PERFORMANCE REDUCTION BY 10% DUE TO ABSOLUTE ENCODER; PLAIN SHAFT, TOLERANCE N; WITH HOLDING BRAKE DEGREE OF PROTECTION IP65 AS FLANGE IP67; PAINT FINISH RAL7016 | - | 0 | 0
1FK7043-7AF21-1FH8 |  | 1FK7043-7AF21-1FH8 | 1 | UN | 1 | 60 | X | D | N | N | 85015220 | 1 |  | 6.902 | KG | 2298.79 | 2298.79 | MC05 | MC05 | SIMOTICS S Synchronous servo motor 1FK7 High Dynamic, DC link 300V 3.1Nm, 100K, 3000 rpm 0.79kW, Naturally cooled IM B5 (V1, V3) power/signal connectors Connector can be rotated by 270Â° ABSOLUTE ENCODER 2048 P/REV (ENCODER A-2048) WITH DRIVE-CLIQ INTERFACE; PERFORMANCE REDUCTION BY 10% DUE TO ABSOLUTE ENCODER; PLAIN SHAFT, TOLERANCE N; WITH HOLDING BRAKE DEGREE OF PROTECTION IP65 IP67 D-END FLANGE; RAL7016 COATING; METALLIC RATING PLATE AT MOTOR | - | 0 | 0
1FK7043-7AF21-1GA0 |  | 1FK7043-7AF21-1GA0 | 1 | UN | 1 | 60 | X | D | N | N | 85015220 | 1 |  | 6.303 | KG | 1350.52 | 1350.52 | MC05 | MC05 | SIMOTICS S Synchronous servo motor 1FK7 High Dynamic, DC link 300V 3.1Nm, 100K, 3000 rpm 0.79kW, Naturally cooled IM B5 (V1, V3) power/signal connectors Connector can be rotated by 270Â° BASIC ABSOLUTE ENCODER 32 P/REV (ENCODER A-32); PERFORMANCE REDUCTION BY 10% DUE TO ABSOLUTE ENCODER; SHAFT WITH FITTED KEY, TOLERANCE N; W/O HOLDING BRAKE DEGREE OF PROTECTION IP64 | - | 0 | 0
1FK7043-7AF21-1GA2 |  | 1FK7043-7AF21-1GA2 | 1 | UN | 1 | 60 | X | D | N | N | 85015220 | 1 |  | 6.303 | KG | 1426.49 | 1426.49 | MC05 | MC05 | SIMOTICS S Synchronous servo motor 1FK7 High Dynamic, DC link 300V 3.1Nm, 100K, 3000 rpm 0.79kW, Naturally cooled IM B5 (V1, V3) power/signal connectors Connector can be rotated by 270Â° BASIC ABSOLUTE ENCODER 32 P/REV (ENCODER A-32); PERFORMANCE REDUCTION BY 10% DUE TO ABSOLUTE ENCODER; SHAFT WITH FITTED KEY, TOLERANCE N; W/O HOLDING BRAKE DEGREE OF PROTECTION IP65 FLANGE ON DRIVE END IP67 | - | 0 | 0
1FK7043-7AF21-1GA3 |  | 1FK7043-7AF21-1GA3 | 1 | UN | 1 | 60 | X | D | N | N | 85015220 | 1 |  | 6.303 | KG | 1387.33 | 1387.33 | MC05 | MC05 | SIMOTICS S Synchronous servo motor 1FK7 High Dynamic, DC link 300V 3.1Nm, 100K, 3000 rpm 0.79kW, Naturally cooled IM B5 (V1, V3) power/signal connectors Connector can be rotated by 270Â° BASIC ABSOLUTE ENCODER 32 P/REV (ENCODER A-32); PERFORMANCE REDUCTION BY 10% DUE TO ABSOLUTE ENCODER; SHAFT WITH FITTED KEY, TOLERANCE N; W/O HOLDING BRAKE DEGREE OF PROTECTION IP64; PAINT FINISH RAL7016 | - | 0 | 0
1FK7043-7AF21-1GA5 |  | 1FK7043-7AF21-1GA5 | 1 | UN | 1 | 60 | X | D | N | N | 85015220 | 1 |  | 6.303 | KG | 1463.28 | 1463.28 | MC05 | MC05 | SIMOTICS S Synchronous servo motor 1FK7 High Dynamic, DC link 300V 3.1Nm, 100K, 3000 rpm 0.79kW, Naturally cooled IM B5 (V1, V3) power/signal connectors Connector can be rotated by 270Â° BASIC ABSOLUTE ENCODER 32 P/REV (ENCODER A-32); PERFORMANCE REDUCTION BY 10% DUE TO ABSOLUTE ENCODER; SHAFT WITH FITTED KEY, TOLERANCE N; W/O HOLDING BRAKE DEGREE OF PROTECTION IP65 AS FLANGE IP67; PAINT FINISH RAL7016 | - | 0 | 0
1FK7043-7AF21-1GA8 |  | 1FK7043-7AF21-1GA8 | 1 | UN | 1 | 60 | X | D | N | N | 85015220 | 1 |  | 6.303 | KG | 1544.49 | 1544.49 | MC05 | MC05 | SIMOTICS S Synchronous servo motor 1FK7 High Dynamic, DC link 300V 3.1Nm, 100K, 3000 rpm 0.79kW, Naturally cooled IM B5 (V1, V3) power/signal connectors Connector can be rotated by 270Â° BASIC ABSOLUTE ENCODER 32 P/REV (ENCODER A-32); PERFORMANCE REDUCTION BY 10% DUE TO ABSOLUTE ENCODER; SHAFT WITH FITTED KEY, TOLERANCE N; W/O HOLDING BRAKE DEGREE OF PROTECTION IP65 IP67 D-END FLANGE; RAL7016 COATING; METALLIC RATING PLATE AT MOTOR | - | 0 | 0
1FK7043-7AF21-1GB0 |  | 1FK7043-7AF21-1GB0 | 1 | UN | 1 | 60 | X | D | N | N | 85015220 | 1 |  | 6.902 | KG | 1562.46 | 1562.46 | MC05 | MC05 | SIMOTICS S Synchronous servo motor 1FK7 High Dynamic, DC link 300V 3.1Nm, 100K, 3000 rpm 0.79kW, Naturally cooled IM B5 (V1, V3) power/signal connectors Connector can be rotated by 270Â° BASIC ABSOLUTE ENCODER 32 P/REV (ENCODER A-32); PERFORMANCE REDUCTION BY 10% DUE TO ABSOLUTE ENCODER; SHAFT WITH FITTED KEY, TOLERANCE N; WITH HOLDING BRAKE DEGREE OF PROTECTION IP64 | - | 0 | 0
1FK7043-7AF21-1GB2 |  | 1FK7043-7AF21-1GB2 | 1 | UN | 1 | 60 | X | D | N | N | 85015220 | 1 |  | 6.902 | KG | 1638.43 | 1638.43 | MC05 | MC05 | SIMOTICS S Synchronous servo motor 1FK7 High Dynamic, DC link 300V 3.1Nm, 100K, 3000 rpm 0.79kW, Naturally cooled IM B5 (V1, V3) power/signal connectors Connector can be rotated by 270Â° BASIC ABSOLUTE ENCODER 32 P/REV (ENCODER A-32); PERFORMANCE REDUCTION BY 10% DUE TO ABSOLUTE ENCODER; SHAFT WITH FITTED KEY, TOLERANCE N; WITH HOLDING BRAKE DEGREE OF PROTECTION IP65 FLANGE ON DRIVE END IP67 | - | 0 | 0
1FK7043-7AF21-1GB3 |  | 1FK7043-7AF21-1GB3 | 1 | UN | 1 | 60 | X | D | N | N | 85015220 | 1 |  | 6.902 | KG | 1599.27 | 1599.27 | MC05 | MC05 | SIMOTICS S Synchronous servo motor 1FK7 High Dynamic, DC link 300V 3.1Nm, 100K, 3000 rpm 0.79kW, Naturally cooled IM B5 (V1, V3) power/signal connectors Connector can be rotated by 270Â° BASIC ABSOLUTE ENCODER 32 P/REV (ENCODER A-32); PERFORMANCE REDUCTION BY 10% DUE TO ABSOLUTE ENCODER; SHAFT WITH FITTED KEY, TOLERANCE N; WITH HOLDING BRAKE DEGREE OF PROTECTION IP64; PAINT FINISH RAL7016 | - | 0 | 0
1FK7043-7AF21-1GB5 |  | 1FK7043-7AF21-1GB5 | 1 | UN | 1 | 60 | X | D | N | N | 85015220 | 1 |  | 6.902 | KG | 1675.22 | 1675.22 | MC05 | MC05 | SIMOTICS S Synchronous servo motor 1FK7 High Dynamic, DC link 300V 3.1Nm, 100K, 3000 rpm 0.79kW, Naturally cooled IM B5 (V1, V3) power/signal connectors Connector can be rotated by 270Â° BASIC ABSOLUTE ENCODER 32 P/REV (ENCODER A-32); PERFORMANCE REDUCTION BY 10% DUE TO ABSOLUTE ENCODER; SHAFT WITH FITTED KEY, TOLERANCE N; WITH HOLDING BRAKE DEGREE OF PROTECTION IP65 AS FLANGE IP67; PAINT FINISH RAL7016 | - | 0 | 0
1FK7043-7AF21-1GB8 |  | 1FK7043-7AF21-1GB8 | 1 | UN | 1 | 60 | X | D | N | N | 85015220 | 1 |  | 6.902 | KG | 1756.43 | 1756.43 | MC05 | MC05 | SIMOTICS S Synchronous servo motor 1FK7 High Dynamic, DC link 300V 3.1Nm, 100K, 3000 rpm 0.79kW, Naturally cooled IM B5 (V1, V3) power/signal connectors Connector can be rotated by 270Â° BASIC ABSOLUTE ENCODER 32 P/REV (ENCODER A-32); PERFORMANCE REDUCTION BY 10% DUE TO ABSOLUTE ENCODER; SHAFT WITH FITTED KEY, TOLERANCE N; WITH HOLDING BRAKE DEGREE OF PROTECTION IP65 IP67 D-END FLANGE; RAL7016 COATING; METALLIC RATING PLATE AT MOTOR | - | 0 | 0
1FK7043-7AF21-1GG0 |  | 1FK7043-7AF21-1GG0 | 1 | UN | 1 | 60 | X | D | N | N | 85015220 | 1 |  | 6.303 | KG | 1280.47 | 1280.47 | MC05 | MC05 | SIMOTICS S Synchronous servo motor 1FK7 High Dynamic, DC link 300V 3.1Nm, 100K, 3000 rpm 0.79kW, Naturally cooled IM B5 (V1, V3) power/signal connectors Connector can be rotated by 270Â° BASIC ABSOLUTE ENCODER 32 P/REV (ENCODER A-32); PERFORMANCE REDUCTION BY 10% DUE TO ABSOLUTE ENCODER; PLAIN SHAFT, TOLERANCE N; W/O HOLDING BRAKE DEGREE OF PROTECTION IP64 | - | 0 | 0
1FK7043-7AF21-1GG2 |  | 1FK7043-7AF21-1GG2 | 1 | UN | 1 | 60 | X | D | N | N | 85015220 | 1 |  | 6.303 | KG | 1356.44 | 1356.44 | MC05 | MC05 | SIMOTICS S Synchronous servo motor 1FK7 High Dynamic, DC link 300V 3.1Nm, 100K, 3000 rpm 0.79kW, Naturally cooled IM B5 (V1, V3) power/signal connectors Connector can be rotated by 270Â° BASIC ABSOLUTE ENCODER 32 P/REV (ENCODER A-32); PERFORMANCE REDUCTION BY 10% DUE TO ABSOLUTE ENCODER; PLAIN SHAFT, TOLERANCE N; W/O HOLDING BRAKE DEGREE OF PROTECTION IP65 FLANGE ON DRIVE END IP67 | - | 0 | 0
1FK7043-7AF21-1GG3 |  | 1FK7043-7AF21-1GG3 | 1 | UN | 1 | 60 | X | D | N | N | 85015220 | 1 |  | 6.303 | KG | 1317.28 | 1317.28 | MC05 | MC05 | SIMOTICS S Synchronous servo motor 1FK7 High Dynamic, DC link 300V 3.1Nm, 100K, 3000 rpm 0.79kW, Naturally cooled IM B5 (V1, V3) power/signal connectors Connector can be rotated by 270Â° BASIC ABSOLUTE ENCODER 32 P/REV (ENCODER A-32); PERFORMANCE REDUCTION BY 10% DUE TO ABSOLUTE ENCODER; PLAIN SHAFT, TOLERANCE N; W/O HOLDING BRAKE DEGREE OF PROTECTION IP64; PAINT FINISH RAL7016 | - | 0 | 0
1FK7043-7AF21-1GG5 |  | 1FK7043-7AF21-1GG5 | 1 | UN | 1 | 60 | X | D | N | N | 85015220 | 1 |  | 6.303 | KG | 1393.23 | 1393.23 | MC05 | MC05 | SIMOTICS S Synchronous servo motor 1FK7 High Dynamic, DC link 300V 3.1Nm, 100K, 3000 rpm 0.79kW, Naturally cooled IM B5 (V1, V3) power/signal connectors Connector can be rotated by 270Â° BASIC ABSOLUTE ENCODER 32 P/REV (ENCODER A-32); PERFORMANCE REDUCTION BY 10% DUE TO ABSOLUTE ENCODER; PLAIN SHAFT, TOLERANCE N; W/O HOLDING BRAKE DEGREE OF PROTECTION IP65 AS FLANGE IP67; PAINT FINISH RAL7016 | - | 0 | 0
1FK7043-7AF21-1GG8 |  | 1FK7043-7AF21-1GG8 | 1 | UN | 1 | 60 | X | D | N | N | 85015220 | 1 |  | 6.303 | KG | 1474.44 | 1474.44 | MC05 | MC05 | SIMOTICS S Synchronous servo motor 1FK7 High Dynamic, DC link 300V 3.1Nm, 100K, 3000 rpm 0.79kW, Naturally cooled IM B5 (V1, V3) power/signal connectors Connector can be rotated by 270Â° BASIC ABSOLUTE ENCODER 32 P/REV (ENCODER A-32); PERFORMANCE REDUCTION BY 10% DUE TO ABSOLUTE ENCODER; PLAIN SHAFT, TOLERANCE N; W/O HOLDING BRAKE DEGREE OF PROTECTION IP65 IP67 D-END FLANGE; RAL7016 COATING; METALLIC RATING PLATE AT MOTOR | - | 0 | 0
1FK7043-7AF21-1GH0 |  | 1FK7043-7AF21-1GH0 | 1 | UN | 1 | 60 | X | D | N | N | 85015220 | 1 |  | 6.902 | KG | 1490.6 | 1490.6 | MC05 | MC05 | SIMOTICS S Synchronous servo motor 1FK7 High Dynamic, DC link 300V 3.1Nm, 100K, 3000 rpm 0.79kW, Naturally cooled IM B5 (V1, V3) power/signal connectors Connector can be rotated by 270Â° BASIC ABSOLUTE ENCODER 32 P/REV (ENCODER A-32); PERFORMANCE REDUCTION BY 10% DUE TO ABSOLUTE ENCODER; PLAIN SHAFT, TOLERANCE N; WITH HOLDING BRAKE DEGREE OF PROTECTION IP64 | - | 0 | 0
1FK7043-7AF21-1GH2 |  | 1FK7043-7AF21-1GH2 | 1 | UN | 1 | 60 | X | D | N | N | 85015220 | 1 |  | 6.902 | KG | 1566.57 | 1566.57 | MC05 | MC05 | SIMOTICS S Synchronous servo motor 1FK7 High Dynamic, DC link 300V 3.1Nm, 100K, 3000 rpm 0.79kW, Naturally cooled IM B5 (V1, V3) power/signal connectors Connector can be rotated by 270Â° BASIC ABSOLUTE ENCODER 32 P/REV (ENCODER A-32); PERFORMANCE REDUCTION BY 10% DUE TO ABSOLUTE ENCODER; PLAIN SHAFT, TOLERANCE N; WITH HOLDING BRAKE DEGREE OF PROTECTION IP65 FLANGE ON DRIVE END IP67 | - | 0 | 0
1FK7043-7AF21-1GH3 |  | 1FK7043-7AF21-1GH3 | 1 | UN | 1 | 60 | X | D | N | N | 85015220 | 1 |  | 6.902 | KG | 1527.41 | 1527.41 | MC05 | MC05 | SIMOTICS S Synchronous servo motor 1FK7 High Dynamic, DC link 300V 3.1Nm, 100K, 3000 rpm 0.79kW, Naturally cooled IM B5 (V1, V3) power/signal connectors Connector can be rotated by 270Â° BASIC ABSOLUTE ENCODER 32 P/REV (ENCODER A-32); PERFORMANCE REDUCTION BY 10% DUE TO ABSOLUTE ENCODER; PLAIN SHAFT, TOLERANCE N; WITH HOLDING BRAKE DEGREE OF PROTECTION IP64; PAINT FINISH RAL7016 | - | 0 | 0
1FK7043-7AF21-1GH5 |  | 1FK7043-7AF21-1GH5 | 1 | UN | 1 | 60 | X | D | N | N | 85015220 | 1 |  | 6.902 | KG | 1603.36 | 1603.36 | MC05 | MC05 | SIMOTICS S Synchronous servo motor 1FK7 High Dynamic, DC link 300V 3.1Nm, 100K, 3000 rpm 0.79kW, Naturally cooled IM B5 (V1, V3) power/signal connectors Connector can be rotated by 270Â° BASIC ABSOLUTE ENCODER 32 P/REV (ENCODER A-32); PERFORMANCE REDUCTION BY 10% DUE TO ABSOLUTE ENCODER; PLAIN SHAFT, TOLERANCE N; WITH HOLDING BRAKE DEGREE OF PROTECTION IP65 AS FLANGE IP67; PAINT FINISH RAL7016 | - | 0 | 0
1FK7043-7AF21-1GH8 |  | 1FK7043-7AF21-1GH8 | 1 | UN | 1 | 60 | X | D | N | N | 85015220 | 1 |  | 6.902 | KG | 1684.57 | 1684.57 | MC05 | MC05 | SIMOTICS S Synchronous servo motor 1FK7 High Dynamic, DC link 300V 3.1Nm, 100K, 3000 rpm 0.79kW, Naturally cooled IM B5 (V1, V3) power/signal connectors Connector can be rotated by 270Â° BASIC ABSOLUTE ENCODER 32 P/REV (ENCODER A-32); PERFORMANCE REDUCTION BY 10% DUE TO ABSOLUTE ENCODER; PLAIN SHAFT, TOLERANCE N; WITH HOLDING BRAKE DEGREE OF PROTECTION IP65 IP67 D-END FLANGE; RAL7016 COATING; METALLIC RATING PLATE AT MOTOR | - | 0 | 0
1FK7043-7AF21-1KA0 |  | 1FK7043-7AF21-1KA0 | 1 | UN | 1 | 60 | X | D | N | N | 85015220 | 1 |  | 6.303 | KG | 1544.49 | 1544.49 | MC05 | MC05 | SIMOTICS S Synchronous servo motor 1FK7 High Dynamic, DC link 300V 3.1Nm, 100K, 3000 rpm 0.79kW, Naturally cooled IM B5 (V1, V3) power/signal connectors Connector can be rotated by 270Â° BASIC ABSOLUTE ENCODER 32 P/REV (ENCODER A-32) WITH DRIVE-CLIQ INTERFACE; PERFORMANCE REDUCTION BY 10% DUE TO ABSOLUTE ENCODER; SHAFT WITH FITTED KEY, TOLERANCE N; W/O HOLDING BRAKE DEGREE OF PROTECTION IP64 | - | 0 | 0
1FK7043-7AF21-1KA2 |  | 1FK7043-7AF21-1KA2 | 1 | UN | 1 | 60 | X | D | N | N | 85015220 | 1 |  | 6.303 | KG | 1620.46 | 1620.46 | MC05 | MC05 | SIMOTICS S Synchronous servo motor 1FK7 High Dynamic, DC link 300V 3.1Nm, 100K, 3000 rpm 0.79kW, Naturally cooled IM B5 (V1, V3) power/signal connectors Connector can be rotated by 270Â° BASIC ABSOLUTE ENCODER 32 P/REV (ENCODER A-32) WITH DRIVE-CLIQ INTERFACE; PERFORMANCE REDUCTION BY 10% DUE TO ABSOLUTE ENCODER; SHAFT WITH FITTED KEY, TOLERANCE N; W/O HOLDING BRAKE DEGREE OF PROTECTION IP65 FLANGE ON DRIVE END IP67 | - | 0 | 0
1FK7043-7AF21-1KA3 |  | 1FK7043-7AF21-1KA3 | 1 | UN | 1 | 60 | X | D | N | N | 85015220 | 1 |  | 6.303 | KG | 1581.3 | 1581.3 | MC05 | MC05 | SIMOTICS S Synchronous servo motor 1FK7 High Dynamic, DC link 300V 3.1Nm, 100K, 3000 rpm 0.79kW, Naturally cooled IM B5 (V1, V3) power/signal connectors Connector can be rotated by 270Â° BASIC ABSOLUTE ENCODER 32 P/REV (ENCODER A-32) WITH DRIVE-CLIQ INTERFACE; PERFORMANCE REDUCTION BY 10% DUE TO ABSOLUTE ENCODER; SHAFT WITH FITTED KEY, TOLERANCE N; W/O HOLDING BRAKE DEGREE OF PROTECTION IP64; PAINT FINISH RAL7016 | - | 0 | 0
1FK7043-7AF21-1KA5 |  | 1FK7043-7AF21-1KA5 | 1 | UN | 1 | 60 | X | D | N | N | 85015220 | 1 |  | 6.303 | KG | 1657.25 | 1657.25 | MC05 | MC05 | SIMOTICS S Synchronous servo motor 1FK7 High Dynamic, DC link 300V 3.1Nm, 100K, 3000 rpm 0.79kW, Naturally cooled IM B5 (V1, V3) power/signal connectors Connector can be rotated by 270Â° BASIC ABSOLUTE ENCODER 32 P/REV (ENCODER A-32) WITH DRIVE-CLIQ INTERFACE; PERFORMANCE REDUCTION BY 10% DUE TO ABSOLUTE ENCODER; SHAFT WITH FITTED KEY, TOLERANCE N; W/O HOLDING BRAKE DEGREE OF PROTECTION IP65 AS FLANGE IP67; PAINT FINISH RAL7016 | - | 0 | 0
1FK7043-7AF21-1KA8 |  | 1FK7043-7AF21-1KA8 | 1 | UN | 1 | 60 | X | D | N | N | 85015220 | 1 |  | 6.303 | KG | 1738.46 | 1738.46 | MC05 | MC05 | SIMOTICS S Synchronous servo motor 1FK7 High Dynamic, DC link 300V 3.1Nm, 100K, 3000 rpm 0.79kW, Naturally cooled IM B5 (V1, V3) power/signal connectors Connector can be rotated by 270Â° BASIC ABSOLUTE ENCODER 32 P/REV (ENCODER A-32) WITH DRIVE-CLIQ INTERFACE; PERFORMANCE REDUCTION BY 10% DUE TO ABSOLUTE ENCODER; SHAFT WITH FITTED KEY, TOLERANCE N; W/O HOLDING BRAKE DEGREE OF PROTECTION IP65 IP67 D-END FLANGE; RAL7016 COATING; METALLIC RATING PLATE AT MOTOR | - | 0 | 0
1FK7043-7AF21-1KB0 |  | 1FK7043-7AF21-1KB0 | 1 | UN | 1 | 60 | X | D | N | N | 85015220 | 1 |  | 6.902 | KG | 1756.43 | 1756.43 | MC05 | MC05 | SIMOTICS S Synchronous servo motor 1FK7 High Dynamic, DC link 300V 3.1Nm, 100K, 3000 rpm 0.79kW, Naturally cooled IM B5 (V1, V3) power/signal connectors Connector can be rotated by 270Â° BASIC ABSOLUTE ENCODER 32 P/REV (ENCODER A-32) WITH DRIVE-CLIQ INTERFACE; PERFORMANCE REDUCTION BY 10% DUE TO ABSOLUTE ENCODER; SHAFT WITH FITTED KEY, TOLERANCE N; WITH HOLDING BRAKE DEGREE OF PROTECTION IP64 | - | 0 | 0
1FK7043-7AF21-1KB2 |  | 1FK7043-7AF21-1KB2 | 1 | UN | 1 | 60 | X | D | N | N | 85015220 | 1 |  | 6.902 | KG | 1832.4 | 1832.4 | MC05 | MC05 | SIMOTICS S Synchronous servo motor 1FK7 High Dynamic, DC link 300V 3.1Nm, 100K, 3000 rpm 0.79kW, Naturally cooled IM B5 (V1, V3) power/signal connectors Connector can be rotated by 270Â° BASIC ABSOLUTE ENCODER 32 P/REV (ENCODER A-32) WITH DRIVE-CLIQ INTERFACE; PERFORMANCE REDUCTION BY 10% DUE TO ABSOLUTE ENCODER; SHAFT WITH FITTED KEY, TOLERANCE N; WITH HOLDING BRAKE DEGREE OF PROTECTION IP65 FLANGE ON DRIVE END IP67 | - | 0 | 0
1FK7043-7AF21-1KB3 |  | 1FK7043-7AF21-1KB3 | 1 | UN | 1 | 60 | X | D | N | N | 85015220 | 1 |  | 6.902 | KG | 1793.24 | 1793.24 | MC05 | MC05 | SIMOTICS S Synchronous servo motor 1FK7 High Dynamic, DC link 300V 3.1Nm, 100K, 3000 rpm 0.79kW, Naturally cooled IM B5 (V1, V3) power/signal connectors Connector can be rotated by 270Â° BASIC ABSOLUTE ENCODER 32 P/REV (ENCODER A-32) WITH DRIVE-CLIQ INTERFACE; PERFORMANCE REDUCTION BY 10% DUE TO ABSOLUTE ENCODER; SHAFT WITH FITTED KEY, TOLERANCE N; WITH HOLDING BRAKE DEGREE OF PROTECTION IP64; PAINT FINISH RAL7016 | - | 0 | 0
1FK7043-7AF21-1KB5 |  | 1FK7043-7AF21-1KB5 | 1 | UN | 1 | 60 | X | D | N | N | 85015220 | 1 |  | 6.902 | KG | 1869.19 | 1869.19 | MC05 | MC05 | SIMOTICS S Synchronous servo motor 1FK7 High Dynamic, DC link 300V 3.1Nm, 100K, 3000 rpm 0.79kW, Naturally cooled IM B5 (V1, V3) power/signal connectors Connector can be rotated by 270Â° BASIC ABSOLUTE ENCODER 32 P/REV (ENCODER A-32) WITH DRIVE-CLIQ INTERFACE; PERFORMANCE REDUCTION BY 10% DUE TO ABSOLUTE ENCODER; SHAFT WITH FITTED KEY, TOLERANCE N; WITH HOLDING BRAKE DEGREE OF PROTECTION IP65 AS FLANGE IP67; PAINT FINISH RAL7016 | - | 0 | 0
1FK7043-7AF21-1KB8 |  | 1FK7043-7AF21-1KB8 | 1 | UN | 1 | 60 | X | D | N | N | 85015220 | 1 |  | 6.902 | KG | 1950.4 | 1950.4 | MC05 | MC05 | SIMOTICS S Synchronous servo motor 1FK7 High Dynamic, DC link 300V 3.1Nm, 100K, 3000 rpm 0.79kW, Naturally cooled IM B5 (V1, V3) power/signal connectors Connector can be rotated by 270Â° BASIC ABSOLUTE ENCODER 32 P/REV (ENCODER A-32) WITH DRIVE-CLIQ INTERFACE; PERFORMANCE REDUCTION BY 10% DUE TO ABSOLUTE ENCODER; SHAFT WITH FITTED KEY, TOLERANCE N; WITH HOLDING BRAKE DEGREE OF PROTECTION IP65 IP67 D-END FLANGE; RAL7016 COATING; METALLIC RATING PLATE AT MOTOR | - | 0 | 0
1FK7043-7AF21-1KG0 |  | 1FK7043-7AF21-1KG0 | 1 | UN | 1 | 60 | X | D | N | N | 85015220 | 1 |  | 6.303 | KG | 1474.44 | 1474.44 | MC05 | MC05 | SIMOTICS S Synchronous servo motor 1FK7 High Dynamic, DC link 300V 3.1Nm, 100K, 3000 rpm 0.79kW, Naturally cooled IM B5 (V1, V3) power/signal connectors Connector can be rotated by 270Â° BASIC ABSOLUTE ENCODER 32 P/REV (ENCODER A-32) WITH DRIVE-CLIQ INTERFACE; PERFORMANCE REDUCTION BY 10% DUE TO ABSOLUTE ENCODER; PLAIN SHAFT, TOLERANCE N; W/O HOLDING BRAKE DEGREE OF PROTECTION IP64 | - | 0 | 0
1FK7043-7AF21-1KG2 |  | 1FK7043-7AF21-1KG2 | 1 | UN | 1 | 60 | X | D | N | N | 85015220 | 1 |  | 6.303 | KG | 1550.41 | 1550.41 | MC05 | MC05 | SIMOTICS S Synchronous servo motor 1FK7 High Dynamic, DC link 300V 3.1Nm, 100K, 3000 rpm 0.79kW, Naturally cooled IM B5 (V1, V3) power/signal connectors Connector can be rotated by 270Â° BASIC ABSOLUTE ENCODER 32 P/REV (ENCODER A-32) WITH DRIVE-CLIQ INTERFACE; PERFORMANCE REDUCTION BY 10% DUE TO ABSOLUTE ENCODER; PLAIN SHAFT, TOLERANCE N; W/O HOLDING BRAKE DEGREE OF PROTECTION IP65 FLANGE ON DRIVE END IP67 | - | 0 | 0
1FK7043-7AF21-1KG3 |  | 1FK7043-7AF21-1KG3 | 1 | UN | 1 | 60 | X | D | N | N | 85015220 | 1 |  | 6.303 | KG | 1511.25 | 1511.25 | MC05 | MC05 | SIMOTICS S Synchronous servo motor 1FK7 High Dynamic, DC link 300V 3.1Nm, 100K, 3000 rpm 0.79kW, Naturally cooled IM B5 (V1, V3) power/signal connectors Connector can be rotated by 270Â° BASIC ABSOLUTE ENCODER 32 P/REV (ENCODER A-32) WITH DRIVE-CLIQ INTERFACE; PERFORMANCE REDUCTION BY 10% DUE TO ABSOLUTE ENCODER; PLAIN SHAFT, TOLERANCE N; W/O HOLDING BRAKE DEGREE OF PROTECTION IP64; PAINT FINISH RAL7016 | - | 0 | 0
1FK7043-7AF21-1KG5 |  | 1FK7043-7AF21-1KG5 | 1 | UN | 1 | 60 | X | D | N | N | 85015220 | 1 |  | 6.303 | KG | 1587.2 | 1587.2 | MC05 | MC05 | SIMOTICS S Synchronous servo motor 1FK7 High Dynamic, DC link 300V 3.1Nm, 100K, 3000 rpm 0.79kW, Naturally cooled IM B5 (V1, V3) power/signal connectors Connector can be rotated by 270Â° BASIC ABSOLUTE ENCODER 32 P/REV (ENCODER A-32) WITH DRIVE-CLIQ INTERFACE; PERFORMANCE REDUCTION BY 10% DUE TO ABSOLUTE ENCODER; PLAIN SHAFT, TOLERANCE N; W/O HOLDING BRAKE DEGREE OF PROTECTION IP65 AS FLANGE IP67; PAINT FINISH RAL7016 | - | 0 | 0
1FK7043-7AF21-1KG8 |  | 1FK7043-7AF21-1KG8 | 1 | UN | 1 | 60 | X | D | N | N | 85015220 | 1 |  | 6.303 | KG | 1668.41 | 1668.41 | MC05 | MC05 | SIMOTICS S Synchronous servo motor 1FK7 High Dynamic, DC link 300V 3.1Nm, 100K, 3000 rpm 0.79kW, Naturally cooled IM B5 (V1, V3) power/signal connectors Connector can be rotated by 270Â° BASIC ABSOLUTE ENCODER 32 P/REV (ENCODER A-32) WITH DRIVE-CLIQ INTERFACE; PERFORMANCE REDUCTION BY 10% DUE TO ABSOLUTE ENCODER; PLAIN SHAFT, TOLERANCE N; W/O HOLDING BRAKE DEGREE OF PROTECTION IP65 IP67 D-END FLANGE; RAL7016 COATING; METALLIC RATING PLATE AT MOTOR | - | 0 | 0
1FK7043-7AF21-1KH0 |  | 1FK7043-7AF21-1KH0 | 1 | UN | 1 | 60 | X | D | N | N | 85015220 | 1 |  | 6.902 | KG | 1684.57 | 1684.57 | MC05 | MC05 | SIMOTICS S Synchronous servo motor 1FK7 High Dynamic, DC link 300V 3.1Nm, 100K, 3000 rpm 0.79kW, Naturally cooled IM B5 (V1, V3) power/signal connectors Connector can be rotated by 270Â° BASIC ABSOLUTE ENCODER 32 P/REV (ENCODER A-32) WITH DRIVE-CLIQ INTERFACE; PERFORMANCE REDUCTION BY 10% DUE TO ABSOLUTE ENCODER; PLAIN SHAFT, TOLERANCE N; WITH HOLDING BRAKE DEGREE OF PROTECTION IP64 | - | 0 | 0
1FK7043-7AF21-1KH2 |  | 1FK7043-7AF21-1KH2 | 1 | UN | 1 | 60 | X | D | N | N | 85015220 | 1 |  | 6.902 | KG | 1760.54 | 1760.54 | MC05 | MC05 | SIMOTICS S Synchronous servo motor 1FK7 High Dynamic, DC link 300V 3.1Nm, 100K, 3000 rpm 0.79kW, Naturally cooled IM B5 (V1, V3) power/signal connectors Connector can be rotated by 270Â° BASIC ABSOLUTE ENCODER 32 P/REV (ENCODER A-32) WITH DRIVE-CLIQ INTERFACE; PERFORMANCE REDUCTION BY 10% DUE TO ABSOLUTE ENCODER; PLAIN SHAFT, TOLERANCE N; WITH HOLDING BRAKE DEGREE OF PROTECTION IP65 FLANGE ON DRIVE END IP67 | - | 0 | 0
1FK7043-7AF21-1KH3 |  | 1FK7043-7AF21-1KH3 | 1 | UN | 1 | 60 | X | D | N | N | 85015220 | 1 |  | 6.902 | KG | 1721.38 | 1721.38 | MC05 | MC05 | SIMOTICS S Synchronous servo motor 1FK7 High Dynamic, DC link 300V 3.1Nm, 100K, 3000 rpm 0.79kW, Naturally cooled IM B5 (V1, V3) power/signal connectors Connector can be rotated by 270Â° BASIC ABSOLUTE ENCODER 32 P/REV (ENCODER A-32) WITH DRIVE-CLIQ INTERFACE; PERFORMANCE REDUCTION BY 10% DUE TO ABSOLUTE ENCODER; PLAIN SHAFT, TOLERANCE N; WITH HOLDING BRAKE DEGREE OF PROTECTION IP64; PAINT FINISH RAL7016 | - | 0 | 0
1FK7043-7AF21-1KH5 |  | 1FK7043-7AF21-1KH5 | 1 | UN | 1 | 60 | X | D | N | N | 85015220 | 1 |  | 6.902 | KG | 1797.33 | 1797.33 | MC05 | MC05 | SIMOTICS S Synchronous servo motor 1FK7 High Dynamic, DC link 300V 3.1Nm, 100K, 3000 rpm 0.79kW, Naturally cooled IM B5 (V1, V3) power/signal connectors Connector can be rotated by 270Â° BASIC ABSOLUTE ENCODER 32 P/REV (ENCODER A-32) WITH DRIVE-CLIQ INTERFACE; PERFORMANCE REDUCTION BY 10% DUE TO ABSOLUTE ENCODER; PLAIN SHAFT, TOLERANCE N; WITH HOLDING BRAKE DEGREE OF PROTECTION IP65 AS FLANGE IP67; PAINT FINISH RAL7016 | - | 0 | 0
1FK7043-7AF21-1KH8 |  | 1FK7043-7AF21-1KH8 | 1 | UN | 1 | 60 | X | D | N | N | 85015220 | 1 |  | 6.902 | KG | 1878.54 | 1878.54 | MC05 | MC05 | SIMOTICS S Synchronous servo motor 1FK7 High Dynamic, DC link 300V 3.1Nm, 100K, 3000 rpm 0.79kW, Naturally cooled IM B5 (V1, V3) power/signal connectors Connector can be rotated by 270Â° BASIC ABSOLUTE ENCODER 32 P/REV (ENCODER A-32) WITH DRIVE-CLIQ INTERFACE; PERFORMANCE REDUCTION BY 10% DUE TO ABSOLUTE ENCODER; PLAIN SHAFT, TOLERANCE N; WITH HOLDING BRAKE DEGREE OF PROTECTION IP65 IP67 D-END FLANGE; RAL7016 COATING; METALLIC RATING PLATE AT MOTOR | - | 0 | 0
1FK7043-7AF21-1PA0 |  | 1FK7043-7AF21-1PA0 | 1 | UN | 1 | 60 | X | D | N | N | 85015220 | 1 |  | 6.303 | KG | 1188.89 | 1188.89 | MC05 | MC05 | SIMOTICS S Synchronous servo motor 1FK7 High Dynamic, DC link 300V 3.1Nm, 100K, 3000 rpm 0.79kW, Naturally cooled IM B5 (V1, V3) power/signal connectors Connector can be rotated by 270Â° RESOLVER 2-POLE (RESOLVER P=1) WITH DRIVE-CLIQ INTERFACE; SHAFT WITH FITTED KEY, TOLERANCE N; W/O HOLDING BRAKE DEGREE OF PROTECTION IP64 | - | 0 | 0
1FK7043-7AF21-1PA2 |  | 1FK7043-7AF21-1PA2 | 1 | UN | 1 | 60 | X | D | N | N | 85015220 | 1 |  | 6.303 | KG | 1264.86 | 1264.86 | MC05 | MC05 | SIMOTICS S Synchronous servo motor 1FK7 High Dynamic, DC link 300V 3.1Nm, 100K, 3000 rpm 0.79kW, Naturally cooled IM B5 (V1, V3) power/signal connectors Connector can be rotated by 270Â° RESOLVER 2-POLE (RESOLVER P=1) WITH DRIVE-CLIQ INTERFACE; SHAFT WITH FITTED KEY, TOLERANCE N; W/O HOLDING BRAKE DEGREE OF PROTECTION IP65 FLANGE ON DRIVE END IP67 | - | 0 | 0
1FK7043-7AF21-1PA3 |  | 1FK7043-7AF21-1PA3 | 1 | UN | 1 | 60 | X | D | N | N | 85015220 | 1 |  | 6.303 | KG | 1225.7 | 1225.7 | MC05 | MC05 | SIMOTICS S Synchronous servo motor 1FK7 High Dynamic, DC link 300V 3.1Nm, 100K, 3000 rpm 0.79kW, Naturally cooled IM B5 (V1, V3) power/signal connectors Connector can be rotated by 270Â° RESOLVER 2-POLE (RESOLVER P=1) WITH DRIVE-CLIQ INTERFACE; SHAFT WITH FITTED KEY, TOLERANCE N; W/O HOLDING BRAKE DEGREE OF PROTECTION IP64; PAINT FINISH RAL7016 | - | 0 | 0
1FK7043-7AF21-1PA5 |  | 1FK7043-7AF21-1PA5 | 1 | UN | 1 | 60 | X | D | N | N | 85015220 | 1 |  | 6.303 | KG | 1301.65 | 1301.65 | MC05 | MC05 | SIMOTICS S Synchronous servo motor 1FK7 High Dynamic, DC link 300V 3.1Nm, 100K, 3000 rpm 0.79kW, Naturally cooled IM B5 (V1, V3) power/signal connectors Connector can be rotated by 270Â° RESOLVER 2-POLE (RESOLVER P=1) WITH DRIVE-CLIQ INTERFACE; SHAFT WITH FITTED KEY, TOLERANCE N; W/O HOLDING BRAKE DEGREE OF PROTECTION IP65 AS FLANGE IP67; PAINT FINISH RAL7016 | - | 0 | 0
1FK7043-7AF21-1PA8 |  | 1FK7043-7AF21-1PA8 | 1 | UN | 1 | 60 | X | D | N | N | 85015220 | 1 |  | 6.303 | KG | 1382.86 | 1382.86 | MC05 | MC05 | SIMOTICS S Synchronous servo motor 1FK7 High Dynamic, DC link 300V 3.1Nm, 100K, 3000 rpm 0.79kW, Naturally cooled IM B5 (V1, V3) power/signal connectors Connector can be rotated by 270Â° RESOLVER 2-POLE (RESOLVER P=1) WITH DRIVE-CLIQ INTERFACE; SHAFT WITH FITTED KEY, TOLERANCE N; W/O HOLDING BRAKE DEGREE OF PROTECTION IP65 IP67 D-END FLANGE; RAL7016 COATING; METALLIC RATING PLATE AT MOTOR | - | 0 | 0
1FK7043-7AF21-1PB0 |  | 1FK7043-7AF21-1PB0 | 1 | UN | 1 | 60 | X | D | N | N | 85015220 | 1 |  | 6.902 | KG | 1400.83 | 1400.83 | MC05 | MC05 | SIMOTICS S Synchronous servo motor 1FK7 High Dynamic, DC link 300V 3.1Nm, 100K, 3000 rpm 0.79kW, Naturally cooled IM B5 (V1, V3) power/signal connectors Connector can be rotated by 270Â° RESOLVER 2-POLE (RESOLVER P=1) WITH DRIVE-CLIQ INTERFACE; SHAFT WITH FITTED KEY, TOLERANCE N; WITH HOLDING BRAKE DEGREE OF PROTECTION IP64 | - | 0 | 0
1FK7043-7AF21-1PB2 |  | 1FK7043-7AF21-1PB2 | 1 | UN | 1 | 60 | X | D | N | N | 85015220 | 1 |  | 6.902 | KG | 1476.8 | 1476.8 | MC05 | MC05 | SIMOTICS S Synchronous servo motor 1FK7 High Dynamic, DC link 300V 3.1Nm, 100K, 3000 rpm 0.79kW, Naturally cooled IM B5 (V1, V3) power/signal connectors Connector can be rotated by 270Â° RESOLVER 2-POLE (RESOLVER P=1) WITH DRIVE-CLIQ INTERFACE; SHAFT WITH FITTED KEY, TOLERANCE N; WITH HOLDING BRAKE DEGREE OF PROTECTION IP65 FLANGE ON DRIVE END IP67 | - | 0 | 0
1FK7043-7AF21-1PB3 |  | 1FK7043-7AF21-1PB3 | 1 | UN | 1 | 60 | X | D | N | N | 85015220 | 1 |  | 6.902 | KG | 1437.64 | 1437.64 | MC05 | MC05 | SIMOTICS S Synchronous servo motor 1FK7 High Dynamic, DC link 300V 3.1Nm, 100K, 3000 rpm 0.79kW, Naturally cooled IM B5 (V1, V3) power/signal connectors Connector can be rotated by 270Â° RESOLVER 2-POLE (RESOLVER P=1) WITH DRIVE-CLIQ INTERFACE; SHAFT WITH FITTED KEY, TOLERANCE N; WITH HOLDING BRAKE DEGREE OF PROTECTION IP64; PAINT FINISH RAL7016 | - | 0 | 0
1FK7043-7AF21-1PB5 |  | 1FK7043-7AF21-1PB5 | 1 | UN | 1 | 60 | X | D | N | N | 85015220 | 1 |  | 6.902 | KG | 1513.59 | 1513.59 | MC05 | MC05 | SIMOTICS S Synchronous servo motor 1FK7 High Dynamic, DC link 300V 3.1Nm, 100K, 3000 rpm 0.79kW, Naturally cooled IM B5 (V1, V3) power/signal connectors Connector can be rotated by 270Â° RESOLVER 2-POLE (RESOLVER P=1) WITH DRIVE-CLIQ INTERFACE; SHAFT WITH FITTED KEY, TOLERANCE N; WITH HOLDING BRAKE DEGREE OF PROTECTION IP65 AS FLANGE IP67; PAINT FINISH RAL7016 | - | 0 | 0
1FK7043-7AF21-1PB8 |  | 1FK7043-7AF21-1PB8 | 1 | UN | 1 | 60 | X | D | N | N | 85015220 | 1 |  | 6.902 | KG | 1594.8 | 1594.8 | MC05 | MC05 | SIMOTICS S Synchronous servo motor 1FK7 High Dynamic, DC link 300V 3.1Nm, 100K, 3000 rpm 0.79kW, Naturally cooled IM B5 (V1, V3) power/signal connectors Connector can be rotated by 270Â° RESOLVER 2-POLE (RESOLVER P=1) WITH DRIVE-CLIQ INTERFACE; SHAFT WITH FITTED KEY, TOLERANCE N; WITH HOLDING BRAKE DEGREE OF PROTECTION IP65 IP67 D-END FLANGE; RAL7016 COATING; METALLIC RATING PLATE AT MOTOR | - | 0 | 0
1FK7043-7AF21-1PG0 |  | 1FK7043-7AF21-1PG0 | 1 | UN | 1 | 60 | X | D | N | N | 85015220 | 1 |  | 6.303 | KG | 1118.84 | 1118.84 | MC05 | MC05 | SIMOTICS S Synchronous servo motor 1FK7 High Dynamic, DC link 300V 3.1Nm, 100K, 3000 rpm 0.79kW, Naturally cooled IM B5 (V1, V3) power/signal connectors Connector can be rotated by 270Â° RESOLVER 2-POLE (RESOLVER P=1) WITH DRIVE-CLIQ INTERFACE; PLAIN SHAFT, TOLERANCE N; W/O HOLDING BRAKE DEGREE OF PROTECTION IP64 | - | 0 | 0
1FK7043-7AF21-1PG2 |  | 1FK7043-7AF21-1PG2 | 1 | UN | 1 | 60 | X | D | N | N | 85015220 | 1 |  | 6.303 | KG | 1194.81 | 1194.81 | MC05 | MC05 | SIMOTICS S Synchronous servo motor 1FK7 High Dynamic, DC link 300V 3.1Nm, 100K, 3000 rpm 0.79kW, Naturally cooled IM B5 (V1, V3) power/signal connectors Connector can be rotated by 270Â° RESOLVER 2-POLE (RESOLVER P=1) WITH DRIVE-CLIQ INTERFACE; PLAIN SHAFT, TOLERANCE N; W/O HOLDING BRAKE DEGREE OF PROTECTION IP65 FLANGE ON DRIVE END IP67 | - | 0 | 0
1FK7043-7AF21-1PG3 |  | 1FK7043-7AF21-1PG3 | 1 | UN | 1 | 60 | X | D | N | N | 85015220 | 1 |  | 6.303 | KG | 1155.65 | 1155.65 | MC05 | MC05 | SIMOTICS S Synchronous servo motor 1FK7 High Dynamic, DC link 300V 3.1Nm, 100K, 3000 rpm 0.79kW, Naturally cooled IM B5 (V1, V3) power/signal connectors Connector can be rotated by 270Â° RESOLVER 2-POLE (RESOLVER P=1) WITH DRIVE-CLIQ INTERFACE; PLAIN SHAFT, TOLERANCE N; W/O HOLDING BRAKE DEGREE OF PROTECTION IP64; PAINT FINISH RAL7016 | - | 0 | 0
1FK7043-7AF21-1PG5 |  | 1FK7043-7AF21-1PG5 | 1 | UN | 1 | 60 | X | D | N | N | 85015220 | 1 |  | 6.303 | KG | 1231.6 | 1231.6 | MC05 | MC05 | SIMOTICS S Synchronous servo motor 1FK7 High Dynamic, DC link 300V 3.1Nm, 100K, 3000 rpm 0.79kW, Naturally cooled IM B5 (V1, V3) power/signal connectors Connector can be rotated by 270Â° RESOLVER 2-POLE (RESOLVER P=1) WITH DRIVE-CLIQ INTERFACE; PLAIN SHAFT, TOLERANCE N; W/O HOLDING BRAKE DEGREE OF PROTECTION IP65 AS FLANGE IP67; PAINT FINISH RAL7016 | - | 0 | 0
1FK7043-7AF21-1PG8 |  | 1FK7043-7AF21-1PG8 | 1 | UN | 1 | 60 | X | D | N | N | 85015220 | 1 |  | 6.303 | KG | 1312.81 | 1312.81 | MC05 | MC05 | SIMOTICS S Synchronous servo motor 1FK7 High Dynamic, DC link 300V 3.1Nm, 100K, 3000 rpm 0.79kW, Naturally cooled IM B5 (V1, V3) power/signal connectors Connector can be rotated by 270Â° RESOLVER 2-POLE (RESOLVER P=1) WITH DRIVE-CLIQ INTERFACE; PLAIN SHAFT, TOLERANCE N; W/O HOLDING BRAKE DEGREE OF PROTECTION IP65 IP67 D-END FLANGE; RAL7016 COATING; METALLIC RATING PLATE AT MOTOR | - | 0 | 0
1FK7043-7AF21-1PH0 |  | 1FK7043-7AF21-1PH0 | 1 | UN | 1 | 60 | X | D | N | N | 85015220 | 1 |  | 6.902 | KG | 1328.97 | 1328.97 | MC05 | MC05 | SIMOTICS S Synchronous servo motor 1FK7 High Dynamic, DC link 300V 3.1Nm, 100K, 3000 rpm 0.79kW, Naturally cooled IM B5 (V1, V3) power/signal connectors Connector can be rotated by 270Â° RESOLVER 2-POLE (RESOLVER P=1) WITH DRIVE-CLIQ INTERFACE; PLAIN SHAFT, TOLERANCE N; WITH HOLDING BRAKE DEGREE OF PROTECTION IP64 | - | 0 | 0
1FK7043-7AF21-1PH2 |  | 1FK7043-7AF21-1PH2 | 1 | UN | 1 | 60 | X | D | N | N | 85015220 | 1 |  | 6.902 | KG | 1404.94 | 1404.94 | MC05 | MC05 | SIMOTICS S Synchronous servo motor 1FK7 High Dynamic, DC link 300V 3.1Nm, 100K, 3000 rpm 0.79kW, Naturally cooled IM B5 (V1, V3) power/signal connectors Connector can be rotated by 270Â° RESOLVER 2-POLE (RESOLVER P=1) WITH DRIVE-CLIQ INTERFACE; PLAIN SHAFT, TOLERANCE N; WITH HOLDING BRAKE DEGREE OF PROTECTION IP65 FLANGE ON DRIVE END IP67 | - | 0 | 0
1FK7043-7AF21-1PH3 |  | 1FK7043-7AF21-1PH3 | 1 | UN | 1 | 60 | X | D | N | N | 85015220 | 1 |  | 6.902 | KG | 1365.78 | 1365.78 | MC05 | MC05 | SIMOTICS S Synchronous servo motor 1FK7 High Dynamic, DC link 300V 3.1Nm, 100K, 3000 rpm 0.79kW, Naturally cooled IM B5 (V1, V3) power/signal connectors Connector can be rotated by 270Â° RESOLVER 2-POLE (RESOLVER P=1) WITH DRIVE-CLIQ INTERFACE; PLAIN SHAFT, TOLERANCE N; WITH HOLDING BRAKE DEGREE OF PROTECTION IP64; PAINT FINISH RAL7016 | - | 0 | 0
1FK7043-7AF21-1PH5 |  | 1FK7043-7AF21-1PH5 | 1 | UN | 1 | 60 | X | D | N | N | 85015220 | 1 |  | 6.902 | KG | 1441.73 | 1441.73 | MC05 | MC05 | SIMOTICS S Synchronous servo motor 1FK7 High Dynamic, DC link 300V 3.1Nm, 100K, 3000 rpm 0.79kW, Naturally cooled IM B5 (V1, V3) power/signal connectors Connector can be rotated by 270Â° RESOLVER 2-POLE (RESOLVER P=1) WITH DRIVE-CLIQ INTERFACE; PLAIN SHAFT, TOLERANCE N; WITH HOLDING BRAKE DEGREE OF PROTECTION IP65 AS FLANGE IP67; PAINT FINISH RAL7016 | - | 0 | 0
1FK7043-7AF21-1PH8 |  | 1FK7043-7AF21-1PH8 | 1 | UN | 1 | 60 | X | D | N | N | 85015220 | 1 |  | 6.902 | KG | 1522.94 | 1522.94 | MC05 | MC05 | SIMOTICS S Synchronous servo motor 1FK7 High Dynamic, DC link 300V 3.1Nm, 100K, 3000 rpm 0.79kW, Naturally cooled IM B5 (V1, V3) power/signal connectors Connector can be rotated by 270Â° RESOLVER 2-POLE (RESOLVER P=1) WITH DRIVE-CLIQ INTERFACE; PLAIN SHAFT, TOLERANCE N; WITH HOLDING BRAKE DEGREE OF PROTECTION IP65 IP67 D-END FLANGE; RAL7016 COATING; METALLIC RATING PLATE AT MOTOR | - | 0 | 0
1FK7043-7AF21-1SA0 |  | 1FK7043-7AF21-1SA0 | 1 | UN | 1 | 60 | X | D | N | N | 85015220 | 1 |  | 6.303 | KG | 993.15 | 993.15 | MC05 | MC05 | SIMOTICS S Synchronous servo motor 1FK7 High Dynamic, DC link 300V 3.1Nm, 100K, 3000 rpm 0.79kW, Naturally cooled IM B5 (V1, V3) power/signal connectors Connector can be rotated by 270Â° RESOLVER MULTI-POLE (RESOLVER P=3); SHAFT WITH FITTED KEY, TOLERANCE N; W/O HOLDING BRAKE DEGREE OF PROTECTION IP64 | - | 0 | 0
1FK7043-7AF21-1SA2 |  | 1FK7043-7AF21-1SA2 | 1 | UN | 1 | 60 | X | D | N | N | 85015220 | 1 |  | 6.303 | KG | 1069.12 | 1069.12 | MC05 | MC05 | SIMOTICS S Synchronous servo motor 1FK7 High Dynamic, DC link 300V 3.1Nm, 100K, 3000 rpm 0.79kW, Naturally cooled IM B5 (V1, V3) power/signal connectors Connector can be rotated by 270Â° RESOLVER MULTI-POLE (RESOLVER P=3); SHAFT WITH FITTED KEY, TOLERANCE N; W/O HOLDING BRAKE DEGREE OF PROTECTION IP65 FLANGE ON DRIVE END IP67 | - | 0 | 0
1FK7043-7AF21-1SA3 |  | 1FK7043-7AF21-1SA3 | 1 | UN | 1 | 60 | X | D | N | N | 85015220 | 1 |  | 6.303 | KG | 1029.96 | 1029.96 | MC05 | MC05 | SIMOTICS S Synchronous servo motor 1FK7 High Dynamic, DC link 300V 3.1Nm, 100K, 3000 rpm 0.79kW, Naturally cooled IM B5 (V1, V3) power/signal connectors Connector can be rotated by 270Â° RESOLVER MULTI-POLE (RESOLVER P=3); SHAFT WITH FITTED KEY, TOLERANCE N; W/O HOLDING BRAKE DEGREE OF PROTECTION IP64; PAINT FINISH RAL7016 | - | 0 | 0
1FK7043-7AF21-1SA5 |  | 1FK7043-7AF21-1SA5 | 1 | UN | 1 | 60 | X | D | N | N | 85015220 | 1 |  | 6.303 | KG | 1105.91 | 1105.91 | MC05 | MC05 | SIMOTICS S Synchronous servo motor 1FK7 High Dynamic, DC link 300V 3.1Nm, 100K, 3000 rpm 0.79kW, Naturally cooled IM B5 (V1, V3) power/signal connectors Connector can be rotated by 270Â° RESOLVER MULTI-POLE (RESOLVER P=3); SHAFT WITH FITTED KEY, TOLERANCE N; W/O HOLDING BRAKE DEGREE OF PROTECTION IP65 AS FLANGE IP67; PAINT FINISH RAL7016 | - | 0 | 0
1FK7043-7AF21-1SA8 |  | 1FK7043-7AF21-1SA8 | 1 | UN | 1 | 60 | X | D | N | N | 85015220 | 1 |  | 6.303 | KG | 1187.12 | 1187.12 | MC05 | MC05 | SIMOTICS S Synchronous servo motor 1FK7 High Dynamic, DC link 300V 3.1Nm, 100K, 3000 rpm 0.79kW, Naturally cooled IM B5 (V1, V3) power/signal connectors Connector can be rotated by 270Â° RESOLVER MULTI-POLE (RESOLVER P=3); SHAFT WITH FITTED KEY, TOLERANCE N; W/O HOLDING BRAKE DEGREE OF PROTECTION IP65 IP67 D-END FLANGE; RAL7016 COATING; METALLIC RATING PLATE AT MOTOR | - | 0 | 0
1FK7043-7AF21-1SB0 |  | 1FK7043-7AF21-1SB0 | 1 | UN | 1 | 60 | X | D | N | N | 85015220 | 1 |  | 6.902 | KG | 1205.09 | 1205.09 | MC05 | MC05 | SIMOTICS S Synchronous servo motor 1FK7 High Dynamic, DC link 300V 3.1Nm, 100K, 3000 rpm 0.79kW, Naturally cooled IM B5 (V1, V3) power/signal connectors Connector can be rotated by 270Â° RESOLVER MULTI-POLE (RESOLVER P=3); SHAFT WITH FITTED KEY, TOLERANCE N; WITH HOLDING BRAKE DEGREE OF PROTECTION IP64 | - | 0 | 0
1FK7043-7AF21-1SB2 |  | 1FK7043-7AF21-1SB2 | 1 | UN | 1 | 60 | X | D | N | N | 85015220 | 1 |  | 6.902 | KG | 1281.06 | 1281.06 | MC05 | MC05 | SIMOTICS S Synchronous servo motor 1FK7 High Dynamic, DC link 300V 3.1Nm, 100K, 3000 rpm 0.79kW, Naturally cooled IM B5 (V1, V3) power/signal connectors Connector can be rotated by 270Â° RESOLVER MULTI-POLE (RESOLVER P=3); SHAFT WITH FITTED KEY, TOLERANCE N; WITH HOLDING BRAKE DEGREE OF PROTECTION IP65 FLANGE ON DRIVE END IP67 | - | 0 | 0
1FK7043-7AF21-1SB3 |  | 1FK7043-7AF21-1SB3 | 1 | UN | 1 | 60 | X | D | N | N | 85015220 | 1 |  | 6.902 | KG | 1241.9 | 1241.9 | MC05 | MC05 | SIMOTICS S Synchronous servo motor 1FK7 High Dynamic, DC link 300V 3.1Nm, 100K, 3000 rpm 0.79kW, Naturally cooled IM B5 (V1, V3) power/signal connectors Connector can be rotated by 270Â° RESOLVER MULTI-POLE (RESOLVER P=3); SHAFT WITH FITTED KEY, TOLERANCE N; WITH HOLDING BRAKE DEGREE OF PROTECTION IP64; PAINT FINISH RAL7016 | - | 0 | 0
1FK7043-7AF21-1SB5 |  | 1FK7043-7AF21-1SB5 | 1 | UN | 1 | 60 | X | D | N | N | 85015220 | 1 |  | 6.902 | KG | 1317.85 | 1317.85 | MC05 | MC05 | SIMOTICS S Synchronous servo motor 1FK7 High Dynamic, DC link 300V 3.1Nm, 100K, 3000 rpm 0.79kW, Naturally cooled IM B5 (V1, V3) power/signal connectors Connector can be rotated by 270Â° RESOLVER MULTI-POLE (RESOLVER P=3); SHAFT WITH FITTED KEY, TOLERANCE N; WITH HOLDING BRAKE DEGREE OF PROTECTION IP65 AS FLANGE IP67; PAINT FINISH RAL7016 | - | 0 | 0
1FK7043-7AF21-1SB8 |  | 1FK7043-7AF21-1SB8 | 1 | UN | 1 | 60 | X | D | N | N | 85015220 | 1 |  | 6.902 | KG | 1399.06 | 1399.06 | MC05 | MC05 | SIMOTICS S Synchronous servo motor 1FK7 High Dynamic, DC link 300V 3.1Nm, 100K, 3000 rpm 0.79kW, Naturally cooled IM B5 (V1, V3) power/signal connectors Connector can be rotated by 270Â° RESOLVER MULTI-POLE (RESOLVER P=3); SHAFT WITH FITTED KEY, TOLERANCE N; WITH HOLDING BRAKE DEGREE OF PROTECTION IP65 IP67 D-END FLANGE; RAL7016 COATING; METALLIC RATING PLATE AT MOTOR | - | 0 | 0
1FK7043-7AF21-1SG0 |  | 1FK7043-7AF21-1SG0 | 1 | UN | 1 | 60 | X | D | N | N | 85015220 | 1 |  | 6.303 | KG | 923.1 | 923.1 | MC05 | MC05 | SIMOTICS S Synchronous servo motor 1FK7 High Dynamic, DC link 300V 3.1Nm, 100K, 3000 rpm 0.79kW, Naturally cooled IM B5 (V1, V3) power/signal connectors Connector can be rotated by 270Â° RESOLVER MULTI-POLE (RESOLVER P=3); PLAIN SHAFT, TOLERANCE N; W/O HOLDING BRAKE DEGREE OF PROTECTION IP64 | - | 0 | 0
1FK7043-7AF21-1SG2 |  | 1FK7043-7AF21-1SG2 | 1 | UN | 1 | 60 | X | D | N | N | 85015220 | 1 |  | 6.303 | KG | 999.07 | 999.07 | MC05 | MC05 | SIMOTICS S Synchronous servo motor 1FK7 High Dynamic, DC link 300V 3.1Nm, 100K, 3000 rpm 0.79kW, Naturally cooled IM B5 (V1, V3) power/signal connectors Connector can be rotated by 270Â° RESOLVER MULTI-POLE (RESOLVER P=3); PLAIN SHAFT, TOLERANCE N; W/O HOLDING BRAKE DEGREE OF PROTECTION IP65 FLANGE ON DRIVE END IP67 | - | 0 | 0
1FK7043-7AF21-1SG3 |  | 1FK7043-7AF21-1SG3 | 1 | UN | 1 | 60 | X | D | N | N | 85015220 | 1 |  | 6.303 | KG | 959.91 | 959.91 | MC05 | MC05 | SIMOTICS S Synchronous servo motor 1FK7 High Dynamic, DC link 300V 3.1Nm, 100K, 3000 rpm 0.79kW, Naturally cooled IM B5 (V1, V3) power/signal connectors Connector can be rotated by 270Â° RESOLVER MULTI-POLE (RESOLVER P=3); PLAIN SHAFT, TOLERANCE N; W/O HOLDING BRAKE DEGREE OF PROTECTION IP64; PAINT FINISH RAL7016 | - | 0 | 0
1FK7043-7AF21-1SG5 |  | 1FK7043-7AF21-1SG5 | 1 | UN | 1 | 60 | X | D | N | N | 85015220 | 1 |  | 6.303 | KG | 1035.86 | 1035.86 | MC05 | MC05 | SIMOTICS S Synchronous servo motor 1FK7 High Dynamic, DC link 300V 3.1Nm, 100K, 3000 rpm 0.79kW, Naturally cooled IM B5 (V1, V3) power/signal connectors Connector can be rotated by 270Â° RESOLVER MULTI-POLE (RESOLVER P=3); PLAIN SHAFT, TOLERANCE N; W/O HOLDING BRAKE DEGREE OF PROTECTION IP65 AS FLANGE IP67; PAINT FINISH RAL7016 | - | 0 | 0
1FK7043-7AF21-1SG8 |  | 1FK7043-7AF21-1SG8 | 1 | UN | 1 | 60 | X | D | N | N | 85015220 | 1 |  | 6.303 | KG | 1117.07 | 1117.07 | MC05 | MC05 | SIMOTICS S Synchronous servo motor 1FK7 High Dynamic, DC link 300V 3.1Nm, 100K, 3000 rpm 0.79kW, Naturally cooled IM B5 (V1, V3) power/signal connectors Connector can be rotated by 270Â° RESOLVER MULTI-POLE (RESOLVER P=3); PLAIN SHAFT, TOLERANCE N; W/O HOLDING BRAKE DEGREE OF PROTECTION IP65 IP67 D-END FLANGE; RAL7016 COATING; METALLIC RATING PLATE AT MOTOR | - | 0 | 0
1FK7043-7AF21-1SH0 |  | 1FK7043-7AF21-1SH0 | 1 | UN | 1 | 60 | X | D | N | N | 85015220 | 1 |  | 6.902 | KG | 1133.23 | 1133.23 | MC05 | MC05 | SIMOTICS S Synchronous servo motor 1FK7 High Dynamic, DC link 300V 3.1Nm, 100K, 3000 rpm 0.79kW, Naturally cooled IM B5 (V1, V3) power/signal connectors Connector can be rotated by 270Â° RESOLVER MULTI-POLE (RESOLVER P=3); PLAIN SHAFT, TOLERANCE N; WITH HOLDING BRAKE DEGREE OF PROTECTION IP64 | - | 0 | 0
1FK7043-7AF21-1SH2 |  | 1FK7043-7AF21-1SH2 | 1 | UN | 1 | 60 | X | D | N | N | 85015220 | 1 |  | 6.902 | KG | 1209.2 | 1209.2 | MC05 | MC05 | SIMOTICS S Synchronous servo motor 1FK7 High Dynamic, DC link 300V 3.1Nm, 100K, 3000 rpm 0.79kW, Naturally cooled IM B5 (V1, V3) power/signal connectors Connector can be rotated by 270Â° RESOLVER MULTI-POLE (RESOLVER P=3); PLAIN SHAFT, TOLERANCE N; WITH HOLDING BRAKE DEGREE OF PROTECTION IP65 FLANGE ON DRIVE END IP67 | - | 0 | 0
1FK7043-7AF21-1SH3 |  | 1FK7043-7AF21-1SH3 | 1 | UN | 1 | 60 | X | D | N | N | 85015220 | 1 |  | 6.902 | KG | 1170.04 | 1170.04 | MC05 | MC05 | SIMOTICS S Synchronous servo motor 1FK7 High Dynamic, DC link 300V 3.1Nm, 100K, 3000 rpm 0.79kW, Naturally cooled IM B5 (V1, V3) power/signal connectors Connector can be rotated by 270Â° RESOLVER MULTI-POLE (RESOLVER P=3); PLAIN SHAFT, TOLERANCE N; WITH HOLDING BRAKE DEGREE OF PROTECTION IP64; PAINT FINISH RAL7016 | - | 0 | 0
1FK7043-7AF21-1SH5 |  | 1FK7043-7AF21-1SH5 | 1 | UN | 1 | 60 | X | D | N | N | 85015220 | 1 |  | 6.902 | KG | 1245.99 | 1245.99 | MC05 | MC05 | SIMOTICS S Synchronous servo motor 1FK7 High Dynamic, DC link 300V 3.1Nm, 100K, 3000 rpm 0.79kW, Naturally cooled IM B5 (V1, V3) power/signal connectors Connector can be rotated by 270Â° RESOLVER MULTI-POLE (RESOLVER P=3); PLAIN SHAFT, TOLERANCE N; WITH HOLDING BRAKE DEGREE OF PROTECTION IP65 AS FLANGE IP67; PAINT FINISH RAL7016 | - | 0 | 0
1FK7043-7AF21-1SH8 |  | 1FK7043-7AF21-1SH8 | 1 | UN | 1 | 60 | X | D | N | N | 85015220 | 1 |  | 6.902 | KG | 1327.2 | 1327.2 | MC05 | MC05 | SIMOTICS S Synchronous servo motor 1FK7 High Dynamic, DC link 300V 3.1Nm, 100K, 3000 rpm 0.79kW, Naturally cooled IM B5 (V1, V3) power/signal connectors Connector can be rotated by 270Â° RESOLVER MULTI-POLE (RESOLVER P=3); PLAIN SHAFT, TOLERANCE N; WITH HOLDING BRAKE DEGREE OF PROTECTION IP65 IP67 D-END FLANGE; RAL7016 COATING; METALLIC RATING PLATE AT MOTOR | - | 0 | 0
1FK7043-7AF21-1TA0 |  | 1FK7043-7AF21-1TA0 | 1 | UN | 1 | 60 | X | D | N | N | 85015220 | 1 |  | 6.303 | KG | 993.15 | 993.15 | MC05 | MC05 | SIMOTICS S Synchronous servo motor 1FK7 High Dynamic, DC link 300V 3.1Nm, 100K, 3000 rpm 0.79kW, Naturally cooled IM B5 (V1, V3) power/signal connectors Connector can be rotated by 270Â° RESOLVER 2-POLE (RESOLVER P=1); SHAFT WITH FITTED KEY, TOLERANCE N; W/O HOLDING BRAKE DEGREE OF PROTECTION IP64 | - | 0 | 0
1FK7043-7AF21-1TA2 |  | 1FK7043-7AF21-1TA2 | 1 | UN | 1 | 60 | X | D | N | N | 85015220 | 1 |  | 6.303 | KG | 1069.12 | 1069.12 | MC05 | MC05 | SIMOTICS S Synchronous servo motor 1FK7 High Dynamic, DC link 300V 3.1Nm, 100K, 3000 rpm 0.79kW, Naturally cooled IM B5 (V1, V3) power/signal connectors Connector can be rotated by 270Â° RESOLVER 2-POLE (RESOLVER P=1); SHAFT WITH FITTED KEY, TOLERANCE N; W/O HOLDING BRAKE DEGREE OF PROTECTION IP65 FLANGE ON DRIVE END IP67 | - | 0 | 0
1FK7043-7AF21-1TA3 |  | 1FK7043-7AF21-1TA3 | 1 | UN | 1 | 60 | X | D | N | N | 85015220 | 1 |  | 6.303 | KG | 1029.96 | 1029.96 | MC05 | MC05 | SIMOTICS S Synchronous servo motor 1FK7 High Dynamic, DC link 300V 3.1Nm, 100K, 3000 rpm 0.79kW, Naturally cooled IM B5 (V1, V3) power/signal connectors Connector can be rotated by 270Â° RESOLVER 2-POLE (RESOLVER P=1); SHAFT WITH FITTED KEY, TOLERANCE N; W/O HOLDING BRAKE DEGREE OF PROTECTION IP64; PAINT FINISH RAL7016 | - | 0 | 0
1FK7043-7AF21-1TA5 |  | 1FK7043-7AF21-1TA5 | 1 | UN | 1 | 60 | X | D | N | N | 85015220 | 1 |  | 6.303 | KG | 1105.91 | 1105.91 | MC05 | MC05 | SIMOTICS S Synchronous servo motor 1FK7 High Dynamic, DC link 300V 3.1Nm, 100K, 3000 rpm 0.79kW, Naturally cooled IM B5 (V1, V3) power/signal connectors Connector can be rotated by 270Â° RESOLVER 2-POLE (RESOLVER P=1); SHAFT WITH FITTED KEY, TOLERANCE N; W/O HOLDING BRAKE DEGREE OF PROTECTION IP65 AS FLANGE IP67; PAINT FINISH RAL7016 | - | 0 | 0
1FK7043-7AF21-1TA8 |  | 1FK7043-7AF21-1TA8 | 1 | UN | 1 | 60 | X | D | N | N | 85015220 | 1 |  | 6.303 | KG | 1187.12 | 1187.12 | MC05 | MC05 | SIMOTICS S Synchronous servo motor 1FK7 High Dynamic, DC link 300V 3.1Nm, 100K, 3000 rpm 0.79kW, Naturally cooled IM B5 (V1, V3) power/signal connectors Connector can be rotated by 270Â° RESOLVER 2-POLE (RESOLVER P=1); SHAFT WITH FITTED KEY, TOLERANCE N; W/O HOLDING BRAKE DEGREE OF PROTECTION IP65 IP67 D-END FLANGE; RAL7016 COATING; METALLIC RATING PLATE AT MOTOR | - | 0 | 0
1FK7043-7AF21-1TB0 |  | 1FK7043-7AF21-1TB0 | 1 | UN | 1 | 60 | X | D | N | N | 85015220 | 1 |  | 6.902 | KG | 1205.09 | 1205.09 | MC05 | MC05 | SIMOTICS S Synchronous servo motor 1FK7 High Dynamic, DC link 300V 3.1Nm, 100K, 3000 rpm 0.79kW, Naturally cooled IM B5 (V1, V3) power/signal connectors Connector can be rotated by 270Â° RESOLVER 2-POLE (RESOLVER P=1); SHAFT WITH FITTED KEY, TOLERANCE N; WITH HOLDING BRAKE DEGREE OF PROTECTION IP64 | - | 0 | 0
1FK7043-7AF21-1TB2 |  | 1FK7043-7AF21-1TB2 | 1 | UN | 1 | 60 | X | D | N | N | 85015220 | 1 |  | 6.902 | KG | 1281.06 | 1281.06 | MC05 | MC05 | SIMOTICS S Synchronous servo motor 1FK7 High Dynamic, DC link 300V 3.1Nm, 100K, 3000 rpm 0.79kW, Naturally cooled IM B5 (V1, V3) power/signal connectors Connector can be rotated by 270Â° RESOLVER 2-POLE (RESOLVER P=1); SHAFT WITH FITTED KEY, TOLERANCE N; WITH HOLDING BRAKE DEGREE OF PROTECTION IP65 FLANGE ON DRIVE END IP67 | - | 0 | 0
1FK7043-7AF21-1TB3 |  | 1FK7043-7AF21-1TB3 | 1 | UN | 1 | 60 | X | D | N | N | 85015220 | 1 |  | 6.902 | KG | 1241.9 | 1241.9 | MC05 | MC05 | SIMOTICS S Synchronous servo motor 1FK7 High Dynamic, DC link 300V 3.1Nm, 100K, 3000 rpm 0.79kW, Naturally cooled IM B5 (V1, V3) power/signal connectors Connector can be rotated by 270Â° RESOLVER 2-POLE (RESOLVER P=1); SHAFT WITH FITTED KEY, TOLERANCE N; WITH HOLDING BRAKE DEGREE OF PROTECTION IP64; PAINT FINISH RAL7016 | - | 0 | 0
1FK7043-7AF21-1TB5 |  | 1FK7043-7AF21-1TB5 | 1 | UN | 1 | 60 | X | D | N | N | 85015220 | 1 |  | 6.902 | KG | 1317.85 | 1317.85 | MC05 | MC05 | SIMOTICS S Synchronous servo motor 1FK7 High Dynamic, DC link 300V 3.1Nm, 100K, 3000 rpm 0.79kW, Naturally cooled IM B5 (V1, V3) power/signal connectors Connector can be rotated by 270Â° RESOLVER 2-POLE (RESOLVER P=1); SHAFT WITH FITTED KEY, TOLERANCE N; WITH HOLDING BRAKE DEGREE OF PROTECTION IP65 AS FLANGE IP67; PAINT FINISH RAL7016 | - | 0 | 0
1FK7043-7AF21-1TB8 |  | 1FK7043-7AF21-1TB8 | 1 | UN | 1 | 60 | X | D | N | N | 85015220 | 1 |  | 6.902 | KG | 1399.06 | 1399.06 | MC05 | MC05 | SIMOTICS S Synchronous servo motor 1FK7 High Dynamic, DC link 300V 3.1Nm, 100K, 3000 rpm 0.79kW, Naturally cooled IM B5 (V1, V3) power/signal connectors Connector can be rotated by 270Â° RESOLVER 2-POLE (RESOLVER P=1); SHAFT WITH FITTED KEY, TOLERANCE N; WITH HOLDING BRAKE DEGREE OF PROTECTION IP65 IP67 D-END FLANGE; RAL7016 COATING; METALLIC RATING PLATE AT MOTOR | - | 0 | 0
1FK7043-7AF21-1TG0 |  | 1FK7043-7AF21-1TG0 | 1 | UN | 1 | 60 | X | D | N | N | 85015220 | 1 |  | 6.303 | KG | 923.1 | 923.1 | MC05 | MC05 | SIMOTICS S Synchronous servo motor 1FK7 High Dynamic, DC link 300V 3.1Nm, 100K, 3000 rpm 0.79kW, Naturally cooled IM B5 (V1, V3) power/signal connectors Connector can be rotated by 270Â° RESOLVER 2-POLE (RESOLVER P=1); PLAIN SHAFT, TOLERANCE N; W/O HOLDING BRAKE DEGREE OF PROTECTION IP64 | - | 0 | 0
1FK7043-7AF21-1TG2 |  | 1FK7043-7AF21-1TG2 | 1 | UN | 1 | 60 | X | D | N | N | 85015220 | 1 |  | 6.303 | KG | 999.07 | 999.07 | MC05 | MC05 | SIMOTICS S Synchronous servo motor 1FK7 High Dynamic, DC link 300V 3.1Nm, 100K, 3000 rpm 0.79kW, Naturally cooled IM B5 (V1, V3) power/signal connectors Connector can be rotated by 270Â° RESOLVER 2-POLE (RESOLVER P=1); PLAIN SHAFT, TOLERANCE N; W/O HOLDING BRAKE DEGREE OF PROTECTION IP65 FLANGE ON DRIVE END IP67 | - | 0 | 0
1FK7043-7AF21-1TG3 |  | 1FK7043-7AF21-1TG3 | 1 | UN | 1 | 60 | X | D | N | N | 85015220 | 1 |  | 6.303 | KG | 959.91 | 959.91 | MC05 | MC05 | SIMOTICS S Synchronous servo motor 1FK7 High Dynamic, DC link 300V 3.1Nm, 100K, 3000 rpm 0.79kW, Naturally cooled IM B5 (V1, V3) power/signal connectors Connector can be rotated by 270Â° RESOLVER 2-POLE (RESOLVER P=1); PLAIN SHAFT, TOLERANCE N; W/O HOLDING BRAKE DEGREE OF PROTECTION IP64; PAINT FINISH RAL7016 | - | 0 | 0
1FK7043-7AF21-1TG5 |  | 1FK7043-7AF21-1TG5 | 1 | UN | 1 | 60 | X | D | N | N | 85015220 | 1 |  | 6.303 | KG | 1035.86 | 1035.86 | MC05 | MC05 | SIMOTICS S Synchronous servo motor 1FK7 High Dynamic, DC link 300V 3.1Nm, 100K, 3000 rpm 0.79kW, Naturally cooled IM B5 (V1, V3) power/signal connectors Connector can be rotated by 270Â° RESOLVER 2-POLE (RESOLVER P=1); PLAIN SHAFT, TOLERANCE N; W/O HOLDING BRAKE DEGREE OF PROTECTION IP65 AS FLANGE IP67; PAINT FINISH RAL7016 | - | 0 | 0
1FK7043-7AF21-1TG8 |  | 1FK7043-7AF21-1TG8 | 1 | UN | 1 | 60 | X | D | N | N | 85015220 | 1 |  | 6.303 | KG | 1117.07 | 1117.07 | MC05 | MC05 | SIMOTICS S Synchronous servo motor 1FK7 High Dynamic, DC link 300V 3.1Nm, 100K, 3000 rpm 0.79kW, Naturally cooled IM B5 (V1, V3) power/signal connectors Connector can be rotated by 270Â° RESOLVER 2-POLE (RESOLVER P=1); PLAIN SHAFT, TOLERANCE N; W/O HOLDING BRAKE DEGREE OF PROTECTION IP65 IP67 D-END FLANGE; RAL7016 COATING; METALLIC RATING PLATE AT MOTOR | - | 0 | 0
1FK7043-7AF21-1TH0 |  | 1FK7043-7AF21-1TH0 | 1 | UN | 1 | 60 | X | D | N | N | 85015220 | 1 |  | 6.902 | KG | 1133.23 | 1133.23 | MC05 | MC05 | SIMOTICS S Synchronous servo motor 1FK7 High Dynamic, DC link 300V 3.1Nm, 100K, 3000 rpm 0.79kW, Naturally cooled IM B5 (V1, V3) power/signal connectors Connector can be rotated by 270Â° RESOLVER 2-POLE (RESOLVER P=1); PLAIN SHAFT, TOLERANCE N; WITH HOLDING BRAKE DEGREE OF PROTECTION IP64 | - | 0 | 0
1FK7043-7AF21-1TH2 |  | 1FK7043-7AF21-1TH2 | 1 | UN | 1 | 60 | X | D | N | N | 85015220 | 1 |  | 6.902 | KG | 1209.2 | 1209.2 | MC05 | MC05 | SIMOTICS S Synchronous servo motor 1FK7 High Dynamic, DC link 300V 3.1Nm, 100K, 3000 rpm 0.79kW, Naturally cooled IM B5 (V1, V3) power/signal connectors Connector can be rotated by 270Â° RESOLVER 2-POLE (RESOLVER P=1); PLAIN SHAFT, TOLERANCE N; WITH HOLDING BRAKE DEGREE OF PROTECTION IP65 FLANGE ON DRIVE END IP67 | - | 0 | 0
1FK7043-7AF21-1TH3 |  | 1FK7043-7AF21-1TH3 | 1 | UN | 1 | 60 | X | D | N | N | 85015220 | 1 |  | 6.902 | KG | 1170.04 | 1170.04 | MC05 | MC05 | SIMOTICS S Synchronous servo motor 1FK7 High Dynamic, DC link 300V 3.1Nm, 100K, 3000 rpm 0.79kW, Naturally cooled IM B5 (V1, V3) power/signal connectors Connector can be rotated by 270Â° RESOLVER 2-POLE (RESOLVER P=1); PLAIN SHAFT, TOLERANCE N; WITH HOLDING BRAKE DEGREE OF PROTECTION IP64; PAINT FINISH RAL7016 | - | 0 | 0
1FK7043-7AF21-1TH5 |  | 1FK7043-7AF21-1TH5 | 1 | UN | 1 | 60 | X | D | N | N | 85015220 | 1 |  | 6.902 | KG | 1245.99 | 1245.99 | MC05 | MC05 | SIMOTICS S Synchronous servo motor 1FK7 High Dynamic, DC link 300V 3.1Nm, 100K, 3000 rpm 0.79kW, Naturally cooled IM B5 (V1, V3) power/signal connectors Connector can be rotated by 270Â° RESOLVER 2-POLE (RESOLVER P=1); PLAIN SHAFT, TOLERANCE N; WITH HOLDING BRAKE DEGREE OF PROTECTION IP65 AS FLANGE IP67; PAINT FINISH RAL7016 | - | 0 | 0
1FK7043-7AF21-1TH8 |  | 1FK7043-7AF21-1TH8 | 1 | UN | 1 | 60 | X | D | N | N | 85015220 | 1 |  | 6.902 | KG | 1327.2 | 1327.2 | MC05 | MC05 | SIMOTICS S Synchronous servo motor 1FK7 High Dynamic, DC link 300V 3.1Nm, 100K, 3000 rpm 0.79kW, Naturally cooled IM B5 (V1, V3) power/signal connectors Connector can be rotated by 270Â° RESOLVER 2-POLE (RESOLVER P=1); PLAIN SHAFT, TOLERANCE N; WITH HOLDING BRAKE DEGREE OF PROTECTION IP65 IP67 D-END FLANGE; RAL7016 COATING; METALLIC RATING PLATE AT MOTOR | - | 0 | 0
1FK7043-7AF21-1UA0 |  | 1FK7043-7AF21-1UA0 | 1 | UN | 1 | 60 | X | D | N | N | 85015220 | 1 |  | 6.303 | KG | 1188.89 | 1188.89 | MC05 | MC05 | SIMOTICS S Synchronous servo motor 1FK7 High Dynamic, DC link 300V 3.1Nm, 100K, 3000 rpm 0.79kW, Naturally cooled IM B5 (V1, V3) power/signal connectors Connector can be rotated by 270Â° .RESOLVER MULTI-POLE (RESOLVER P=3) WITH DRIVE-CLIQ INTERFACE; SHAFT WITH FITTED KEY, TOLERANCE N; W/O HOLDING BRAKE DEGREE OF PROTECTION IP64 | - | 0 | 0
1FK7043-7AF21-1UA2 |  | 1FK7043-7AF21-1UA2 | 1 | UN | 1 | 60 | X | D | N | N | 85015220 | 1 |  | 6.303 | KG | 1264.86 | 1264.86 | MC05 | MC05 | SIMOTICS S Synchronous servo motor 1FK7 High Dynamic, DC link 300V 3.1Nm, 100K, 3000 rpm 0.79kW, Naturally cooled IM B5 (V1, V3) power/signal connectors Connector can be rotated by 270Â° .RESOLVER MULTI-POLE (RESOLVER P=3) WITH DRIVE-CLIQ INTERFACE; SHAFT WITH FITTED KEY, TOLERANCE N; W/O HOLDING BRAKE DEGREE OF PROTECTION IP65 FLANGE ON DRIVE END IP67 | - | 0 | 0
1FK7043-7AF21-1UA3 |  | 1FK7043-7AF21-1UA3 | 1 | UN | 1 | 60 | X | D | N | N | 85015220 | 1 |  | 6.303 | KG | 1225.7 | 1225.7 | MC05 | MC05 | SIMOTICS S Synchronous servo motor 1FK7 High Dynamic, DC link 300V 3.1Nm, 100K, 3000 rpm 0.79kW, Naturally cooled IM B5 (V1, V3) power/signal connectors Connector can be rotated by 270Â° .RESOLVER MULTI-POLE (RESOLVER P=3) WITH DRIVE-CLIQ INTERFACE; SHAFT WITH FITTED KEY, TOLERANCE N; W/O HOLDING BRAKE DEGREE OF PROTECTION IP64; PAINT FINISH RAL7016 | - | 0 | 0
1FK7043-7AF21-1UA5 |  | 1FK7043-7AF21-1UA5 | 1 | UN | 1 | 60 | X | D | N | N | 85015220 | 1 |  | 6.303 | KG | 1301.65 | 1301.65 | MC05 | MC05 | SIMOTICS S Synchronous servo motor 1FK7 High Dynamic, DC link 300V 3.1Nm, 100K, 3000 rpm 0.79kW, Naturally cooled IM B5 (V1, V3) power/signal connectors Connector can be rotated by 270Â° .RESOLVER MULTI-POLE (RESOLVER P=3) WITH DRIVE-CLIQ INTERFACE; SHAFT WITH FITTED KEY, TOLERANCE N; W/O HOLDING BRAKE DEGREE OF PROTECTION IP65 AS FLANGE IP67; PAINT FINISH RAL7016 | - | 0 | 0
1FK7043-7AF21-1UA8 |  | 1FK7043-7AF21-1UA8 | 1 | UN | 1 | 60 | X | D | N | N | 85015220 | 1 |  | 6.303 | KG | 1382.86 | 1382.86 | MC05 | MC05 | SIMOTICS S Synchronous servo motor 1FK7 High Dynamic, DC link 300V 3.1Nm, 100K, 3000 rpm 0.79kW, Naturally cooled IM B5 (V1, V3) power/signal connectors Connector can be rotated by 270Â° .RESOLVER MULTI-POLE (RESOLVER P=3) WITH DRIVE-CLIQ INTERFACE; SHAFT WITH FITTED KEY, TOLERANCE N; W/O HOLDING BRAKE DEGREE OF PROTECTION IP65 IP67 D-END FLANGE; RAL7016 COATING; METALLIC RATING PLATE AT MOTOR | - | 0 | 0
1FK7043-7AF21-1UB0 |  | 1FK7043-7AF21-1UB0 | 1 | UN | 1 | 60 | X | D | N | N | 85015220 | 1 |  | 6.902 | KG | 1400.83 | 1400.83 | MC05 | MC05 | SIMOTICS S Synchronous servo motor 1FK7 High Dynamic, DC link 300V 3.1Nm, 100K, 3000 rpm 0.79kW, Naturally cooled IM B5 (V1, V3) power/signal connectors Connector can be rotated by 270Â° .RESOLVER MULTI-POLE (RESOLVER P=3) WITH DRIVE-CLIQ INTERFACE; SHAFT WITH FITTED KEY, TOLERANCE N; WITH HOLDING BRAKE DEGREE OF PROTECTION IP64 | - | 0 | 0
1FK7043-7AF21-1UB2 |  | 1FK7043-7AF21-1UB2 | 1 | UN | 1 | 60 | X | D | N | N | 85015220 | 1 |  | 6.902 | KG | 1476.8 | 1476.8 | MC05 | MC05 | SIMOTICS S Synchronous servo motor 1FK7 High Dynamic, DC link 300V 3.1Nm, 100K, 3000 rpm 0.79kW, Naturally cooled IM B5 (V1, V3) power/signal connectors Connector can be rotated by 270Â° .RESOLVER MULTI-POLE (RESOLVER P=3) WITH DRIVE-CLIQ INTERFACE; SHAFT WITH FITTED KEY, TOLERANCE N; WITH HOLDING BRAKE DEGREE OF PROTECTION IP65 FLANGE ON DRIVE END IP67 | - | 0 | 0
1FK7043-7AF21-1UB3 |  | 1FK7043-7AF21-1UB3 | 1 | UN | 1 | 60 | X | D | N | N | 85015220 | 1 |  | 6.902 | KG | 1437.64 | 1437.64 | MC05 | MC05 | SIMOTICS S Synchronous servo motor 1FK7 High Dynamic, DC link 300V 3.1Nm, 100K, 3000 rpm 0.79kW, Naturally cooled IM B5 (V1, V3) power/signal connectors Connector can be rotated by 270Â° .RESOLVER MULTI-POLE (RESOLVER P=3) WITH DRIVE-CLIQ INTERFACE; SHAFT WITH FITTED KEY, TOLERANCE N; WITH HOLDING BRAKE DEGREE OF PROTECTION IP64; PAINT FINISH RAL7016 | - | 0 | 0
1FK7043-7AF21-1UB5 |  | 1FK7043-7AF21-1UB5 | 1 | UN | 1 | 60 | X | D | N | N | 85015220 | 1 |  | 6.902 | KG | 1513.59 | 1513.59 | MC05 | MC05 | SIMOTICS S Synchronous servo motor 1FK7 High Dynamic, DC link 300V 3.1Nm, 100K, 3000 rpm 0.79kW, Naturally cooled IM B5 (V1, V3) power/signal connectors Connector can be rotated by 270Â° .RESOLVER MULTI-POLE (RESOLVER P=3) WITH DRIVE-CLIQ INTERFACE; SHAFT WITH FITTED KEY, TOLERANCE N; WITH HOLDING BRAKE DEGREE OF PROTECTION IP65 AS FLANGE IP67; PAINT FINISH RAL7016 | - | 0 | 0
1FK7043-7AF21-1UB8 |  | 1FK7043-7AF21-1UB8 | 1 | UN | 1 | 60 | X | D | N | N | 85015220 | 1 |  | 6.902 | KG | 1594.8 | 1594.8 | MC05 | MC05 | SIMOTICS S Synchronous servo motor 1FK7 High Dynamic, DC link 300V 3.1Nm, 100K, 3000 rpm 0.79kW, Naturally cooled IM B5 (V1, V3) power/signal connectors Connector can be rotated by 270Â° .RESOLVER MULTI-POLE (RESOLVER P=3) WITH DRIVE-CLIQ INTERFACE; SHAFT WITH FITTED KEY, TOLERANCE N; WITH HOLDING BRAKE DEGREE OF PROTECTION IP65 IP67 D-END FLANGE; RAL7016 COATING; METALLIC RATING PLATE AT MOTOR | - | 0 | 0
1FK7043-7AF21-1UG0 |  | 1FK7043-7AF21-1UG0 | 1 | UN | 1 | 60 | X | D | N | N | 85015220 | 1 |  | 6.303 | KG | 1118.84 | 1118.84 | MC05 | MC05 | SIMOTICS S Synchronous servo motor 1FK7 High Dynamic, DC link 300V 3.1Nm, 100K, 3000 rpm 0.79kW, Naturally cooled IM B5 (V1, V3) power/signal connectors Connector can be rotated by 270Â° .RESOLVER MULTI-POLE (RESOLVER P=3) WITH DRIVE-CLIQ INTERFACE; PLAIN SHAFT, TOLERANCE N; W/O HOLDING BRAKE DEGREE OF PROTECTION IP64 | - | 0 | 0
1FK7043-7AF21-1UG2 |  | 1FK7043-7AF21-1UG2 | 1 | UN | 1 | 60 | X | D | N | N | 85015220 | 1 |  | 6.303 | KG | 1194.81 | 1194.81 | MC05 | MC05 | SIMOTICS S Synchronous servo motor 1FK7 High Dynamic, DC link 300V 3.1Nm, 100K, 3000 rpm 0.79kW, Naturally cooled IM B5 (V1, V3) power/signal connectors Connector can be rotated by 270Â° .RESOLVER MULTI-POLE (RESOLVER P=3) WITH DRIVE-CLIQ INTERFACE; PLAIN SHAFT, TOLERANCE N; W/O HOLDING BRAKE DEGREE OF PROTECTION IP65 FLANGE ON DRIVE END IP67 | - | 0 | 0
1FK7043-7AF21-1UG3 |  | 1FK7043-7AF21-1UG3 | 1 | UN | 1 | 60 | X | D | N | N | 85015220 | 1 |  | 6.303 | KG | 1155.65 | 1155.65 | MC05 | MC05 | SIMOTICS S Synchronous servo motor 1FK7 High Dynamic, DC link 300V 3.1Nm, 100K, 3000 rpm 0.79kW, Naturally cooled IM B5 (V1, V3) power/signal connectors Connector can be rotated by 270Â° .RESOLVER MULTI-POLE (RESOLVER P=3) WITH DRIVE-CLIQ INTERFACE; PLAIN SHAFT, TOLERANCE N; W/O HOLDING BRAKE DEGREE OF PROTECTION IP64; PAINT FINISH RAL7016 | - | 0 | 0
1FK7043-7AF21-1UG5 |  | 1FK7043-7AF21-1UG5 | 1 | UN | 1 | 60 | X | D | N | N | 85015220 | 1 |  | 6.303 | KG | 1231.6 | 1231.6 | MC05 | MC05 | SIMOTICS S Synchronous servo motor 1FK7 High Dynamic, DC link 300V 3.1Nm, 100K, 3000 rpm 0.79kW, Naturally cooled IM B5 (V1, V3) power/signal connectors Connector can be rotated by 270Â° .RESOLVER MULTI-POLE (RESOLVER P=3) WITH DRIVE-CLIQ INTERFACE; PLAIN SHAFT, TOLERANCE N; W/O HOLDING BRAKE DEGREE OF PROTECTION IP65 AS FLANGE IP67; PAINT FINISH RAL7016 | - | 0 | 0
1FK7043-7AF21-1UG8 |  | 1FK7043-7AF21-1UG8 | 1 | UN | 1 | 60 | X | D | N | N | 85015220 | 1 |  | 6.303 | KG | 1312.81 | 1312.81 | MC05 | MC05 | SIMOTICS S Synchronous servo motor 1FK7 High Dynamic, DC link 300V 3.1Nm, 100K, 3000 rpm 0.79kW, Naturally cooled IM B5 (V1, V3) power/signal connectors Connector can be rotated by 270Â° .RESOLVER MULTI-POLE (RESOLVER P=3) WITH DRIVE-CLIQ INTERFACE; PLAIN SHAFT, TOLERANCE N; W/O HOLDING BRAKE DEGREE OF PROTECTION IP65 IP67 D-END FLANGE; RAL7016 COATING; METALLIC RATING PLATE AT MOTOR | - | 0 | 0
1FK7043-7AF21-1UH0 |  | 1FK7043-7AF21-1UH0 | 1 | UN | 1 | 60 | X | D | N | N | 85015220 | 1 |  | 6.902 | KG | 1328.97 | 1328.97 | MC05 | MC05 | SIMOTICS S Synchronous servo motor 1FK7 High Dynamic, DC link 300V 3.1Nm, 100K, 3000 rpm 0.79kW, Naturally cooled IM B5 (V1, V3) power/signal connectors Connector can be rotated by 270Â° .RESOLVER MULTI-POLE (RESOLVER P=3) WITH DRIVE-CLIQ INTERFACE; PLAIN SHAFT, TOLERANCE N; WITH HOLDING BRAKE DEGREE OF PROTECTION IP64 | - | 0 | 0
1FK7043-7AF21-1UH2 |  | 1FK7043-7AF21-1UH2 | 1 | UN | 1 | 60 | X | D | N | N | 85015220 | 1 |  | 6.902 | KG | 1404.94 | 1404.94 | MC05 | MC05 | SIMOTICS S Synchronous servo motor 1FK7 High Dynamic, DC link 300V 3.1Nm, 100K, 3000 rpm 0.79kW, Naturally cooled IM B5 (V1, V3) power/signal connectors Connector can be rotated by 270Â° .RESOLVER MULTI-POLE (RESOLVER P=3) WITH DRIVE-CLIQ INTERFACE; PLAIN SHAFT, TOLERANCE N; WITH HOLDING BRAKE DEGREE OF PROTECTION IP65 FLANGE ON DRIVE END IP67 | - | 0 | 0
1FK7043-7AF21-1UH3 |  | 1FK7043-7AF21-1UH3 | 1 | UN | 1 | 60 | X | D | N | N | 85015220 | 1 |  | 6.902 | KG | 1365.78 | 1365.78 | MC05 | MC05 | SIMOTICS S Synchronous servo motor 1FK7 High Dynamic, DC link 300V 3.1Nm, 100K, 3000 rpm 0.79kW, Naturally cooled IM B5 (V1, V3) power/signal connectors Connector can be rotated by 270Â° .RESOLVER MULTI-POLE (RESOLVER P=3) WITH DRIVE-CLIQ INTERFACE; PLAIN SHAFT, TOLERANCE N; WITH HOLDING BRAKE DEGREE OF PROTECTION IP64; PAINT FINISH RAL7016 | - | 0 | 0
1FK7043-7AF21-1UH5 |  | 1FK7043-7AF21-1UH5 | 1 | UN | 1 | 60 | X | D | N | N | 85015220 | 1 |  | 6.902 | KG | 1441.73 | 1441.73 | MC05 | MC05 | SIMOTICS S Synchronous servo motor 1FK7 High Dynamic, DC link 300V 3.1Nm, 100K, 3000 rpm 0.79kW, Naturally cooled IM B5 (V1, V3) power/signal connectors Connector can be rotated by 270Â° .RESOLVER MULTI-POLE (RESOLVER P=3) WITH DRIVE-CLIQ INTERFACE; PLAIN SHAFT, TOLERANCE N; WITH HOLDING BRAKE DEGREE OF PROTECTION IP65 AS FLANGE IP67; PAINT FINISH RAL7016 | - | 0 | 0
1FK7043-7AF21-1UH8 |  | 1FK7043-7AF21-1UH8 | 1 | UN | 1 | 60 | X | D | N | N | 85015220 | 1 |  | 6.902 | KG | 1522.94 | 1522.94 | MC05 | MC05 | SIMOTICS S Synchronous servo motor 1FK7 High Dynamic, DC link 300V 3.1Nm, 100K, 3000 rpm 0.79kW, Naturally cooled IM B5 (V1, V3) power/signal connectors Connector can be rotated by 270Â° .RESOLVER MULTI-POLE (RESOLVER P=3) WITH DRIVE-CLIQ INTERFACE; PLAIN SHAFT, TOLERANCE N; WITH HOLDING BRAKE DEGREE OF PROTECTION IP65 IP67 D-END FLANGE; RAL7016 COATING; METALLIC RATING PLATE AT MOTOR | - | 0 | 0
1FK7043-7AH71-1AA0 |  | 1FK7043-7AH71-1AA0 | 1 | UN | 1 | 60 | X | D | N | N | 85015220 | 1 | 4025515001522 | 6.303 | KG | 1469.03 | 1469.03 | MC05 | MC05 | SIMOTICS S Synchronous servo motor 1FK7 High Dynamic, 3.1Nm 100K, 4500rpm, 1.23kW Naturally cooled IM B5 (V1, V3) power/signal connectors Connector can be rotated by 270Â° INCREM. ENCODER, SIN/COS 1 VPP 2048 P/REV (ENCODER I-2048); SHAFT WITH FITTED KEY, TOLERANCE N; W/O HOLDING BRAKE DEGREE OF PROTECTION IP64 | - | 0 | 7
1FK7043-7AH71-1AA2 |  | 1FK7043-7AH71-1AA2 | 1 | UN | 1 | 60 | X | D | N | N | 85015220 | 1 |  | 6.303 | KG | 1545 | 1545 | MC05 | MC05 | SIMOTICS S Synchronous servo motor 1FK7 High Dynamic, 3.1Nm 100K, 4500rpm, 1.23kW Naturally cooled IM B5 (V1, V3) power/signal connectors Connector can be rotated by 270Â° INCREM. ENCODER, SIN/COS 1 VPP 2048 P/REV (ENCODER I-2048); SHAFT WITH FITTED KEY, TOLERANCE N; W/O HOLDING BRAKE DEGREE OF PROTECTION IP65 FLANGE ON DRIVE END IP67 | - | 0 | 0
1FK7043-7AH71-1AA3 |  | 1FK7043-7AH71-1AA3 | 1 | UN | 1 | 60 | X | D | N | N | 85015220 | 1 |  | 6.303 | KG | 1505.84 | 1505.84 | MC05 | MC05 | SIMOTICS S Synchronous servo motor 1FK7 High Dynamic, 3.1Nm 100K, 4500rpm, 1.23kW Naturally cooled IM B5 (V1, V3) power/signal connectors Connector can be rotated by 270Â° INCREM. ENCODER, SIN/COS 1 VPP 2048 P/REV (ENCODER I-2048); SHAFT WITH FITTED KEY, TOLERANCE N; W/O HOLDING BRAKE DEGREE OF PROTECTION IP64; PAINT FINISH RAL7016 | - | 0 | 0
1FK7043-7AH71-1AA5 |  | 1FK7043-7AH71-1AA5 | 1 | UN | 1 | 60 | X | D | N | N | 85015220 | 1 |  | 6.303 | KG | 1581.79 | 1581.79 | MC05 | MC05 | SIMOTICS S Synchronous servo motor 1FK7 High Dynamic, 3.1Nm 100K, 4500rpm, 1.23kW Naturally cooled IM B5 (V1, V3) power/signal connectors Connector can be rotated by 270Â° INCREM. ENCODER, SIN/COS 1 VPP 2048 P/REV (ENCODER I-2048); SHAFT WITH FITTED KEY, TOLERANCE N; W/O HOLDING BRAKE DEGREE OF PROTECTION IP65 AS FLANGE IP67; PAINT FINISH RAL7016 | - | 0 | 0
1FK7043-7AH71-1AA8 |  | 1FK7043-7AH71-1AA8 | 1 | UN | 1 | 60 | X | D | N | N | 85015220 | 1 |  | 6.303 | KG | 1663 | 1663 | MC05 | MC05 | SIMOTICS S Synchronous servo motor 1FK7 High Dynamic, 3.1Nm 100K, 4500rpm, 1.23kW Naturally cooled IM B5 (V1, V3) power/signal connectors Connector can be rotated by 270Â° INCREM. ENCODER, SIN/COS 1 VPP 2048 P/REV (ENCODER I-2048); SHAFT WITH FITTED KEY, TOLERANCE N; W/O HOLDING BRAKE DEGREE OF PROTECTION IP65 IP67 D-END FLANGE; RAL7016 COATING; METALLIC RATING PLATE AT MOTOR | - | 0 | 0
1FK7043-7AH71-1AB0 |  | 1FK7043-7AH71-1AB0 | 1 | UN | 1 | 60 | X | D | N | N | 85015220 | 1 |  | 6.902 | KG | 1680.97 | 1680.97 | MC05 | MC05 | SIMOTICS S Synchronous servo motor 1FK7 High Dynamic, 3.1Nm 100K, 4500rpm, 1.23kW Naturally cooled IM B5 (V1, V3) power/signal connectors Connector can be rotated by 270Â° INCREM. ENCODER, SIN/COS 1 VPP 2048 P/REV (ENCODER I-2048); SHAFT WITH FITTED KEY, TOLERANCE N; WITH HOLDING BRAKE DEGREE OF PROTECTION IP64 | - | 0 | 0
1FK7043-7AH71-1AB2 |  | 1FK7043-7AH71-1AB2 | 1 | UN | 1 | 60 | X | D | N | N | 85015220 | 1 |  | 6.902 | KG | 1756.94 | 1756.94 | MC05 | MC05 | SIMOTICS S Synchronous servo motor 1FK7 High Dynamic, 3.1Nm 100K, 4500rpm, 1.23kW Naturally cooled IM B5 (V1, V3) power/signal connectors Connector can be rotated by 270Â° INCREM. ENCODER, SIN/COS 1 VPP 2048 P/REV (ENCODER I-2048); SHAFT WITH FITTED KEY, TOLERANCE N; WITH HOLDING BRAKE DEGREE OF PROTECTION IP65 FLANGE ON DRIVE END IP67 | - | 0 | 0
1FK7043-7AH71-1AB3 |  | 1FK7043-7AH71-1AB3 | 1 | UN | 1 | 60 | X | D | N | N | 85015220 | 1 |  | 6.902 | KG | 1717.78 | 1717.78 | MC05 | MC05 | SIMOTICS S Synchronous servo motor 1FK7 High Dynamic, 3.1Nm 100K, 4500rpm, 1.23kW Naturally cooled IM B5 (V1, V3) power/signal connectors Connector can be rotated by 270Â° INCREM. ENCODER, SIN/COS 1 VPP 2048 P/REV (ENCODER I-2048); SHAFT WITH FITTED KEY, TOLERANCE N; WITH HOLDING BRAKE DEGREE OF PROTECTION IP64; PAINT FINISH RAL7016 | - | 0 | 0
1FK7043-7AH71-1AB5 |  | 1FK7043-7AH71-1AB5 | 1 | UN | 1 | 60 | X | D | N | N | 85015220 | 1 |  | 6.902 | KG | 1793.73 | 1793.73 | MC05 | MC05 | SIMOTICS S Synchronous servo motor 1FK7 High Dynamic, 3.1Nm 100K, 4500rpm, 1.23kW Naturally cooled IM B5 (V1, V3) power/signal connectors Connector can be rotated by 270Â° INCREM. ENCODER, SIN/COS 1 VPP 2048 P/REV (ENCODER I-2048); SHAFT WITH FITTED KEY, TOLERANCE N; WITH HOLDING BRAKE DEGREE OF PROTECTION IP65 AS FLANGE IP67; PAINT FINISH RAL7016 | - | 0 | 0
1FK7043-7AH71-1AB8 |  | 1FK7043-7AH71-1AB8 | 1 | UN | 1 | 60 | X | D | N | N | 85015220 | 1 |  | 6.902 | KG | 1874.94 | 1874.94 | MC05 | MC05 | SIMOTICS S Synchronous servo motor 1FK7 High Dynamic, 3.1Nm 100K, 4500rpm, 1.23kW Naturally cooled IM B5 (V1, V3) power/signal connectors Connector can be rotated by 270Â° INCREM. ENCODER, SIN/COS 1 VPP 2048 P/REV (ENCODER I-2048); SHAFT WITH FITTED KEY, TOLERANCE N; WITH HOLDING BRAKE DEGREE OF PROTECTION IP65 IP67 D-END FLANGE; RAL7016 COATING; METALLIC RATING PLATE AT MOTOR | - | 0 | 0
1FK7043-7AH71-1AG0 |  | 1FK7043-7AH71-1AG0 | 1 | UN | 1 | 60 | X | D | N | N | 85015220 | 1 |  | 6.303 | KG | 1398.98 | 1398.98 | MC05 | MC05 | SIMOTICS S Synchronous servo motor 1FK7 High Dynamic, 3.1Nm 100K, 4500rpm, 1.23kW Naturally cooled IM B5 (V1, V3) power/signal connectors Connector can be rotated by 270Â° INCREM. ENCODER, SIN/COS 1 VPP 2048 P/REV (ENCODER I-2048); PLAIN SHAFT, TOLERANCE N; W/O HOLDING BRAKE DEGREE OF PROTECTION IP64 | - | 0 | 0
1FK7043-7AH71-1AG2 |  | 1FK7043-7AH71-1AG2 | 1 | UN | 1 | 60 | X | D | N | N | 85015220 | 1 |  | 6.303 | KG | 1474.95 | 1474.95 | MC05 | MC05 | SIMOTICS S Synchronous servo motor 1FK7 High Dynamic, 3.1Nm 100K, 4500rpm, 1.23kW Naturally cooled IM B5 (V1, V3) power/signal connectors Connector can be rotated by 270Â° INCREM. ENCODER, SIN/COS 1 VPP 2048 P/REV (ENCODER I-2048); PLAIN SHAFT, TOLERANCE N; W/O HOLDING BRAKE DEGREE OF PROTECTION IP65 FLANGE ON DRIVE END IP67 | - | 0 | 0
1FK7043-7AH71-1AG3 |  | 1FK7043-7AH71-1AG3 | 1 | UN | 1 | 60 | X | D | N | N | 85015220 | 1 |  | 6.303 | KG | 1435.79 | 1435.79 | MC05 | MC05 | SIMOTICS S Synchronous servo motor 1FK7 High Dynamic, 3.1Nm 100K, 4500rpm, 1.23kW Naturally cooled IM B5 (V1, V3) power/signal connectors Connector can be rotated by 270Â° INCREM. ENCODER, SIN/COS 1 VPP 2048 P/REV (ENCODER I-2048); PLAIN SHAFT, TOLERANCE N; W/O HOLDING BRAKE DEGREE OF PROTECTION IP64; PAINT FINISH RAL7016 | - | 0 | 0
1FK7043-7AH71-1AG5 |  | 1FK7043-7AH71-1AG5 | 1 | UN | 1 | 60 | X | D | N | N | 85015220 | 1 |  | 6.303 | KG | 1511.74 | 1511.74 | MC05 | MC05 | SIMOTICS S Synchronous servo motor 1FK7 High Dynamic, 3.1Nm 100K, 4500rpm, 1.23kW Naturally cooled IM B5 (V1, V3) power/signal connectors Connector can be rotated by 270Â° INCREM. ENCODER, SIN/COS 1 VPP 2048 P/REV (ENCODER I-2048); PLAIN SHAFT, TOLERANCE N; W/O HOLDING BRAKE DEGREE OF PROTECTION IP65 AS FLANGE IP67; PAINT FINISH RAL7016 | - | 0 | 0
1FK7043-7AH71-1AG8 |  | 1FK7043-7AH71-1AG8 | 1 | UN | 1 | 60 | X | D | N | N | 85015220 | 1 |  | 6.303 | KG | 1592.95 | 1592.95 | MC05 | MC05 | SIMOTICS S Synchronous servo motor 1FK7 High Dynamic, 3.1Nm 100K, 4500rpm, 1.23kW Naturally cooled IM B5 (V1, V3) power/signal connectors Connector can be rotated by 270Â° INCREM. ENCODER, SIN/COS 1 VPP 2048 P/REV (ENCODER I-2048); PLAIN SHAFT, TOLERANCE N; W/O HOLDING BRAKE DEGREE OF PROTECTION IP65 IP67 D-END FLANGE; RAL7016 COATING; METALLIC RATING PLATE AT MOTOR | - | 0 | 0
1FK7043-7AH71-1AH0 |  | 1FK7043-7AH71-1AH0 | 1 | UN | 1 | 60 | X | D | N | N | 85015220 | 1 |  | 6.902 | KG | 1609.11 | 1609.11 | MC05 | MC05 | SIMOTICS S Synchronous servo motor 1FK7 High Dynamic, 3.1Nm 100K, 4500rpm, 1.23kW Naturally cooled IM B5 (V1, V3) power/signal connectors Connector can be rotated by 270Â° INCREM. ENCODER, SIN/COS 1 VPP 2048 P/REV (ENCODER I-2048); PLAIN SHAFT, TOLERANCE N; WITH HOLDING BRAKE DEGREE OF PROTECTION IP64 | - | 0 | 0
1FK7043-7AH71-1AH2 |  | 1FK7043-7AH71-1AH2 | 1 | UN | 1 | 60 | X | D | N | N | 85015220 | 1 |  | 6.902 | KG | 1685.08 | 1685.08 | MC05 | MC05 | SIMOTICS S Synchronous servo motor 1FK7 High Dynamic, 3.1Nm 100K, 4500rpm, 1.23kW Naturally cooled IM B5 (V1, V3) power/signal connectors Connector can be rotated by 270Â° INCREM. ENCODER, SIN/COS 1 VPP 2048 P/REV (ENCODER I-2048); PLAIN SHAFT, TOLERANCE N; WITH HOLDING BRAKE DEGREE OF PROTECTION IP65 FLANGE ON DRIVE END IP67 | - | 0 | 0
1FK7043-7AH71-1AH3 |  | 1FK7043-7AH71-1AH3 | 1 | UN | 1 | 60 | X | D | N | N | 85015220 | 1 |  | 6.902 | KG | 1645.92 | 1645.92 | MC05 | MC05 | SIMOTICS S Synchronous servo motor 1FK7 High Dynamic, 3.1Nm 100K, 4500rpm, 1.23kW Naturally cooled IM B5 (V1, V3) power/signal connectors Connector can be rotated by 270Â° INCREM. ENCODER, SIN/COS 1 VPP 2048 P/REV (ENCODER I-2048); PLAIN SHAFT, TOLERANCE N; WITH HOLDING BRAKE DEGREE OF PROTECTION IP64; PAINT FINISH RAL7016 | - | 0 | 0
1FK7043-7AH71-1AH5 |  | 1FK7043-7AH71-1AH5 | 1 | UN | 1 | 60 | X | D | N | N | 85015220 | 1 |  | 6.902 | KG | 1721.87 | 1721.87 | MC05 | MC05 | SIMOTICS S Synchronous servo motor 1FK7 High Dynamic, 3.1Nm 100K, 4500rpm, 1.23kW Naturally cooled IM B5 (V1, V3) power/signal connectors Connector can be rotated by 270Â° INCREM. ENCODER, SIN/COS 1 VPP 2048 P/REV (ENCODER I-2048); PLAIN SHAFT, TOLERANCE N; WITH HOLDING BRAKE DEGREE OF PROTECTION IP65 AS FLANGE IP67; PAINT FINISH RAL7016 | - | 0 | 0
1FK7043-7AH71-1AH8 |  | 1FK7043-7AH71-1AH8 | 1 | UN | 1 | 60 | X | D | N | N | 85015220 | 1 |  | 6.902 | KG | 1803.08 | 1803.08 | MC05 | MC05 | SIMOTICS S Synchronous servo motor 1FK7 High Dynamic, 3.1Nm 100K, 4500rpm, 1.23kW Naturally cooled IM B5 (V1, V3) power/signal connectors Connector can be rotated by 270Â° INCREM. ENCODER, SIN/COS 1 VPP 2048 P/REV (ENCODER I-2048); PLAIN SHAFT, TOLERANCE N; WITH HOLDING BRAKE DEGREE OF PROTECTION IP65 IP67 D-END FLANGE; RAL7016 COATING; METALLIC RATING PLATE AT MOTOR | - | 0 | 0
1FK7043-7AH71-1DA0 |  | 1FK7043-7AH71-1DA0 | 1 | UN | 1 | 60 | X | D | N | N | 85015220 | 1 |  | 6.303 | KG | 1664.82 | 1664.82 | MC05 | MC05 | SIMOTICS S Synchronous servo motor 1FK7 High Dynamic, 3.1Nm 100K, 4500rpm, 1.23kW Naturally cooled IM B5 (V1, V3) power/signal connectors Connector can be rotated by 270Â° INCREMENTAL ENCODER 2048 P/REV (ENCODER I-2048) WITH DRIVE-CLIQ INTERFACE; SHAFT WITH FITTED KEY, TOLERANCE N; W/O HOLDING BRAKE DEGREE OF PROTECTION IP64 | - | 0 | 0
1FK7043-7AH71-1DA2 |  | 1FK7043-7AH71-1DA2 | 1 | UN | 1 | 60 | X | D | N | N | 85015220 | 1 |  | 6.303 | KG | 1740.79 | 1740.79 | MC05 | MC05 | SIMOTICS S Synchronous servo motor 1FK7 High Dynamic, 3.1Nm 100K, 4500rpm, 1.23kW Naturally cooled IM B5 (V1, V3) power/signal connectors Connector can be rotated by 270Â° INCREMENTAL ENCODER 2048 P/REV (ENCODER I-2048) WITH DRIVE-CLIQ INTERFACE; SHAFT WITH FITTED KEY, TOLERANCE N; W/O HOLDING BRAKE DEGREE OF PROTECTION IP65 FLANGE ON DRIVE END IP67 | - | 0 | 0
1FK7043-7AH71-1DA3 |  | 1FK7043-7AH71-1DA3 | 1 | UN | 1 | 60 | X | D | N | N | 85015220 | 1 |  | 6.303 | KG | 1701.63 | 1701.63 | MC05 | MC05 | SIMOTICS S Synchronous servo motor 1FK7 High Dynamic, 3.1Nm 100K, 4500rpm, 1.23kW Naturally cooled IM B5 (V1, V3) power/signal connectors Connector can be rotated by 270Â° INCREMENTAL ENCODER 2048 P/REV (ENCODER I-2048) WITH DRIVE-CLIQ INTERFACE; SHAFT WITH FITTED KEY, TOLERANCE N; W/O HOLDING BRAKE DEGREE OF PROTECTION IP64; PAINT FINISH RAL7016 | - | 0 | 0
1FK7043-7AH71-1DA5 |  | 1FK7043-7AH71-1DA5 | 1 | UN | 1 | 60 | X | D | N | N | 85015220 | 1 |  | 6.303 | KG | 1777.58 | 1777.58 | MC05 | MC05 | SIMOTICS S Synchronous servo motor 1FK7 High Dynamic, 3.1Nm 100K, 4500rpm, 1.23kW Naturally cooled IM B5 (V1, V3) power/signal connectors Connector can be rotated by 270Â° INCREMENTAL ENCODER 2048 P/REV (ENCODER I-2048) WITH DRIVE-CLIQ INTERFACE; SHAFT WITH FITTED KEY, TOLERANCE N; W/O HOLDING BRAKE DEGREE OF PROTECTION IP65 AS FLANGE IP67; PAINT FINISH RAL7016 | - | 0 | 0
1FK7043-7AH71-1DA8 |  | 1FK7043-7AH71-1DA8 | 1 | UN | 1 | 60 | X | D | N | N | 85015220 | 1 |  | 6.303 | KG | 1858.79 | 1858.79 | MC05 | MC05 | SIMOTICS S Synchronous servo motor 1FK7 High Dynamic, 3.1Nm 100K, 4500rpm, 1.23kW Naturally cooled IM B5 (V1, V3) power/signal connectors Connector can be rotated by 270Â° INCREMENTAL ENCODER 2048 P/REV (ENCODER I-2048) WITH DRIVE-CLIQ INTERFACE; SHAFT WITH FITTED KEY, TOLERANCE N; W/O HOLDING BRAKE DEGREE OF PROTECTION IP65 IP67 D-END FLANGE; RAL7016 COATING; METALLIC RATING PLATE AT MOTOR | - | 0 | 0
1FK7043-7AH71-1DB0 |  | 1FK7043-7AH71-1DB0 | 1 | UN | 1 | 60 | X | D | N | N | 85015220 | 1 |  | 6.902 | KG | 1876.76 | 1876.76 | MC05 | MC05 | SIMOTICS S Synchronous servo motor 1FK7 High Dynamic, 3.1Nm 100K, 4500rpm, 1.23kW Naturally cooled IM B5 (V1, V3) power/signal connectors Connector can be rotated by 270Â° INCREMENTAL ENCODER 2048 P/REV (ENCODER I-2048) WITH DRIVE-CLIQ INTERFACE; SHAFT WITH FITTED KEY, TOLERANCE N; WITH HOLDING BRAKE DEGREE OF PROTECTION IP64 | - | 0 | 0
1FK7043-7AH71-1DB2 |  | 1FK7043-7AH71-1DB2 | 1 | UN | 1 | 60 | X | D | N | N | 85015220 | 1 |  | 6.902 | KG | 1952.73 | 1952.73 | MC05 | MC05 | SIMOTICS S Synchronous servo motor 1FK7 High Dynamic, 3.1Nm 100K, 4500rpm, 1.23kW Naturally cooled IM B5 (V1, V3) power/signal connectors Connector can be rotated by 270Â° INCREMENTAL ENCODER 2048 P/REV (ENCODER I-2048) WITH DRIVE-CLIQ INTERFACE; SHAFT WITH FITTED KEY, TOLERANCE N; WITH HOLDING BRAKE DEGREE OF PROTECTION IP65 FLANGE ON DRIVE END IP67 | - | 0 | 0
1FK7043-7AH71-1DB3 |  | 1FK7043-7AH71-1DB3 | 1 | UN | 1 | 60 | X | D | N | N | 85015220 | 1 |  | 6.902 | KG | 1913.57 | 1913.57 | MC05 | MC05 | SIMOTICS S Synchronous servo motor 1FK7 High Dynamic, 3.1Nm 100K, 4500rpm, 1.23kW Naturally cooled IM B5 (V1, V3) power/signal connectors Connector can be rotated by 270Â° INCREMENTAL ENCODER 2048 P/REV (ENCODER I-2048) WITH DRIVE-CLIQ INTERFACE; SHAFT WITH FITTED KEY, TOLERANCE N; WITH HOLDING BRAKE DEGREE OF PROTECTION IP64; PAINT FINISH RAL7016 | - | 0 | 0
1FK7043-7AH71-1DB5 |  | 1FK7043-7AH71-1DB5 | 1 | UN | 1 | 60 | X | D | N | N | 85015220 | 1 |  | 6.902 | KG | 1989.52 | 1989.52 | MC05 | MC05 | SIMOTICS S Synchronous servo motor 1FK7 High Dynamic, 3.1Nm 100K, 4500rpm, 1.23kW Naturally cooled IM B5 (V1, V3) power/signal connectors Connector can be rotated by 270Â° INCREMENTAL ENCODER 2048 P/REV (ENCODER I-2048) WITH DRIVE-CLIQ INTERFACE; SHAFT WITH FITTED KEY, TOLERANCE N; WITH HOLDING BRAKE DEGREE OF PROTECTION IP65 AS FLANGE IP67; PAINT FINISH RAL7016 | - | 0 | 0
1FK7043-7AH71-1DB8 |  | 1FK7043-7AH71-1DB8 | 1 | UN | 1 | 60 | X | D | N | N | 85015220 | 1 |  | 6.902 | KG | 2070.73 | 2070.73 | MC05 | MC05 | SIMOTICS S Synchronous servo motor 1FK7 High Dynamic, 3.1Nm 100K, 4500rpm, 1.23kW Naturally cooled IM B5 (V1, V3) power/signal connectors Connector can be rotated by 270Â° INCREMENTAL ENCODER 2048 P/REV (ENCODER I-2048) WITH DRIVE-CLIQ INTERFACE; SHAFT WITH FITTED KEY, TOLERANCE N; WITH HOLDING BRAKE DEGREE OF PROTECTION IP65 IP67 D-END FLANGE; RAL7016 COATING; METALLIC RATING PLATE AT MOTOR | - | 0 | 0
1FK7043-7AH71-1DG0 |  | 1FK7043-7AH71-1DG0 | 1 | UN | 1 | 60 | X | D | N | N | 85015220 | 1 |  | 6.303 | KG | 1594.77 | 1594.77 | MC05 | MC05 | SIMOTICS S Synchronous servo motor 1FK7 High Dynamic, 3.1Nm 100K, 4500rpm, 1.23kW Naturally cooled IM B5 (V1, V3) power/signal connectors Connector can be rotated by 270Â° INCREMENTAL ENCODER 2048 P/REV (ENCODER I-2048) WITH DRIVE-CLIQ INTERFACE; PLAIN SHAFT, TOLERANCE N; W/O HOLDING BRAKE DEGREE OF PROTECTION IP64 | - | 0 | 0
1FK7043-7AH71-1DG2 |  | 1FK7043-7AH71-1DG2 | 1 | UN | 1 | 60 | X | D | N | N | 85015220 | 1 |  | 6.303 | KG | 1670.74 | 1670.74 | MC05 | MC05 | SIMOTICS S Synchronous servo motor 1FK7 High Dynamic, 3.1Nm 100K, 4500rpm, 1.23kW Naturally cooled IM B5 (V1, V3) power/signal connectors Connector can be rotated by 270Â° INCREMENTAL ENCODER 2048 P/REV (ENCODER I-2048) WITH DRIVE-CLIQ INTERFACE; PLAIN SHAFT, TOLERANCE N; W/O HOLDING BRAKE DEGREE OF PROTECTION IP65 FLANGE ON DRIVE END IP67 | - | 0 | 0
1FK7043-7AH71-1DG3 |  | 1FK7043-7AH71-1DG3 | 1 | UN | 1 | 60 | X | D | N | N | 85015220 | 1 |  | 6.303 | KG | 1631.58 | 1631.58 | MC05 | MC05 | SIMOTICS S Synchronous servo motor 1FK7 High Dynamic, 3.1Nm 100K, 4500rpm, 1.23kW Naturally cooled IM B5 (V1, V3) power/signal connectors Connector can be rotated by 270Â° INCREMENTAL ENCODER 2048 P/REV (ENCODER I-2048) WITH DRIVE-CLIQ INTERFACE; PLAIN SHAFT, TOLERANCE N; W/O HOLDING BRAKE DEGREE OF PROTECTION IP64; PAINT FINISH RAL7016 | - | 0 | 0
1FK7043-7AH71-1DG5 |  | 1FK7043-7AH71-1DG5 | 1 | UN | 1 | 60 | X | D | N | N | 85015220 | 1 |  | 6.303 | KG | 1707.53 | 1707.53 | MC05 | MC05 | SIMOTICS S Synchronous servo motor 1FK7 High Dynamic, 3.1Nm 100K, 4500rpm, 1.23kW Naturally cooled IM B5 (V1, V3) power/signal connectors Connector can be rotated by 270Â° INCREMENTAL ENCODER 2048 P/REV (ENCODER I-2048) WITH DRIVE-CLIQ INTERFACE; PLAIN SHAFT, TOLERANCE N; W/O HOLDING BRAKE DEGREE OF PROTECTION IP65 AS FLANGE IP67; PAINT FINISH RAL7016 | - | 0 | 0
1FK7043-7AH71-1DG8 |  | 1FK7043-7AH71-1DG8 | 1 | UN | 1 | 60 | X | D | N | N | 85015220 | 1 |  | 6.303 | KG | 1788.74 | 1788.74 | MC05 | MC05 | SIMOTICS S Synchronous servo motor 1FK7 High Dynamic, 3.1Nm 100K, 4500rpm, 1.23kW Naturally cooled IM B5 (V1, V3) power/signal connectors Connector can be rotated by 270Â° INCREMENTAL ENCODER 2048 P/REV (ENCODER I-2048) WITH DRIVE-CLIQ INTERFACE; PLAIN SHAFT, TOLERANCE N; W/O HOLDING BRAKE DEGREE OF PROTECTION IP65 IP67 D-END FLANGE; RAL7016 COATING; METALLIC RATING PLATE AT MOTOR | - | 0 | 0
1FK7043-7AH71-1DH0 |  | 1FK7043-7AH71-1DH0 | 1 | UN | 1 | 60 | X | D | N | N | 85015220 | 1 |  | 6.902 | KG | 1804.9 | 1804.9 | MC05 | MC05 | SIMOTICS S Synchronous servo motor 1FK7 High Dynamic, 3.1Nm 100K, 4500rpm, 1.23kW Naturally cooled IM B5 (V1, V3) power/signal connectors Connector can be rotated by 270Â° INCREMENTAL ENCODER 2048 P/REV (ENCODER I-2048) WITH DRIVE-CLIQ INTERFACE; PLAIN SHAFT, TOLERANCE N; WITH HOLDING BRAKE DEGREE OF PROTECTION IP64 | - | 0 | 0
1FK7043-7AH71-1DH2 |  | 1FK7043-7AH71-1DH2 | 1 | UN | 1 | 60 | X | D | N | N | 85015220 | 1 |  | 6.902 | KG | 1880.87 | 1880.87 | MC05 | MC05 | SIMOTICS S Synchronous servo motor 1FK7 High Dynamic, 3.1Nm 100K, 4500rpm, 1.23kW Naturally cooled IM B5 (V1, V3) power/signal connectors Connector can be rotated by 270Â° INCREMENTAL ENCODER 2048 P/REV (ENCODER I-2048) WITH DRIVE-CLIQ INTERFACE; PLAIN SHAFT, TOLERANCE N; WITH HOLDING BRAKE DEGREE OF PROTECTION IP65 FLANGE ON DRIVE END IP67 | - | 0 | 0
1FK7043-7AH71-1DH3 |  | 1FK7043-7AH71-1DH3 | 1 | UN | 1 | 60 | X | D | N | N | 85015220 | 1 |  | 6.902 | KG | 1841.71 | 1841.71 | MC05 | MC05 | SIMOTICS S Synchronous servo motor 1FK7 High Dynamic, 3.1Nm 100K, 4500rpm, 1.23kW Naturally cooled IM B5 (V1, V3) power/signal connectors Connector can be rotated by 270Â° INCREMENTAL ENCODER 2048 P/REV (ENCODER I-2048) WITH DRIVE-CLIQ INTERFACE; PLAIN SHAFT, TOLERANCE N; WITH HOLDING BRAKE DEGREE OF PROTECTION IP64; PAINT FINISH RAL7016 | - | 0 | 0
1FK7043-7AH71-1DH5 |  | 1FK7043-7AH71-1DH5 | 1 | UN | 1 | 60 | X | D | N | N | 85015220 | 1 |  | 6.902 | KG | 1917.66 | 1917.66 | MC05 | MC05 | SIMOTICS S Synchronous servo motor 1FK7 High Dynamic, 3.1Nm 100K, 4500rpm, 1.23kW Naturally cooled IM B5 (V1, V3) power/signal connectors Connector can be rotated by 270Â° INCREMENTAL ENCODER 2048 P/REV (ENCODER I-2048) WITH DRIVE-CLIQ INTERFACE; PLAIN SHAFT, TOLERANCE N; WITH HOLDING BRAKE DEGREE OF PROTECTION IP65 AS FLANGE IP67; PAINT FINISH RAL7016 | - | 0 | 0
1FK7043-7AH71-1DH8 |  | 1FK7043-7AH71-1DH8 | 1 | UN | 1 | 60 | X | D | N | N | 85015220 | 1 |  | 6.902 | KG | 1998.87 | 1998.87 | MC05 | MC05 | SIMOTICS S Synchronous servo motor 1FK7 High Dynamic, 3.1Nm 100K, 4500rpm, 1.23kW Naturally cooled IM B5 (V1, V3) power/signal connectors Connector can be rotated by 270Â° INCREMENTAL ENCODER 2048 P/REV (ENCODER I-2048) WITH DRIVE-CLIQ INTERFACE; PLAIN SHAFT, TOLERANCE N; WITH HOLDING BRAKE DEGREE OF PROTECTION IP65 IP67 D-END FLANGE; RAL7016 COATING; METALLIC RATING PLATE AT MOTOR | - | 0 | 0
1FK7043-7AH71-1EA0 |  | 1FK7043-7AH71-1EA0 | 1 | UN | 1 | 60 | X | D | N | N | 85015220 | 1 |  | 6.303 | KG | 1770.79 | 1770.79 | MC05 | MC05 | SIMOTICS S Synchronous servo motor 1FK7 High Dynamic, 3.1Nm 100K, 4500rpm, 1.23kW Naturally cooled IM B5 (V1, V3) power/signal connectors Connector can be rotated by 270Â° ABSOLUTE ENCODER ENDAT 2048 P/REV (ENCODER A-2048); PERFORMANCE REDUCTION BY 10% DUE TO ABSOLUTE ENCODER; SHAFT WITH FITTED KEY, TOLERANCE N; W/O HOLDING BRAKE DEGREE OF PROTECTION IP64 | - | 0 | 0
1FK7043-7AH71-1EA2 |  | 1FK7043-7AH71-1EA2 | 1 | UN | 1 | 60 | X | D | N | N | 85015220 | 1 |  | 6.303 | KG | 1846.76 | 1846.76 | MC05 | MC05 | SIMOTICS S Synchronous servo motor 1FK7 High Dynamic, 3.1Nm 100K, 4500rpm, 1.23kW Naturally cooled IM B5 (V1, V3) power/signal connectors Connector can be rotated by 270Â° ABSOLUTE ENCODER ENDAT 2048 P/REV (ENCODER A-2048); PERFORMANCE REDUCTION BY 10% DUE TO ABSOLUTE ENCODER; SHAFT WITH FITTED KEY, TOLERANCE N; W/O HOLDING BRAKE DEGREE OF PROTECTION IP65 FLANGE ON DRIVE END IP67 | - | 0 | 0
1FK7043-7AH71-1EA3 |  | 1FK7043-7AH71-1EA3 | 1 | UN | 1 | 60 | X | D | N | N | 85015220 | 1 |  | 6.303 | KG | 1807.6 | 1807.6 | MC05 | MC05 | SIMOTICS S Synchronous servo motor 1FK7 High Dynamic, 3.1Nm 100K, 4500rpm, 1.23kW Naturally cooled IM B5 (V1, V3) power/signal connectors Connector can be rotated by 270Â° ABSOLUTE ENCODER ENDAT 2048 P/REV (ENCODER A-2048); PERFORMANCE REDUCTION BY 10% DUE TO ABSOLUTE ENCODER; SHAFT WITH FITTED KEY, TOLERANCE N; W/O HOLDING BRAKE DEGREE OF PROTECTION IP64; PAINT FINISH RAL7016 | - | 0 | 0
1FK7043-7AH71-1EA5 |  | 1FK7043-7AH71-1EA5 | 1 | UN | 1 | 60 | X | D | N | N | 85015220 | 1 |  | 6.303 | KG | 1883.55 | 1883.55 | MC05 | MC05 | SIMOTICS S Synchronous servo motor 1FK7 High Dynamic, 3.1Nm 100K, 4500rpm, 1.23kW Naturally cooled IM B5 (V1, V3) power/signal connectors Connector can be rotated by 270Â° ABSOLUTE ENCODER ENDAT 2048 P/REV (ENCODER A-2048); PERFORMANCE REDUCTION BY 10% DUE TO ABSOLUTE ENCODER; SHAFT WITH FITTED KEY, TOLERANCE N; W/O HOLDING BRAKE DEGREE OF PROTECTION IP65 AS FLANGE IP67; PAINT FINISH RAL7016 | - | 0 | 0
1FK7043-7AH71-1EA8 |  | 1FK7043-7AH71-1EA8 | 1 | UN | 1 | 60 | X | D | N | N | 85015220 | 1 |  | 6.303 | KG | 1964.76 | 1964.76 | MC05 | MC05 | SIMOTICS S Synchronous servo motor 1FK7 High Dynamic, 3.1Nm 100K, 4500rpm, 1.23kW Naturally cooled IM B5 (V1, V3) power/signal connectors Connector can be rotated by 270Â° ABSOLUTE ENCODER ENDAT 2048 P/REV (ENCODER A-2048); PERFORMANCE REDUCTION BY 10% DUE TO ABSOLUTE ENCODER; SHAFT WITH FITTED KEY, TOLERANCE N; W/O HOLDING BRAKE DEGREE OF PROTECTION IP65 IP67 D-END FLANGE; RAL7016 COATING; METALLIC RATING PLATE AT MOTOR | - | 0 | 0
1FK7043-7AH71-1EB0 |  | 1FK7043-7AH71-1EB0 | 1 | UN | 1 | 60 | X | D | N | N | 85015220 | 1 |  | 6.902 | KG | 1982.73 | 1982.73 | MC05 | MC05 | SIMOTICS S Synchronous servo motor 1FK7 High Dynamic, 3.1Nm 100K, 4500rpm, 1.23kW Naturally cooled IM B5 (V1, V3) power/signal connectors Connector can be rotated by 270Â° ABSOLUTE ENCODER ENDAT 2048 P/REV (ENCODER A-2048); PERFORMANCE REDUCTION BY 10% DUE TO ABSOLUTE ENCODER; SHAFT WITH FITTED KEY, TOLERANCE N; WITH HOLDING BRAKE DEGREE OF PROTECTION IP64 | - | 0 | 0
1FK7043-7AH71-1EB2 |  | 1FK7043-7AH71-1EB2 | 1 | UN | 1 | 60 | X | D | N | N | 85015220 | 1 |  | 6.902 | KG | 2058.7 | 2058.7 | MC05 | MC05 | SIMOTICS S Synchronous servo motor 1FK7 High Dynamic, 3.1Nm 100K, 4500rpm, 1.23kW Naturally cooled IM B5 (V1, V3) power/signal connectors Connector can be rotated by 270Â° ABSOLUTE ENCODER ENDAT 2048 P/REV (ENCODER A-2048); PERFORMANCE REDUCTION BY 10% DUE TO ABSOLUTE ENCODER; SHAFT WITH FITTED KEY, TOLERANCE N; WITH HOLDING BRAKE DEGREE OF PROTECTION IP65 FLANGE ON DRIVE END IP67 | - | 0 | 0
1FK7043-7AH71-1EB3 |  | 1FK7043-7AH71-1EB3 | 1 | UN | 1 | 60 | X | D | N | N | 85015220 | 1 |  | 6.902 | KG | 2019.54 | 2019.54 | MC05 | MC05 | SIMOTICS S Synchronous servo motor 1FK7 High Dynamic, 3.1Nm 100K, 4500rpm, 1.23kW Naturally cooled IM B5 (V1, V3) power/signal connectors Connector can be rotated by 270Â° ABSOLUTE ENCODER ENDAT 2048 P/REV (ENCODER A-2048); PERFORMANCE REDUCTION BY 10% DUE TO ABSOLUTE ENCODER; SHAFT WITH FITTED KEY, TOLERANCE N; WITH HOLDING BRAKE DEGREE OF PROTECTION IP64; PAINT FINISH RAL7016 | - | 0 | 0
1FK7043-7AH71-1EB5 |  | 1FK7043-7AH71-1EB5 | 1 | UN | 1 | 60 | X | D | N | N | 85015220 | 1 |  | 6.902 | KG | 2095.49 | 2095.49 | MC05 | MC05 | SIMOTICS S Synchronous servo motor 1FK7 High Dynamic, 3.1Nm 100K, 4500rpm, 1.23kW Naturally cooled IM B5 (V1, V3) power/signal connectors Connector can be rotated by 270Â° ABSOLUTE ENCODER ENDAT 2048 P/REV (ENCODER A-2048); PERFORMANCE REDUCTION BY 10% DUE TO ABSOLUTE ENCODER; SHAFT WITH FITTED KEY, TOLERANCE N; WITH HOLDING BRAKE DEGREE OF PROTECTION IP65 AS FLANGE IP67; PAINT FINISH RAL7016 | - | 0 | 0
1FK7043-7AH71-1EB8 |  | 1FK7043-7AH71-1EB8 | 1 | UN | 1 | 60 | X | D | N | N | 85015220 | 1 |  | 6.902 | KG | 2176.7 | 2176.7 | MC05 | MC05 | SIMOTICS S Synchronous servo motor 1FK7 High Dynamic, 3.1Nm 100K, 4500rpm, 1.23kW Naturally cooled IM B5 (V1, V3) power/signal connectors Connector can be rotated by 270Â° ABSOLUTE ENCODER ENDAT 2048 P/REV (ENCODER A-2048); PERFORMANCE REDUCTION BY 10% DUE TO ABSOLUTE ENCODER; SHAFT WITH FITTED KEY, TOLERANCE N; WITH HOLDING BRAKE DEGREE OF PROTECTION IP65 IP67 D-END FLANGE; RAL7016 COATING; METALLIC RATING PLATE AT MOTOR | - | 0 | 0
1FK7043-7AH71-1EG0 |  | 1FK7043-7AH71-1EG0 | 1 | UN | 1 | 60 | X | D | N | N | 85015220 | 1 |  | 6.303 | KG | 1700.74 | 1700.74 | MC05 | MC05 | SIMOTICS S Synchronous servo motor 1FK7 High Dynamic, 3.1Nm 100K, 4500rpm, 1.23kW Naturally cooled IM B5 (V1, V3) power/signal connectors Connector can be rotated by 270Â° ABSOLUTE ENCODER ENDAT 2048 P/REV (ENCODER A-2048); PERFORMANCE REDUCTION BY 10% DUE TO ABSOLUTE ENCODER; PLAIN SHAFT, TOLERANCE N; W/O HOLDING BRAKE DEGREE OF PROTECTION IP64 | - | 0 | 0
1FK7043-7AH71-1EG2 |  | 1FK7043-7AH71-1EG2 | 1 | UN | 1 | 60 | X | D | N | N | 85015220 | 1 |  | 6.303 | KG | 1776.71 | 1776.71 | MC05 | MC05 | SIMOTICS S Synchronous servo motor 1FK7 High Dynamic, 3.1Nm 100K, 4500rpm, 1.23kW Naturally cooled IM B5 (V1, V3) power/signal connectors Connector can be rotated by 270Â° ABSOLUTE ENCODER ENDAT 2048 P/REV (ENCODER A-2048); PERFORMANCE REDUCTION BY 10% DUE TO ABSOLUTE ENCODER; PLAIN SHAFT, TOLERANCE N; W/O HOLDING BRAKE DEGREE OF PROTECTION IP65 FLANGE ON DRIVE END IP67 | - | 0 | 0
1FK7043-7AH71-1EG3 |  | 1FK7043-7AH71-1EG3 | 1 | UN | 1 | 60 | X | D | N | N | 85015220 | 1 |  | 6.303 | KG | 1737.55 | 1737.55 | MC05 | MC05 | SIMOTICS S Synchronous servo motor 1FK7 High Dynamic, 3.1Nm 100K, 4500rpm, 1.23kW Naturally cooled IM B5 (V1, V3) power/signal connectors Connector can be rotated by 270Â° ABSOLUTE ENCODER ENDAT 2048 P/REV (ENCODER A-2048); PERFORMANCE REDUCTION BY 10% DUE TO ABSOLUTE ENCODER; PLAIN SHAFT, TOLERANCE N; W/O HOLDING BRAKE DEGREE OF PROTECTION IP64; PAINT FINISH RAL7016 | - | 0 | 0
1FK7043-7AH71-1EG5 |  | 1FK7043-7AH71-1EG5 | 1 | UN | 1 | 60 | X | D | N | N | 85015220 | 1 |  | 6.303 | KG | 1813.5 | 1813.5 | MC05 | MC05 | SIMOTICS S Synchronous servo motor 1FK7 High Dynamic, 3.1Nm 100K, 4500rpm, 1.23kW Naturally cooled IM B5 (V1, V3) power/signal connectors Connector can be rotated by 270Â° ABSOLUTE ENCODER ENDAT 2048 P/REV (ENCODER A-2048); PERFORMANCE REDUCTION BY 10% DUE TO ABSOLUTE ENCODER; PLAIN SHAFT, TOLERANCE N; W/O HOLDING BRAKE DEGREE OF PROTECTION IP65 AS FLANGE IP67; PAINT FINISH RAL7016 | - | 0 | 0
1FK7043-7AH71-1EG8 |  | 1FK7043-7AH71-1EG8 | 1 | UN | 1 | 60 | X | D | N | N | 85015220 | 1 |  | 6.303 | KG | 1894.71 | 1894.71 | MC05 | MC05 | SIMOTICS S Synchronous servo motor 1FK7 High Dynamic, 3.1Nm 100K, 4500rpm, 1.23kW Naturally cooled IM B5 (V1, V3) power/signal connectors Connector can be rotated by 270Â° ABSOLUTE ENCODER ENDAT 2048 P/REV (ENCODER A-2048); PERFORMANCE REDUCTION BY 10% DUE TO ABSOLUTE ENCODER; PLAIN SHAFT, TOLERANCE N; W/O HOLDING BRAKE DEGREE OF PROTECTION IP65 IP67 D-END FLANGE; RAL7016 COATING; METALLIC RATING PLATE AT MOTOR | - | 0 | 0
1FK7043-7AH71-1EH0 |  | 1FK7043-7AH71-1EH0 | 1 | UN | 1 | 60 | X | D | N | N | 85015220 | 1 | 4025515001539 | 6.902 | KG | 1910.87 | 1910.87 | MC05 | MC05 | SIMOTICS S Synchronous servo motor 1FK7 High Dynamic, 3.1Nm 100K, 4500rpm, 1.23kW Naturally cooled IM B5 (V1, V3) power/signal connectors Connector can be rotated by 270Â° ABSOLUTE ENCODER ENDAT 2048 P/REV (ENCODER A-2048); PERFORMANCE REDUCTION BY 10% DUE TO ABSOLUTE ENCODER; PLAIN SHAFT, TOLERANCE N; WITH HOLDING BRAKE DEGREE OF PROTECTION IP64 | - | 0 | 7
1FK7043-7AH71-1EH2 |  | 1FK7043-7AH71-1EH2 | 1 | UN | 1 | 60 | X | D | N | N | 85015220 | 1 |  | 6.902 | KG | 1986.84 | 1986.84 | MC05 | MC05 | SIMOTICS S Synchronous servo motor 1FK7 High Dynamic, 3.1Nm 100K, 4500rpm, 1.23kW Naturally cooled IM B5 (V1, V3) power/signal connectors Connector can be rotated by 270Â° ABSOLUTE ENCODER ENDAT 2048 P/REV (ENCODER A-2048); PERFORMANCE REDUCTION BY 10% DUE TO ABSOLUTE ENCODER; PLAIN SHAFT, TOLERANCE N; WITH HOLDING BRAKE DEGREE OF PROTECTION IP65 FLANGE ON DRIVE END IP67 | - | 0 | 0
1FK7043-7AH71-1EH3 |  | 1FK7043-7AH71-1EH3 | 1 | UN | 1 | 60 | X | D | N | N | 85015220 | 1 |  | 6.902 | KG | 1947.68 | 1947.68 | MC05 | MC05 | SIMOTICS S Synchronous servo motor 1FK7 High Dynamic, 3.1Nm 100K, 4500rpm, 1.23kW Naturally cooled IM B5 (V1, V3) power/signal connectors Connector can be rotated by 270Â° ABSOLUTE ENCODER ENDAT 2048 P/REV (ENCODER A-2048); PERFORMANCE REDUCTION BY 10% DUE TO ABSOLUTE ENCODER; PLAIN SHAFT, TOLERANCE N; WITH HOLDING BRAKE DEGREE OF PROTECTION IP64; PAINT FINISH RAL7016 | - | 0 | 0
1FK7043-7AH71-1EH5 |  | 1FK7043-7AH71-1EH5 | 1 | UN | 1 | 60 | X | D | N | N | 85015220 | 1 |  | 6.902 | KG | 2023.63 | 2023.63 | MC05 | MC05 | SIMOTICS S Synchronous servo motor 1FK7 High Dynamic, 3.1Nm 100K, 4500rpm, 1.23kW Naturally cooled IM B5 (V1, V3) power/signal connectors Connector can be rotated by 270Â° ABSOLUTE ENCODER ENDAT 2048 P/REV (ENCODER A-2048); PERFORMANCE REDUCTION BY 10% DUE TO ABSOLUTE ENCODER; PLAIN SHAFT, TOLERANCE N; WITH HOLDING BRAKE DEGREE OF PROTECTION IP65 AS FLANGE IP67; PAINT FINISH RAL7016 | - | 0 | 0
1FK7043-7AH71-1EH8 |  | 1FK7043-7AH71-1EH8 | 1 | UN | 1 | 60 | X | D | N | N | 85015220 | 1 |  | 6.902 | KG | 2104.84 | 2104.84 | MC05 | MC05 | SIMOTICS S Synchronous servo motor 1FK7 High Dynamic, 3.1Nm 100K, 4500rpm, 1.23kW Naturally cooled IM B5 (V1, V3) power/signal connectors Connector can be rotated by 270Â° ABSOLUTE ENCODER ENDAT 2048 P/REV (ENCODER A-2048); PERFORMANCE REDUCTION BY 10% DUE TO ABSOLUTE ENCODER; PLAIN SHAFT, TOLERANCE N; WITH HOLDING BRAKE DEGREE OF PROTECTION IP65 IP67 D-END FLANGE; RAL7016 COATING; METALLIC RATING PLATE AT MOTOR | - | 0 | 0
1FK7043-7AH71-1FA0 |  | 1FK7043-7AH71-1FA0 | 1 | UN | 1 | 60 | X | D | N | N | 85015220 | 1 |  | 6.303 | KG | 1964.74 | 1964.74 | MC05 | MC05 | SIMOTICS S Synchronous servo motor 1FK7 High Dynamic, 3.1Nm 100K, 4500rpm, 1.23kW Naturally cooled IM B5 (V1, V3) power/signal connectors Connector can be rotated by 270Â° ABSOLUTE ENCODER 2048 P/REV (ENCODER A-2048) WITH DRIVE-CLIQ INTERFACE; PERFORMANCE REDUCTION BY 10% DUE TO ABSOLUTE ENCODER; SHAFT WITH FITTED KEY, TOLERANCE N; W/O HOLDING BRAKE DEGREE OF PROTECTION IP64 | - | 0 | 0
1FK7043-7AH71-1FA2 |  | 1FK7043-7AH71-1FA2 | 1 | UN | 1 | 60 | X | D | N | N | 85015220 | 1 |  | 6.303 | KG | 2040.71 | 2040.71 | MC05 | MC05 | SIMOTICS S Synchronous servo motor 1FK7 High Dynamic, 3.1Nm 100K, 4500rpm, 1.23kW Naturally cooled IM B5 (V1, V3) power/signal connectors Connector can be rotated by 270Â° ABSOLUTE ENCODER 2048 P/REV (ENCODER A-2048) WITH DRIVE-CLIQ INTERFACE; PERFORMANCE REDUCTION BY 10% DUE TO ABSOLUTE ENCODER; SHAFT WITH FITTED KEY, TOLERANCE N; W/O HOLDING BRAKE DEGREE OF PROTECTION IP65 FLANGE ON DRIVE END IP67 | - | 0 | 0
1FK7043-7AH71-1FA3 |  | 1FK7043-7AH71-1FA3 | 1 | UN | 1 | 60 | X | D | N | N | 85015220 | 1 |  | 6.303 | KG | 2001.55 | 2001.55 | MC05 | MC05 | SIMOTICS S Synchronous servo motor 1FK7 High Dynamic, 3.1Nm 100K, 4500rpm, 1.23kW Naturally cooled IM B5 (V1, V3) power/signal connectors Connector can be rotated by 270Â° ABSOLUTE ENCODER 2048 P/REV (ENCODER A-2048) WITH DRIVE-CLIQ INTERFACE; PERFORMANCE REDUCTION BY 10% DUE TO ABSOLUTE ENCODER; SHAFT WITH FITTED KEY, TOLERANCE N; W/O HOLDING BRAKE DEGREE OF PROTECTION IP64; PAINT FINISH RAL7016 | - | 0 | 0
1FK7043-7AH71-1FA5 |  | 1FK7043-7AH71-1FA5 | 1 | UN | 1 | 60 | X | D | N | N | 85015220 | 1 |  | 6.303 | KG | 2077.5 | 2077.5 | MC05 | MC05 | SIMOTICS S Synchronous servo motor 1FK7 High Dynamic, 3.1Nm 100K, 4500rpm, 1.23kW Naturally cooled IM B5 (V1, V3) power/signal connectors Connector can be rotated by 270Â° ABSOLUTE ENCODER 2048 P/REV (ENCODER A-2048) WITH DRIVE-CLIQ INTERFACE; PERFORMANCE REDUCTION BY 10% DUE TO ABSOLUTE ENCODER; SHAFT WITH FITTED KEY, TOLERANCE N; W/O HOLDING BRAKE DEGREE OF PROTECTION IP65 AS FLANGE IP67; PAINT FINISH RAL7016 | - | 0 | 0
1FK7043-7AH71-1FA8 |  | 1FK7043-7AH71-1FA8 | 1 | UN | 1 | 60 | X | D | N | N | 85015220 | 1 |  | 6.303 | KG | 2158.71 | 2158.71 | MC05 | MC05 | SIMOTICS S Synchronous servo motor 1FK7 High Dynamic, 3.1Nm 100K, 4500rpm, 1.23kW Naturally cooled IM B5 (V1, V3) power/signal connectors Connector can be rotated by 270Â° ABSOLUTE ENCODER 2048 P/REV (ENCODER A-2048) WITH DRIVE-CLIQ INTERFACE; PERFORMANCE REDUCTION BY 10% DUE TO ABSOLUTE ENCODER; SHAFT WITH FITTED KEY, TOLERANCE N; W/O HOLDING BRAKE DEGREE OF PROTECTION IP65 IP67 D-END FLANGE; RAL7016 COATING; METALLIC RATING PLATE AT MOTOR | - | 0 | 0
1FK7043-7AH71-1FB0 |  | 1FK7043-7AH71-1FB0 | 1 | UN | 1 | 60 | X | D | N | N | 85015220 | 1 |  | 6.902 | KG | 2176.68 | 2176.68 | MC05 | MC05 | SIMOTICS S Synchronous servo motor 1FK7 High Dynamic, 3.1Nm 100K, 4500rpm, 1.23kW Naturally cooled IM B5 (V1, V3) power/signal connectors Connector can be rotated by 270Â° ABSOLUTE ENCODER 2048 P/REV (ENCODER A-2048) WITH DRIVE-CLIQ INTERFACE; PERFORMANCE REDUCTION BY 10% DUE TO ABSOLUTE ENCODER; SHAFT WITH FITTED KEY, TOLERANCE N; WITH HOLDING BRAKE DEGREE OF PROTECTION IP64 | - | 0 | 0
1FK7043-7AH71-1FB2 |  | 1FK7043-7AH71-1FB2 | 1 | UN | 1 | 60 | X | D | N | N | 85015220 | 1 |  | 6.902 | KG | 2252.65 | 2252.65 | MC05 | MC05 | SIMOTICS S Synchronous servo motor 1FK7 High Dynamic, 3.1Nm 100K, 4500rpm, 1.23kW Naturally cooled IM B5 (V1, V3) power/signal connectors Connector can be rotated by 270Â° ABSOLUTE ENCODER 2048 P/REV (ENCODER A-2048) WITH DRIVE-CLIQ INTERFACE; PERFORMANCE REDUCTION BY 10% DUE TO ABSOLUTE ENCODER; SHAFT WITH FITTED KEY, TOLERANCE N; WITH HOLDING BRAKE DEGREE OF PROTECTION IP65 FLANGE ON DRIVE END IP67 | - | 0 | 0
1FK7043-7AH71-1FB3 |  | 1FK7043-7AH71-1FB3 | 1 | UN | 1 | 60 | X | D | N | N | 85015220 | 1 |  | 6.902 | KG | 2213.49 | 2213.49 | MC05 | MC05 | SIMOTICS S Synchronous servo motor 1FK7 High Dynamic, 3.1Nm 100K, 4500rpm, 1.23kW Naturally cooled IM B5 (V1, V3) power/signal connectors Connector can be rotated by 270Â° ABSOLUTE ENCODER 2048 P/REV (ENCODER A-2048) WITH DRIVE-CLIQ INTERFACE; PERFORMANCE REDUCTION BY 10% DUE TO ABSOLUTE ENCODER; SHAFT WITH FITTED KEY, TOLERANCE N; WITH HOLDING BRAKE DEGREE OF PROTECTION IP64; PAINT FINISH RAL7016 | - | 0 | 0
1FK7043-7AH71-1FB5 |  | 1FK7043-7AH71-1FB5 | 1 | UN | 1 | 60 | X | D | N | N | 85015220 | 1 |  | 6.902 | KG | 2289.44 | 2289.44 | MC05 | MC05 | SIMOTICS S Synchronous servo motor 1FK7 High Dynamic, 3.1Nm 100K, 4500rpm, 1.23kW Naturally cooled IM B5 (V1, V3) power/signal connectors Connector can be rotated by 270Â° ABSOLUTE ENCODER 2048 P/REV (ENCODER A-2048) WITH DRIVE-CLIQ INTERFACE; PERFORMANCE REDUCTION BY 10% DUE TO ABSOLUTE ENCODER; SHAFT WITH FITTED KEY, TOLERANCE N; WITH HOLDING BRAKE DEGREE OF PROTECTION IP65 AS FLANGE IP67; PAINT FINISH RAL7016 | - | 0 | 0
1FK7043-7AH71-1FB8 |  | 1FK7043-7AH71-1FB8 | 1 | UN | 1 | 60 | X | D | N | N | 85015220 | 1 |  | 6.902 | KG | 2370.65 | 2370.65 | MC05 | MC05 | SIMOTICS S Synchronous servo motor 1FK7 High Dynamic, 3.1Nm 100K, 4500rpm, 1.23kW Naturally cooled IM B5 (V1, V3) power/signal connectors Connector can be rotated by 270Â° ABSOLUTE ENCODER 2048 P/REV (ENCODER A-2048) WITH DRIVE-CLIQ INTERFACE; PERFORMANCE REDUCTION BY 10% DUE TO ABSOLUTE ENCODER; SHAFT WITH FITTED KEY, TOLERANCE N; WITH HOLDING BRAKE DEGREE OF PROTECTION IP65 IP67 D-END FLANGE; RAL7016 COATING; METALLIC RATING PLATE AT MOTOR | - | 0 | 0
1FK7043-7AH71-1FG0 |  | 1FK7043-7AH71-1FG0 | 1 | UN | 1 | 60 | X | D | N | N | 85015220 | 1 |  | 6.303 | KG | 1894.69 | 1894.69 | MC05 | MC05 | SIMOTICS S Synchronous servo motor 1FK7 High Dynamic, 3.1Nm 100K, 4500rpm, 1.23kW Naturally cooled IM B5 (V1, V3) power/signal connectors Connector can be rotated by 270Â° ABSOLUTE ENCODER 2048 P/REV (ENCODER A-2048) WITH DRIVE-CLIQ INTERFACE; PERFORMANCE REDUCTION BY 10% DUE TO ABSOLUTE ENCODER; PLAIN SHAFT, TOLERANCE N; W/O HOLDING BRAKE DEGREE OF PROTECTION IP64 | - | 0 | 0
1FK7043-7AH71-1FG2 |  | 1FK7043-7AH71-1FG2 | 1 | UN | 1 | 60 | X | D | N | N | 85015220 | 1 |  | 6.303 | KG | 1970.66 | 1970.66 | MC05 | MC05 | SIMOTICS S Synchronous servo motor 1FK7 High Dynamic, 3.1Nm 100K, 4500rpm, 1.23kW Naturally cooled IM B5 (V1, V3) power/signal connectors Connector can be rotated by 270Â° ABSOLUTE ENCODER 2048 P/REV (ENCODER A-2048) WITH DRIVE-CLIQ INTERFACE; PERFORMANCE REDUCTION BY 10% DUE TO ABSOLUTE ENCODER; PLAIN SHAFT, TOLERANCE N; W/O HOLDING BRAKE DEGREE OF PROTECTION IP65 FLANGE ON DRIVE END IP67 | - | 0 | 0
1FK7043-7AH71-1FG3 |  | 1FK7043-7AH71-1FG3 | 1 | UN | 1 | 60 | X | D | N | N | 85015220 | 1 |  | 6.303 | KG | 1931.5 | 1931.5 | MC05 | MC05 | SIMOTICS S Synchronous servo motor 1FK7 High Dynamic, 3.1Nm 100K, 4500rpm, 1.23kW Naturally cooled IM B5 (V1, V3) power/signal connectors Connector can be rotated by 270Â° ABSOLUTE ENCODER 2048 P/REV (ENCODER A-2048) WITH DRIVE-CLIQ INTERFACE; PERFORMANCE REDUCTION BY 10% DUE TO ABSOLUTE ENCODER; PLAIN SHAFT, TOLERANCE N; W/O HOLDING BRAKE DEGREE OF PROTECTION IP64; PAINT FINISH RAL7016 | - | 0 | 0
1FK7043-7AH71-1FG5 |  | 1FK7043-7AH71-1FG5 | 1 | UN | 1 | 60 | X | D | N | N | 85015220 | 1 |  | 6.303 | KG | 2007.45 | 2007.45 | MC05 | MC05 | SIMOTICS S Synchronous servo motor 1FK7 High Dynamic, 3.1Nm 100K, 4500rpm, 1.23kW Naturally cooled IM B5 (V1, V3) power/signal connectors Connector can be rotated by 270Â° ABSOLUTE ENCODER 2048 P/REV (ENCODER A-2048) WITH DRIVE-CLIQ INTERFACE; PERFORMANCE REDUCTION BY 10% DUE TO ABSOLUTE ENCODER; PLAIN SHAFT, TOLERANCE N; W/O HOLDING BRAKE DEGREE OF PROTECTION IP65 AS FLANGE IP67; PAINT FINISH RAL7016 | - | 0 | 0
1FK7043-7AH71-1FG8 |  | 1FK7043-7AH71-1FG8 | 1 | UN | 1 | 60 | X | D | N | N | 85015220 | 1 |  | 6.303 | KG | 2088.66 | 2088.66 | MC05 | MC05 | SIMOTICS S Synchronous servo motor 1FK7 High Dynamic, 3.1Nm 100K, 4500rpm, 1.23kW Naturally cooled IM B5 (V1, V3) power/signal connectors Connector can be rotated by 270Â° ABSOLUTE ENCODER 2048 P/REV (ENCODER A-2048) WITH DRIVE-CLIQ INTERFACE; PERFORMANCE REDUCTION BY 10% DUE TO ABSOLUTE ENCODER; PLAIN SHAFT, TOLERANCE N; W/O HOLDING BRAKE DEGREE OF PROTECTION IP65 IP67 D-END FLANGE; RAL7016 COATING; METALLIC RATING PLATE AT MOTOR | - | 0 | 0
1FK7043-7AH71-1FH0 |  | 1FK7043-7AH71-1FH0 | 1 | UN | 1 | 60 | X | D | N | N | 85015220 | 1 |  | 6.902 | KG | 2104.82 | 2104.82 | MC05 | MC05 | SIMOTICS S Synchronous servo motor 1FK7 High Dynamic, 3.1Nm 100K, 4500rpm, 1.23kW Naturally cooled IM B5 (V1, V3) power/signal connectors Connector can be rotated by 270Â° ABSOLUTE ENCODER 2048 P/REV (ENCODER A-2048) WITH DRIVE-CLIQ INTERFACE; PERFORMANCE REDUCTION BY 10% DUE TO ABSOLUTE ENCODER; PLAIN SHAFT, TOLERANCE N; WITH HOLDING BRAKE DEGREE OF PROTECTION IP64 | - | 0 | 0
1FK7043-7AH71-1FH2 |  | 1FK7043-7AH71-1FH2 | 1 | UN | 1 | 60 | X | D | N | N | 85015220 | 1 |  | 6.902 | KG | 2180.79 | 2180.79 | MC05 | MC05 | SIMOTICS S Synchronous servo motor 1FK7 High Dynamic, 3.1Nm 100K, 4500rpm, 1.23kW Naturally cooled IM B5 (V1, V3) power/signal connectors Connector can be rotated by 270Â° ABSOLUTE ENCODER 2048 P/REV (ENCODER A-2048) WITH DRIVE-CLIQ INTERFACE; PERFORMANCE REDUCTION BY 10% DUE TO ABSOLUTE ENCODER; PLAIN SHAFT, TOLERANCE N; WITH HOLDING BRAKE DEGREE OF PROTECTION IP65 FLANGE ON DRIVE END IP67 | - | 0 | 0
1FK7043-7AH71-1FH3 |  | 1FK7043-7AH71-1FH3 | 1 | UN | 1 | 60 | X | D | N | N | 85015220 | 1 |  | 6.902 | KG | 2141.63 | 2141.63 | MC05 | MC05 | SIMOTICS S Synchronous servo motor 1FK7 High Dynamic, 3.1Nm 100K, 4500rpm, 1.23kW Naturally cooled IM B5 (V1, V3) power/signal connectors Connector can be rotated by 270Â° ABSOLUTE ENCODER 2048 P/REV (ENCODER A-2048) WITH DRIVE-CLIQ INTERFACE; PERFORMANCE REDUCTION BY 10% DUE TO ABSOLUTE ENCODER; PLAIN SHAFT, TOLERANCE N; WITH HOLDING BRAKE DEGREE OF PROTECTION IP64; PAINT FINISH RAL7016 | - | 0 | 0
1FK7043-7AH71-1FH5 |  | 1FK7043-7AH71-1FH5 | 1 | UN | 1 | 60 | X | D | N | N | 85015220 | 1 |  | 6.902 | KG | 2217.58 | 2217.58 | MC05 | MC05 | SIMOTICS S Synchronous servo motor 1FK7 High Dynamic, 3.1Nm 100K, 4500rpm, 1.23kW Naturally cooled IM B5 (V1, V3) power/signal connectors Connector can be rotated by 270Â° ABSOLUTE ENCODER 2048 P/REV (ENCODER A-2048) WITH DRIVE-CLIQ INTERFACE; PERFORMANCE REDUCTION BY 10% DUE TO ABSOLUTE ENCODER; PLAIN SHAFT, TOLERANCE N; WITH HOLDING BRAKE DEGREE OF PROTECTION IP65 AS FLANGE IP67; PAINT FINISH RAL7016 | - | 0 | 0
1FK7043-7AH71-1FH8 |  | 1FK7043-7AH71-1FH8 | 1 | UN | 1 | 60 | X | D | N | N | 85015220 | 1 |  | 6.902 | KG | 2298.79 | 2298.79 | MC05 | MC05 | SIMOTICS S Synchronous servo motor 1FK7 High Dynamic, 3.1Nm 100K, 4500rpm, 1.23kW Naturally cooled IM B5 (V1, V3) power/signal connectors Connector can be rotated by 270Â° ABSOLUTE ENCODER 2048 P/REV (ENCODER A-2048) WITH DRIVE-CLIQ INTERFACE; PERFORMANCE REDUCTION BY 10% DUE TO ABSOLUTE ENCODER; PLAIN SHAFT, TOLERANCE N; WITH HOLDING BRAKE DEGREE OF PROTECTION IP65 IP67 D-END FLANGE; RAL7016 COATING; METALLIC RATING PLATE AT MOTOR | - | 0 | 0
1FK7043-7AH71-1GA0 |  | 1FK7043-7AH71-1GA0 | 1 | UN | 1 | 60 | X | D | N | N | 85015220 | 1 |  | 6.303 | KG | 1350.52 | 1350.52 | MC05 | MC05 | SIMOTICS S Synchronous servo motor 1FK7 High Dynamic, 3.1Nm 100K, 4500rpm, 1.23kW Naturally cooled IM B5 (V1, V3) power/signal connectors Connector can be rotated by 270Â° BASIC ABSOLUTE ENCODER 32 P/REV (ENCODER A-32); PERFORMANCE REDUCTION BY 10% DUE TO ABSOLUTE ENCODER; SHAFT WITH FITTED KEY, TOLERANCE N; W/O HOLDING BRAKE DEGREE OF PROTECTION IP64 | - | 0 | 0
1FK7043-7AH71-1GA2 |  | 1FK7043-7AH71-1GA2 | 1 | UN | 1 | 60 | X | D | N | N | 85015220 | 1 |  | 6.303 | KG | 1426.49 | 1426.49 | MC05 | MC05 | SIMOTICS S Synchronous servo motor 1FK7 High Dynamic, 3.1Nm 100K, 4500rpm, 1.23kW Naturally cooled IM B5 (V1, V3) power/signal connectors Connector can be rotated by 270Â° BASIC ABSOLUTE ENCODER 32 P/REV (ENCODER A-32); PERFORMANCE REDUCTION BY 10% DUE TO ABSOLUTE ENCODER; SHAFT WITH FITTED KEY, TOLERANCE N; W/O HOLDING BRAKE DEGREE OF PROTECTION IP65 FLANGE ON DRIVE END IP67 | - | 0 | 0
1FK7043-7AH71-1GA3 |  | 1FK7043-7AH71-1GA3 | 1 | UN | 1 | 60 | X | D | N | N | 85015220 | 1 |  | 6.303 | KG | 1387.33 | 1387.33 | MC05 | MC05 | SIMOTICS S Synchronous servo motor 1FK7 High Dynamic, 3.1Nm 100K, 4500rpm, 1.23kW Naturally cooled IM B5 (V1, V3) power/signal connectors Connector can be rotated by 270Â° BASIC ABSOLUTE ENCODER 32 P/REV (ENCODER A-32); PERFORMANCE REDUCTION BY 10% DUE TO ABSOLUTE ENCODER; SHAFT WITH FITTED KEY, TOLERANCE N; W/O HOLDING BRAKE DEGREE OF PROTECTION IP64; PAINT FINISH RAL7016 | - | 0 | 0
1FK7043-7AH71-1GA5 |  | 1FK7043-7AH71-1GA5 | 1 | UN | 1 | 60 | X | D | N | N | 85015220 | 1 |  | 6.303 | KG | 1463.28 | 1463.28 | MC05 | MC05 | SIMOTICS S Synchronous servo motor 1FK7 High Dynamic, 3.1Nm 100K, 4500rpm, 1.23kW Naturally cooled IM B5 (V1, V3) power/signal connectors Connector can be rotated by 270Â° BASIC ABSOLUTE ENCODER 32 P/REV (ENCODER A-32); PERFORMANCE REDUCTION BY 10% DUE TO ABSOLUTE ENCODER; SHAFT WITH FITTED KEY, TOLERANCE N; W/O HOLDING BRAKE DEGREE OF PROTECTION IP65 AS FLANGE IP67; PAINT FINISH RAL7016 | - | 0 | 0
1FK7043-7AH71-1GA8 |  | 1FK7043-7AH71-1GA8 | 1 | UN | 1 | 60 | X | D | N | N | 85015220 | 1 |  | 6.303 | KG | 1544.49 | 1544.49 | MC05 | MC05 | SIMOTICS S Synchronous servo motor 1FK7 High Dynamic, 3.1Nm 100K, 4500rpm, 1.23kW Naturally cooled IM B5 (V1, V3) power/signal connectors Connector can be rotated by 270Â° BASIC ABSOLUTE ENCODER 32 P/REV (ENCODER A-32); PERFORMANCE REDUCTION BY 10% DUE TO ABSOLUTE ENCODER; SHAFT WITH FITTED KEY, TOLERANCE N; W/O HOLDING BRAKE DEGREE OF PROTECTION IP65 IP67 D-END FLANGE; RAL7016 COATING; METALLIC RATING PLATE AT MOTOR | - | 0 | 0
1FK7043-7AH71-1GB0 |  | 1FK7043-7AH71-1GB0 | 1 | UN | 1 | 60 | X | D | N | N | 85015220 | 1 |  | 6.902 | KG | 1562.46 | 1562.46 | MC05 | MC05 | SIMOTICS S Synchronous servo motor 1FK7 High Dynamic, 3.1Nm 100K, 4500rpm, 1.23kW Naturally cooled IM B5 (V1, V3) power/signal connectors Connector can be rotated by 270Â° BASIC ABSOLUTE ENCODER 32 P/REV (ENCODER A-32); PERFORMANCE REDUCTION BY 10% DUE TO ABSOLUTE ENCODER; SHAFT WITH FITTED KEY, TOLERANCE N; WITH HOLDING BRAKE DEGREE OF PROTECTION IP64 | - | 0 | 0
1FK7043-7AH71-1GB2 |  | 1FK7043-7AH71-1GB2 | 1 | UN | 1 | 60 | X | D | N | N | 85015220 | 1 |  | 6.902 | KG | 1638.43 | 1638.43 | MC05 | MC05 | SIMOTICS S Synchronous servo motor 1FK7 High Dynamic, 3.1Nm 100K, 4500rpm, 1.23kW Naturally cooled IM B5 (V1, V3) power/signal connectors Connector can be rotated by 270Â° BASIC ABSOLUTE ENCODER 32 P/REV (ENCODER A-32); PERFORMANCE REDUCTION BY 10% DUE TO ABSOLUTE ENCODER; SHAFT WITH FITTED KEY, TOLERANCE N; WITH HOLDING BRAKE DEGREE OF PROTECTION IP65 FLANGE ON DRIVE END IP67 | - | 0 | 0
1FK7043-7AH71-1GB3 |  | 1FK7043-7AH71-1GB3 | 1 | UN | 1 | 60 | X | D | N | N | 85015220 | 1 |  | 6.902 | KG | 1599.27 | 1599.27 | MC05 | MC05 | SIMOTICS S Synchronous servo motor 1FK7 High Dynamic, 3.1Nm 100K, 4500rpm, 1.23kW Naturally cooled IM B5 (V1, V3) power/signal connectors Connector can be rotated by 270Â° BASIC ABSOLUTE ENCODER 32 P/REV (ENCODER A-32); PERFORMANCE REDUCTION BY 10% DUE TO ABSOLUTE ENCODER; SHAFT WITH FITTED KEY, TOLERANCE N; WITH HOLDING BRAKE DEGREE OF PROTECTION IP64; PAINT FINISH RAL7016 | - | 0 | 0
1FK7043-7AH71-1GB5 |  | 1FK7043-7AH71-1GB5 | 1 | UN | 1 | 60 | X | D | N | N | 85015220 | 1 |  | 6.902 | KG | 1675.22 | 1675.22 | MC05 | MC05 | SIMOTICS S Synchronous servo motor 1FK7 High Dynamic, 3.1Nm 100K, 4500rpm, 1.23kW Naturally cooled IM B5 (V1, V3) power/signal connectors Connector can be rotated by 270Â° BASIC ABSOLUTE ENCODER 32 P/REV (ENCODER A-32); PERFORMANCE REDUCTION BY 10% DUE TO ABSOLUTE ENCODER; SHAFT WITH FITTED KEY, TOLERANCE N; WITH HOLDING BRAKE DEGREE OF PROTECTION IP65 AS FLANGE IP67; PAINT FINISH RAL7016 | - | 0 | 0
1FK7043-7AH71-1GB8 |  | 1FK7043-7AH71-1GB8 | 1 | UN | 1 | 60 | X | D | N | N | 85015220 | 1 |  | 6.902 | KG | 1756.43 | 1756.43 | MC05 | MC05 | SIMOTICS S Synchronous servo motor 1FK7 High Dynamic, 3.1Nm 100K, 4500rpm, 1.23kW Naturally cooled IM B5 (V1, V3) power/signal connectors Connector can be rotated by 270Â° BASIC ABSOLUTE ENCODER 32 P/REV (ENCODER A-32); PERFORMANCE REDUCTION BY 10% DUE TO ABSOLUTE ENCODER; SHAFT WITH FITTED KEY, TOLERANCE N; WITH HOLDING BRAKE DEGREE OF PROTECTION IP65 IP67 D-END FLANGE; RAL7016 COATING; METALLIC RATING PLATE AT MOTOR | - | 0 | 0
1FK7043-7AH71-1GG0 |  | 1FK7043-7AH71-1GG0 | 1 | UN | 1 | 60 | X | D | N | N | 85015220 | 1 |  | 6.303 | KG | 1280.47 | 1280.47 | MC05 | MC05 | SIMOTICS S Synchronous servo motor 1FK7 High Dynamic, 3.1Nm 100K, 4500rpm, 1.23kW Naturally cooled IM B5 (V1, V3) power/signal connectors Connector can be rotated by 270Â° BASIC ABSOLUTE ENCODER 32 P/REV (ENCODER A-32); PERFORMANCE REDUCTION BY 10% DUE TO ABSOLUTE ENCODER; PLAIN SHAFT, TOLERANCE N; W/O HOLDING BRAKE DEGREE OF PROTECTION IP64 | - | 0 | 0
1FK7043-7AH71-1GG2 |  | 1FK7043-7AH71-1GG2 | 1 | UN | 1 | 60 | X | D | N | N | 85015220 | 1 |  | 6.303 | KG | 1356.44 | 1356.44 | MC05 | MC05 | SIMOTICS S Synchronous servo motor 1FK7 High Dynamic, 3.1Nm 100K, 4500rpm, 1.23kW Naturally cooled IM B5 (V1, V3) power/signal connectors Connector can be rotated by 270Â° BASIC ABSOLUTE ENCODER 32 P/REV (ENCODER A-32); PERFORMANCE REDUCTION BY 10% DUE TO ABSOLUTE ENCODER; PLAIN SHAFT, TOLERANCE N; W/O HOLDING BRAKE DEGREE OF PROTECTION IP65 FLANGE ON DRIVE END IP67 | - | 0 | 0
1FK7043-7AH71-1GG3 |  | 1FK7043-7AH71-1GG3 | 1 | UN | 1 | 60 | X | D | N | N | 85015220 | 1 |  | 6.303 | KG | 1317.28 | 1317.28 | MC05 | MC05 | SIMOTICS S Synchronous servo motor 1FK7 High Dynamic, 3.1Nm 100K, 4500rpm, 1.23kW Naturally cooled IM B5 (V1, V3) power/signal connectors Connector can be rotated by 270Â° BASIC ABSOLUTE ENCODER 32 P/REV (ENCODER A-32); PERFORMANCE REDUCTION BY 10% DUE TO ABSOLUTE ENCODER; PLAIN SHAFT, TOLERANCE N; W/O HOLDING BRAKE DEGREE OF PROTECTION IP64; PAINT FINISH RAL7016 | - | 0 | 0
1FK7043-7AH71-1GG5 |  | 1FK7043-7AH71-1GG5 | 1 | UN | 1 | 60 | X | D | N | N | 85015220 | 1 |  | 6.303 | KG | 1393.23 | 1393.23 | MC05 | MC05 | SIMOTICS S Synchronous servo motor 1FK7 High Dynamic, 3.1Nm 100K, 4500rpm, 1.23kW Naturally cooled IM B5 (V1, V3) power/signal connectors Connector can be rotated by 270Â° BASIC ABSOLUTE ENCODER 32 P/REV (ENCODER A-32); PERFORMANCE REDUCTION BY 10% DUE TO ABSOLUTE ENCODER; PLAIN SHAFT, TOLERANCE N; W/O HOLDING BRAKE DEGREE OF PROTECTION IP65 AS FLANGE IP67; PAINT FINISH RAL7016 | - | 0 | 0
1FK7043-7AH71-1GG8 |  | 1FK7043-7AH71-1GG8 | 1 | UN | 1 | 60 | X | D | N | N | 85015220 | 1 |  | 6.303 | KG | 1474.44 | 1474.44 | MC05 | MC05 | SIMOTICS S Synchronous servo motor 1FK7 High Dynamic, 3.1Nm 100K, 4500rpm, 1.23kW Naturally cooled IM B5 (V1, V3) power/signal connectors Connector can be rotated by 270Â° BASIC ABSOLUTE ENCODER 32 P/REV (ENCODER A-32); PERFORMANCE REDUCTION BY 10% DUE TO ABSOLUTE ENCODER; PLAIN SHAFT, TOLERANCE N; W/O HOLDING BRAKE DEGREE OF PROTECTION IP65 IP67 D-END FLANGE; RAL7016 COATING; METALLIC RATING PLATE AT MOTOR | - | 0 | 0
1FK7043-7AH71-1GH0 |  | 1FK7043-7AH71-1GH0 | 1 | UN | 1 | 60 | X | D | N | N | 85015220 | 1 |  | 6.902 | KG | 1490.6 | 1490.6 | MC05 | MC05 | SIMOTICS S Synchronous servo motor 1FK7 High Dynamic, 3.1Nm 100K, 4500rpm, 1.23kW Naturally cooled IM B5 (V1, V3) power/signal connectors Connector can be rotated by 270Â° BASIC ABSOLUTE ENCODER 32 P/REV (ENCODER A-32); PERFORMANCE REDUCTION BY 10% DUE TO ABSOLUTE ENCODER; PLAIN SHAFT, TOLERANCE N; WITH HOLDING BRAKE DEGREE OF PROTECTION IP64 | - | 0 | 0
1FK7043-7AH71-1GH2 |  | 1FK7043-7AH71-1GH2 | 1 | UN | 1 | 60 | X | D | N | N | 85015220 | 1 |  | 6.902 | KG | 1566.57 | 1566.57 | MC05 | MC05 | SIMOTICS S Synchronous servo motor 1FK7 High Dynamic, 3.1Nm 100K, 4500rpm, 1.23kW Naturally cooled IM B5 (V1, V3) power/signal connectors Connector can be rotated by 270Â° BASIC ABSOLUTE ENCODER 32 P/REV (ENCODER A-32); PERFORMANCE REDUCTION BY 10% DUE TO ABSOLUTE ENCODER; PLAIN SHAFT, TOLERANCE N; WITH HOLDING BRAKE DEGREE OF PROTECTION IP65 FLANGE ON DRIVE END IP67 | - | 0 | 0
1FK7043-7AH71-1GH3 |  | 1FK7043-7AH71-1GH3 | 1 | UN | 1 | 60 | X | D | N | N | 85015220 | 1 |  | 6.902 | KG | 1527.41 | 1527.41 | MC05 | MC05 | SIMOTICS S Synchronous servo motor 1FK7 High Dynamic, 3.1Nm 100K, 4500rpm, 1.23kW Naturally cooled IM B5 (V1, V3) power/signal connectors Connector can be rotated by 270Â° BASIC ABSOLUTE ENCODER 32 P/REV (ENCODER A-32); PERFORMANCE REDUCTION BY 10% DUE TO ABSOLUTE ENCODER; PLAIN SHAFT, TOLERANCE N; WITH HOLDING BRAKE DEGREE OF PROTECTION IP64; PAINT FINISH RAL7016 | - | 0 | 0
1FK7043-7AH71-1GH5 |  | 1FK7043-7AH71-1GH5 | 1 | UN | 1 | 60 | X | D | N | N | 85015220 | 1 |  | 6.902 | KG | 1603.36 | 1603.36 | MC05 | MC05 | SIMOTICS S Synchronous servo motor 1FK7 High Dynamic, 3.1Nm 100K, 4500rpm, 1.23kW Naturally cooled IM B5 (V1, V3) power/signal connectors Connector can be rotated by 270Â° BASIC ABSOLUTE ENCODER 32 P/REV (ENCODER A-32); PERFORMANCE REDUCTION BY 10% DUE TO ABSOLUTE ENCODER; PLAIN SHAFT, TOLERANCE N; WITH HOLDING BRAKE DEGREE OF PROTECTION IP65 AS FLANGE IP67; PAINT FINISH RAL7016 | - | 0 | 0
1FK7043-7AH71-1GH8 |  | 1FK7043-7AH71-1GH8 | 1 | UN | 1 | 60 | X | D | N | N | 85015220 | 1 |  | 6.902 | KG | 1684.57 | 1684.57 | MC05 | MC05 | SIMOTICS S Synchronous servo motor 1FK7 High Dynamic, 3.1Nm 100K, 4500rpm, 1.23kW Naturally cooled IM B5 (V1, V3) power/signal connectors Connector can be rotated by 270Â° BASIC ABSOLUTE ENCODER 32 P/REV (ENCODER A-32); PERFORMANCE REDUCTION BY 10% DUE TO ABSOLUTE ENCODER; PLAIN SHAFT, TOLERANCE N; WITH HOLDING BRAKE DEGREE OF PROTECTION IP65 IP67 D-END FLANGE; RAL7016 COATING; METALLIC RATING PLATE AT MOTOR | - | 0 | 0
1FK7043-7AH71-1KA0 |  | 1FK7043-7AH71-1KA0 | 1 | UN | 1 | 60 | X | D | N | N | 85015220 | 1 |  | 6.303 | KG | 1544.49 | 1544.49 | MC05 | MC05 | SIMOTICS S Synchronous servo motor 1FK7 High Dynamic, 3.1Nm 100K, 4500rpm, 1.23kW Naturally cooled IM B5 (V1, V3) power/signal connectors Connector can be rotated by 270Â° BASIC ABSOLUTE ENCODER 32 P/REV (ENCODER A-32) WITH DRIVE-CLIQ INTERFACE; PERFORMANCE REDUCTION BY 10% DUE TO ABSOLUTE ENCODER; SHAFT WITH FITTED KEY, TOLERANCE N; W/O HOLDING BRAKE DEGREE OF PROTECTION IP64 | - | 0 | 0
1FK7043-7AH71-1KA2 |  | 1FK7043-7AH71-1KA2 | 1 | UN | 1 | 60 | X | D | N | N | 85015220 | 1 |  | 6.303 | KG | 1620.46 | 1620.46 | MC05 | MC05 | SIMOTICS S Synchronous servo motor 1FK7 High Dynamic, 3.1Nm 100K, 4500rpm, 1.23kW Naturally cooled IM B5 (V1, V3) power/signal connectors Connector can be rotated by 270Â° BASIC ABSOLUTE ENCODER 32 P/REV (ENCODER A-32) WITH DRIVE-CLIQ INTERFACE; PERFORMANCE REDUCTION BY 10% DUE TO ABSOLUTE ENCODER; SHAFT WITH FITTED KEY, TOLERANCE N; W/O HOLDING BRAKE DEGREE OF PROTECTION IP65 FLANGE ON DRIVE END IP67 | - | 0 | 0
1FK7043-7AH71-1KA3 |  | 1FK7043-7AH71-1KA3 | 1 | UN | 1 | 60 | X | D | N | N | 85015220 | 1 |  | 6.303 | KG | 1581.3 | 1581.3 | MC05 | MC05 | SIMOTICS S Synchronous servo motor 1FK7 High Dynamic, 3.1Nm 100K, 4500rpm, 1.23kW Naturally cooled IM B5 (V1, V3) power/signal connectors Connector can be rotated by 270Â° BASIC ABSOLUTE ENCODER 32 P/REV (ENCODER A-32) WITH DRIVE-CLIQ INTERFACE; PERFORMANCE REDUCTION BY 10% DUE TO ABSOLUTE ENCODER; SHAFT WITH FITTED KEY, TOLERANCE N; W/O HOLDING BRAKE DEGREE OF PROTECTION IP64; PAINT FINISH RAL7016 | - | 0 | 0
1FK7043-7AH71-1KA5 |  | 1FK7043-7AH71-1KA5 | 1 | UN | 1 | 60 | X | D | N | N | 85015220 | 1 |  | 6.303 | KG | 1657.25 | 1657.25 | MC05 | MC05 | SIMOTICS S Synchronous servo motor 1FK7 High Dynamic, 3.1Nm 100K, 4500rpm, 1.23kW Naturally cooled IM B5 (V1, V3) power/signal connectors Connector can be rotated by 270Â° BASIC ABSOLUTE ENCODER 32 P/REV (ENCODER A-32) WITH DRIVE-CLIQ INTERFACE; PERFORMANCE REDUCTION BY 10% DUE TO ABSOLUTE ENCODER; SHAFT WITH FITTED KEY, TOLERANCE N; W/O HOLDING BRAKE DEGREE OF PROTECTION IP65 AS FLANGE IP67; PAINT FINISH RAL7016 | - | 0 | 0
1FK7043-7AH71-1KA8 |  | 1FK7043-7AH71-1KA8 | 1 | UN | 1 | 60 | X | D | N | N | 85015220 | 1 |  | 6.303 | KG | 1738.46 | 1738.46 | MC05 | MC05 | SIMOTICS S Synchronous servo motor 1FK7 High Dynamic, 3.1Nm 100K, 4500rpm, 1.23kW Naturally cooled IM B5 (V1, V3) power/signal connectors Connector can be rotated by 270Â° BASIC ABSOLUTE ENCODER 32 P/REV (ENCODER A-32) WITH DRIVE-CLIQ INTERFACE; PERFORMANCE REDUCTION BY 10% DUE TO ABSOLUTE ENCODER; SHAFT WITH FITTED KEY, TOLERANCE N; W/O HOLDING BRAKE DEGREE OF PROTECTION IP65 IP67 D-END FLANGE; RAL7016 COATING; METALLIC RATING PLATE AT MOTOR | - | 0 | 0
1FK7043-7AH71-1KB0 |  | 1FK7043-7AH71-1KB0 | 1 | UN | 1 | 60 | X | D | N | N | 85015220 | 1 |  | 6.902 | KG | 1756.43 | 1756.43 | MC05 | MC05 | SIMOTICS S Synchronous servo motor 1FK7 High Dynamic, 3.1Nm 100K, 4500rpm, 1.23kW Naturally cooled IM B5 (V1, V3) power/signal connectors Connector can be rotated by 270Â° BASIC ABSOLUTE ENCODER 32 P/REV (ENCODER A-32) WITH DRIVE-CLIQ INTERFACE; PERFORMANCE REDUCTION BY 10% DUE TO ABSOLUTE ENCODER; SHAFT WITH FITTED KEY, TOLERANCE N; WITH HOLDING BRAKE DEGREE OF PROTECTION IP64 | - | 0 | 0
1FK7043-7AH71-1KB2 |  | 1FK7043-7AH71-1KB2 | 1 | UN | 1 | 60 | X | D | N | N | 85015220 | 1 |  | 6.902 | KG | 1832.4 | 1832.4 | MC05 | MC05 | SIMOTICS S Synchronous servo motor 1FK7 High Dynamic, 3.1Nm 100K, 4500rpm, 1.23kW Naturally cooled IM B5 (V1, V3) power/signal connectors Connector can be rotated by 270Â° BASIC ABSOLUTE ENCODER 32 P/REV (ENCODER A-32) WITH DRIVE-CLIQ INTERFACE; PERFORMANCE REDUCTION BY 10% DUE TO ABSOLUTE ENCODER; SHAFT WITH FITTED KEY, TOLERANCE N; WITH HOLDING BRAKE DEGREE OF PROTECTION IP65 FLANGE ON DRIVE END IP67 | - | 0 | 0
1FK7043-7AH71-1KB3 |  | 1FK7043-7AH71-1KB3 | 1 | UN | 1 | 60 | X | D | N | N | 85015220 | 1 |  | 6.902 | KG | 1793.24 | 1793.24 | MC05 | MC05 | SIMOTICS S Synchronous servo motor 1FK7 High Dynamic, 3.1Nm 100K, 4500rpm, 1.23kW Naturally cooled IM B5 (V1, V3) power/signal connectors Connector can be rotated by 270Â° BASIC ABSOLUTE ENCODER 32 P/REV (ENCODER A-32) WITH DRIVE-CLIQ INTERFACE; PERFORMANCE REDUCTION BY 10% DUE TO ABSOLUTE ENCODER; SHAFT WITH FITTED KEY, TOLERANCE N; WITH HOLDING BRAKE DEGREE OF PROTECTION IP64; PAINT FINISH RAL7016 | - | 0 | 0
1FK7043-7AH71-1KB5 |  | 1FK7043-7AH71-1KB5 | 1 | UN | 1 | 60 | X | D | N | N | 85015220 | 1 |  | 6.902 | KG | 1869.19 | 1869.19 | MC05 | MC05 | SIMOTICS S Synchronous servo motor 1FK7 High Dynamic, 3.1Nm 100K, 4500rpm, 1.23kW Naturally cooled IM B5 (V1, V3) power/signal connectors Connector can be rotated by 270Â° BASIC ABSOLUTE ENCODER 32 P/REV (ENCODER A-32) WITH DRIVE-CLIQ INTERFACE; PERFORMANCE REDUCTION BY 10% DUE TO ABSOLUTE ENCODER; SHAFT WITH FITTED KEY, TOLERANCE N; WITH HOLDING BRAKE DEGREE OF PROTECTION IP65 AS FLANGE IP67; PAINT FINISH RAL7016 | - | 0 | 0
1FK7043-7AH71-1KB8 |  | 1FK7043-7AH71-1KB8 | 1 | UN | 1 | 60 | X | D | N | N | 85015220 | 1 |  | 6.902 | KG | 1950.4 | 1950.4 | MC05 | MC05 | SIMOTICS S Synchronous servo motor 1FK7 High Dynamic, 3.1Nm 100K, 4500rpm, 1.23kW Naturally cooled IM B5 (V1, V3) power/signal connectors Connector can be rotated by 270Â° BASIC ABSOLUTE ENCODER 32 P/REV (ENCODER A-32) WITH DRIVE-CLIQ INTERFACE; PERFORMANCE REDUCTION BY 10% DUE TO ABSOLUTE ENCODER; SHAFT WITH FITTED KEY, TOLERANCE N; WITH HOLDING BRAKE DEGREE OF PROTECTION IP65 IP67 D-END FLANGE; RAL7016 COATING; METALLIC RATING PLATE AT MOTOR | - | 0 | 0
1FK7043-7AH71-1KG0 |  | 1FK7043-7AH71-1KG0 | 1 | UN | 1 | 60 | X | D | N | N | 85015220 | 1 |  | 6.303 | KG | 1474.44 | 1474.44 | MC05 | MC05 | SIMOTICS S Synchronous servo motor 1FK7 High Dynamic, 3.1Nm 100K, 4500rpm, 1.23kW Naturally cooled IM B5 (V1, V3) power/signal connectors Connector can be rotated by 270Â° BASIC ABSOLUTE ENCODER 32 P/REV (ENCODER A-32) WITH DRIVE-CLIQ INTERFACE; PERFORMANCE REDUCTION BY 10% DUE TO ABSOLUTE ENCODER; PLAIN SHAFT, TOLERANCE N; W/O HOLDING BRAKE DEGREE OF PROTECTION IP64 | - | 0 | 0
1FK7043-7AH71-1KG2 |  | 1FK7043-7AH71-1KG2 | 1 | UN | 1 | 60 | X | D | N | N | 85015220 | 1 |  | 6.303 | KG | 1550.41 | 1550.41 | MC05 | MC05 | SIMOTICS S Synchronous servo motor 1FK7 High Dynamic, 3.1Nm 100K, 4500rpm, 1.23kW Naturally cooled IM B5 (V1, V3) power/signal connectors Connector can be rotated by 270Â° BASIC ABSOLUTE ENCODER 32 P/REV (ENCODER A-32) WITH DRIVE-CLIQ INTERFACE; PERFORMANCE REDUCTION BY 10% DUE TO ABSOLUTE ENCODER; PLAIN SHAFT, TOLERANCE N; W/O HOLDING BRAKE DEGREE OF PROTECTION IP65 FLANGE ON DRIVE END IP67 | - | 0 | 0
1FK7043-7AH71-1KG3 |  | 1FK7043-7AH71-1KG3 | 1 | UN | 1 | 60 | X | D | N | N | 85015220 | 1 |  | 6.303 | KG | 1511.25 | 1511.25 | MC05 | MC05 | SIMOTICS S Synchronous servo motor 1FK7 High Dynamic, 3.1Nm 100K, 4500rpm, 1.23kW Naturally cooled IM B5 (V1, V3) power/signal connectors Connector can be rotated by 270Â° BASIC ABSOLUTE ENCODER 32 P/REV (ENCODER A-32) WITH DRIVE-CLIQ INTERFACE; PERFORMANCE REDUCTION BY 10% DUE TO ABSOLUTE ENCODER; PLAIN SHAFT, TOLERANCE N; W/O HOLDING BRAKE DEGREE OF PROTECTION IP64; PAINT FINISH RAL7016 | - | 0 | 0
1FK7043-7AH71-1KG5 |  | 1FK7043-7AH71-1KG5 | 1 | UN | 1 | 60 | X | D | N | N | 85015220 | 1 |  | 6.303 | KG | 1587.2 | 1587.2 | MC05 | MC05 | SIMOTICS S Synchronous servo motor 1FK7 High Dynamic, 3.1Nm 100K, 4500rpm, 1.23kW Naturally cooled IM B5 (V1, V3) power/signal connectors Connector can be rotated by 270Â° BASIC ABSOLUTE ENCODER 32 P/REV (ENCODER A-32) WITH DRIVE-CLIQ INTERFACE; PERFORMANCE REDUCTION BY 10% DUE TO ABSOLUTE ENCODER; PLAIN SHAFT, TOLERANCE N; W/O HOLDING BRAKE DEGREE OF PROTECTION IP65 AS FLANGE IP67; PAINT FINISH RAL7016 | - | 0 | 0
1FK7043-7AH71-1KG8 |  | 1FK7043-7AH71-1KG8 | 1 | UN | 1 | 60 | X | D | N | N | 85015220 | 1 |  | 6.303 | KG | 1668.41 | 1668.41 | MC05 | MC05 | SIMOTICS S Synchronous servo motor 1FK7 High Dynamic, 3.1Nm 100K, 4500rpm, 1.23kW Naturally cooled IM B5 (V1, V3) power/signal connectors Connector can be rotated by 270Â° BASIC ABSOLUTE ENCODER 32 P/REV (ENCODER A-32) WITH DRIVE-CLIQ INTERFACE; PERFORMANCE REDUCTION BY 10% DUE TO ABSOLUTE ENCODER; PLAIN SHAFT, TOLERANCE N; W/O HOLDING BRAKE DEGREE OF PROTECTION IP65 IP67 D-END FLANGE; RAL7016 COATING; METALLIC RATING PLATE AT MOTOR | - | 0 | 0
1FK7043-7AH71-1KH0 |  | 1FK7043-7AH71-1KH0 | 1 | UN | 1 | 60 | X | D | N | N | 85015220 | 1 |  | 6.902 | KG | 1684.57 | 1684.57 | MC05 | MC05 | SIMOTICS S Synchronous servo motor 1FK7 High Dynamic, 3.1Nm 100K, 4500rpm, 1.23kW Naturally cooled IM B5 (V1, V3) power/signal connectors Connector can be rotated by 270Â° BASIC ABSOLUTE ENCODER 32 P/REV (ENCODER A-32) WITH DRIVE-CLIQ INTERFACE; PERFORMANCE REDUCTION BY 10% DUE TO ABSOLUTE ENCODER; PLAIN SHAFT, TOLERANCE N; WITH HOLDING BRAKE DEGREE OF PROTECTION IP64 | - | 0 | 0
1FK7043-7AH71-1KH2 |  | 1FK7043-7AH71-1KH2 | 1 | UN | 1 | 60 | X | D | N | N | 85015220 | 1 |  | 6.902 | KG | 1760.54 | 1760.54 | MC05 | MC05 | SIMOTICS S Synchronous servo motor 1FK7 High Dynamic, 3.1Nm 100K, 4500rpm, 1.23kW Naturally cooled IM B5 (V1, V3) power/signal connectors Connector can be rotated by 270Â° BASIC ABSOLUTE ENCODER 32 P/REV (ENCODER A-32) WITH DRIVE-CLIQ INTERFACE; PERFORMANCE REDUCTION BY 10% DUE TO ABSOLUTE ENCODER; PLAIN SHAFT, TOLERANCE N; WITH HOLDING BRAKE DEGREE OF PROTECTION IP65 FLANGE ON DRIVE END IP67 | - | 0 | 0
1FK7043-7AH71-1KH3 |  | 1FK7043-7AH71-1KH3 | 1 | UN | 1 | 60 | X | D | N | N | 85015220 | 1 |  | 6.902 | KG | 1721.38 | 1721.38 | MC05 | MC05 | SIMOTICS S Synchronous servo motor 1FK7 High Dynamic, 3.1Nm 100K, 4500rpm, 1.23kW Naturally cooled IM B5 (V1, V3) power/signal connectors Connector can be rotated by 270Â° BASIC ABSOLUTE ENCODER 32 P/REV (ENCODER A-32) WITH DRIVE-CLIQ INTERFACE; PERFORMANCE REDUCTION BY 10% DUE TO ABSOLUTE ENCODER; PLAIN SHAFT, TOLERANCE N; WITH HOLDING BRAKE DEGREE OF PROTECTION IP64; PAINT FINISH RAL7016 | - | 0 | 0
1FK7043-7AH71-1KH5 |  | 1FK7043-7AH71-1KH5 | 1 | UN | 1 | 60 | X | D | N | N | 85015220 | 1 |  | 6.902 | KG | 1797.33 | 1797.33 | MC05 | MC05 | SIMOTICS S Synchronous servo motor 1FK7 High Dynamic, 3.1Nm 100K, 4500rpm, 1.23kW Naturally cooled IM B5 (V1, V3) power/signal connectors Connector can be rotated by 270Â° BASIC ABSOLUTE ENCODER 32 P/REV (ENCODER A-32) WITH DRIVE-CLIQ INTERFACE; PERFORMANCE REDUCTION BY 10% DUE TO ABSOLUTE ENCODER; PLAIN SHAFT, TOLERANCE N; WITH HOLDING BRAKE DEGREE OF PROTECTION IP65 AS FLANGE IP67; PAINT FINISH RAL7016 | - | 0 | 0
1FK7043-7AH71-1KH8 |  | 1FK7043-7AH71-1KH8 | 1 | UN | 1 | 60 | X | D | N | N | 85015220 | 1 |  | 6.902 | KG | 1878.54 | 1878.54 | MC05 | MC05 | SIMOTICS S Synchronous servo motor 1FK7 High Dynamic, 3.1Nm 100K, 4500rpm, 1.23kW Naturally cooled IM B5 (V1, V3) power/signal connectors Connector can be rotated by 270Â° BASIC ABSOLUTE ENCODER 32 P/REV (ENCODER A-32) WITH DRIVE-CLIQ INTERFACE; PERFORMANCE REDUCTION BY 10% DUE TO ABSOLUTE ENCODER; PLAIN SHAFT, TOLERANCE N; WITH HOLDING BRAKE DEGREE OF PROTECTION IP65 IP67 D-END FLANGE; RAL7016 COATING; METALLIC RATING PLATE AT MOTOR | - | 0 | 0
1FK7043-7AH71-1PA0 |  | 1FK7043-7AH71-1PA0 | 1 | UN | 1 | 60 | X | D | N | N | 85015220 | 1 |  | 6.303 | KG | 1188.89 | 1188.89 | MC05 | MC05 | SIMOTICS S Synchronous servo motor 1FK7 High Dynamic, 3.1Nm 100K, 4500rpm, 1.23kW Naturally cooled IM B5 (V1, V3) power/signal connectors Connector can be rotated by 270Â° RESOLVER 2-POLE (RESOLVER P=1) WITH DRIVE-CLIQ INTERFACE; SHAFT WITH FITTED KEY, TOLERANCE N; W/O HOLDING BRAKE DEGREE OF PROTECTION IP64 | - | 0 | 0
1FK7043-7AH71-1PA2 |  | 1FK7043-7AH71-1PA2 | 1 | UN | 1 | 60 | X | D | N | N | 85015220 | 1 |  | 6.303 | KG | 1264.86 | 1264.86 | MC05 | MC05 | SIMOTICS S Synchronous servo motor 1FK7 High Dynamic, 3.1Nm 100K, 4500rpm, 1.23kW Naturally cooled IM B5 (V1, V3) power/signal connectors Connector can be rotated by 270Â° RESOLVER 2-POLE (RESOLVER P=1) WITH DRIVE-CLIQ INTERFACE; SHAFT WITH FITTED KEY, TOLERANCE N; W/O HOLDING BRAKE DEGREE OF PROTECTION IP65 FLANGE ON DRIVE END IP67 | - | 0 | 0
1FK7043-7AH71-1PA3 |  | 1FK7043-7AH71-1PA3 | 1 | UN | 1 | 60 | X | D | N | N | 85015220 | 1 |  | 6.303 | KG | 1225.7 | 1225.7 | MC05 | MC05 | SIMOTICS S Synchronous servo motor 1FK7 High Dynamic, 3.1Nm 100K, 4500rpm, 1.23kW Naturally cooled IM B5 (V1, V3) power/signal connectors Connector can be rotated by 270Â° RESOLVER 2-POLE (RESOLVER P=1) WITH DRIVE-CLIQ INTERFACE; SHAFT WITH FITTED KEY, TOLERANCE N; W/O HOLDING BRAKE DEGREE OF PROTECTION IP64; PAINT FINISH RAL7016 | - | 0 | 0
1FK7043-7AH71-1PA5 |  | 1FK7043-7AH71-1PA5 | 1 | UN | 1 | 60 | X | D | N | N | 85015220 | 1 |  | 6.303 | KG | 1301.65 | 1301.65 | MC05 | MC05 | SIMOTICS S Synchronous servo motor 1FK7 High Dynamic, 3.1Nm 100K, 4500rpm, 1.23kW Naturally cooled IM B5 (V1, V3) power/signal connectors Connector can be rotated by 270Â° RESOLVER 2-POLE (RESOLVER P=1) WITH DRIVE-CLIQ INTERFACE; SHAFT WITH FITTED KEY, TOLERANCE N; W/O HOLDING BRAKE DEGREE OF PROTECTION IP65 AS FLANGE IP67; PAINT FINISH RAL7016 | - | 0 | 0
1FK7043-7AH71-1PA8 |  | 1FK7043-7AH71-1PA8 | 1 | UN | 1 | 60 | X | D | N | N | 85015220 | 1 |  | 6.303 | KG | 1382.86 | 1382.86 | MC05 | MC05 | SIMOTICS S Synchronous servo motor 1FK7 High Dynamic, 3.1Nm 100K, 4500rpm, 1.23kW Naturally cooled IM B5 (V1, V3) power/signal connectors Connector can be rotated by 270Â° RESOLVER 2-POLE (RESOLVER P=1) WITH DRIVE-CLIQ INTERFACE; SHAFT WITH FITTED KEY, TOLERANCE N; W/O HOLDING BRAKE DEGREE OF PROTECTION IP65 IP67 D-END FLANGE; RAL7016 COATING; METALLIC RATING PLATE AT MOTOR | - | 0 | 0
1FK7043-7AH71-1PB0 |  | 1FK7043-7AH71-1PB0 | 1 | UN | 1 | 60 | X | D | N | N | 85015220 | 1 |  | 6.902 | KG | 1400.83 | 1400.83 | MC05 | MC05 | SIMOTICS S Synchronous servo motor 1FK7 High Dynamic, 3.1Nm 100K, 4500rpm, 1.23kW Naturally cooled IM B5 (V1, V3) power/signal connectors Connector can be rotated by 270Â° RESOLVER 2-POLE (RESOLVER P=1) WITH DRIVE-CLIQ INTERFACE; SHAFT WITH FITTED KEY, TOLERANCE N; WITH HOLDING BRAKE DEGREE OF PROTECTION IP64 | - | 0 | 0
1FK7043-7AH71-1PB2 |  | 1FK7043-7AH71-1PB2 | 1 | UN | 1 | 60 | X | D | N | N | 85015220 | 1 |  | 6.902 | KG | 1476.8 | 1476.8 | MC05 | MC05 | SIMOTICS S Synchronous servo motor 1FK7 High Dynamic, 3.1Nm 100K, 4500rpm, 1.23kW Naturally cooled IM B5 (V1, V3) power/signal connectors Connector can be rotated by 270Â° RESOLVER 2-POLE (RESOLVER P=1) WITH DRIVE-CLIQ INTERFACE; SHAFT WITH FITTED KEY, TOLERANCE N; WITH HOLDING BRAKE DEGREE OF PROTECTION IP65 FLANGE ON DRIVE END IP67 | - | 0 | 0
1FK7043-7AH71-1PB3 |  | 1FK7043-7AH71-1PB3 | 1 | UN | 1 | 60 | X | D | N | N | 85015220 | 1 |  | 6.902 | KG | 1437.64 | 1437.64 | MC05 | MC05 | SIMOTICS S Synchronous servo motor 1FK7 High Dynamic, 3.1Nm 100K, 4500rpm, 1.23kW Naturally cooled IM B5 (V1, V3) power/signal connectors Connector can be rotated by 270Â° RESOLVER 2-POLE (RESOLVER P=1) WITH DRIVE-CLIQ INTERFACE; SHAFT WITH FITTED KEY, TOLERANCE N; WITH HOLDING BRAKE DEGREE OF PROTECTION IP64; PAINT FINISH RAL7016 | - | 0 | 0
1FK7043-7AH71-1PB5 |  | 1FK7043-7AH71-1PB5 | 1 | UN | 1 | 60 | X | D | N | N | 85015220 | 1 |  | 6.902 | KG | 1513.59 | 1513.59 | MC05 | MC05 | SIMOTICS S Synchronous servo motor 1FK7 High Dynamic, 3.1Nm 100K, 4500rpm, 1.23kW Naturally cooled IM B5 (V1, V3) power/signal connectors Connector can be rotated by 270Â° RESOLVER 2-POLE (RESOLVER P=1) WITH DRIVE-CLIQ INTERFACE; SHAFT WITH FITTED KEY, TOLERANCE N; WITH HOLDING BRAKE DEGREE OF PROTECTION IP65 AS FLANGE IP67; PAINT FINISH RAL7016 | - | 0 | 0
1FK7043-7AH71-1PB8 |  | 1FK7043-7AH71-1PB8 | 1 | UN | 1 | 60 | X | D | N | N | 85015220 | 1 |  | 6.902 | KG | 1594.8 | 1594.8 | MC05 | MC05 | SIMOTICS S Synchronous servo motor 1FK7 High Dynamic, 3.1Nm 100K, 4500rpm, 1.23kW Naturally cooled IM B5 (V1, V3) power/signal connectors Connector can be rotated by 270Â° RESOLVER 2-POLE (RESOLVER P=1) WITH DRIVE-CLIQ INTERFACE; SHAFT WITH FITTED KEY, TOLERANCE N; WITH HOLDING BRAKE DEGREE OF PROTECTION IP65 IP67 D-END FLANGE; RAL7016 COATING; METALLIC RATING PLATE AT MOTOR | - | 0 | 0
1FK7043-7AH71-1PG0 |  | 1FK7043-7AH71-1PG0 | 1 | UN | 1 | 60 | X | D | N | N | 85015220 | 1 |  | 6.303 | KG | 1118.84 | 1118.84 | MC05 | MC05 | SIMOTICS S Synchronous servo motor 1FK7 High Dynamic, 3.1Nm 100K, 4500rpm, 1.23kW Naturally cooled IM B5 (V1, V3) power/signal connectors Connector can be rotated by 270Â° RESOLVER 2-POLE (RESOLVER P=1) WITH DRIVE-CLIQ INTERFACE; PLAIN SHAFT, TOLERANCE N; W/O HOLDING BRAKE DEGREE OF PROTECTION IP64 | - | 0 | 0
1FK7043-7AH71-1PG2 |  | 1FK7043-7AH71-1PG2 | 1 | UN | 1 | 60 | X | D | N | N | 85015220 | 1 |  | 6.303 | KG | 1194.81 | 1194.81 | MC05 | MC05 | SIMOTICS S Synchronous servo motor 1FK7 High Dynamic, 3.1Nm 100K, 4500rpm, 1.23kW Naturally cooled IM B5 (V1, V3) power/signal connectors Connector can be rotated by 270Â° RESOLVER 2-POLE (RESOLVER P=1) WITH DRIVE-CLIQ INTERFACE; PLAIN SHAFT, TOLERANCE N; W/O HOLDING BRAKE DEGREE OF PROTECTION IP65 FLANGE ON DRIVE END IP67 | - | 0 | 0
1FK7043-7AH71-1PG3 |  | 1FK7043-7AH71-1PG3 | 1 | UN | 1 | 60 | X | D | N | N | 85015220 | 1 |  | 6.303 | KG | 1155.65 | 1155.65 | MC05 | MC05 | SIMOTICS S Synchronous servo motor 1FK7 High Dynamic, 3.1Nm 100K, 4500rpm, 1.23kW Naturally cooled IM B5 (V1, V3) power/signal connectors Connector can be rotated by 270Â° RESOLVER 2-POLE (RESOLVER P=1) WITH DRIVE-CLIQ INTERFACE; PLAIN SHAFT, TOLERANCE N; W/O HOLDING BRAKE DEGREE OF PROTECTION IP64; PAINT FINISH RAL7016 | - | 0 | 0
1FK7043-7AH71-1PG5 |  | 1FK7043-7AH71-1PG5 | 1 | UN | 1 | 60 | X | D | N | N | 85015220 | 1 |  | 6.303 | KG | 1231.6 | 1231.6 | MC05 | MC05 | SIMOTICS S Synchronous servo motor 1FK7 High Dynamic, 3.1Nm 100K, 4500rpm, 1.23kW Naturally cooled IM B5 (V1, V3) power/signal connectors Connector can be rotated by 270Â° RESOLVER 2-POLE (RESOLVER P=1) WITH DRIVE-CLIQ INTERFACE; PLAIN SHAFT, TOLERANCE N; W/O HOLDING BRAKE DEGREE OF PROTECTION IP65 AS FLANGE IP67; PAINT FINISH RAL7016 | - | 0 | 0
1FK7043-7AH71-1PG8 |  | 1FK7043-7AH71-1PG8 | 1 | UN | 1 | 60 | X | D | N | N | 85015220 | 1 |  | 6.303 | KG | 1312.81 | 1312.81 | MC05 | MC05 | SIMOTICS S Synchronous servo motor 1FK7 High Dynamic, 3.1Nm 100K, 4500rpm, 1.23kW Naturally cooled IM B5 (V1, V3) power/signal connectors Connector can be rotated by 270Â° RESOLVER 2-POLE (RESOLVER P=1) WITH DRIVE-CLIQ INTERFACE; PLAIN SHAFT, TOLERANCE N; W/O HOLDING BRAKE DEGREE OF PROTECTION IP65 IP67 D-END FLANGE; RAL7016 COATING; METALLIC RATING PLATE AT MOTOR | - | 0 | 0
1FK7043-7AH71-1PH0 |  | 1FK7043-7AH71-1PH0 | 1 | UN | 1 | 60 | X | D | N | N | 85015220 | 1 |  | 6.902 | KG | 1328.97 | 1328.97 | MC05 | MC05 | SIMOTICS S Synchronous servo motor 1FK7 High Dynamic, 3.1Nm 100K, 4500rpm, 1.23kW Naturally cooled IM B5 (V1, V3) power/signal connectors Connector can be rotated by 270Â° RESOLVER 2-POLE (RESOLVER P=1) WITH DRIVE-CLIQ INTERFACE; PLAIN SHAFT, TOLERANCE N; WITH HOLDING BRAKE DEGREE OF PROTECTION IP64 | - | 0 | 0
1FK7043-7AH71-1PH2 |  | 1FK7043-7AH71-1PH2 | 1 | UN | 1 | 60 | X | D | N | N | 85015220 | 1 |  | 6.902 | KG | 1404.94 | 1404.94 | MC05 | MC05 | SIMOTICS S Synchronous servo motor 1FK7 High Dynamic, 3.1Nm 100K, 4500rpm, 1.23kW Naturally cooled IM B5 (V1, V3) power/signal connectors Connector can be rotated by 270Â° RESOLVER 2-POLE (RESOLVER P=1) WITH DRIVE-CLIQ INTERFACE; PLAIN SHAFT, TOLERANCE N; WITH HOLDING BRAKE DEGREE OF PROTECTION IP65 FLANGE ON DRIVE END IP67 | - | 0 | 0
1FK7043-7AH71-1PH3 |  | 1FK7043-7AH71-1PH3 | 1 | UN | 1 | 60 | X | D | N | N | 85015220 | 1 |  | 6.902 | KG | 1365.78 | 1365.78 | MC05 | MC05 | SIMOTICS S Synchronous servo motor 1FK7 High Dynamic, 3.1Nm 100K, 4500rpm, 1.23kW Naturally cooled IM B5 (V1, V3) power/signal connectors Connector can be rotated by 270Â° RESOLVER 2-POLE (RESOLVER P=1) WITH DRIVE-CLIQ INTERFACE; PLAIN SHAFT, TOLERANCE N; WITH HOLDING BRAKE DEGREE OF PROTECTION IP64; PAINT FINISH RAL7016 | - | 0 | 0
1FK7043-7AH71-1PH5 |  | 1FK7043-7AH71-1PH5 | 1 | UN | 1 | 60 | X | D | N | N | 85015220 | 1 |  | 6.902 | KG | 1441.73 | 1441.73 | MC05 | MC05 | SIMOTICS S Synchronous servo motor 1FK7 High Dynamic, 3.1Nm 100K, 4500rpm, 1.23kW Naturally cooled IM B5 (V1, V3) power/signal connectors Connector can be rotated by 270Â° RESOLVER 2-POLE (RESOLVER P=1) WITH DRIVE-CLIQ INTERFACE; PLAIN SHAFT, TOLERANCE N; WITH HOLDING BRAKE DEGREE OF PROTECTION IP65 AS FLANGE IP67; PAINT FINISH RAL7016 | - | 0 | 0
1FK7043-7AH71-1PH8 |  | 1FK7043-7AH71-1PH8 | 1 | UN | 1 | 60 | X | D | N | N | 85015220 | 1 |  | 6.902 | KG | 1522.94 | 1522.94 | MC05 | MC05 | SIMOTICS S Synchronous servo motor 1FK7 High Dynamic, 3.1Nm 100K, 4500rpm, 1.23kW Naturally cooled IM B5 (V1, V3) power/signal connectors Connector can be rotated by 270Â° RESOLVER 2-POLE (RESOLVER P=1) WITH DRIVE-CLIQ INTERFACE; PLAIN SHAFT, TOLERANCE N; WITH HOLDING BRAKE DEGREE OF PROTECTION IP65 IP67 D-END FLANGE; RAL7016 COATING; METALLIC RATING PLATE AT MOTOR | - | 0 | 0
1FK7043-7AH71-1SA0 |  | 1FK7043-7AH71-1SA0 | 1 | UN | 1 | 60 | X | D | N | N | 85015220 | 1 |  | 6.303 | KG | 993.15 | 993.15 | MC05 | MC05 | SIMOTICS S Synchronous servo motor 1FK7 High Dynamic, 3.1Nm 100K, 4500rpm, 1.23kW Naturally cooled IM B5 (V1, V3) power/signal connectors Connector can be rotated by 270Â° RESOLVER MULTI-POLE (RESOLVER P=3); SHAFT WITH FITTED KEY, TOLERANCE N; W/O HOLDING BRAKE DEGREE OF PROTECTION IP64 | - | 0 | 0
1FK7043-7AH71-1SA2 |  | 1FK7043-7AH71-1SA2 | 1 | UN | 1 | 60 | X | D | N | N | 85015220 | 1 |  | 6.303 | KG | 1069.12 | 1069.12 | MC05 | MC05 | SIMOTICS S Synchronous servo motor 1FK7 High Dynamic, 3.1Nm 100K, 4500rpm, 1.23kW Naturally cooled IM B5 (V1, V3) power/signal connectors Connector can be rotated by 270Â° RESOLVER MULTI-POLE (RESOLVER P=3); SHAFT WITH FITTED KEY, TOLERANCE N; W/O HOLDING BRAKE DEGREE OF PROTECTION IP65 FLANGE ON DRIVE END IP67 | - | 0 | 0
1FK7043-7AH71-1SA3 |  | 1FK7043-7AH71-1SA3 | 1 | UN | 1 | 60 | X | D | N | N | 85015220 | 1 |  | 6.303 | KG | 1029.96 | 1029.96 | MC05 | MC05 | SIMOTICS S Synchronous servo motor 1FK7 High Dynamic, 3.1Nm 100K, 4500rpm, 1.23kW Naturally cooled IM B5 (V1, V3) power/signal connectors Connector can be rotated by 270Â° RESOLVER MULTI-POLE (RESOLVER P=3); SHAFT WITH FITTED KEY, TOLERANCE N; W/O HOLDING BRAKE DEGREE OF PROTECTION IP64; PAINT FINISH RAL7016 | - | 0 | 0
1FK7043-7AH71-1SA5 |  | 1FK7043-7AH71-1SA5 | 1 | UN | 1 | 60 | X | D | N | N | 85015220 | 1 |  | 6.303 | KG | 1105.91 | 1105.91 | MC05 | MC05 | SIMOTICS S Synchronous servo motor 1FK7 High Dynamic, 3.1Nm 100K, 4500rpm, 1.23kW Naturally cooled IM B5 (V1, V3) power/signal connectors Connector can be rotated by 270Â° RESOLVER MULTI-POLE (RESOLVER P=3); SHAFT WITH FITTED KEY, TOLERANCE N; W/O HOLDING BRAKE DEGREE OF PROTECTION IP65 AS FLANGE IP67; PAINT FINISH RAL7016 | - | 0 | 0
1FK7043-7AH71-1SA8 |  | 1FK7043-7AH71-1SA8 | 1 | UN | 1 | 60 | X | D | N | N | 85015220 | 1 |  | 6.303 | KG | 1187.12 | 1187.12 | MC05 | MC05 | SIMOTICS S Synchronous servo motor 1FK7 High Dynamic, 3.1Nm 100K, 4500rpm, 1.23kW Naturally cooled IM B5 (V1, V3) power/signal connectors Connector can be rotated by 270Â° RESOLVER MULTI-POLE (RESOLVER P=3); SHAFT WITH FITTED KEY, TOLERANCE N; W/O HOLDING BRAKE DEGREE OF PROTECTION IP65 IP67 D-END FLANGE; RAL7016 COATING; METALLIC RATING PLATE AT MOTOR | - | 0 | 0
1FK7043-7AH71-1SB0 |  | 1FK7043-7AH71-1SB0 | 1 | UN | 1 | 60 | X | D | N | N | 85015220 | 1 |  | 6.902 | KG | 1205.09 | 1205.09 | MC05 | MC05 | SIMOTICS S Synchronous servo motor 1FK7 High Dynamic, 3.1Nm 100K, 4500rpm, 1.23kW Naturally cooled IM B5 (V1, V3) power/signal connectors Connector can be rotated by 270Â° RESOLVER MULTI-POLE (RESOLVER P=3); SHAFT WITH FITTED KEY, TOLERANCE N; WITH HOLDING BRAKE DEGREE OF PROTECTION IP64 | - | 0 | 0
1FK7043-7AH71-1SB2 |  | 1FK7043-7AH71-1SB2 | 1 | UN | 1 | 60 | X | D | N | N | 85015220 | 1 |  | 6.902 | KG | 1281.06 | 1281.06 | MC05 | MC05 | SIMOTICS S Synchronous servo motor 1FK7 High Dynamic, 3.1Nm 100K, 4500rpm, 1.23kW Naturally cooled IM B5 (V1, V3) power/signal connectors Connector can be rotated by 270Â° RESOLVER MULTI-POLE (RESOLVER P=3); SHAFT WITH FITTED KEY, TOLERANCE N; WITH HOLDING BRAKE DEGREE OF PROTECTION IP65 FLANGE ON DRIVE END IP67 | - | 0 | 0
1FK7043-7AH71-1SB3 |  | 1FK7043-7AH71-1SB3 | 1 | UN | 1 | 60 | X | D | N | N | 85015220 | 1 |  | 6.902 | KG | 1241.9 | 1241.9 | MC05 | MC05 | SIMOTICS S Synchronous servo motor 1FK7 High Dynamic, 3.1Nm 100K, 4500rpm, 1.23kW Naturally cooled IM B5 (V1, V3) power/signal connectors Connector can be rotated by 270Â° RESOLVER MULTI-POLE (RESOLVER P=3); SHAFT WITH FITTED KEY, TOLERANCE N; WITH HOLDING BRAKE DEGREE OF PROTECTION IP64; PAINT FINISH RAL7016 | - | 0 | 0
1FK7043-7AH71-1SB5 |  | 1FK7043-7AH71-1SB5 | 1 | UN | 1 | 60 | X | D | N | N | 85015220 | 1 |  | 6.902 | KG | 1317.85 | 1317.85 | MC05 | MC05 | SIMOTICS S Synchronous servo motor 1FK7 High Dynamic, 3.1Nm 100K, 4500rpm, 1.23kW Naturally cooled IM B5 (V1, V3) power/signal connectors Connector can be rotated by 270Â° RESOLVER MULTI-POLE (RESOLVER P=3); SHAFT WITH FITTED KEY, TOLERANCE N; WITH HOLDING BRAKE DEGREE OF PROTECTION IP65 AS FLANGE IP67; PAINT FINISH RAL7016 | - | 0 | 0
1FK7043-7AH71-1SB8 |  | 1FK7043-7AH71-1SB8 | 1 | UN | 1 | 60 | X | D | N | N | 85015220 | 1 |  | 6.902 | KG | 1399.06 | 1399.06 | MC05 | MC05 | SIMOTICS S Synchronous servo motor 1FK7 High Dynamic, 3.1Nm 100K, 4500rpm, 1.23kW Naturally cooled IM B5 (V1, V3) power/signal connectors Connector can be rotated by 270Â° RESOLVER MULTI-POLE (RESOLVER P=3); SHAFT WITH FITTED KEY, TOLERANCE N; WITH HOLDING BRAKE DEGREE OF PROTECTION IP65 IP67 D-END FLANGE; RAL7016 COATING; METALLIC RATING PLATE AT MOTOR | - | 0 | 0
1FK7043-7AH71-1SG0 |  | 1FK7043-7AH71-1SG0 | 1 | UN | 1 | 60 | X | D | N | N | 85015220 | 1 |  | 6.303 | KG | 923.1 | 923.1 | MC05 | MC05 | SIMOTICS S Synchronous servo motor 1FK7 High Dynamic, 3.1Nm 100K, 4500rpm, 1.23kW Naturally cooled IM B5 (V1, V3) power/signal connectors Connector can be rotated by 270Â° RESOLVER MULTI-POLE (RESOLVER P=3); PLAIN SHAFT, TOLERANCE N; W/O HOLDING BRAKE DEGREE OF PROTECTION IP64 | - | 0 | 0
1FK7043-7AH71-1SG2 |  | 1FK7043-7AH71-1SG2 | 1 | UN | 1 | 60 | X | D | N | N | 85015220 | 1 |  | 6.303 | KG | 999.07 | 999.07 | MC05 | MC05 | SIMOTICS S Synchronous servo motor 1FK7 High Dynamic, 3.1Nm 100K, 4500rpm, 1.23kW Naturally cooled IM B5 (V1, V3) power/signal connectors Connector can be rotated by 270Â° RESOLVER MULTI-POLE (RESOLVER P=3); PLAIN SHAFT, TOLERANCE N; W/O HOLDING BRAKE DEGREE OF PROTECTION IP65 FLANGE ON DRIVE END IP67 | - | 0 | 0
1FK7043-7AH71-1SG3 |  | 1FK7043-7AH71-1SG3 | 1 | UN | 1 | 60 | X | D | N | N | 85015220 | 1 |  | 6.303 | KG | 959.91 | 959.91 | MC05 | MC05 | SIMOTICS S Synchronous servo motor 1FK7 High Dynamic, 3.1Nm 100K, 4500rpm, 1.23kW Naturally cooled IM B5 (V1, V3) power/signal connectors Connector can be rotated by 270Â° RESOLVER MULTI-POLE (RESOLVER P=3); PLAIN SHAFT, TOLERANCE N; W/O HOLDING BRAKE DEGREE OF PROTECTION IP64; PAINT FINISH RAL7016 | - | 0 | 0
1FK7043-7AH71-1SG5 |  | 1FK7043-7AH71-1SG5 | 1 | UN | 1 | 60 | X | D | N | N | 85015220 | 1 |  | 6.303 | KG | 1035.86 | 1035.86 | MC05 | MC05 | SIMOTICS S Synchronous servo motor 1FK7 High Dynamic, 3.1Nm 100K, 4500rpm, 1.23kW Naturally cooled IM B5 (V1, V3) power/signal connectors Connector can be rotated by 270Â° RESOLVER MULTI-POLE (RESOLVER P=3); PLAIN SHAFT, TOLERANCE N; W/O HOLDING BRAKE DEGREE OF PROTECTION IP65 AS FLANGE IP67; PAINT FINISH RAL7016 | - | 0 | 0
1FK7043-7AH71-1SG8 |  | 1FK7043-7AH71-1SG8 | 1 | UN | 1 | 60 | X | D | N | N | 85015220 | 1 |  | 6.303 | KG | 1117.07 | 1117.07 | MC05 | MC05 | SIMOTICS S Synchronous servo motor 1FK7 High Dynamic, 3.1Nm 100K, 4500rpm, 1.23kW Naturally cooled IM B5 (V1, V3) power/signal connectors Connector can be rotated by 270Â° RESOLVER MULTI-POLE (RESOLVER P=3); PLAIN SHAFT, TOLERANCE N; W/O HOLDING BRAKE DEGREE OF PROTECTION IP65 IP67 D-END FLANGE; RAL7016 COATING; METALLIC RATING PLATE AT MOTOR | - | 0 | 0
1FK7043-7AH71-1SH0 |  | 1FK7043-7AH71-1SH0 | 1 | UN | 1 | 60 | X | D | N | N | 85015220 | 1 |  | 6.902 | KG | 1133.23 | 1133.23 | MC05 | MC05 | SIMOTICS S Synchronous servo motor 1FK7 High Dynamic, 3.1Nm 100K, 4500rpm, 1.23kW Naturally cooled IM B5 (V1, V3) power/signal connectors Connector can be rotated by 270Â° RESOLVER MULTI-POLE (RESOLVER P=3); PLAIN SHAFT, TOLERANCE N; WITH HOLDING BRAKE DEGREE OF PROTECTION IP64 | - | 0 | 0
1FK7043-7AH71-1SH2 |  | 1FK7043-7AH71-1SH2 | 1 | UN | 1 | 60 | X | D | N | N | 85015220 | 1 |  | 6.902 | KG | 1209.2 | 1209.2 | MC05 | MC05 | SIMOTICS S Synchronous servo motor 1FK7 High Dynamic, 3.1Nm 100K, 4500rpm, 1.23kW Naturally cooled IM B5 (V1, V3) power/signal connectors Connector can be rotated by 270Â° RESOLVER MULTI-POLE (RESOLVER P=3); PLAIN SHAFT, TOLERANCE N; WITH HOLDING BRAKE DEGREE OF PROTECTION IP65 FLANGE ON DRIVE END IP67 | - | 0 | 0
1FK7043-7AH71-1SH3 |  | 1FK7043-7AH71-1SH3 | 1 | UN | 1 | 60 | X | D | N | N | 85015220 | 1 |  | 6.902 | KG | 1170.04 | 1170.04 | MC05 | MC05 | SIMOTICS S Synchronous servo motor 1FK7 High Dynamic, 3.1Nm 100K, 4500rpm, 1.23kW Naturally cooled IM B5 (V1, V3) power/signal connectors Connector can be rotated by 270Â° RESOLVER MULTI-POLE (RESOLVER P=3); PLAIN SHAFT, TOLERANCE N; WITH HOLDING BRAKE DEGREE OF PROTECTION IP64; PAINT FINISH RAL7016 | - | 0 | 0
1FK7043-7AH71-1SH5 |  | 1FK7043-7AH71-1SH5 | 1 | UN | 1 | 60 | X | D | N | N | 85015220 | 1 |  | 6.902 | KG | 1245.99 | 1245.99 | MC05 | MC05 | SIMOTICS S Synchronous servo motor 1FK7 High Dynamic, 3.1Nm 100K, 4500rpm, 1.23kW Naturally cooled IM B5 (V1, V3) power/signal connectors Connector can be rotated by 270Â° RESOLVER MULTI-POLE (RESOLVER P=3); PLAIN SHAFT, TOLERANCE N; WITH HOLDING BRAKE DEGREE OF PROTECTION IP65 AS FLANGE IP67; PAINT FINISH RAL7016 | - | 0 | 0
1FK7043-7AH71-1SH8 |  | 1FK7043-7AH71-1SH8 | 1 | UN | 1 | 60 | X | D | N | N | 85015220 | 1 |  | 6.902 | KG | 1327.2 | 1327.2 | MC05 | MC05 | SIMOTICS S Synchronous servo motor 1FK7 High Dynamic, 3.1Nm 100K, 4500rpm, 1.23kW Naturally cooled IM B5 (V1, V3) power/signal connectors Connector can be rotated by 270Â° RESOLVER MULTI-POLE (RESOLVER P=3); PLAIN SHAFT, TOLERANCE N; WITH HOLDING BRAKE DEGREE OF PROTECTION IP65 IP67 D-END FLANGE; RAL7016 COATING; METALLIC RATING PLATE AT MOTOR | - | 0 | 0
1FK7043-7AH71-1TA0 |  | 1FK7043-7AH71-1TA0 | 1 | UN | 1 | 60 | X | D | N | N | 85015220 | 1 |  | 6.303 | KG | 993.15 | 993.15 | MC05 | MC05 | SIMOTICS S Synchronous servo motor 1FK7 High Dynamic, 3.1Nm 100K, 4500rpm, 1.23kW Naturally cooled IM B5 (V1, V3) power/signal connectors Connector can be rotated by 270Â° RESOLVER 2-POLE (RESOLVER P=1); SHAFT WITH FITTED KEY, TOLERANCE N; W/O HOLDING BRAKE DEGREE OF PROTECTION IP64 | - | 0 | 0
1FK7043-7AH71-1TA2 |  | 1FK7043-7AH71-1TA2 | 1 | UN | 1 | 60 | X | D | N | N | 85015220 | 1 |  | 6.303 | KG | 1069.12 | 1069.12 | MC05 | MC05 | SIMOTICS S Synchronous servo motor 1FK7 High Dynamic, 3.1Nm 100K, 4500rpm, 1.23kW Naturally cooled IM B5 (V1, V3) power/signal connectors Connector can be rotated by 270Â° RESOLVER 2-POLE (RESOLVER P=1); SHAFT WITH FITTED KEY, TOLERANCE N; W/O HOLDING BRAKE DEGREE OF PROTECTION IP65 FLANGE ON DRIVE END IP67 | - | 0 | 0
1FK7043-7AH71-1TA3 |  | 1FK7043-7AH71-1TA3 | 1 | UN | 1 | 60 | X | D | N | N | 85015220 | 1 |  | 6.303 | KG | 1029.96 | 1029.96 | MC05 | MC05 | SIMOTICS S Synchronous servo motor 1FK7 High Dynamic, 3.1Nm 100K, 4500rpm, 1.23kW Naturally cooled IM B5 (V1, V3) power/signal connectors Connector can be rotated by 270Â° RESOLVER 2-POLE (RESOLVER P=1); SHAFT WITH FITTED KEY, TOLERANCE N; W/O HOLDING BRAKE DEGREE OF PROTECTION IP64; PAINT FINISH RAL7016 | - | 0 | 0
1FK7043-7AH71-1TA5 |  | 1FK7043-7AH71-1TA5 | 1 | UN | 1 | 60 | X | D | N | N | 85015220 | 1 |  | 6.303 | KG | 1105.91 | 1105.91 | MC05 | MC05 | SIMOTICS S Synchronous servo motor 1FK7 High Dynamic, 3.1Nm 100K, 4500rpm, 1.23kW Naturally cooled IM B5 (V1, V3) power/signal connectors Connector can be rotated by 270Â° RESOLVER 2-POLE (RESOLVER P=1); SHAFT WITH FITTED KEY, TOLERANCE N; W/O HOLDING BRAKE DEGREE OF PROTECTION IP65 AS FLANGE IP67; PAINT FINISH RAL7016 | - | 0 | 0
1FK7043-7AH71-1TA8 |  | 1FK7043-7AH71-1TA8 | 1 | UN | 1 | 60 | X | D | N | N | 85015220 | 1 |  | 6.303 | KG | 1187.12 | 1187.12 | MC05 | MC05 | SIMOTICS S Synchronous servo motor 1FK7 High Dynamic, 3.1Nm 100K, 4500rpm, 1.23kW Naturally cooled IM B5 (V1, V3) power/signal connectors Connector can be rotated by 270Â° RESOLVER 2-POLE (RESOLVER P=1); SHAFT WITH FITTED KEY, TOLERANCE N; W/O HOLDING BRAKE DEGREE OF PROTECTION IP65 IP67 D-END FLANGE; RAL7016 COATING; METALLIC RATING PLATE AT MOTOR | - | 0 | 0
1FK7043-7AH71-1TB0 |  | 1FK7043-7AH71-1TB0 | 1 | UN | 1 | 60 | X | D | N | N | 85015220 | 1 |  | 6.902 | KG | 1205.09 | 1205.09 | MC05 | MC05 | SIMOTICS S Synchronous servo motor 1FK7 High Dynamic, 3.1Nm 100K, 4500rpm, 1.23kW Naturally cooled IM B5 (V1, V3) power/signal connectors Connector can be rotated by 270Â° RESOLVER 2-POLE (RESOLVER P=1); SHAFT WITH FITTED KEY, TOLERANCE N; WITH HOLDING BRAKE DEGREE OF PROTECTION IP64 | - | 0 | 0
1FK7043-7AH71-1TB2 |  | 1FK7043-7AH71-1TB2 | 1 | UN | 1 | 60 | X | D | N | N | 85015220 | 1 |  | 6.902 | KG | 1281.06 | 1281.06 | MC05 | MC05 | SIMOTICS S Synchronous servo motor 1FK7 High Dynamic, 3.1Nm 100K, 4500rpm, 1.23kW Naturally cooled IM B5 (V1, V3) power/signal connectors Connector can be rotated by 270Â° RESOLVER 2-POLE (RESOLVER P=1); SHAFT WITH FITTED KEY, TOLERANCE N; WITH HOLDING BRAKE DEGREE OF PROTECTION IP65 FLANGE ON DRIVE END IP67 | - | 0 | 0
1FK7043-7AH71-1TB3 |  | 1FK7043-7AH71-1TB3 | 1 | UN | 1 | 60 | X | D | N | N | 85015220 | 1 |  | 6.902 | KG | 1241.9 | 1241.9 | MC05 | MC05 | SIMOTICS S Synchronous servo motor 1FK7 High Dynamic, 3.1Nm 100K, 4500rpm, 1.23kW Naturally cooled IM B5 (V1, V3) power/signal connectors Connector can be rotated by 270Â° RESOLVER 2-POLE (RESOLVER P=1); SHAFT WITH FITTED KEY, TOLERANCE N; WITH HOLDING BRAKE DEGREE OF PROTECTION IP64; PAINT FINISH RAL7016 | - | 0 | 0
1FK7043-7AH71-1TB5 |  | 1FK7043-7AH71-1TB5 | 1 | UN | 1 | 60 | X | D | N | N | 85015220 | 1 |  | 6.902 | KG | 1317.85 | 1317.85 | MC05 | MC05 | SIMOTICS S Synchronous servo motor 1FK7 High Dynamic, 3.1Nm 100K, 4500rpm, 1.23kW Naturally cooled IM B5 (V1, V3) power/signal connectors Connector can be rotated by 270Â° RESOLVER 2-POLE (RESOLVER P=1); SHAFT WITH FITTED KEY, TOLERANCE N; WITH HOLDING BRAKE DEGREE OF PROTECTION IP65 AS FLANGE IP67; PAINT FINISH RAL7016 | - | 0 | 0
1FK7043-7AH71-1TB8 |  | 1FK7043-7AH71-1TB8 | 1 | UN | 1 | 60 | X | D | N | N | 85015220 | 1 |  | 6.902 | KG | 1399.06 | 1399.06 | MC05 | MC05 | SIMOTICS S Synchronous servo motor 1FK7 High Dynamic, 3.1Nm 100K, 4500rpm, 1.23kW Naturally cooled IM B5 (V1, V3) power/signal connectors Connector can be rotated by 270Â° RESOLVER 2-POLE (RESOLVER P=1); SHAFT WITH FITTED KEY, TOLERANCE N; WITH HOLDING BRAKE DEGREE OF PROTECTION IP65 IP67 D-END FLANGE; RAL7016 COATING; METALLIC RATING PLATE AT MOTOR | - | 0 | 0
1FK7043-7AH71-1TG0 |  | 1FK7043-7AH71-1TG0 | 1 | UN | 1 | 60 | X | D | N | N | 85015220 | 1 |  | 6.303 | KG | 923.1 | 923.1 | MC05 | MC05 | SIMOTICS S Synchronous servo motor 1FK7 High Dynamic, 3.1Nm 100K, 4500rpm, 1.23kW Naturally cooled IM B5 (V1, V3) power/signal connectors Connector can be rotated by 270Â° RESOLVER 2-POLE (RESOLVER P=1); PLAIN SHAFT, TOLERANCE N; W/O HOLDING BRAKE DEGREE OF PROTECTION IP64 | - | 0 | 0
1FK7043-7AH71-1TG2 |  | 1FK7043-7AH71-1TG2 | 1 | UN | 1 | 60 | X | D | N | N | 85015220 | 1 |  | 6.303 | KG | 999.07 | 999.07 | MC05 | MC05 | SIMOTICS S Synchronous servo motor 1FK7 High Dynamic, 3.1Nm 100K, 4500rpm, 1.23kW Naturally cooled IM B5 (V1, V3) power/signal connectors Connector can be rotated by 270Â° RESOLVER 2-POLE (RESOLVER P=1); PLAIN SHAFT, TOLERANCE N; W/O HOLDING BRAKE DEGREE OF PROTECTION IP65 FLANGE ON DRIVE END IP67 | - | 0 | 0
1FK7043-7AH71-1TG3 |  | 1FK7043-7AH71-1TG3 | 1 | UN | 1 | 60 | X | D | N | N | 85015220 | 1 |  | 6.303 | KG | 959.91 | 959.91 | MC05 | MC05 | SIMOTICS S Synchronous servo motor 1FK7 High Dynamic, 3.1Nm 100K, 4500rpm, 1.23kW Naturally cooled IM B5 (V1, V3) power/signal connectors Connector can be rotated by 270Â° RESOLVER 2-POLE (RESOLVER P=1); PLAIN SHAFT, TOLERANCE N; W/O HOLDING BRAKE DEGREE OF PROTECTION IP64; PAINT FINISH RAL7016 | - | 0 | 0
1FK7043-7AH71-1TG5 |  | 1FK7043-7AH71-1TG5 | 1 | UN | 1 | 60 | X | D | N | N | 85015220 | 1 |  | 6.303 | KG | 1035.86 | 1035.86 | MC05 | MC05 | SIMOTICS S Synchronous servo motor 1FK7 High Dynamic, 3.1Nm 100K, 4500rpm, 1.23kW Naturally cooled IM B5 (V1, V3) power/signal connectors Connector can be rotated by 270Â° RESOLVER 2-POLE (RESOLVER P=1); PLAIN SHAFT, TOLERANCE N; W/O HOLDING BRAKE DEGREE OF PROTECTION IP65 AS FLANGE IP67; PAINT FINISH RAL7016 | - | 0 | 0
1FK7043-7AH71-1TG8 |  | 1FK7043-7AH71-1TG8 | 1 | UN | 1 | 60 | X | D | N | N | 85015220 | 1 |  | 6.303 | KG | 1117.07 | 1117.07 | MC05 | MC05 | SIMOTICS S Synchronous servo motor 1FK7 High Dynamic, 3.1Nm 100K, 4500rpm, 1.23kW Naturally cooled IM B5 (V1, V3) power/signal connectors Connector can be rotated by 270Â° RESOLVER 2-POLE (RESOLVER P=1); PLAIN SHAFT, TOLERANCE N; W/O HOLDING BRAKE DEGREE OF PROTECTION IP65 IP67 D-END FLANGE; RAL7016 COATING; METALLIC RATING PLATE AT MOTOR | - | 0 | 0
1FK7043-7AH71-1TH0 |  | 1FK7043-7AH71-1TH0 | 1 | UN | 1 | 60 | X | D | N | N | 85015220 | 1 |  | 6.902 | KG | 1133.23 | 1133.23 | MC05 | MC05 | SIMOTICS S Synchronous servo motor 1FK7 High Dynamic, 3.1Nm 100K, 4500rpm, 1.23kW Naturally cooled IM B5 (V1, V3) power/signal connectors Connector can be rotated by 270Â° RESOLVER 2-POLE (RESOLVER P=1); PLAIN SHAFT, TOLERANCE N; WITH HOLDING BRAKE DEGREE OF PROTECTION IP64 | - | 0 | 0
1FK7043-7AH71-1TH2 |  | 1FK7043-7AH71-1TH2 | 1 | UN | 1 | 60 | X | D | N | N | 85015220 | 1 |  | 6.902 | KG | 1209.2 | 1209.2 | MC05 | MC05 | SIMOTICS S Synchronous servo motor 1FK7 High Dynamic, 3.1Nm 100K, 4500rpm, 1.23kW Naturally cooled IM B5 (V1, V3) power/signal connectors Connector can be rotated by 270Â° RESOLVER 2-POLE (RESOLVER P=1); PLAIN SHAFT, TOLERANCE N; WITH HOLDING BRAKE DEGREE OF PROTECTION IP65 FLANGE ON DRIVE END IP67 | - | 0 | 0
1FK7043-7AH71-1TH3 |  | 1FK7043-7AH71-1TH3 | 1 | UN | 1 | 60 | X | D | N | N | 85015220 | 1 |  | 6.902 | KG | 1170.04 | 1170.04 | MC05 | MC05 | SIMOTICS S Synchronous servo motor 1FK7 High Dynamic, 3.1Nm 100K, 4500rpm, 1.23kW Naturally cooled IM B5 (V1, V3) power/signal connectors Connector can be rotated by 270Â° RESOLVER 2-POLE (RESOLVER P=1); PLAIN SHAFT, TOLERANCE N; WITH HOLDING BRAKE DEGREE OF PROTECTION IP64; PAINT FINISH RAL7016 | - | 0 | 0
1FK7043-7AH71-1TH5 |  | 1FK7043-7AH71-1TH5 | 1 | UN | 1 | 60 | X | D | N | N | 85015220 | 1 |  | 6.902 | KG | 1245.99 | 1245.99 | MC05 | MC05 | SIMOTICS S Synchronous servo motor 1FK7 High Dynamic, 3.1Nm 100K, 4500rpm, 1.23kW Naturally cooled IM B5 (V1, V3) power/signal connectors Connector can be rotated by 270Â° RESOLVER 2-POLE (RESOLVER P=1); PLAIN SHAFT, TOLERANCE N; WITH HOLDING BRAKE DEGREE OF PROTECTION IP65 AS FLANGE IP67; PAINT FINISH RAL7016 | - | 0 | 0
1FK7043-7AH71-1TH8 |  | 1FK7043-7AH71-1TH8 | 1 | UN | 1 | 60 | X | D | N | N | 85015220 | 1 |  | 6.902 | KG | 1327.2 | 1327.2 | MC05 | MC05 | SIMOTICS S Synchronous servo motor 1FK7 High Dynamic, 3.1Nm 100K, 4500rpm, 1.23kW Naturally cooled IM B5 (V1, V3) power/signal connectors Connector can be rotated by 270Â° RESOLVER 2-POLE (RESOLVER P=1); PLAIN SHAFT, TOLERANCE N; WITH HOLDING BRAKE DEGREE OF PROTECTION IP65 IP67 D-END FLANGE; RAL7016 COATING; METALLIC RATING PLATE AT MOTOR | - | 0 | 0
1FK7043-7AH71-1UA0 |  | 1FK7043-7AH71-1UA0 | 1 | UN | 1 | 60 | X | D | N | N | 85015220 | 1 |  | 6.303 | KG | 1188.89 | 1188.89 | MC05 | MC05 | SIMOTICS S Synchronous servo motor 1FK7 High Dynamic, 3.1Nm 100K, 4500rpm, 1.23kW Naturally cooled IM B5 (V1, V3) power/signal connectors Connector can be rotated by 270Â° RESOLVER MULTI-POLE (RESOLVER P=3) WITH DRIVE-CLIQ INTERFACE; SHAFT WITH FITTED KEY, TOLERANCE N; W/O HOLDING BRAKE DEGREE OF PROTECTION IP64 | - | 0 | 0
1FK7043-7AH71-1UA2 |  | 1FK7043-7AH71-1UA2 | 1 | UN | 1 | 60 | X | D | N | N | 85015220 | 1 |  | 6.303 | KG | 1264.86 | 1264.86 | MC05 | MC05 | SIMOTICS S Synchronous servo motor 1FK7 High Dynamic, 3.1Nm 100K, 4500rpm, 1.23kW Naturally cooled IM B5 (V1, V3) power/signal connectors Connector can be rotated by 270Â° RESOLVER MULTI-POLE (RESOLVER P=3) WITH DRIVE-CLIQ INTERFACE; SHAFT WITH FITTED KEY, TOLERANCE N; W/O HOLDING BRAKE DEGREE OF PROTECTION IP65 FLANGE ON DRIVE END IP67 | - | 0 | 0
1FK7043-7AH71-1UA3 |  | 1FK7043-7AH71-1UA3 | 1 | UN | 1 | 60 | X | D | N | N | 85015220 | 1 |  | 6.303 | KG | 1225.7 | 1225.7 | MC05 | MC05 | SIMOTICS S Synchronous servo motor 1FK7 High Dynamic, 3.1Nm 100K, 4500rpm, 1.23kW Naturally cooled IM B5 (V1, V3) power/signal connectors Connector can be rotated by 270Â° RESOLVER MULTI-POLE (RESOLVER P=3) WITH DRIVE-CLIQ INTERFACE; SHAFT WITH FITTED KEY, TOLERANCE N; W/O HOLDING BRAKE DEGREE OF PROTECTION IP64; PAINT FINISH RAL7016 | - | 0 | 0
1FK7043-7AH71-1UA5 |  | 1FK7043-7AH71-1UA5 | 1 | UN | 1 | 60 | X | D | N | N | 85015220 | 1 |  | 6.303 | KG | 1301.65 | 1301.65 | MC05 | MC05 | SIMOTICS S Synchronous servo motor 1FK7 High Dynamic, 3.1Nm 100K, 4500rpm, 1.23kW Naturally cooled IM B5 (V1, V3) power/signal connectors Connector can be rotated by 270Â° RESOLVER MULTI-POLE (RESOLVER P=3) WITH DRIVE-CLIQ INTERFACE; SHAFT WITH FITTED KEY, TOLERANCE N; W/O HOLDING BRAKE DEGREE OF PROTECTION IP65 AS FLANGE IP67; PAINT FINISH RAL7016 | - | 0 | 0
1FK7043-7AH71-1UA8 |  | 1FK7043-7AH71-1UA8 | 1 | UN | 1 | 60 | X | D | N | N | 85015220 | 1 |  | 6.303 | KG | 1382.86 | 1382.86 | MC05 | MC05 | SIMOTICS S Synchronous servo motor 1FK7 High Dynamic, 3.1Nm 100K, 4500rpm, 1.23kW Naturally cooled IM B5 (V1, V3) power/signal connectors Connector can be rotated by 270Â° RESOLVER MULTI-POLE (RESOLVER P=3) WITH DRIVE-CLIQ INTERFACE; SHAFT WITH FITTED KEY, TOLERANCE N; W/O HOLDING BRAKE DEGREE OF PROTECTION IP65 IP67 D-END FLANGE; RAL7016 COATING; METALLIC RATING PLATE AT MOTOR | - | 0 | 0
1FK7043-7AH71-1UB0 |  | 1FK7043-7AH71-1UB0 | 1 | UN | 1 | 60 | X | D | N | N | 85015220 | 1 |  | 6.902 | KG | 1400.83 | 1400.83 | MC05 | MC05 | SIMOTICS S Synchronous servo motor 1FK7 High Dynamic, 3.1Nm 100K, 4500rpm, 1.23kW Naturally cooled IM B5 (V1, V3) power/signal connectors Connector can be rotated by 270Â° RESOLVER MULTI-POLE (RESOLVER P=3) WITH DRIVE-CLIQ INTERFACE; SHAFT WITH FITTED KEY, TOLERANCE N; WITH HOLDING BRAKE DEGREE OF PROTECTION IP64 | - | 0 | 0
1FK7043-7AH71-1UB2 |  | 1FK7043-7AH71-1UB2 | 1 | UN | 1 | 60 | X | D | N | N | 85015220 | 1 |  | 6.902 | KG | 1476.8 | 1476.8 | MC05 | MC05 | SIMOTICS S Synchronous servo motor 1FK7 High Dynamic, 3.1Nm 100K, 4500rpm, 1.23kW Naturally cooled IM B5 (V1, V3) power/signal connectors Connector can be rotated by 270Â° RESOLVER MULTI-POLE (RESOLVER P=3) WITH DRIVE-CLIQ INTERFACE; SHAFT WITH FITTED KEY, TOLERANCE N; WITH HOLDING BRAKE DEGREE OF PROTECTION IP65 FLANGE ON DRIVE END IP67 | - | 0 | 0
1FK7043-7AH71-1UB3 |  | 1FK7043-7AH71-1UB3 | 1 | UN | 1 | 60 | X | D | N | N | 85015220 | 1 |  | 6.902 | KG | 1437.64 | 1437.64 | MC05 | MC05 | SIMOTICS S Synchronous servo motor 1FK7 High Dynamic, 3.1Nm 100K, 4500rpm, 1.23kW Naturally cooled IM B5 (V1, V3) power/signal connectors Connector can be rotated by 270Â° RESOLVER MULTI-POLE (RESOLVER P=3) WITH DRIVE-CLIQ INTERFACE; SHAFT WITH FITTED KEY, TOLERANCE N; WITH HOLDING BRAKE DEGREE OF PROTECTION IP64; PAINT FINISH RAL7016 | - | 0 | 0
1FK7043-7AH71-1UB5 |  | 1FK7043-7AH71-1UB5 | 1 | UN | 1 | 60 | X | D | N | N | 85015220 | 1 |  | 6.902 | KG | 1513.59 | 1513.59 | MC05 | MC05 | SIMOTICS S Synchronous servo motor 1FK7 High Dynamic, 3.1Nm 100K, 4500rpm, 1.23kW Naturally cooled IM B5 (V1, V3) power/signal connectors Connector can be rotated by 270Â° RESOLVER MULTI-POLE (RESOLVER P=3) WITH DRIVE-CLIQ INTERFACE; SHAFT WITH FITTED KEY, TOLERANCE N; WITH HOLDING BRAKE DEGREE OF PROTECTION IP65 AS FLANGE IP67; PAINT FINISH RAL7016 | - | 0 | 0
1FK7043-7AH71-1UB8 |  | 1FK7043-7AH71-1UB8 | 1 | UN | 1 | 60 | X | D | N | N | 85015220 | 1 |  | 6.902 | KG | 1594.8 | 1594.8 | MC05 | MC05 | SIMOTICS S Synchronous servo motor 1FK7 High Dynamic, 3.1Nm 100K, 4500rpm, 1.23kW Naturally cooled IM B5 (V1, V3) power/signal connectors Connector can be rotated by 270Â° RESOLVER MULTI-POLE (RESOLVER P=3) WITH DRIVE-CLIQ INTERFACE; SHAFT WITH FITTED KEY, TOLERANCE N; WITH HOLDING BRAKE DEGREE OF PROTECTION IP65 IP67 D-END FLANGE; RAL7016 COATING; METALLIC RATING PLATE AT MOTOR | - | 0 | 0
1FK7043-7AH71-1UG0 |  | 1FK7043-7AH71-1UG0 | 1 | UN | 1 | 60 | X | D | N | N | 85015220 | 1 |  | 6.303 | KG | 1118.84 | 1118.84 | MC05 | MC05 | SIMOTICS S Synchronous servo motor 1FK7 High Dynamic, 3.1Nm 100K, 4500rpm, 1.23kW Naturally cooled IM B5 (V1, V3) power/signal connectors Connector can be rotated by 270Â° RESOLVER MULTI-POLE (RESOLVER P=3) WITH DRIVE-CLIQ INTERFACE; PLAIN SHAFT, TOLERANCE N; W/O HOLDING BRAKE DEGREE OF PROTECTION IP64 | - | 0 | 0
1FK7043-7AH71-1UG2 |  | 1FK7043-7AH71-1UG2 | 1 | UN | 1 | 60 | X | D | N | N | 85015220 | 1 |  | 6.303 | KG | 1194.81 | 1194.81 | MC05 | MC05 | SIMOTICS S Synchronous servo motor 1FK7 High Dynamic, 3.1Nm 100K, 4500rpm, 1.23kW Naturally cooled IM B5 (V1, V3) power/signal connectors Connector can be rotated by 270Â° RESOLVER MULTI-POLE (RESOLVER P=3) WITH DRIVE-CLIQ INTERFACE; PLAIN SHAFT, TOLERANCE N; W/O HOLDING BRAKE DEGREE OF PROTECTION IP65 FLANGE ON DRIVE END IP67 | - | 0 | 0
1FK7043-7AH71-1UG3 |  | 1FK7043-7AH71-1UG3 | 1 | UN | 1 | 60 | X | D | N | N | 85015220 | 1 |  | 6.303 | KG | 1155.65 | 1155.65 | MC05 | MC05 | SIMOTICS S Synchronous servo motor 1FK7 High Dynamic, 3.1Nm 100K, 4500rpm, 1.23kW Naturally cooled IM B5 (V1, V3) power/signal connectors Connector can be rotated by 270Â° RESOLVER MULTI-POLE (RESOLVER P=3) WITH DRIVE-CLIQ INTERFACE; PLAIN SHAFT, TOLERANCE N; W/O HOLDING BRAKE DEGREE OF PROTECTION IP64; PAINT FINISH RAL7016 | - | 0 | 0
1FK7043-7AH71-1UG5 |  | 1FK7043-7AH71-1UG5 | 1 | UN | 1 | 60 | X | D | N | N | 85015220 | 1 |  | 6.303 | KG | 1231.6 | 1231.6 | MC05 | MC05 | SIMOTICS S Synchronous servo motor 1FK7 High Dynamic, 3.1Nm 100K, 4500rpm, 1.23kW Naturally cooled IM B5 (V1, V3) power/signal connectors Connector can be rotated by 270Â° RESOLVER MULTI-POLE (RESOLVER P=3) WITH DRIVE-CLIQ INTERFACE; PLAIN SHAFT, TOLERANCE N; W/O HOLDING BRAKE DEGREE OF PROTECTION IP65 AS FLANGE IP67; PAINT FINISH RAL7016 | - | 0 | 0
1FK7043-7AH71-1UG8 |  | 1FK7043-7AH71-1UG8 | 1 | UN | 1 | 60 | X | D | N | N | 85015220 | 1 |  | 6.303 | KG | 1312.81 | 1312.81 | MC05 | MC05 | SIMOTICS S Synchronous servo motor 1FK7 High Dynamic, 3.1Nm 100K, 4500rpm, 1.23kW Naturally cooled IM B5 (V1, V3) power/signal connectors Connector can be rotated by 270Â° RESOLVER MULTI-POLE (RESOLVER P=3) WITH DRIVE-CLIQ INTERFACE; PLAIN SHAFT, TOLERANCE N; W/O HOLDING BRAKE DEGREE OF PROTECTION IP65 IP67 D-END FLANGE; RAL7016 COATING; METALLIC RATING PLATE AT MOTOR | - | 0 | 0
1FK7043-7AH71-1UH0 |  | 1FK7043-7AH71-1UH0 | 1 | UN | 1 | 60 | X | D | N | N | 85015220 | 1 |  | 6.902 | KG | 1328.97 | 1328.97 | MC05 | MC05 | SIMOTICS S Synchronous servo motor 1FK7 High Dynamic, 3.1Nm 100K, 4500rpm, 1.23kW Naturally cooled IM B5 (V1, V3) power/signal connectors Connector can be rotated by 270Â° RESOLVER MULTI-POLE (RESOLVER P=3) WITH DRIVE-CLIQ INTERFACE; PLAIN SHAFT, TOLERANCE N; WITH HOLDING BRAKE DEGREE OF PROTECTION IP64 | - | 0 | 0
1FK7043-7AH71-1UH2 |  | 1FK7043-7AH71-1UH2 | 1 | UN | 1 | 60 | X | D | N | N | 85015220 | 1 |  | 6.902 | KG | 1404.94 | 1404.94 | MC05 | MC05 | SIMOTICS S Synchronous servo motor 1FK7 High Dynamic, 3.1Nm 100K, 4500rpm, 1.23kW Naturally cooled IM B5 (V1, V3) power/signal connectors Connector can be rotated by 270Â° RESOLVER MULTI-POLE (RESOLVER P=3) WITH DRIVE-CLIQ INTERFACE; PLAIN SHAFT, TOLERANCE N; WITH HOLDING BRAKE DEGREE OF PROTECTION IP65 FLANGE ON DRIVE END IP67 | - | 0 | 0
1FK7043-7AH71-1UH3 |  | 1FK7043-7AH71-1UH3 | 1 | UN | 1 | 60 | X | D | N | N | 85015220 | 1 |  | 6.902 | KG | 1365.78 | 1365.78 | MC05 | MC05 | SIMOTICS S Synchronous servo motor 1FK7 High Dynamic, 3.1Nm 100K, 4500rpm, 1.23kW Naturally cooled IM B5 (V1, V3) power/signal connectors Connector can be rotated by 270Â° RESOLVER MULTI-POLE (RESOLVER P=3) WITH DRIVE-CLIQ INTERFACE; PLAIN SHAFT, TOLERANCE N; WITH HOLDING BRAKE DEGREE OF PROTECTION IP64; PAINT FINISH RAL7016 | - | 0 | 0
1FK7043-7AH71-1UH5 |  | 1FK7043-7AH71-1UH5 | 1 | UN | 1 | 60 | X | D | N | N | 85015220 | 1 |  | 6.902 | KG | 1441.73 | 1441.73 | MC05 | MC05 | SIMOTICS S Synchronous servo motor 1FK7 High Dynamic, 3.1Nm 100K, 4500rpm, 1.23kW Naturally cooled IM B5 (V1, V3) power/signal connectors Connector can be rotated by 270Â° RESOLVER MULTI-POLE (RESOLVER P=3) WITH DRIVE-CLIQ INTERFACE; PLAIN SHAFT, TOLERANCE N; WITH HOLDING BRAKE DEGREE OF PROTECTION IP65 AS FLANGE IP67; PAINT FINISH RAL7016 | - | 0 | 0
1FK7043-7AH71-1UH8 |  | 1FK7043-7AH71-1UH8 | 1 | UN | 1 | 60 | X | D | N | N | 85015220 | 1 |  | 6.902 | KG | 1522.94 | 1522.94 | MC05 | MC05 | SIMOTICS S Synchronous servo motor 1FK7 High Dynamic, 3.1Nm 100K, 4500rpm, 1.23kW Naturally cooled IM B5 (V1, V3) power/signal connectors Connector can be rotated by 270Â° RESOLVER MULTI-POLE (RESOLVER P=3) WITH DRIVE-CLIQ INTERFACE; PLAIN SHAFT, TOLERANCE N; WITH HOLDING BRAKE DEGREE OF PROTECTION IP65 IP67 D-END FLANGE; RAL7016 COATING; METALLIC RATING PLATE AT MOTOR | - | 0 | 0
1FK7043-7AK71-1AA0 |  | 1FK7043-7AK71-1AA0 | 1 | UN | 1 | 60 | X | D | N | N | 85015220 | 1 |  | 6.303 | KG | 1469.03 | 1469.03 | MC05 | MC05 | SIMOTICS S Synchronous servo motor 1FK7 High Dynamic 3.1Nm, 100K, 6000rpm 1.26kW, Naturally cooled IM B5 (V1, V3) power/signal connectors Connector can be rotated by 270Â° INCREM. ENCODER, SIN/COS 1 VPP 2048 P/REV (ENCODER I-2048); SHAFT WITH FITTED KEY, TOLERANCE N; W/O HOLDING BRAKE DEGREE OF PROTECTION IP64 | - | 0 | 0
1FK7043-7AK71-1AA2 |  | 1FK7043-7AK71-1AA2 | 1 | UN | 1 | 60 | X | D | N | N | 85015220 | 1 |  | 6.303 | KG | 1545 | 1545 | MC05 | MC05 | SIMOTICS S Synchronous servo motor 1FK7 High Dynamic 3.1Nm, 100K, 6000rpm 1.26kW, Naturally cooled IM B5 (V1, V3) power/signal connectors Connector can be rotated by 270Â° INCREM. ENCODER, SIN/COS 1 VPP 2048 P/REV (ENCODER I-2048); SHAFT WITH FITTED KEY, TOLERANCE N; W/O HOLDING BRAKE DEGREE OF PROTECTION IP65 FLANGE ON DRIVE END IP67 | - | 0 | 0
1FK7043-7AK71-1AA3 |  | 1FK7043-7AK71-1AA3 | 1 | UN | 1 | 60 | X | D | N | N | 85015220 | 1 |  | 6.303 | KG | 1505.84 | 1505.84 | MC05 | MC05 | SIMOTICS S Synchronous servo motor 1FK7 High Dynamic 3.1Nm, 100K, 6000rpm 1.26kW, Naturally cooled IM B5 (V1, V3) power/signal connectors Connector can be rotated by 270Â° INCREM. ENCODER, SIN/COS 1 VPP 2048 P/REV (ENCODER I-2048); SHAFT WITH FITTED KEY, TOLERANCE N; W/O HOLDING BRAKE DEGREE OF PROTECTION IP64; PAINT FINISH RAL7016 | - | 0 | 0
1FK7043-7AK71-1AA5 |  | 1FK7043-7AK71-1AA5 | 1 | UN | 1 | 60 | X | D | N | N | 85015220 | 1 |  | 6.303 | KG | 1581.79 | 1581.79 | MC05 | MC05 | SIMOTICS S Synchronous servo motor 1FK7 High Dynamic 3.1Nm, 100K, 6000rpm 1.26kW, Naturally cooled IM B5 (V1, V3) power/signal connectors Connector can be rotated by 270Â° INCREM. ENCODER, SIN/COS 1 VPP 2048 P/REV (ENCODER I-2048); SHAFT WITH FITTED KEY, TOLERANCE N; W/O HOLDING BRAKE DEGREE OF PROTECTION IP65 AS FLANGE IP67; PAINT FINISH RAL7016 | - | 0 | 0
1FK7043-7AK71-1AA8 |  | 1FK7043-7AK71-1AA8 | 1 | UN | 1 | 60 | X | D | N | N | 85015220 | 1 |  | 6.303 | KG | 1663 | 1663 | MC05 | MC05 | SIMOTICS S Synchronous servo motor 1FK7 High Dynamic 3.1Nm, 100K, 6000rpm 1.26kW, Naturally cooled IM B5 (V1, V3) power/signal connectors Connector can be rotated by 270Â° INCREM. ENCODER, SIN/COS 1 VPP 2048 P/REV (ENCODER I-2048); SHAFT WITH FITTED KEY, TOLERANCE N; W/O HOLDING BRAKE DEGREE OF PROTECTION IP65 IP67 D-END FLANGE; RAL7016 COATING; METALLIC RATING PLATE AT MOTOR | - | 0 | 0
1FK7043-7AK71-1AB0 |  | 1FK7043-7AK71-1AB0 | 1 | UN | 1 | 60 | X | D | N | N | 85015220 | 1 |  | 6.902 | KG | 1680.97 | 1680.97 | MC05 | MC05 | SIMOTICS S Synchronous servo motor 1FK7 High Dynamic 3.1Nm, 100K, 6000rpm 1.26kW, Naturally cooled IM B5 (V1, V3) power/signal connectors Connector can be rotated by 270Â° INCREM. ENCODER, SIN/COS 1 VPP 2048 P/REV (ENCODER I-2048); SHAFT WITH FITTED KEY, TOLERANCE N; WITH HOLDING BRAKE DEGREE OF PROTECTION IP64 | - | 0 | 0
1FK7043-7AK71-1AB2 |  | 1FK7043-7AK71-1AB2 | 1 | UN | 1 | 60 | X | D | N | N | 85015220 | 1 |  | 6.902 | KG | 1756.94 | 1756.94 | MC05 | MC05 | SIMOTICS S Synchronous servo motor 1FK7 High Dynamic 3.1Nm, 100K, 6000rpm 1.26kW, Naturally cooled IM B5 (V1, V3) power/signal connectors Connector can be rotated by 270Â° INCREM. ENCODER, SIN/COS 1 VPP 2048 P/REV (ENCODER I-2048); SHAFT WITH FITTED KEY, TOLERANCE N; WITH HOLDING BRAKE DEGREE OF PROTECTION IP65 FLANGE ON DRIVE END IP67 | - | 0 | 0
1FK7043-7AK71-1AB3 |  | 1FK7043-7AK71-1AB3 | 1 | UN | 1 | 60 | X | D | N | N | 85015220 | 1 |  | 6.902 | KG | 1717.78 | 1717.78 | MC05 | MC05 | SIMOTICS S Synchronous servo motor 1FK7 High Dynamic 3.1Nm, 100K, 6000rpm 1.26kW, Naturally cooled IM B5 (V1, V3) power/signal connectors Connector can be rotated by 270Â° INCREM. ENCODER, SIN/COS 1 VPP 2048 P/REV (ENCODER I-2048); SHAFT WITH FITTED KEY, TOLERANCE N; WITH HOLDING BRAKE DEGREE OF PROTECTION IP64; PAINT FINISH RAL7016 | - | 0 | 0
1FK7043-7AK71-1AB5 |  | 1FK7043-7AK71-1AB5 | 1 | UN | 1 | 60 | X | D | N | N | 85015220 | 1 |  | 6.902 | KG | 1793.73 | 1793.73 | MC05 | MC05 | SIMOTICS S Synchronous servo motor 1FK7 High Dynamic 3.1Nm, 100K, 6000rpm 1.26kW, Naturally cooled IM B5 (V1, V3) power/signal connectors Connector can be rotated by 270Â° INCREM. ENCODER, SIN/COS 1 VPP 2048 P/REV (ENCODER I-2048); SHAFT WITH FITTED KEY, TOLERANCE N; WITH HOLDING BRAKE DEGREE OF PROTECTION IP65 AS FLANGE IP67; PAINT FINISH RAL7016 | - | 0 | 0
1FK7043-7AK71-1AB8 |  | 1FK7043-7AK71-1AB8 | 1 | UN | 1 | 60 | X | D | N | N | 85015220 | 1 |  | 6.902 | KG | 1874.94 | 1874.94 | MC05 | MC05 | SIMOTICS S Synchronous servo motor 1FK7 High Dynamic 3.1Nm, 100K, 6000rpm 1.26kW, Naturally cooled IM B5 (V1, V3) power/signal connectors Connector can be rotated by 270Â° INCREM. ENCODER, SIN/COS 1 VPP 2048 P/REV (ENCODER I-2048); SHAFT WITH FITTED KEY, TOLERANCE N; WITH HOLDING BRAKE DEGREE OF PROTECTION IP65 IP67 D-END FLANGE; RAL7016 COATING; METALLIC RATING PLATE AT MOTOR | - | 0 | 0
1FK7043-7AK71-1AG0 |  | 1FK7043-7AK71-1AG0 | 1 | UN | 1 | 60 | X | D | N | N | 85015220 | 1 |  | 6.303 | KG | 1398.98 | 1398.98 | MC05 | MC05 | SIMOTICS S Synchronous servo motor 1FK7 High Dynamic 3.1Nm, 100K, 6000rpm 1.26kW, Naturally cooled IM B5 (V1, V3) power/signal connectors Connector can be rotated by 270Â° INCREM. ENCODER, SIN/COS 1 VPP 2048 P/REV (ENCODER I-2048); PLAIN SHAFT, TOLERANCE N; W/O HOLDING BRAKE DEGREE OF PROTECTION IP64 | - | 0 | 0
1FK7043-7AK71-1AG2 |  | 1FK7043-7AK71-1AG2 | 1 | UN | 1 | 60 | X | D | N | N | 85015220 | 1 |  | 6.303 | KG | 1474.95 | 1474.95 | MC05 | MC05 | SIMOTICS S Synchronous servo motor 1FK7 High Dynamic 3.1Nm, 100K, 6000rpm 1.26kW, Naturally cooled IM B5 (V1, V3) power/signal connectors Connector can be rotated by 270Â° INCREM. ENCODER, SIN/COS 1 VPP 2048 P/REV (ENCODER I-2048); PLAIN SHAFT, TOLERANCE N; W/O HOLDING BRAKE DEGREE OF PROTECTION IP65 FLANGE ON DRIVE END IP67 | - | 0 | 0
1FK7043-7AK71-1AG3 |  | 1FK7043-7AK71-1AG3 | 1 | UN | 1 | 60 | X | D | N | N | 85015220 | 1 |  | 6.303 | KG | 1435.79 | 1435.79 | MC05 | MC05 | SIMOTICS S Synchronous servo motor 1FK7 High Dynamic 3.1Nm, 100K, 6000rpm 1.26kW, Naturally cooled IM B5 (V1, V3) power/signal connectors Connector can be rotated by 270Â° INCREM. ENCODER, SIN/COS 1 VPP 2048 P/REV (ENCODER I-2048); PLAIN SHAFT, TOLERANCE N; W/O HOLDING BRAKE DEGREE OF PROTECTION IP64; PAINT FINISH RAL7016 | - | 0 | 0
1FK7043-7AK71-1AG5 |  | 1FK7043-7AK71-1AG5 | 1 | UN | 1 | 60 | X | D | N | N | 85015220 | 1 |  | 6.303 | KG | 1511.74 | 1511.74 | MC05 | MC05 | SIMOTICS S Synchronous servo motor 1FK7 High Dynamic 3.1Nm, 100K, 6000rpm 1.26kW, Naturally cooled IM B5 (V1, V3) power/signal connectors Connector can be rotated by 270Â° INCREM. ENCODER, SIN/COS 1 VPP 2048 P/REV (ENCODER I-2048); PLAIN SHAFT, TOLERANCE N; W/O HOLDING BRAKE DEGREE OF PROTECTION IP65 AS FLANGE IP67; PAINT FINISH RAL7016 | - | 0 | 0
1FK7043-7AK71-1AG8 |  | 1FK7043-7AK71-1AG8 | 1 | UN | 1 | 60 | X | D | N | N | 85015220 | 1 |  | 6.303 | KG | 1592.95 | 1592.95 | MC05 | MC05 | SIMOTICS S Synchronous servo motor 1FK7 High Dynamic 3.1Nm, 100K, 6000rpm 1.26kW, Naturally cooled IM B5 (V1, V3) power/signal connectors Connector can be rotated by 270Â° INCREM. ENCODER, SIN/COS 1 VPP 2048 P/REV (ENCODER I-2048); PLAIN SHAFT, TOLERANCE N; W/O HOLDING BRAKE DEGREE OF PROTECTION IP65 IP67 D-END FLANGE; RAL7016 COATING; METALLIC RATING PLATE AT MOTOR | - | 0 | 0
1FK7043-7AK71-1AH0 |  | 1FK7043-7AK71-1AH0 | 1 | UN | 1 | 60 | X | D | N | N | 85015220 | 1 |  | 6.902 | KG | 1609.11 | 1609.11 | MC05 | MC05 | SIMOTICS S Synchronous servo motor 1FK7 High Dynamic 3.1Nm, 100K, 6000rpm 1.26kW, Naturally cooled IM B5 (V1, V3) power/signal connectors Connector can be rotated by 270Â° INCREM. ENCODER, SIN/COS 1 VPP 2048 P/REV (ENCODER I-2048); PLAIN SHAFT, TOLERANCE N; WITH HOLDING BRAKE DEGREE OF PROTECTION IP64 | - | 0 | 0
1FK7043-7AK71-1AH2 |  | 1FK7043-7AK71-1AH2 | 1 | UN | 1 | 60 | X | D | N | N | 85015220 | 1 |  | 6.902 | KG | 1685.08 | 1685.08 | MC05 | MC05 | SIMOTICS S Synchronous servo motor 1FK7 High Dynamic 3.1Nm, 100K, 6000rpm 1.26kW, Naturally cooled IM B5 (V1, V3) power/signal connectors Connector can be rotated by 270Â° INCREM. ENCODER, SIN/COS 1 VPP 2048 P/REV (ENCODER I-2048); PLAIN SHAFT, TOLERANCE N; WITH HOLDING BRAKE DEGREE OF PROTECTION IP65 FLANGE ON DRIVE END IP67 | - | 0 | 0
1FK7043-7AK71-1AH3 |  | 1FK7043-7AK71-1AH3 | 1 | UN | 1 | 60 | X | D | N | N | 85015220 | 1 |  | 6.902 | KG | 1645.92 | 1645.92 | MC05 | MC05 | SIMOTICS S Synchronous servo motor 1FK7 High Dynamic 3.1Nm, 100K, 6000rpm 1.26kW, Naturally cooled IM B5 (V1, V3) power/signal connectors Connector can be rotated by 270Â° INCREM. ENCODER, SIN/COS 1 VPP 2048 P/REV (ENCODER I-2048); PLAIN SHAFT, TOLERANCE N; WITH HOLDING BRAKE DEGREE OF PROTECTION IP64; PAINT FINISH RAL7016 | - | 0 | 0
1FK7043-7AK71-1AH5 |  | 1FK7043-7AK71-1AH5 | 1 | UN | 1 | 60 | X | D | N | N | 85015220 | 1 |  | 6.902 | KG | 1721.87 | 1721.87 | MC05 | MC05 | SIMOTICS S Synchronous servo motor 1FK7 High Dynamic 3.1Nm, 100K, 6000rpm 1.26kW, Naturally cooled IM B5 (V1, V3) power/signal connectors Connector can be rotated by 270Â° INCREM. ENCODER, SIN/COS 1 VPP 2048 P/REV (ENCODER I-2048); PLAIN SHAFT, TOLERANCE N; WITH HOLDING BRAKE DEGREE OF PROTECTION IP65 AS FLANGE IP67; PAINT FINISH RAL7016 | - | 0 | 0
1FK7043-7AK71-1AH8 |  | 1FK7043-7AK71-1AH8 | 1 | UN | 1 | 60 | X | D | N | N | 85015220 | 1 |  | 6.902 | KG | 1803.08 | 1803.08 | MC05 | MC05 | SIMOTICS S Synchronous servo motor 1FK7 High Dynamic 3.1Nm, 100K, 6000rpm 1.26kW, Naturally cooled IM B5 (V1, V3) power/signal connectors Connector can be rotated by 270Â° INCREM. ENCODER, SIN/COS 1 VPP 2048 P/REV (ENCODER I-2048); PLAIN SHAFT, TOLERANCE N; WITH HOLDING BRAKE DEGREE OF PROTECTION IP65 IP67 D-END FLANGE; RAL7016 COATING; METALLIC RATING PLATE AT MOTOR | - | 0 | 0
1FK7043-7AK71-1DA0 |  | 1FK7043-7AK71-1DA0 | 1 | UN | 1 | 60 | X | D | N | N | 85015220 | 1 |  | 6.303 | KG | 1664.82 | 1664.82 | MC05 | MC05 | SIMOTICS S Synchronous servo motor 1FK7 High Dynamic 3.1Nm, 100K, 6000rpm 1.26kW, Naturally cooled IM B5 (V1, V3) power/signal connectors Connector can be rotated by 270Â° INCREMENTAL ENCODER 2048 P/REV (ENCODER I-2048) WITH DRIVE-CLIQ INTERFACE; SHAFT WITH FITTED KEY, TOLERANCE N; W/O HOLDING BRAKE DEGREE OF PROTECTION IP64 | - | 0 | 0
1FK7043-7AK71-1DA2 |  | 1FK7043-7AK71-1DA2 | 1 | UN | 1 | 60 | X | D | N | N | 85015220 | 1 |  | 6.303 | KG | 1740.79 | 1740.79 | MC05 | MC05 | SIMOTICS S Synchronous servo motor 1FK7 High Dynamic 3.1Nm, 100K, 6000rpm 1.26kW, Naturally cooled IM B5 (V1, V3) power/signal connectors Connector can be rotated by 270Â° INCREMENTAL ENCODER 2048 P/REV (ENCODER I-2048) WITH DRIVE-CLIQ INTERFACE; SHAFT WITH FITTED KEY, TOLERANCE N; W/O HOLDING BRAKE DEGREE OF PROTECTION IP65 FLANGE ON DRIVE END IP67 | - | 0 | 0
1FK7043-7AK71-1DA3 |  | 1FK7043-7AK71-1DA3 | 1 | UN | 1 | 60 | X | D | N | N | 85015220 | 1 |  | 6.303 | KG | 1701.63 | 1701.63 | MC05 | MC05 | SIMOTICS S Synchronous servo motor 1FK7 High Dynamic 3.1Nm, 100K, 6000rpm 1.26kW, Naturally cooled IM B5 (V1, V3) power/signal connectors Connector can be rotated by 270Â° INCREMENTAL ENCODER 2048 P/REV (ENCODER I-2048) WITH DRIVE-CLIQ INTERFACE; SHAFT WITH FITTED KEY, TOLERANCE N; W/O HOLDING BRAKE DEGREE OF PROTECTION IP64; PAINT FINISH RAL7016 | - | 0 | 0
1FK7043-7AK71-1DA5 |  | 1FK7043-7AK71-1DA5 | 1 | UN | 1 | 60 | X | D | N | N | 85015220 | 1 |  | 6.303 | KG | 1777.58 | 1777.58 | MC05 | MC05 | SIMOTICS S Synchronous servo motor 1FK7 High Dynamic 3.1Nm, 100K, 6000rpm 1.26kW, Naturally cooled IM B5 (V1, V3) power/signal connectors Connector can be rotated by 270Â° INCREMENTAL ENCODER 2048 P/REV (ENCODER I-2048) WITH DRIVE-CLIQ INTERFACE; SHAFT WITH FITTED KEY, TOLERANCE N; W/O HOLDING BRAKE DEGREE OF PROTECTION IP65 AS FLANGE IP67; PAINT FINISH RAL7016 | - | 0 | 0
1FK7043-7AK71-1DA8 |  | 1FK7043-7AK71-1DA8 | 1 | UN | 1 | 60 | X | D | N | N | 85015220 | 1 |  | 6.303 | KG | 1858.79 | 1858.79 | MC05 | MC05 | SIMOTICS S Synchronous servo motor 1FK7 High Dynamic 3.1Nm, 100K, 6000rpm 1.26kW, Naturally cooled IM B5 (V1, V3) power/signal connectors Connector can be rotated by 270Â° INCREMENTAL ENCODER 2048 P/REV (ENCODER I-2048) WITH DRIVE-CLIQ INTERFACE; SHAFT WITH FITTED KEY, TOLERANCE N; W/O HOLDING BRAKE DEGREE OF PROTECTION IP65 IP67 D-END FLANGE; RAL7016 COATING; METALLIC RATING PLATE AT MOTOR | - | 0 | 0
1FK7043-7AK71-1DB0 |  | 1FK7043-7AK71-1DB0 | 1 | UN | 1 | 60 | X | D | N | N | 85015220 | 1 |  | 6.902 | KG | 1876.76 | 1876.76 | MC05 | MC05 | SIMOTICS S Synchronous servo motor 1FK7 High Dynamic 3.1Nm, 100K, 6000rpm 1.26kW, Naturally cooled IM B5 (V1, V3) power/signal connectors Connector can be rotated by 270Â° INCREMENTAL ENCODER 2048 P/REV (ENCODER I-2048) WITH DRIVE-CLIQ INTERFACE; SHAFT WITH FITTED KEY, TOLERANCE N; WITH HOLDING BRAKE DEGREE OF PROTECTION IP64 | - | 0 | 0
1FK7043-7AK71-1DB2 |  | 1FK7043-7AK71-1DB2 | 1 | UN | 1 | 60 | X | D | N | N | 85015220 | 1 |  | 6.902 | KG | 1952.73 | 1952.73 | MC05 | MC05 | SIMOTICS S Synchronous servo motor 1FK7 High Dynamic 3.1Nm, 100K, 6000rpm 1.26kW, Naturally cooled IM B5 (V1, V3) power/signal connectors Connector can be rotated by 270Â° INCREMENTAL ENCODER 2048 P/REV (ENCODER I-2048) WITH DRIVE-CLIQ INTERFACE; SHAFT WITH FITTED KEY, TOLERANCE N; WITH HOLDING BRAKE DEGREE OF PROTECTION IP65 FLANGE ON DRIVE END IP67 | - | 0 | 0
1FK7043-7AK71-1DB3 |  | 1FK7043-7AK71-1DB3 | 1 | UN | 1 | 60 | X | D | N | N | 85015220 | 1 |  | 6.902 | KG | 1913.57 | 1913.57 | MC05 | MC05 | SIMOTICS S Synchronous servo motor 1FK7 High Dynamic 3.1Nm, 100K, 6000rpm 1.26kW, Naturally cooled IM B5 (V1, V3) power/signal connectors Connector can be rotated by 270Â° INCREMENTAL ENCODER 2048 P/REV (ENCODER I-2048) WITH DRIVE-CLIQ INTERFACE; SHAFT WITH FITTED KEY, TOLERANCE N; WITH HOLDING BRAKE DEGREE OF PROTECTION IP64; PAINT FINISH RAL7016 | - | 0 | 0
1FK7043-7AK71-1DB5 |  | 1FK7043-7AK71-1DB5 | 1 | UN | 1 | 60 | X | D | N | N | 85015220 | 1 |  | 6.902 | KG | 1989.52 | 1989.52 | MC05 | MC05 | SIMOTICS S Synchronous servo motor 1FK7 High Dynamic 3.1Nm, 100K, 6000rpm 1.26kW, Naturally cooled IM B5 (V1, V3) power/signal connectors Connector can be rotated by 270Â° INCREMENTAL ENCODER 2048 P/REV (ENCODER I-2048) WITH DRIVE-CLIQ INTERFACE; SHAFT WITH FITTED KEY, TOLERANCE N; WITH HOLDING BRAKE DEGREE OF PROTECTION IP65 AS FLANGE IP67; PAINT FINISH RAL7016 | - | 0 | 0
1FK7043-7AK71-1DB8 |  | 1FK7043-7AK71-1DB8 | 1 | UN | 1 | 60 | X | D | N | N | 85015220 | 1 |  | 6.902 | KG | 2070.73 | 2070.73 | MC05 | MC05 | SIMOTICS S Synchronous servo motor 1FK7 High Dynamic 3.1Nm, 100K, 6000rpm 1.26kW, Naturally cooled IM B5 (V1, V3) power/signal connectors Connector can be rotated by 270Â° INCREMENTAL ENCODER 2048 P/REV (ENCODER I-2048) WITH DRIVE-CLIQ INTERFACE; SHAFT WITH FITTED KEY, TOLERANCE N; WITH HOLDING BRAKE DEGREE OF PROTECTION IP65 IP67 D-END FLANGE; RAL7016 COATING; METALLIC RATING PLATE AT MOTOR | - | 0 | 0
1FK7043-7AK71-1DG0 |  | 1FK7043-7AK71-1DG0 | 1 | UN | 1 | 60 | X | D | N | N | 85015220 | 1 |  | 6.303 | KG | 1594.77 | 1594.77 | MC05 | MC05 | SIMOTICS S Synchronous servo motor 1FK7 High Dynamic 3.1Nm, 100K, 6000rpm 1.26kW, Naturally cooled IM B5 (V1, V3) power/signal connectors Connector can be rotated by 270Â° INCREMENTAL ENCODER 2048 P/REV (ENCODER I-2048) WITH DRIVE-CLIQ INTERFACE; PLAIN SHAFT, TOLERANCE N; W/O HOLDING BRAKE DEGREE OF PROTECTION IP64 | - | 0 | 0
1FK7043-7AK71-1DG2 |  | 1FK7043-7AK71-1DG2 | 1 | UN | 1 | 60 | X | D | N | N | 85015220 | 1 |  | 6.303 | KG | 1670.74 | 1670.74 | MC05 | MC05 | SIMOTICS S Synchronous servo motor 1FK7 High Dynamic 3.1Nm, 100K, 6000rpm 1.26kW, Naturally cooled IM B5 (V1, V3) power/signal connectors Connector can be rotated by 270Â° INCREMENTAL ENCODER 2048 P/REV (ENCODER I-2048) WITH DRIVE-CLIQ INTERFACE; PLAIN SHAFT, TOLERANCE N; W/O HOLDING BRAKE DEGREE OF PROTECTION IP65 FLANGE ON DRIVE END IP67 | - | 0 | 0
1FK7043-7AK71-1DG3 |  | 1FK7043-7AK71-1DG3 | 1 | UN | 1 | 60 | X | D | N | N | 85015220 | 1 |  | 6.303 | KG | 1631.58 | 1631.58 | MC05 | MC05 | SIMOTICS S Synchronous servo motor 1FK7 High Dynamic 3.1Nm, 100K, 6000rpm 1.26kW, Naturally cooled IM B5 (V1, V3) power/signal connectors Connector can be rotated by 270Â° INCREMENTAL ENCODER 2048 P/REV (ENCODER I-2048) WITH DRIVE-CLIQ INTERFACE; PLAIN SHAFT, TOLERANCE N; W/O HOLDING BRAKE DEGREE OF PROTECTION IP64; PAINT FINISH RAL7016 | - | 0 | 0
1FK7043-7AK71-1DG5 |  | 1FK7043-7AK71-1DG5 | 1 | UN | 1 | 60 | X | D | N | N | 85015220 | 1 |  | 6.303 | KG | 1707.53 | 1707.53 | MC05 | MC05 | SIMOTICS S Synchronous servo motor 1FK7 High Dynamic 3.1Nm, 100K, 6000rpm 1.26kW, Naturally cooled IM B5 (V1, V3) power/signal connectors Connector can be rotated by 270Â° INCREMENTAL ENCODER 2048 P/REV (ENCODER I-2048) WITH DRIVE-CLIQ INTERFACE; PLAIN SHAFT, TOLERANCE N; W/O HOLDING BRAKE DEGREE OF PROTECTION IP65 AS FLANGE IP67; PAINT FINISH RAL7016 | - | 0 | 0
1FK7043-7AK71-1DG8 |  | 1FK7043-7AK71-1DG8 | 1 | UN | 1 | 60 | X | D | N | N | 85015220 | 1 |  | 6.303 | KG | 1788.74 | 1788.74 | MC05 | MC05 | SIMOTICS S Synchronous servo motor 1FK7 High Dynamic 3.1Nm, 100K, 6000rpm 1.26kW, Naturally cooled IM B5 (V1, V3) power/signal connectors Connector can be rotated by 270Â° INCREMENTAL ENCODER 2048 P/REV (ENCODER I-2048) WITH DRIVE-CLIQ INTERFACE; PLAIN SHAFT, TOLERANCE N; W/O HOLDING BRAKE DEGREE OF PROTECTION IP65 IP67 D-END FLANGE; RAL7016 COATING; METALLIC RATING PLATE AT MOTOR | - | 0 | 0
1FK7043-7AK71-1DH0 |  | 1FK7043-7AK71-1DH0 | 1 | UN | 1 | 60 | X | D | N | N | 85015220 | 1 |  | 6.902 | KG | 1804.9 | 1804.9 | MC05 | MC05 | SIMOTICS S Synchronous servo motor 1FK7 High Dynamic 3.1Nm, 100K, 6000rpm 1.26kW, Naturally cooled IM B5 (V1, V3) power/signal connectors Connector can be rotated by 270Â° INCREMENTAL ENCODER 2048 P/REV (ENCODER I-2048) WITH DRIVE-CLIQ INTERFACE; PLAIN SHAFT, TOLERANCE N; WITH HOLDING BRAKE DEGREE OF PROTECTION IP64 | - | 0 | 0
1FK7043-7AK71-1DH2 |  | 1FK7043-7AK71-1DH2 | 1 | UN | 1 | 60 | X | D | N | N | 85015220 | 1 |  | 6.902 | KG | 1880.87 | 1880.87 | MC05 | MC05 | SIMOTICS S Synchronous servo motor 1FK7 High Dynamic 3.1Nm, 100K, 6000rpm 1.26kW, Naturally cooled IM B5 (V1, V3) power/signal connectors Connector can be rotated by 270Â° INCREMENTAL ENCODER 2048 P/REV (ENCODER I-2048) WITH DRIVE-CLIQ INTERFACE; PLAIN SHAFT, TOLERANCE N; WITH HOLDING BRAKE DEGREE OF PROTECTION IP65 FLANGE ON DRIVE END IP67 | - | 0 | 0
1FK7043-7AK71-1DH3 |  | 1FK7043-7AK71-1DH3 | 1 | UN | 1 | 60 | X | D | N | N | 85015220 | 1 |  | 6.902 | KG | 1841.71 | 1841.71 | MC05 | MC05 | SIMOTICS S Synchronous servo motor 1FK7 High Dynamic 3.1Nm, 100K, 6000rpm 1.26kW, Naturally cooled IM B5 (V1, V3) power/signal connectors Connector can be rotated by 270Â° INCREMENTAL ENCODER 2048 P/REV (ENCODER I-2048) WITH DRIVE-CLIQ INTERFACE; PLAIN SHAFT, TOLERANCE N; WITH HOLDING BRAKE DEGREE OF PROTECTION IP64; PAINT FINISH RAL7016 | - | 0 | 0
1FK7043-7AK71-1DH5 |  | 1FK7043-7AK71-1DH5 | 1 | UN | 1 | 60 | X | D | N | N | 85015220 | 1 |  | 6.902 | KG | 1917.66 | 1917.66 | MC05 | MC05 | SIMOTICS S Synchronous servo motor 1FK7 High Dynamic 3.1Nm, 100K, 6000rpm 1.26kW, Naturally cooled IM B5 (V1, V3) power/signal connectors Connector can be rotated by 270Â° INCREMENTAL ENCODER 2048 P/REV (ENCODER I-2048) WITH DRIVE-CLIQ INTERFACE; PLAIN SHAFT, TOLERANCE N; WITH HOLDING BRAKE DEGREE OF PROTECTION IP65 AS FLANGE IP67; PAINT FINISH RAL7016 | - | 0 | 0
1FK7043-7AK71-1DH8 |  | 1FK7043-7AK71-1DH8 | 1 | UN | 1 | 60 | X | D | N | N | 85015220 | 1 |  | 6.902 | KG | 1998.87 | 1998.87 | MC05 | MC05 | SIMOTICS S Synchronous servo motor 1FK7 High Dynamic 3.1Nm, 100K, 6000rpm 1.26kW, Naturally cooled IM B5 (V1, V3) power/signal connectors Connector can be rotated by 270Â° INCREMENTAL ENCODER 2048 P/REV (ENCODER I-2048) WITH DRIVE-CLIQ INTERFACE; PLAIN SHAFT, TOLERANCE N; WITH HOLDING BRAKE DEGREE OF PROTECTION IP65 IP67 D-END FLANGE; RAL7016 COATING; METALLIC RATING PLATE AT MOTOR | - | 0 | 0
1FK7043-7AK71-1EA0 |  | 1FK7043-7AK71-1EA0 | 1 | UN | 1 | 60 | X | D | N | N | 85015220 | 1 |  | 6.303 | KG | 1770.79 | 1770.79 | MC05 | MC05 | SIMOTICS S Synchronous servo motor 1FK7 High Dynamic 3.1Nm, 100K, 6000rpm 1.26kW, Naturally cooled IM B5 (V1, V3) power/signal connectors Connector can be rotated by 270Â° ABSOLUTE ENCODER ENDAT 2048 P/REV (ENCODER A-2048); PERFORMANCE REDUCTION BY 10% DUE TO ABSOLUTE ENCODER; SHAFT WITH FITTED KEY, TOLERANCE N; W/O HOLDING BRAKE DEGREE OF PROTECTION IP64 | - | 0 | 0
1FK7043-7AK71-1EA2 |  | 1FK7043-7AK71-1EA2 | 1 | UN | 1 | 60 | X | D | N | N | 85015220 | 1 |  | 6.303 | KG | 1846.76 | 1846.76 | MC05 | MC05 | SIMOTICS S Synchronous servo motor 1FK7 High Dynamic 3.1Nm, 100K, 6000rpm 1.26kW, Naturally cooled IM B5 (V1, V3) power/signal connectors Connector can be rotated by 270Â° ABSOLUTE ENCODER ENDAT 2048 P/REV (ENCODER A-2048); PERFORMANCE REDUCTION BY 10% DUE TO ABSOLUTE ENCODER; SHAFT WITH FITTED KEY, TOLERANCE N; W/O HOLDING BRAKE DEGREE OF PROTECTION IP65 FLANGE ON DRIVE END IP67 | - | 0 | 0
1FK7043-7AK71-1EA3 |  | 1FK7043-7AK71-1EA3 | 1 | UN | 1 | 60 | X | D | N | N | 85015220 | 1 |  | 6.303 | KG | 1807.6 | 1807.6 | MC05 | MC05 | SIMOTICS S Synchronous servo motor 1FK7 High Dynamic 3.1Nm, 100K, 6000rpm 1.26kW, Naturally cooled IM B5 (V1, V3) power/signal connectors Connector can be rotated by 270Â° ABSOLUTE ENCODER ENDAT 2048 P/REV (ENCODER A-2048); PERFORMANCE REDUCTION BY 10% DUE TO ABSOLUTE ENCODER; SHAFT WITH FITTED KEY, TOLERANCE N; W/O HOLDING BRAKE DEGREE OF PROTECTION IP64; PAINT FINISH RAL7016 | - | 0 | 0
1FK7043-7AK71-1EA5 |  | 1FK7043-7AK71-1EA5 | 1 | UN | 1 | 60 | X | D | N | N | 85015220 | 1 |  | 6.303 | KG | 1883.55 | 1883.55 | MC05 | MC05 | SIMOTICS S Synchronous servo motor 1FK7 High Dynamic 3.1Nm, 100K, 6000rpm 1.26kW, Naturally cooled IM B5 (V1, V3) power/signal connectors Connector can be rotated by 270Â° ABSOLUTE ENCODER ENDAT 2048 P/REV (ENCODER A-2048); PERFORMANCE REDUCTION BY 10% DUE TO ABSOLUTE ENCODER; SHAFT WITH FITTED KEY, TOLERANCE N; W/O HOLDING BRAKE DEGREE OF PROTECTION IP65 AS FLANGE IP67; PAINT FINISH RAL7016 | - | 0 | 0
1FK7043-7AK71-1EA8 |  | 1FK7043-7AK71-1EA8 | 1 | UN | 1 | 60 | X | D | N | N | 85015220 | 1 |  | 6.303 | KG | 1964.76 | 1964.76 | MC05 | MC05 | SIMOTICS S Synchronous servo motor 1FK7 High Dynamic 3.1Nm, 100K, 6000rpm 1.26kW, Naturally cooled IM B5 (V1, V3) power/signal connectors Connector can be rotated by 270Â° ABSOLUTE ENCODER ENDAT 2048 P/REV (ENCODER A-2048); PERFORMANCE REDUCTION BY 10% DUE TO ABSOLUTE ENCODER; SHAFT WITH FITTED KEY, TOLERANCE N; W/O HOLDING BRAKE DEGREE OF PROTECTION IP65 IP67 D-END FLANGE; RAL7016 COATING; METALLIC RATING PLATE AT MOTOR | - | 0 | 0
1FK7043-7AK71-1EB0 |  | 1FK7043-7AK71-1EB0 | 1 | UN | 1 | 60 | X | D | N | N | 85015220 | 1 |  | 6.902 | KG | 1982.73 | 1982.73 | MC05 | MC05 | SIMOTICS S Synchronous servo motor 1FK7 High Dynamic 3.1Nm, 100K, 6000rpm 1.26kW, Naturally cooled IM B5 (V1, V3) power/signal connectors Connector can be rotated by 270Â° ABSOLUTE ENCODER ENDAT 2048 P/REV (ENCODER A-2048); PERFORMANCE REDUCTION BY 10% DUE TO ABSOLUTE ENCODER; SHAFT WITH FITTED KEY, TOLERANCE N; WITH HOLDING BRAKE DEGREE OF PROTECTION IP64 | - | 0 | 0
1FK7043-7AK71-1EB2 |  | 1FK7043-7AK71-1EB2 | 1 | UN | 1 | 60 | X | D | N | N | 85015220 | 1 |  | 6.902 | KG | 2058.7 | 2058.7 | MC05 | MC05 | SIMOTICS S Synchronous servo motor 1FK7 High Dynamic 3.1Nm, 100K, 6000rpm 1.26kW, Naturally cooled IM B5 (V1, V3) power/signal connectors Connector can be rotated by 270Â° ABSOLUTE ENCODER ENDAT 2048 P/REV (ENCODER A-2048); PERFORMANCE REDUCTION BY 10% DUE TO ABSOLUTE ENCODER; SHAFT WITH FITTED KEY, TOLERANCE N; WITH HOLDING BRAKE DEGREE OF PROTECTION IP65 FLANGE ON DRIVE END IP67 | - | 0 | 0
1FK7043-7AK71-1EB3 |  | 1FK7043-7AK71-1EB3 | 1 | UN | 1 | 60 | X | D | N | N | 85015220 | 1 |  | 6.902 | KG | 2019.54 | 2019.54 | MC05 | MC05 | SIMOTICS S Synchronous servo motor 1FK7 High Dynamic 3.1Nm, 100K, 6000rpm 1.26kW, Naturally cooled IM B5 (V1, V3) power/signal connectors Connector can be rotated by 270Â° ABSOLUTE ENCODER ENDAT 2048 P/REV (ENCODER A-2048); PERFORMANCE REDUCTION BY 10% DUE TO ABSOLUTE ENCODER; SHAFT WITH FITTED KEY, TOLERANCE N; WITH HOLDING BRAKE DEGREE OF PROTECTION IP64; PAINT FINISH RAL7016 | - | 0 | 0
1FK7043-7AK71-1EB5 |  | 1FK7043-7AK71-1EB5 | 1 | UN | 1 | 60 | X | D | N | N | 85015220 | 1 |  | 6.902 | KG | 2095.49 | 2095.49 | MC05 | MC05 | SIMOTICS S Synchronous servo motor 1FK7 High Dynamic 3.1Nm, 100K, 6000rpm 1.26kW, Naturally cooled IM B5 (V1, V3) power/signal connectors Connector can be rotated by 270Â° ABSOLUTE ENCODER ENDAT 2048 P/REV (ENCODER A-2048); PERFORMANCE REDUCTION BY 10% DUE TO ABSOLUTE ENCODER; SHAFT WITH FITTED KEY, TOLERANCE N; WITH HOLDING BRAKE DEGREE OF PROTECTION IP65 AS FLANGE IP67; PAINT FINISH RAL7016 | - | 0 | 0
1FK7043-7AK71-1EB8 |  | 1FK7043-7AK71-1EB8 | 1 | UN | 1 | 60 | X | D | N | N | 85015220 | 1 |  | 6.902 | KG | 2176.7 | 2176.7 | MC05 | MC05 | SIMOTICS S Synchronous servo motor 1FK7 High Dynamic 3.1Nm, 100K, 6000rpm 1.26kW, Naturally cooled IM B5 (V1, V3) power/signal connectors Connector can be rotated by 270Â° ABSOLUTE ENCODER ENDAT 2048 P/REV (ENCODER A-2048); PERFORMANCE REDUCTION BY 10% DUE TO ABSOLUTE ENCODER; SHAFT WITH FITTED KEY, TOLERANCE N; WITH HOLDING BRAKE DEGREE OF PROTECTION IP65 IP67 D-END FLANGE; RAL7016 COATING; METALLIC RATING PLATE AT MOTOR | - | 0 | 0
1FK7043-7AK71-1EG0 |  | 1FK7043-7AK71-1EG0 | 1 | UN | 1 | 60 | X | D | N | N | 85015220 | 1 |  | 6.303 | KG | 1700.74 | 1700.74 | MC05 | MC05 | SIMOTICS S Synchronous servo motor 1FK7 High Dynamic 3.1Nm, 100K, 6000rpm 1.26kW, Naturally cooled IM B5 (V1, V3) power/signal connectors Connector can be rotated by 270Â° ABSOLUTE ENCODER ENDAT 2048 P/REV (ENCODER A-2048); PERFORMANCE REDUCTION BY 10% DUE TO ABSOLUTE ENCODER; PLAIN SHAFT, TOLERANCE N; W/O HOLDING BRAKE DEGREE OF PROTECTION IP64 | - | 0 | 0
1FK7043-7AK71-1EG2 |  | 1FK7043-7AK71-1EG2 | 1 | UN | 1 | 60 | X | D | N | N | 85015220 | 1 |  | 6.303 | KG | 1776.71 | 1776.71 | MC05 | MC05 | SIMOTICS S Synchronous servo motor 1FK7 High Dynamic 3.1Nm, 100K, 6000rpm 1.26kW, Naturally cooled IM B5 (V1, V3) power/signal connectors Connector can be rotated by 270Â° ABSOLUTE ENCODER ENDAT 2048 P/REV (ENCODER A-2048); PERFORMANCE REDUCTION BY 10% DUE TO ABSOLUTE ENCODER; PLAIN SHAFT, TOLERANCE N; W/O HOLDING BRAKE DEGREE OF PROTECTION IP65 FLANGE ON DRIVE END IP67 | - | 0 | 0
1FK7043-7AK71-1EG3 |  | 1FK7043-7AK71-1EG3 | 1 | UN | 1 | 60 | X | D | N | N | 85015220 | 1 |  | 6.303 | KG | 1737.55 | 1737.55 | MC05 | MC05 | SIMOTICS S Synchronous servo motor 1FK7 High Dynamic 3.1Nm, 100K, 6000rpm 1.26kW, Naturally cooled IM B5 (V1, V3) power/signal connectors Connector can be rotated by 270Â° ABSOLUTE ENCODER ENDAT 2048 P/REV (ENCODER A-2048); PERFORMANCE REDUCTION BY 10% DUE TO ABSOLUTE ENCODER; PLAIN SHAFT, TOLERANCE N; W/O HOLDING BRAKE DEGREE OF PROTECTION IP64; PAINT FINISH RAL7016 | - | 0 | 0
1FK7043-7AK71-1EG5 |  | 1FK7043-7AK71-1EG5 | 1 | UN | 1 | 60 | X | D | N | N | 85015220 | 1 |  | 6.303 | KG | 1813.5 | 1813.5 | MC05 | MC05 | SIMOTICS S Synchronous servo motor 1FK7 High Dynamic 3.1Nm, 100K, 6000rpm 1.26kW, Naturally cooled IM B5 (V1, V3) power/signal connectors Connector can be rotated by 270Â° ABSOLUTE ENCODER ENDAT 2048 P/REV (ENCODER A-2048); PERFORMANCE REDUCTION BY 10% DUE TO ABSOLUTE ENCODER; PLAIN SHAFT, TOLERANCE N; W/O HOLDING BRAKE DEGREE OF PROTECTION IP65 AS FLANGE IP67; PAINT FINISH RAL7016 | - | 0 | 0
1FK7043-7AK71-1EG8 |  | 1FK7043-7AK71-1EG8 | 1 | UN | 1 | 60 | X | D | N | N | 85015220 | 1 |  | 6.303 | KG | 1894.71 | 1894.71 | MC05 | MC05 | SIMOTICS S Synchronous servo motor 1FK7 High Dynamic 3.1Nm, 100K, 6000rpm 1.26kW, Naturally cooled IM B5 (V1, V3) power/signal connectors Connector can be rotated by 270Â° ABSOLUTE ENCODER ENDAT 2048 P/REV (ENCODER A-2048); PERFORMANCE REDUCTION BY 10% DUE TO ABSOLUTE ENCODER; PLAIN SHAFT, TOLERANCE N; W/O HOLDING BRAKE DEGREE OF PROTECTION IP65 IP67 D-END FLANGE; RAL7016 COATING; METALLIC RATING PLATE AT MOTOR | - | 0 | 0
1FK7043-7AK71-1EH0 |  | 1FK7043-7AK71-1EH0 | 1 | UN | 1 | 60 | X | D | N | N | 85015220 | 1 |  | 6.902 | KG | 1910.87 | 1910.87 | MC05 | MC05 | SIMOTICS S Synchronous servo motor 1FK7 High Dynamic 3.1Nm, 100K, 6000rpm 1.26kW, Naturally cooled IM B5 (V1, V3) power/signal connectors Connector can be rotated by 270Â° ABSOLUTE ENCODER ENDAT 2048 P/REV (ENCODER A-2048); PERFORMANCE REDUCTION BY 10% DUE TO ABSOLUTE ENCODER; PLAIN SHAFT, TOLERANCE N; WITH HOLDING BRAKE DEGREE OF PROTECTION IP64 | - | 0 | 0
1FK7043-7AK71-1EH2 |  | 1FK7043-7AK71-1EH2 | 1 | UN | 1 | 60 | X | D | N | N | 85015220 | 1 |  | 6.902 | KG | 1986.84 | 1986.84 | MC05 | MC05 | SIMOTICS S Synchronous servo motor 1FK7 High Dynamic 3.1Nm, 100K, 6000rpm 1.26kW, Naturally cooled IM B5 (V1, V3) power/signal connectors Connector can be rotated by 270Â° ABSOLUTE ENCODER ENDAT 2048 P/REV (ENCODER A-2048); PERFORMANCE REDUCTION BY 10% DUE TO ABSOLUTE ENCODER; PLAIN SHAFT, TOLERANCE N; WITH HOLDING BRAKE DEGREE OF PROTECTION IP65 FLANGE ON DRIVE END IP67 | - | 0 | 0
1FK7043-7AK71-1EH3 |  | 1FK7043-7AK71-1EH3 | 1 | UN | 1 | 60 | X | D | N | N | 85015220 | 1 |  | 6.902 | KG | 1947.68 | 1947.68 | MC05 | MC05 | SIMOTICS S Synchronous servo motor 1FK7 High Dynamic 3.1Nm, 100K, 6000rpm 1.26kW, Naturally cooled IM B5 (V1, V3) power/signal connectors Connector can be rotated by 270Â° ABSOLUTE ENCODER ENDAT 2048 P/REV (ENCODER A-2048); PERFORMANCE REDUCTION BY 10% DUE TO ABSOLUTE ENCODER; PLAIN SHAFT, TOLERANCE N; WITH HOLDING BRAKE DEGREE OF PROTECTION IP64; PAINT FINISH RAL7016 | - | 0 | 0
1FK7043-7AK71-1EH5 |  | 1FK7043-7AK71-1EH5 | 1 | UN | 1 | 60 | X | D | N | N | 85015220 | 1 |  | 6.902 | KG | 2023.63 | 2023.63 | MC05 | MC05 | SIMOTICS S Synchronous servo motor 1FK7 High Dynamic 3.1Nm, 100K, 6000rpm 1.26kW, Naturally cooled IM B5 (V1, V3) power/signal connectors Connector can be rotated by 270Â° ABSOLUTE ENCODER ENDAT 2048 P/REV (ENCODER A-2048); PERFORMANCE REDUCTION BY 10% DUE TO ABSOLUTE ENCODER; PLAIN SHAFT, TOLERANCE N; WITH HOLDING BRAKE DEGREE OF PROTECTION IP65 AS FLANGE IP67; PAINT FINISH RAL7016 | - | 0 | 0
1FK7043-7AK71-1EH8 |  | 1FK7043-7AK71-1EH8 | 1 | UN | 1 | 60 | X | D | N | N | 85015220 | 1 |  | 6.902 | KG | 2104.84 | 2104.84 | MC05 | MC05 | SIMOTICS S Synchronous servo motor 1FK7 High Dynamic 3.1Nm, 100K, 6000rpm 1.26kW, Naturally cooled IM B5 (V1, V3) power/signal connectors Connector can be rotated by 270Â° ABSOLUTE ENCODER ENDAT 2048 P/REV (ENCODER A-2048); PERFORMANCE REDUCTION BY 10% DUE TO ABSOLUTE ENCODER; PLAIN SHAFT, TOLERANCE N; WITH HOLDING BRAKE DEGREE OF PROTECTION IP65 IP67 D-END FLANGE; RAL7016 COATING; METALLIC RATING PLATE AT MOTOR | - | 0 | 0
1FK7043-7AK71-1FA0 |  | 1FK7043-7AK71-1FA0 | 1 | UN | 1 | 60 | X | D | N | N | 85015220 | 1 |  | 6.303 | KG | 1964.74 | 1964.74 | MC05 | MC05 | SIMOTICS S Synchronous servo motor 1FK7 High Dynamic 3.1Nm, 100K, 6000rpm 1.26kW, Naturally cooled IM B5 (V1, V3) power/signal connectors Connector can be rotated by 270Â° ABSOLUTE ENCODER 2048 P/REV (ENCODER A-2048) WITH DRIVE-CLIQ INTERFACE; PERFORMANCE REDUCTION BY 10% DUE TO ABSOLUTE ENCODER; SHAFT WITH FITTED KEY, TOLERANCE N; W/O HOLDING BRAKE DEGREE OF PROTECTION IP64 | - | 0 | 0
1FK7043-7AK71-1FA2 |  | 1FK7043-7AK71-1FA2 | 1 | UN | 1 | 60 | X | D | N | N | 85015220 | 1 |  | 6.303 | KG | 2040.71 | 2040.71 | MC05 | MC05 | SIMOTICS S Synchronous servo motor 1FK7 High Dynamic 3.1Nm, 100K, 6000rpm 1.26kW, Naturally cooled IM B5 (V1, V3) power/signal connectors Connector can be rotated by 270Â° ABSOLUTE ENCODER 2048 P/REV (ENCODER A-2048) WITH DRIVE-CLIQ INTERFACE; PERFORMANCE REDUCTION BY 10% DUE TO ABSOLUTE ENCODER; SHAFT WITH FITTED KEY, TOLERANCE N; W/O HOLDING BRAKE DEGREE OF PROTECTION IP65 FLANGE ON DRIVE END IP67 | - | 0 | 0
1FK7043-7AK71-1FA3 |  | 1FK7043-7AK71-1FA3 | 1 | UN | 1 | 60 | X | D | N | N | 85015220 | 1 |  | 6.303 | KG | 2001.55 | 2001.55 | MC05 | MC05 | SIMOTICS S Synchronous servo motor 1FK7 High Dynamic 3.1Nm, 100K, 6000rpm 1.26kW, Naturally cooled IM B5 (V1, V3) power/signal connectors Connector can be rotated by 270Â° ABSOLUTE ENCODER 2048 P/REV (ENCODER A-2048) WITH DRIVE-CLIQ INTERFACE; PERFORMANCE REDUCTION BY 10% DUE TO ABSOLUTE ENCODER; SHAFT WITH FITTED KEY, TOLERANCE N; W/O HOLDING BRAKE DEGREE OF PROTECTION IP64; PAINT FINISH RAL7016 | - | 0 | 0
1FK7043-7AK71-1FA5 |  | 1FK7043-7AK71-1FA5 | 1 | UN | 1 | 60 | X | D | N | N | 85015220 | 1 |  | 6.303 | KG | 2077.5 | 2077.5 | MC05 | MC05 | SIMOTICS S Synchronous servo motor 1FK7 High Dynamic 3.1Nm, 100K, 6000rpm 1.26kW, Naturally cooled IM B5 (V1, V3) power/signal connectors Connector can be rotated by 270Â° ABSOLUTE ENCODER 2048 P/REV (ENCODER A-2048) WITH DRIVE-CLIQ INTERFACE; PERFORMANCE REDUCTION BY 10% DUE TO ABSOLUTE ENCODER; SHAFT WITH FITTED KEY, TOLERANCE N; W/O HOLDING BRAKE DEGREE OF PROTECTION IP65 AS FLANGE IP67; PAINT FINISH RAL7016 | - | 0 | 0
1FK7043-7AK71-1FA8 |  | 1FK7043-7AK71-1FA8 | 1 | UN | 1 | 60 | X | D | N | N | 85015220 | 1 |  | 6.303 | KG | 2158.71 | 2158.71 | MC05 | MC05 | SIMOTICS S Synchronous servo motor 1FK7 High Dynamic 3.1Nm, 100K, 6000rpm 1.26kW, Naturally cooled IM B5 (V1, V3) power/signal connectors Connector can be rotated by 270Â° ABSOLUTE ENCODER 2048 P/REV (ENCODER A-2048) WITH DRIVE-CLIQ INTERFACE; PERFORMANCE REDUCTION BY 10% DUE TO ABSOLUTE ENCODER; SHAFT WITH FITTED KEY, TOLERANCE N; W/O HOLDING BRAKE DEGREE OF PROTECTION IP65 IP67 D-END FLANGE; RAL7016 COATING; METALLIC RATING PLATE AT MOTOR | - | 0 | 0
1FK7043-7AK71-1FB0 |  | 1FK7043-7AK71-1FB0 | 1 | UN | 1 | 60 | X | D | N | N | 85015220 | 1 |  | 6.902 | KG | 2176.68 | 2176.68 | MC05 | MC05 | SIMOTICS S Synchronous servo motor 1FK7 High Dynamic 3.1Nm, 100K, 6000rpm 1.26kW, Naturally cooled IM B5 (V1, V3) power/signal connectors Connector can be rotated by 270Â° ABSOLUTE ENCODER 2048 P/REV (ENCODER A-2048) WITH DRIVE-CLIQ INTERFACE; PERFORMANCE REDUCTION BY 10% DUE TO ABSOLUTE ENCODER; SHAFT WITH FITTED KEY, TOLERANCE N; WITH HOLDING BRAKE DEGREE OF PROTECTION IP64 | - | 0 | 0
1FK7043-7AK71-1FB2 |  | 1FK7043-7AK71-1FB2 | 1 | UN | 1 | 60 | X | D | N | N | 85015220 | 1 |  | 6.902 | KG | 2252.65 | 2252.65 | MC05 | MC05 | SIMOTICS S Synchronous servo motor 1FK7 High Dynamic 3.1Nm, 100K, 6000rpm 1.26kW, Naturally cooled IM B5 (V1, V3) power/signal connectors Connector can be rotated by 270Â° ABSOLUTE ENCODER 2048 P/REV (ENCODER A-2048) WITH DRIVE-CLIQ INTERFACE; PERFORMANCE REDUCTION BY 10% DUE TO ABSOLUTE ENCODER; SHAFT WITH FITTED KEY, TOLERANCE N; WITH HOLDING BRAKE DEGREE OF PROTECTION IP65 FLANGE ON DRIVE END IP67 | - | 0 | 0
1FK7043-7AK71-1FB3 |  | 1FK7043-7AK71-1FB3 | 1 | UN | 1 | 60 | X | D | N | N | 85015220 | 1 |  | 6.902 | KG | 2213.49 | 2213.49 | MC05 | MC05 | SIMOTICS S Synchronous servo motor 1FK7 High Dynamic 3.1Nm, 100K, 6000rpm 1.26kW, Naturally cooled IM B5 (V1, V3) power/signal connectors Connector can be rotated by 270Â° ABSOLUTE ENCODER 2048 P/REV (ENCODER A-2048) WITH DRIVE-CLIQ INTERFACE; PERFORMANCE REDUCTION BY 10% DUE TO ABSOLUTE ENCODER; SHAFT WITH FITTED KEY, TOLERANCE N; WITH HOLDING BRAKE DEGREE OF PROTECTION IP64; PAINT FINISH RAL7016 | - | 0 | 0
1FK7043-7AK71-1FB5 |  | 1FK7043-7AK71-1FB5 | 1 | UN | 1 | 60 | X | D | N | N | 85015220 | 1 |  | 6.902 | KG | 2289.44 | 2289.44 | MC05 | MC05 | SIMOTICS S Synchronous servo motor 1FK7 High Dynamic 3.1Nm, 100K, 6000rpm 1.26kW, Naturally cooled IM B5 (V1, V3) power/signal connectors Connector can be rotated by 270Â° ABSOLUTE ENCODER 2048 P/REV (ENCODER A-2048) WITH DRIVE-CLIQ INTERFACE; PERFORMANCE REDUCTION BY 10% DUE TO ABSOLUTE ENCODER; SHAFT WITH FITTED KEY, TOLERANCE N; WITH HOLDING BRAKE DEGREE OF PROTECTION IP65 AS FLANGE IP67; PAINT FINISH RAL7016 | - | 0 | 0
1FK7043-7AK71-1FB8 |  | 1FK7043-7AK71-1FB8 | 1 | UN | 1 | 60 | X | D | N | N | 85015220 | 1 |  | 6.902 | KG | 2370.65 | 2370.65 | MC05 | MC05 | SIMOTICS S Synchronous servo motor 1FK7 High Dynamic 3.1Nm, 100K, 6000rpm 1.26kW, Naturally cooled IM B5 (V1, V3) power/signal connectors Connector can be rotated by 270Â° ABSOLUTE ENCODER 2048 P/REV (ENCODER A-2048) WITH DRIVE-CLIQ INTERFACE; PERFORMANCE REDUCTION BY 10% DUE TO ABSOLUTE ENCODER; SHAFT WITH FITTED KEY, TOLERANCE N; WITH HOLDING BRAKE DEGREE OF PROTECTION IP65 IP67 D-END FLANGE; RAL7016 COATING; METALLIC RATING PLATE AT MOTOR | - | 0 | 0
1FK7043-7AK71-1FG0 |  | 1FK7043-7AK71-1FG0 | 1 | UN | 1 | 60 | X | D | N | N | 85015220 | 1 |  | 6.303 | KG | 1894.69 | 1894.69 | MC05 | MC05 | SIMOTICS S Synchronous servo motor 1FK7 High Dynamic 3.1Nm, 100K, 6000rpm 1.26kW, Naturally cooled IM B5 (V1, V3) power/signal connectors Connector can be rotated by 270Â° ABSOLUTE ENCODER 2048 P/REV (ENCODER A-2048) WITH DRIVE-CLIQ INTERFACE; PERFORMANCE REDUCTION BY 10% DUE TO ABSOLUTE ENCODER; PLAIN SHAFT, TOLERANCE N; W/O HOLDING BRAKE DEGREE OF PROTECTION IP64 | - | 0 | 0
1FK7043-7AK71-1FG2 |  | 1FK7043-7AK71-1FG2 | 1 | UN | 1 | 60 | X | D | N | N | 85015220 | 1 |  | 6.303 | KG | 1970.66 | 1970.66 | MC05 | MC05 | SIMOTICS S Synchronous servo motor 1FK7 High Dynamic 3.1Nm, 100K, 6000rpm 1.26kW, Naturally cooled IM B5 (V1, V3) power/signal connectors Connector can be rotated by 270Â° ABSOLUTE ENCODER 2048 P/REV (ENCODER A-2048) WITH DRIVE-CLIQ INTERFACE; PERFORMANCE REDUCTION BY 10% DUE TO ABSOLUTE ENCODER; PLAIN SHAFT, TOLERANCE N; W/O HOLDING BRAKE DEGREE OF PROTECTION IP65 FLANGE ON DRIVE END IP67 | - | 0 | 0
1FK7043-7AK71-1FG3 |  | 1FK7043-7AK71-1FG3 | 1 | UN | 1 | 60 | X | D | N | N | 85015220 | 1 |  | 6.303 | KG | 1931.5 | 1931.5 | MC05 | MC05 | SIMOTICS S Synchronous servo motor 1FK7 High Dynamic 3.1Nm, 100K, 6000rpm 1.26kW, Naturally cooled IM B5 (V1, V3) power/signal connectors Connector can be rotated by 270Â° ABSOLUTE ENCODER 2048 P/REV (ENCODER A-2048) WITH DRIVE-CLIQ INTERFACE; PERFORMANCE REDUCTION BY 10% DUE TO ABSOLUTE ENCODER; PLAIN SHAFT, TOLERANCE N; W/O HOLDING BRAKE DEGREE OF PROTECTION IP64; PAINT FINISH RAL7016 | - | 0 | 0
1FK7043-7AK71-1FG5 |  | 1FK7043-7AK71-1FG5 | 1 | UN | 1 | 60 | X | D | N | N | 85015220 | 1 |  | 6.303 | KG | 2007.45 | 2007.45 | MC05 | MC05 | SIMOTICS S Synchronous servo motor 1FK7 High Dynamic 3.1Nm, 100K, 6000rpm 1.26kW, Naturally cooled IM B5 (V1, V3) power/signal connectors Connector can be rotated by 270Â° ABSOLUTE ENCODER 2048 P/REV (ENCODER A-2048) WITH DRIVE-CLIQ INTERFACE; PERFORMANCE REDUCTION BY 10% DUE TO ABSOLUTE ENCODER; PLAIN SHAFT, TOLERANCE N; W/O HOLDING BRAKE DEGREE OF PROTECTION IP65 AS FLANGE IP67; PAINT FINISH RAL7016 | - | 0 | 0
1FK7043-7AK71-1FG8 |  | 1FK7043-7AK71-1FG8 | 1 | UN | 1 | 60 | X | D | N | N | 85015220 | 1 |  | 6.303 | KG | 2088.66 | 2088.66 | MC05 | MC05 | SIMOTICS S Synchronous servo motor 1FK7 High Dynamic 3.1Nm, 100K, 6000rpm 1.26kW, Naturally cooled IM B5 (V1, V3) power/signal connectors Connector can be rotated by 270Â° ABSOLUTE ENCODER 2048 P/REV (ENCODER A-2048) WITH DRIVE-CLIQ INTERFACE; PERFORMANCE REDUCTION BY 10% DUE TO ABSOLUTE ENCODER; PLAIN SHAFT, TOLERANCE N; W/O HOLDING BRAKE DEGREE OF PROTECTION IP65 IP67 D-END FLANGE; RAL7016 COATING; METALLIC RATING PLATE AT MOTOR | - | 0 | 0
1FK7043-7AK71-1FH0 |  | 1FK7043-7AK71-1FH0 | 1 | UN | 1 | 60 | X | D | N | N | 85015220 | 1 |  | 6.902 | KG | 2104.82 | 2104.82 | MC05 | MC05 | SIMOTICS S Synchronous servo motor 1FK7 High Dynamic 3.1Nm, 100K, 6000rpm 1.26kW, Naturally cooled IM B5 (V1, V3) power/signal connectors Connector can be rotated by 270Â° ABSOLUTE ENCODER 2048 P/REV (ENCODER A-2048) WITH DRIVE-CLIQ INTERFACE; PERFORMANCE REDUCTION BY 10% DUE TO ABSOLUTE ENCODER; PLAIN SHAFT, TOLERANCE N; WITH HOLDING BRAKE DEGREE OF PROTECTION IP64 | - | 0 | 0
1FK7043-7AK71-1FH2 |  | 1FK7043-7AK71-1FH2 | 1 | UN | 1 | 60 | X | D | N | N | 85015220 | 1 |  | 6.902 | KG | 2180.79 | 2180.79 | MC05 | MC05 | SIMOTICS S Synchronous servo motor 1FK7 High Dynamic 3.1Nm, 100K, 6000rpm 1.26kW, Naturally cooled IM B5 (V1, V3) power/signal connectors Connector can be rotated by 270Â° ABSOLUTE ENCODER 2048 P/REV (ENCODER A-2048) WITH DRIVE-CLIQ INTERFACE; PERFORMANCE REDUCTION BY 10% DUE TO ABSOLUTE ENCODER; PLAIN SHAFT, TOLERANCE N; WITH HOLDING BRAKE DEGREE OF PROTECTION IP65 FLANGE ON DRIVE END IP67 | - | 0 | 0
1FK7043-7AK71-1FH3 |  | 1FK7043-7AK71-1FH3 | 1 | UN | 1 | 60 | X | D | N | N | 85015220 | 1 |  | 6.902 | KG | 2141.63 | 2141.63 | MC05 | MC05 | SIMOTICS S Synchronous servo motor 1FK7 High Dynamic 3.1Nm, 100K, 6000rpm 1.26kW, Naturally cooled IM B5 (V1, V3) power/signal connectors Connector can be rotated by 270Â° ABSOLUTE ENCODER 2048 P/REV (ENCODER A-2048) WITH DRIVE-CLIQ INTERFACE; PERFORMANCE REDUCTION BY 10% DUE TO ABSOLUTE ENCODER; PLAIN SHAFT, TOLERANCE N; WITH HOLDING BRAKE DEGREE OF PROTECTION IP64; PAINT FINISH RAL7016 | - | 0 | 0
1FK7043-7AK71-1FH5 |  | 1FK7043-7AK71-1FH5 | 1 | UN | 1 | 60 | X | D | N | N | 85015220 | 1 |  | 6.902 | KG | 2217.58 | 2217.58 | MC05 | MC05 | SIMOTICS S Synchronous servo motor 1FK7 High Dynamic 3.1Nm, 100K, 6000rpm 1.26kW, Naturally cooled IM B5 (V1, V3) power/signal connectors Connector can be rotated by 270Â° ABSOLUTE ENCODER 2048 P/REV (ENCODER A-2048) WITH DRIVE-CLIQ INTERFACE; PERFORMANCE REDUCTION BY 10% DUE TO ABSOLUTE ENCODER; PLAIN SHAFT, TOLERANCE N; WITH HOLDING BRAKE DEGREE OF PROTECTION IP65 AS FLANGE IP67; PAINT FINISH RAL7016 | - | 0 | 0
1FK7043-7AK71-1FH8 |  | 1FK7043-7AK71-1FH8 | 1 | UN | 1 | 60 | X | D | N | N | 85015220 | 1 |  | 6.902 | KG | 2298.79 | 2298.79 | MC05 | MC05 | SIMOTICS S Synchronous servo motor 1FK7 High Dynamic 3.1Nm, 100K, 6000rpm 1.26kW, Naturally cooled IM B5 (V1, V3) power/signal connectors Connector can be rotated by 270Â° ABSOLUTE ENCODER 2048 P/REV (ENCODER A-2048) WITH DRIVE-CLIQ INTERFACE; PERFORMANCE REDUCTION BY 10% DUE TO ABSOLUTE ENCODER; PLAIN SHAFT, TOLERANCE N; WITH HOLDING BRAKE DEGREE OF PROTECTION IP65 IP67 D-END FLANGE; RAL7016 COATING; METALLIC RATING PLATE AT MOTOR | - | 0 | 0
1FK7043-7AK71-1GA0 |  | 1FK7043-7AK71-1GA0 | 1 | UN | 1 | 60 | X | D | N | N | 85015220 | 1 |  | 6.303 | KG | 1350.52 | 1350.52 | MC05 | MC05 | SIMOTICS S Synchronous servo motor 1FK7 High Dynamic 3.1Nm, 100K, 6000rpm 1.26kW, Naturally cooled IM B5 (V1, V3) power/signal connectors Connector can be rotated by 270Â° BASIC ABSOLUTE ENCODER 32 P/REV (ENCODER A-32); PERFORMANCE REDUCTION BY 10% DUE TO ABSOLUTE ENCODER; SHAFT WITH FITTED KEY, TOLERANCE N; W/O HOLDING BRAKE DEGREE OF PROTECTION IP64 | - | 0 | 0
1FK7043-7AK71-1GA2 |  | 1FK7043-7AK71-1GA2 | 1 | UN | 1 | 60 | X | D | N | N | 85015220 | 1 |  | 6.303 | KG | 1426.49 | 1426.49 | MC05 | MC05 | SIMOTICS S Synchronous servo motor 1FK7 High Dynamic 3.1Nm, 100K, 6000rpm 1.26kW, Naturally cooled IM B5 (V1, V3) power/signal connectors Connector can be rotated by 270Â° BASIC ABSOLUTE ENCODER 32 P/REV (ENCODER A-32); PERFORMANCE REDUCTION BY 10% DUE TO ABSOLUTE ENCODER; SHAFT WITH FITTED KEY, TOLERANCE N; W/O HOLDING BRAKE DEGREE OF PROTECTION IP65 FLANGE ON DRIVE END IP67 | - | 0 | 0
1FK7043-7AK71-1GA3 |  | 1FK7043-7AK71-1GA3 | 1 | UN | 1 | 60 | X | D | N | N | 85015220 | 1 |  | 6.303 | KG | 1387.33 | 1387.33 | MC05 | MC05 | SIMOTICS S Synchronous servo motor 1FK7 High Dynamic 3.1Nm, 100K, 6000rpm 1.26kW, Naturally cooled IM B5 (V1, V3) power/signal connectors Connector can be rotated by 270Â° BASIC ABSOLUTE ENCODER 32 P/REV (ENCODER A-32); PERFORMANCE REDUCTION BY 10% DUE TO ABSOLUTE ENCODER; SHAFT WITH FITTED KEY, TOLERANCE N; W/O HOLDING BRAKE DEGREE OF PROTECTION IP64; PAINT FINISH RAL7016 | - | 0 | 0
1FK7043-7AK71-1GA5 |  | 1FK7043-7AK71-1GA5 | 1 | UN | 1 | 60 | X | D | N | N | 85015220 | 1 |  | 6.303 | KG | 1463.28 | 1463.28 | MC05 | MC05 | SIMOTICS S Synchronous servo motor 1FK7 High Dynamic 3.1Nm, 100K, 6000rpm 1.26kW, Naturally cooled IM B5 (V1, V3) power/signal connectors Connector can be rotated by 270Â° BASIC ABSOLUTE ENCODER 32 P/REV (ENCODER A-32); PERFORMANCE REDUCTION BY 10% DUE TO ABSOLUTE ENCODER; SHAFT WITH FITTED KEY, TOLERANCE N; W/O HOLDING BRAKE DEGREE OF PROTECTION IP65 AS FLANGE IP67; PAINT FINISH RAL7016 | - | 0 | 0
1FK7043-7AK71-1GA8 |  | 1FK7043-7AK71-1GA8 | 1 | UN | 1 | 60 | X | D | N | N | 85015220 | 1 |  | 6.303 | KG | 1544.49 | 1544.49 | MC05 | MC05 | SIMOTICS S Synchronous servo motor 1FK7 High Dynamic 3.1Nm, 100K, 6000rpm 1.26kW, Naturally cooled IM B5 (V1, V3) power/signal connectors Connector can be rotated by 270Â° BASIC ABSOLUTE ENCODER 32 P/REV (ENCODER A-32); PERFORMANCE REDUCTION BY 10% DUE TO ABSOLUTE ENCODER; SHAFT WITH FITTED KEY, TOLERANCE N; W/O HOLDING BRAKE DEGREE OF PROTECTION IP65 IP67 D-END FLANGE; RAL7016 COATING; METALLIC RATING PLATE AT MOTOR | - | 0 | 0
1FK7043-7AK71-1GB0 |  | 1FK7043-7AK71-1GB0 | 1 | UN | 1 | 60 | X | D | N | N | 85015220 | 1 |  | 6.902 | KG | 1562.46 | 1562.46 | MC05 | MC05 | SIMOTICS S Synchronous servo motor 1FK7 High Dynamic 3.1Nm, 100K, 6000rpm 1.26kW, Naturally cooled IM B5 (V1, V3) power/signal connectors Connector can be rotated by 270Â° BASIC ABSOLUTE ENCODER 32 P/REV (ENCODER A-32); PERFORMANCE REDUCTION BY 10% DUE TO ABSOLUTE ENCODER; SHAFT WITH FITTED KEY, TOLERANCE N; WITH HOLDING BRAKE DEGREE OF PROTECTION IP64 | - | 0 | 0
1FK7043-7AK71-1GB2 |  | 1FK7043-7AK71-1GB2 | 1 | UN | 1 | 60 | X | D | N | N | 85015220 | 1 |  | 6.902 | KG | 1638.43 | 1638.43 | MC05 | MC05 | SIMOTICS S Synchronous servo motor 1FK7 High Dynamic 3.1Nm, 100K, 6000rpm 1.26kW, Naturally cooled IM B5 (V1, V3) power/signal connectors Connector can be rotated by 270Â° BASIC ABSOLUTE ENCODER 32 P/REV (ENCODER A-32); PERFORMANCE REDUCTION BY 10% DUE TO ABSOLUTE ENCODER; SHAFT WITH FITTED KEY, TOLERANCE N; WITH HOLDING BRAKE DEGREE OF PROTECTION IP65 FLANGE ON DRIVE END IP67 | - | 0 | 0
1FK7043-7AK71-1GB3 |  | 1FK7043-7AK71-1GB3 | 1 | UN | 1 | 60 | X | D | N | N | 85015220 | 1 |  | 6.902 | KG | 1599.27 | 1599.27 | MC05 | MC05 | SIMOTICS S Synchronous servo motor 1FK7 High Dynamic 3.1Nm, 100K, 6000rpm 1.26kW, Naturally cooled IM B5 (V1, V3) power/signal connectors Connector can be rotated by 270Â° BASIC ABSOLUTE ENCODER 32 P/REV (ENCODER A-32); PERFORMANCE REDUCTION BY 10% DUE TO ABSOLUTE ENCODER; SHAFT WITH FITTED KEY, TOLERANCE N; WITH HOLDING BRAKE DEGREE OF PROTECTION IP64; PAINT FINISH RAL7016 | - | 0 | 0
1FK7043-7AK71-1GB5 |  | 1FK7043-7AK71-1GB5 | 1 | UN | 1 | 60 | X | D | N | N | 85015220 | 1 |  | 6.902 | KG | 1675.22 | 1675.22 | MC05 | MC05 | SIMOTICS S Synchronous servo motor 1FK7 High Dynamic 3.1Nm, 100K, 6000rpm 1.26kW, Naturally cooled IM B5 (V1, V3) power/signal connectors Connector can be rotated by 270Â° BASIC ABSOLUTE ENCODER 32 P/REV (ENCODER A-32); PERFORMANCE REDUCTION BY 10% DUE TO ABSOLUTE ENCODER; SHAFT WITH FITTED KEY, TOLERANCE N; WITH HOLDING BRAKE DEGREE OF PROTECTION IP65 AS FLANGE IP67; PAINT FINISH RAL7016 | - | 0 | 0
1FK7043-7AK71-1GB8 |  | 1FK7043-7AK71-1GB8 | 1 | UN | 1 | 60 | X | D | N | N | 85015220 | 1 |  | 6.902 | KG | 1756.43 | 1756.43 | MC05 | MC05 | SIMOTICS S Synchronous servo motor 1FK7 High Dynamic 3.1Nm, 100K, 6000rpm 1.26kW, Naturally cooled IM B5 (V1, V3) power/signal connectors Connector can be rotated by 270Â° BASIC ABSOLUTE ENCODER 32 P/REV (ENCODER A-32); PERFORMANCE REDUCTION BY 10% DUE TO ABSOLUTE ENCODER; SHAFT WITH FITTED KEY, TOLERANCE N; WITH HOLDING BRAKE DEGREE OF PROTECTION IP65 IP67 D-END FLANGE; RAL7016 COATING; METALLIC RATING PLATE AT MOTOR | - | 0 | 0
1FK7043-7AK71-1GG0 |  | 1FK7043-7AK71-1GG0 | 1 | UN | 1 | 60 | X | D | N | N | 85015220 | 1 |  | 6.303 | KG | 1280.47 | 1280.47 | MC05 | MC05 | SIMOTICS S Synchronous servo motor 1FK7 High Dynamic 3.1Nm, 100K, 6000rpm 1.26kW, Naturally cooled IM B5 (V1, V3) power/signal connectors Connector can be rotated by 270Â° BASIC ABSOLUTE ENCODER 32 P/REV (ENCODER A-32); PERFORMANCE REDUCTION BY 10% DUE TO ABSOLUTE ENCODER; PLAIN SHAFT, TOLERANCE N; W/O HOLDING BRAKE DEGREE OF PROTECTION IP64 | - | 0 | 0
1FK7043-7AK71-1GG2 |  | 1FK7043-7AK71-1GG2 | 1 | UN | 1 | 60 | X | D | N | N | 85015220 | 1 |  | 6.303 | KG | 1356.44 | 1356.44 | MC05 | MC05 | SIMOTICS S Synchronous servo motor 1FK7 High Dynamic 3.1Nm, 100K, 6000rpm 1.26kW, Naturally cooled IM B5 (V1, V3) power/signal connectors Connector can be rotated by 270Â° BASIC ABSOLUTE ENCODER 32 P/REV (ENCODER A-32); PERFORMANCE REDUCTION BY 10% DUE TO ABSOLUTE ENCODER; PLAIN SHAFT, TOLERANCE N; W/O HOLDING BRAKE DEGREE OF PROTECTION IP65 FLANGE ON DRIVE END IP67 | - | 0 | 0
1FK7043-7AK71-1GG3 |  | 1FK7043-7AK71-1GG3 | 1 | UN | 1 | 60 | X | D | N | N | 85015220 | 1 |  | 6.303 | KG | 1317.28 | 1317.28 | MC05 | MC05 | SIMOTICS S Synchronous servo motor 1FK7 High Dynamic 3.1Nm, 100K, 6000rpm 1.26kW, Naturally cooled IM B5 (V1, V3) power/signal connectors Connector can be rotated by 270Â° BASIC ABSOLUTE ENCODER 32 P/REV (ENCODER A-32); PERFORMANCE REDUCTION BY 10% DUE TO ABSOLUTE ENCODER; PLAIN SHAFT, TOLERANCE N; W/O HOLDING BRAKE DEGREE OF PROTECTION IP64; PAINT FINISH RAL7016 | - | 0 | 0
1FK7043-7AK71-1GG5 |  | 1FK7043-7AK71-1GG5 | 1 | UN | 1 | 60 | X | D | N | N | 85015220 | 1 |  | 6.303 | KG | 1393.23 | 1393.23 | MC05 | MC05 | SIMOTICS S Synchronous servo motor 1FK7 High Dynamic 3.1Nm, 100K, 6000rpm 1.26kW, Naturally cooled IM B5 (V1, V3) power/signal connectors Connector can be rotated by 270Â° BASIC ABSOLUTE ENCODER 32 P/REV (ENCODER A-32); PERFORMANCE REDUCTION BY 10% DUE TO ABSOLUTE ENCODER; PLAIN SHAFT, TOLERANCE N; W/O HOLDING BRAKE DEGREE OF PROTECTION IP65 AS FLANGE IP67; PAINT FINISH RAL7016 | - | 0 | 0
1FK7043-7AK71-1GG8 |  | 1FK7043-7AK71-1GG8 | 1 | UN | 1 | 60 | X | D | N | N | 85015220 | 1 |  | 6.303 | KG | 1474.44 | 1474.44 | MC05 | MC05 | SIMOTICS S Synchronous servo motor 1FK7 High Dynamic 3.1Nm, 100K, 6000rpm 1.26kW, Naturally cooled IM B5 (V1, V3) power/signal connectors Connector can be rotated by 270Â° BASIC ABSOLUTE ENCODER 32 P/REV (ENCODER A-32); PERFORMANCE REDUCTION BY 10% DUE TO ABSOLUTE ENCODER; PLAIN SHAFT, TOLERANCE N; W/O HOLDING BRAKE DEGREE OF PROTECTION IP65 IP67 D-END FLANGE; RAL7016 COATING; METALLIC RATING PLATE AT MOTOR | - | 0 | 0
1FK7043-7AK71-1GH0 |  | 1FK7043-7AK71-1GH0 | 1 | UN | 1 | 60 | X | D | N | N | 85015220 | 1 |  | 6.902 | KG | 1490.6 | 1490.6 | MC05 | MC05 | SIMOTICS S Synchronous servo motor 1FK7 High Dynamic 3.1Nm, 100K, 6000rpm 1.26kW, Naturally cooled IM B5 (V1, V3) power/signal connectors Connector can be rotated by 270Â° BASIC ABSOLUTE ENCODER 32 P/REV (ENCODER A-32); PERFORMANCE REDUCTION BY 10% DUE TO ABSOLUTE ENCODER; PLAIN SHAFT, TOLERANCE N; WITH HOLDING BRAKE DEGREE OF PROTECTION IP64 | - | 0 | 0
1FK7043-7AK71-1GH2 |  | 1FK7043-7AK71-1GH2 | 1 | UN | 1 | 60 | X | D | N | N | 85015220 | 1 |  | 6.902 | KG | 1566.57 | 1566.57 | MC05 | MC05 | SIMOTICS S Synchronous servo motor 1FK7 High Dynamic 3.1Nm, 100K, 6000rpm 1.26kW, Naturally cooled IM B5 (V1, V3) power/signal connectors Connector can be rotated by 270Â° BASIC ABSOLUTE ENCODER 32 P/REV (ENCODER A-32); PERFORMANCE REDUCTION BY 10% DUE TO ABSOLUTE ENCODER; PLAIN SHAFT, TOLERANCE N; WITH HOLDING BRAKE DEGREE OF PROTECTION IP65 FLANGE ON DRIVE END IP67 | - | 0 | 0
1FK7043-7AK71-1GH3 |  | 1FK7043-7AK71-1GH3 | 1 | UN | 1 | 60 | X | D | N | N | 85015220 | 1 |  | 6.902 | KG | 1527.41 | 1527.41 | MC05 | MC05 | SIMOTICS S Synchronous servo motor 1FK7 High Dynamic 3.1Nm, 100K, 6000rpm 1.26kW, Naturally cooled IM B5 (V1, V3) power/signal connectors Connector can be rotated by 270Â° BASIC ABSOLUTE ENCODER 32 P/REV (ENCODER A-32); PERFORMANCE REDUCTION BY 10% DUE TO ABSOLUTE ENCODER; PLAIN SHAFT, TOLERANCE N; WITH HOLDING BRAKE DEGREE OF PROTECTION IP64; PAINT FINISH RAL7016 | - | 0 | 0
1FK7043-7AK71-1GH5 |  | 1FK7043-7AK71-1GH5 | 1 | UN | 1 | 60 | X | D | N | N | 85015220 | 1 |  | 6.902 | KG | 1603.36 | 1603.36 | MC05 | MC05 | SIMOTICS S Synchronous servo motor 1FK7 High Dynamic 3.1Nm, 100K, 6000rpm 1.26kW, Naturally cooled IM B5 (V1, V3) power/signal connectors Connector can be rotated by 270Â° BASIC ABSOLUTE ENCODER 32 P/REV (ENCODER A-32); PERFORMANCE REDUCTION BY 10% DUE TO ABSOLUTE ENCODER; PLAIN SHAFT, TOLERANCE N; WITH HOLDING BRAKE DEGREE OF PROTECTION IP65 AS FLANGE IP67; PAINT FINISH RAL7016 | - | 0 | 0
1FK7043-7AK71-1GH8 |  | 1FK7043-7AK71-1GH8 | 1 | UN | 1 | 60 | X | D | N | N | 85015220 | 1 |  | 6.902 | KG | 1684.57 | 1684.57 | MC05 | MC05 | SIMOTICS S Synchronous servo motor 1FK7 High Dynamic 3.1Nm, 100K, 6000rpm 1.26kW, Naturally cooled IM B5 (V1, V3) power/signal connectors Connector can be rotated by 270Â° BASIC ABSOLUTE ENCODER 32 P/REV (ENCODER A-32); PERFORMANCE REDUCTION BY 10% DUE TO ABSOLUTE ENCODER; PLAIN SHAFT, TOLERANCE N; WITH HOLDING BRAKE DEGREE OF PROTECTION IP65 IP67 D-END FLANGE; RAL7016 COATING; METALLIC RATING PLATE AT MOTOR | - | 0 | 0
1FK7043-7AK71-1KA0 |  | 1FK7043-7AK71-1KA0 | 1 | UN | 1 | 60 | X | D | N | N | 85015220 | 1 |  | 6.303 | KG | 1544.49 | 1544.49 | MC05 | MC05 | SIMOTICS S Synchronous servo motor 1FK7 High Dynamic 3.1Nm, 100K, 6000rpm 1.26kW, Naturally cooled IM B5 (V1, V3) power/signal connectors Connector can be rotated by 270Â° BASIC ABSOLUTE ENCODER 32 P/REV (ENCODER A-32) WITH DRIVE-CLIQ INTERFACE; PERFORMANCE REDUCTION BY 10% DUE TO ABSOLUTE ENCODER; SHAFT WITH FITTED KEY, TOLERANCE N; W/O HOLDING BRAKE DEGREE OF PROTECTION IP64 | - | 0 | 0
1FK7043-7AK71-1KA2 |  | 1FK7043-7AK71-1KA2 | 1 | UN | 1 | 60 | X | D | N | N | 85015220 | 1 |  | 6.303 | KG | 1620.46 | 1620.46 | MC05 | MC05 | SIMOTICS S Synchronous servo motor 1FK7 High Dynamic 3.1Nm, 100K, 6000rpm 1.26kW, Naturally cooled IM B5 (V1, V3) power/signal connectors Connector can be rotated by 270Â° BASIC ABSOLUTE ENCODER 32 P/REV (ENCODER A-32) WITH DRIVE-CLIQ INTERFACE; PERFORMANCE REDUCTION BY 10% DUE TO ABSOLUTE ENCODER; SHAFT WITH FITTED KEY, TOLERANCE N; W/O HOLDING BRAKE DEGREE OF PROTECTION IP65 FLANGE ON DRIVE END IP67 | - | 0 | 0
1FK7043-7AK71-1KA3 |  | 1FK7043-7AK71-1KA3 | 1 | UN | 1 | 60 | X | D | N | N | 85015220 | 1 |  | 6.303 | KG | 1581.3 | 1581.3 | MC05 | MC05 | SIMOTICS S Synchronous servo motor 1FK7 High Dynamic 3.1Nm, 100K, 6000rpm 1.26kW, Naturally cooled IM B5 (V1, V3) power/signal connectors Connector can be rotated by 270Â° BASIC ABSOLUTE ENCODER 32 P/REV (ENCODER A-32) WITH DRIVE-CLIQ INTERFACE; PERFORMANCE REDUCTION BY 10% DUE TO ABSOLUTE ENCODER; SHAFT WITH FITTED KEY, TOLERANCE N; W/O HOLDING BRAKE DEGREE OF PROTECTION IP64; PAINT FINISH RAL7016 | - | 0 | 0
1FK7043-7AK71-1KA5 |  | 1FK7043-7AK71-1KA5 | 1 | UN | 1 | 60 | X | D | N | N | 85015220 | 1 |  | 6.303 | KG | 1657.25 | 1657.25 | MC05 | MC05 | SIMOTICS S Synchronous servo motor 1FK7 High Dynamic 3.1Nm, 100K, 6000rpm 1.26kW, Naturally cooled IM B5 (V1, V3) power/signal connectors Connector can be rotated by 270Â° BASIC ABSOLUTE ENCODER 32 P/REV (ENCODER A-32) WITH DRIVE-CLIQ INTERFACE; PERFORMANCE REDUCTION BY 10% DUE TO ABSOLUTE ENCODER; SHAFT WITH FITTED KEY, TOLERANCE N; W/O HOLDING BRAKE DEGREE OF PROTECTION IP65 AS FLANGE IP67; PAINT FINISH RAL7016 | - | 0 | 0
1FK7043-7AK71-1KA8 |  | 1FK7043-7AK71-1KA8 | 1 | UN | 1 | 60 | X | D | N | N | 85015220 | 1 |  | 6.303 | KG | 1738.46 | 1738.46 | MC05 | MC05 | SIMOTICS S Synchronous servo motor 1FK7 High Dynamic 3.1Nm, 100K, 6000rpm 1.26kW, Naturally cooled IM B5 (V1, V3) power/signal connectors Connector can be rotated by 270Â° BASIC ABSOLUTE ENCODER 32 P/REV (ENCODER A-32) WITH DRIVE-CLIQ INTERFACE; PERFORMANCE REDUCTION BY 10% DUE TO ABSOLUTE ENCODER; SHAFT WITH FITTED KEY, TOLERANCE N; W/O HOLDING BRAKE DEGREE OF PROTECTION IP65 IP67 D-END FLANGE; RAL7016 COATING; METALLIC RATING PLATE AT MOTOR | - | 0 | 0
1FK7043-7AK71-1KB0 |  | 1FK7043-7AK71-1KB0 | 1 | UN | 1 | 60 | X | D | N | N | 85015220 | 1 |  | 6.902 | KG | 1756.43 | 1756.43 | MC05 | MC05 | SIMOTICS S Synchronous servo motor 1FK7 High Dynamic 3.1Nm, 100K, 6000rpm 1.26kW, Naturally cooled IM B5 (V1, V3) power/signal connectors Connector can be rotated by 270Â° BASIC ABSOLUTE ENCODER 32 P/REV (ENCODER A-32) WITH DRIVE-CLIQ INTERFACE; PERFORMANCE REDUCTION BY 10% DUE TO ABSOLUTE ENCODER; SHAFT WITH FITTED KEY, TOLERANCE N; WITH HOLDING BRAKE DEGREE OF PROTECTION IP64 | - | 0 | 0
1FK7043-7AK71-1KB2 |  | 1FK7043-7AK71-1KB2 | 1 | UN | 1 | 60 | X | D | N | N | 85015220 | 1 |  | 6.902 | KG | 1832.4 | 1832.4 | MC05 | MC05 | SIMOTICS S Synchronous servo motor 1FK7 High Dynamic 3.1Nm, 100K, 6000rpm 1.26kW, Naturally cooled IM B5 (V1, V3) power/signal connectors Connector can be rotated by 270Â° BASIC ABSOLUTE ENCODER 32 P/REV (ENCODER A-32) WITH DRIVE-CLIQ INTERFACE; PERFORMANCE REDUCTION BY 10% DUE TO ABSOLUTE ENCODER; SHAFT WITH FITTED KEY, TOLERANCE N; WITH HOLDING BRAKE DEGREE OF PROTECTION IP65 FLANGE ON DRIVE END IP67 | - | 0 | 0
1FK7043-7AK71-1KB3 |  | 1FK7043-7AK71-1KB3 | 1 | UN | 1 | 60 | X | D | N | N | 85015220 | 1 |  | 6.902 | KG | 1793.24 | 1793.24 | MC05 | MC05 | SIMOTICS S Synchronous servo motor 1FK7 High Dynamic 3.1Nm, 100K, 6000rpm 1.26kW, Naturally cooled IM B5 (V1, V3) power/signal connectors Connector can be rotated by 270Â° BASIC ABSOLUTE ENCODER 32 P/REV (ENCODER A-32) WITH DRIVE-CLIQ INTERFACE; PERFORMANCE REDUCTION BY 10% DUE TO ABSOLUTE ENCODER; SHAFT WITH FITTED KEY, TOLERANCE N; WITH HOLDING BRAKE DEGREE OF PROTECTION IP64; PAINT FINISH RAL7016 | - | 0 | 0
1FK7043-7AK71-1KB5 |  | 1FK7043-7AK71-1KB5 | 1 | UN | 1 | 60 | X | D | N | N | 85015220 | 1 |  | 6.902 | KG | 1869.19 | 1869.19 | MC05 | MC05 | SIMOTICS S Synchronous servo motor 1FK7 High Dynamic 3.1Nm, 100K, 6000rpm 1.26kW, Naturally cooled IM B5 (V1, V3) power/signal connectors Connector can be rotated by 270Â° BASIC ABSOLUTE ENCODER 32 P/REV (ENCODER A-32) WITH DRIVE-CLIQ INTERFACE; PERFORMANCE REDUCTION BY 10% DUE TO ABSOLUTE ENCODER; SHAFT WITH FITTED KEY, TOLERANCE N; WITH HOLDING BRAKE DEGREE OF PROTECTION IP65 AS FLANGE IP67; PAINT FINISH RAL7016 | - | 0 | 0
1FK7043-7AK71-1KB8 |  | 1FK7043-7AK71-1KB8 | 1 | UN | 1 | 60 | X | D | N | N | 85015220 | 1 |  | 6.902 | KG | 1950.4 | 1950.4 | MC05 | MC05 | SIMOTICS S Synchronous servo motor 1FK7 High Dynamic 3.1Nm, 100K, 6000rpm 1.26kW, Naturally cooled IM B5 (V1, V3) power/signal connectors Connector can be rotated by 270Â° BASIC ABSOLUTE ENCODER 32 P/REV (ENCODER A-32) WITH DRIVE-CLIQ INTERFACE; PERFORMANCE REDUCTION BY 10% DUE TO ABSOLUTE ENCODER; SHAFT WITH FITTED KEY, TOLERANCE N; WITH HOLDING BRAKE DEGREE OF PROTECTION IP65 IP67 D-END FLANGE; RAL7016 COATING; METALLIC RATING PLATE AT MOTOR | - | 0 | 0
1FK7043-7AK71-1KG0 |  | 1FK7043-7AK71-1KG0 | 1 | UN | 1 | 60 | X | D | N | N | 85015220 | 1 |  | 6.303 | KG | 1474.44 | 1474.44 | MC05 | MC05 | SIMOTICS S Synchronous servo motor 1FK7 High Dynamic 3.1Nm, 100K, 6000rpm 1.26kW, Naturally cooled IM B5 (V1, V3) power/signal connectors Connector can be rotated by 270Â° BASIC ABSOLUTE ENCODER 32 P/REV (ENCODER A-32) WITH DRIVE-CLIQ INTERFACE; PERFORMANCE REDUCTION BY 10% DUE TO ABSOLUTE ENCODER; PLAIN SHAFT, TOLERANCE N; W/O HOLDING BRAKE DEGREE OF PROTECTION IP64 | - | 0 | 0
1FK7043-7AK71-1KG2 |  | 1FK7043-7AK71-1KG2 | 1 | UN | 1 | 60 | X | D | N | N | 85015220 | 1 |  | 6.303 | KG | 1550.41 | 1550.41 | MC05 | MC05 | SIMOTICS S Synchronous servo motor 1FK7 High Dynamic 3.1Nm, 100K, 6000rpm 1.26kW, Naturally cooled IM B5 (V1, V3) power/signal connectors Connector can be rotated by 270Â° BASIC ABSOLUTE ENCODER 32 P/REV (ENCODER A-32) WITH DRIVE-CLIQ INTERFACE; PERFORMANCE REDUCTION BY 10% DUE TO ABSOLUTE ENCODER; PLAIN SHAFT, TOLERANCE N; W/O HOLDING BRAKE DEGREE OF PROTECTION IP65 FLANGE ON DRIVE END IP67 | - | 0 | 0
1FK7043-7AK71-1KG3 |  | 1FK7043-7AK71-1KG3 | 1 | UN | 1 | 60 | X | D | N | N | 85015220 | 1 |  | 6.303 | KG | 1511.25 | 1511.25 | MC05 | MC05 | SIMOTICS S Synchronous servo motor 1FK7 High Dynamic 3.1Nm, 100K, 6000rpm 1.26kW, Naturally cooled IM B5 (V1, V3) power/signal connectors Connector can be rotated by 270Â° BASIC ABSOLUTE ENCODER 32 P/REV (ENCODER A-32) WITH DRIVE-CLIQ INTERFACE; PERFORMANCE REDUCTION BY 10% DUE TO ABSOLUTE ENCODER; PLAIN SHAFT, TOLERANCE N; W/O HOLDING BRAKE DEGREE OF PROTECTION IP64; PAINT FINISH RAL7016 | - | 0 | 0
1FK7043-7AK71-1KG5 |  | 1FK7043-7AK71-1KG5 | 1 | UN | 1 | 60 | X | D | N | N | 85015220 | 1 |  | 6.303 | KG | 1587.2 | 1587.2 | MC05 | MC05 | SIMOTICS S Synchronous servo motor 1FK7 High Dynamic 3.1Nm, 100K, 6000rpm 1.26kW, Naturally cooled IM B5 (V1, V3) power/signal connectors Connector can be rotated by 270Â° BASIC ABSOLUTE ENCODER 32 P/REV (ENCODER A-32) WITH DRIVE-CLIQ INTERFACE; PERFORMANCE REDUCTION BY 10% DUE TO ABSOLUTE ENCODER; PLAIN SHAFT, TOLERANCE N; W/O HOLDING BRAKE DEGREE OF PROTECTION IP65 AS FLANGE IP67; PAINT FINISH RAL7016 | - | 0 | 0
1FK7043-7AK71-1KG8 |  | 1FK7043-7AK71-1KG8 | 1 | UN | 1 | 60 | X | D | N | N | 85015220 | 1 |  | 6.303 | KG | 1668.41 | 1668.41 | MC05 | MC05 | SIMOTICS S Synchronous servo motor 1FK7 High Dynamic 3.1Nm, 100K, 6000rpm 1.26kW, Naturally cooled IM B5 (V1, V3) power/signal connectors Connector can be rotated by 270Â° BASIC ABSOLUTE ENCODER 32 P/REV (ENCODER A-32) WITH DRIVE-CLIQ INTERFACE; PERFORMANCE REDUCTION BY 10% DUE TO ABSOLUTE ENCODER; PLAIN SHAFT, TOLERANCE N; W/O HOLDING BRAKE DEGREE OF PROTECTION IP65 IP67 D-END FLANGE; RAL7016 COATING; METALLIC RATING PLATE AT MOTOR | - | 0 | 0
1FK7043-7AK71-1KH0 |  | 1FK7043-7AK71-1KH0 | 1 | UN | 1 | 60 | X | D | N | N | 85015220 | 1 |  | 6.902 | KG | 1684.57 | 1684.57 | MC05 | MC05 | SIMOTICS S Synchronous servo motor 1FK7 High Dynamic 3.1Nm, 100K, 6000rpm 1.26kW, Naturally cooled IM B5 (V1, V3) power/signal connectors Connector can be rotated by 270Â° BASIC ABSOLUTE ENCODER 32 P/REV (ENCODER A-32) WITH DRIVE-CLIQ INTERFACE; PERFORMANCE REDUCTION BY 10% DUE TO ABSOLUTE ENCODER; PLAIN SHAFT, TOLERANCE N; WITH HOLDING BRAKE DEGREE OF PROTECTION IP64 | - | 0 | 0
1FK7043-7AK71-1KH2 |  | 1FK7043-7AK71-1KH2 | 1 | UN | 1 | 60 | X | D | N | N | 85015220 | 1 |  | 6.902 | KG | 1760.54 | 1760.54 | MC05 | MC05 | SIMOTICS S Synchronous servo motor 1FK7 High Dynamic 3.1Nm, 100K, 6000rpm 1.26kW, Naturally cooled IM B5 (V1, V3) power/signal connectors Connector can be rotated by 270Â° BASIC ABSOLUTE ENCODER 32 P/REV (ENCODER A-32) WITH DRIVE-CLIQ INTERFACE; PERFORMANCE REDUCTION BY 10% DUE TO ABSOLUTE ENCODER; PLAIN SHAFT, TOLERANCE N; WITH HOLDING BRAKE DEGREE OF PROTECTION IP65 FLANGE ON DRIVE END IP67 | - | 0 | 0
1FK7043-7AK71-1KH3 |  | 1FK7043-7AK71-1KH3 | 1 | UN | 1 | 60 | X | D | N | N | 85015220 | 1 |  | 6.902 | KG | 1721.38 | 1721.38 | MC05 | MC05 | SIMOTICS S Synchronous servo motor 1FK7 High Dynamic 3.1Nm, 100K, 6000rpm 1.26kW, Naturally cooled IM B5 (V1, V3) power/signal connectors Connector can be rotated by 270Â° BASIC ABSOLUTE ENCODER 32 P/REV (ENCODER A-32) WITH DRIVE-CLIQ INTERFACE; PERFORMANCE REDUCTION BY 10% DUE TO ABSOLUTE ENCODER; PLAIN SHAFT, TOLERANCE N; WITH HOLDING BRAKE DEGREE OF PROTECTION IP64; PAINT FINISH RAL7016 | - | 0 | 0
1FK7043-7AK71-1KH5 |  | 1FK7043-7AK71-1KH5 | 1 | UN | 1 | 60 | X | D | N | N | 85015220 | 1 |  | 6.902 | KG | 1797.33 | 1797.33 | MC05 | MC05 | SIMOTICS S Synchronous servo motor 1FK7 High Dynamic 3.1Nm, 100K, 6000rpm 1.26kW, Naturally cooled IM B5 (V1, V3) power/signal connectors Connector can be rotated by 270Â° BASIC ABSOLUTE ENCODER 32 P/REV (ENCODER A-32) WITH DRIVE-CLIQ INTERFACE; PERFORMANCE REDUCTION BY 10% DUE TO ABSOLUTE ENCODER; PLAIN SHAFT, TOLERANCE N; WITH HOLDING BRAKE DEGREE OF PROTECTION IP65 AS FLANGE IP67; PAINT FINISH RAL7016 | - | 0 | 0
1FK7043-7AK71-1KH8 |  | 1FK7043-7AK71-1KH8 | 1 | UN | 1 | 60 | X | D | N | N | 85015220 | 1 |  | 6.902 | KG | 1878.54 | 1878.54 | MC05 | MC05 | SIMOTICS S Synchronous servo motor 1FK7 High Dynamic 3.1Nm, 100K, 6000rpm 1.26kW, Naturally cooled IM B5 (V1, V3) power/signal connectors Connector can be rotated by 270Â° BASIC ABSOLUTE ENCODER 32 P/REV (ENCODER A-32) WITH DRIVE-CLIQ INTERFACE; PERFORMANCE REDUCTION BY 10% DUE TO ABSOLUTE ENCODER; PLAIN SHAFT, TOLERANCE N; WITH HOLDING BRAKE DEGREE OF PROTECTION IP65 IP67 D-END FLANGE; RAL7016 COATING; METALLIC RATING PLATE AT MOTOR | - | 0 | 0
1FK7043-7AK71-1PA0 |  | 1FK7043-7AK71-1PA0 | 1 | UN | 1 | 60 | X | D | N | N | 85015220 | 1 |  | 6.303 | KG | 1188.89 | 1188.89 | MC05 | MC05 | SIMOTICS S Synchronous servo motor 1FK7 High Dynamic 3.1Nm, 100K, 6000rpm 1.26kW, Naturally cooled IM B5 (V1, V3) power/signal connectors Connector can be rotated by 270Â° RESOLVER 2-POLE (RESOLVER P=1) WITH DRIVE-CLIQ INTERFACE; SHAFT WITH FITTED KEY, TOLERANCE N; W/O HOLDING BRAKE DEGREE OF PROTECTION IP64 | - | 0 | 0
1FK7043-7AK71-1PA2 |  | 1FK7043-7AK71-1PA2 | 1 | UN | 1 | 60 | X | D | N | N | 85015220 | 1 |  | 6.303 | KG | 1264.86 | 1264.86 | MC05 | MC05 | SIMOTICS S Synchronous servo motor 1FK7 High Dynamic 3.1Nm, 100K, 6000rpm 1.26kW, Naturally cooled IM B5 (V1, V3) power/signal connectors Connector can be rotated by 270Â° RESOLVER 2-POLE (RESOLVER P=1) WITH DRIVE-CLIQ INTERFACE; SHAFT WITH FITTED KEY, TOLERANCE N; W/O HOLDING BRAKE DEGREE OF PROTECTION IP65 FLANGE ON DRIVE END IP67 | - | 0 | 0
1FK7043-7AK71-1PA3 |  | 1FK7043-7AK71-1PA3 | 1 | UN | 1 | 60 | X | D | N | N | 85015220 | 1 |  | 6.303 | KG | 1225.7 | 1225.7 | MC05 | MC05 | SIMOTICS S Synchronous servo motor 1FK7 High Dynamic 3.1Nm, 100K, 6000rpm 1.26kW, Naturally cooled IM B5 (V1, V3) power/signal connectors Connector can be rotated by 270Â° RESOLVER 2-POLE (RESOLVER P=1) WITH DRIVE-CLIQ INTERFACE; SHAFT WITH FITTED KEY, TOLERANCE N; W/O HOLDING BRAKE DEGREE OF PROTECTION IP64; PAINT FINISH RAL7016 | - | 0 | 0
1FK7043-7AK71-1PA5 |  | 1FK7043-7AK71-1PA5 | 1 | UN | 1 | 60 | X | D | N | N | 85015220 | 1 |  | 6.303 | KG | 1301.65 | 1301.65 | MC05 | MC05 | SIMOTICS S Synchronous servo motor 1FK7 High Dynamic 3.1Nm, 100K, 6000rpm 1.26kW, Naturally cooled IM B5 (V1, V3) power/signal connectors Connector can be rotated by 270Â° RESOLVER 2-POLE (RESOLVER P=1) WITH DRIVE-CLIQ INTERFACE; SHAFT WITH FITTED KEY, TOLERANCE N; W/O HOLDING BRAKE DEGREE OF PROTECTION IP65 AS FLANGE IP67; PAINT FINISH RAL7016 | - | 0 | 0
1FK7043-7AK71-1PA8 |  | 1FK7043-7AK71-1PA8 | 1 | UN | 1 | 60 | X | D | N | N | 85015220 | 1 |  | 6.303 | KG | 1382.86 | 1382.86 | MC05 | MC05 | SIMOTICS S Synchronous servo motor 1FK7 High Dynamic 3.1Nm, 100K, 6000rpm 1.26kW, Naturally cooled IM B5 (V1, V3) power/signal connectors Connector can be rotated by 270Â° RESOLVER 2-POLE (RESOLVER P=1) WITH DRIVE-CLIQ INTERFACE; SHAFT WITH FITTED KEY, TOLERANCE N; W/O HOLDING BRAKE DEGREE OF PROTECTION IP65 IP67 D-END FLANGE; RAL7016 COATING; METALLIC RATING PLATE AT MOTOR | - | 0 | 0
1FK7043-7AK71-1PB0 |  | 1FK7043-7AK71-1PB0 | 1 | UN | 1 | 60 | X | D | N | N | 85015220 | 1 |  | 6.902 | KG | 1400.83 | 1400.83 | MC05 | MC05 | SIMOTICS S Synchronous servo motor 1FK7 High Dynamic 3.1Nm, 100K, 6000rpm 1.26kW, Naturally cooled IM B5 (V1, V3) power/signal connectors Connector can be rotated by 270Â° RESOLVER 2-POLE (RESOLVER P=1) WITH DRIVE-CLIQ INTERFACE; SHAFT WITH FITTED KEY, TOLERANCE N; WITH HOLDING BRAKE DEGREE OF PROTECTION IP64 | - | 0 | 0
1FK7043-7AK71-1PB2 |  | 1FK7043-7AK71-1PB2 | 1 | UN | 1 | 60 | X | D | N | N | 85015220 | 1 |  | 6.902 | KG | 1476.8 | 1476.8 | MC05 | MC05 | SIMOTICS S Synchronous servo motor 1FK7 High Dynamic 3.1Nm, 100K, 6000rpm 1.26kW, Naturally cooled IM B5 (V1, V3) power/signal connectors Connector can be rotated by 270Â° RESOLVER 2-POLE (RESOLVER P=1) WITH DRIVE-CLIQ INTERFACE; SHAFT WITH FITTED KEY, TOLERANCE N; WITH HOLDING BRAKE DEGREE OF PROTECTION IP65 FLANGE ON DRIVE END IP67 | - | 0 | 0
1FK7043-7AK71-1PB3 |  | 1FK7043-7AK71-1PB3 | 1 | UN | 1 | 60 | X | D | N | N | 85015220 | 1 |  | 6.902 | KG | 1437.64 | 1437.64 | MC05 | MC05 | SIMOTICS S Synchronous servo motor 1FK7 High Dynamic 3.1Nm, 100K, 6000rpm 1.26kW, Naturally cooled IM B5 (V1, V3) power/signal connectors Connector can be rotated by 270Â° RESOLVER 2-POLE (RESOLVER P=1) WITH DRIVE-CLIQ INTERFACE; SHAFT WITH FITTED KEY, TOLERANCE N; WITH HOLDING BRAKE DEGREE OF PROTECTION IP64; PAINT FINISH RAL7016 | - | 0 | 0
1FK7043-7AK71-1PB5 |  | 1FK7043-7AK71-1PB5 | 1 | UN | 1 | 60 | X | D | N | N | 85015220 | 1 |  | 6.902 | KG | 1513.59 | 1513.59 | MC05 | MC05 | SIMOTICS S Synchronous servo motor 1FK7 High Dynamic 3.1Nm, 100K, 6000rpm 1.26kW, Naturally cooled IM B5 (V1, V3) power/signal connectors Connector can be rotated by 270Â° RESOLVER 2-POLE (RESOLVER P=1) WITH DRIVE-CLIQ INTERFACE; SHAFT WITH FITTED KEY, TOLERANCE N; WITH HOLDING BRAKE DEGREE OF PROTECTION IP65 AS FLANGE IP67; PAINT FINISH RAL7016 | - | 0 | 0
1FK7043-7AK71-1PB8 |  | 1FK7043-7AK71-1PB8 | 1 | UN | 1 | 60 | X | D | N | N | 85015220 | 1 |  | 6.902 | KG | 1594.8 | 1594.8 | MC05 | MC05 | SIMOTICS S Synchronous servo motor 1FK7 High Dynamic 3.1Nm, 100K, 6000rpm 1.26kW, Naturally cooled IM B5 (V1, V3) power/signal connectors Connector can be rotated by 270Â° RESOLVER 2-POLE (RESOLVER P=1) WITH DRIVE-CLIQ INTERFACE; SHAFT WITH FITTED KEY, TOLERANCE N; WITH HOLDING BRAKE DEGREE OF PROTECTION IP65 IP67 D-END FLANGE; RAL7016 COATING; METALLIC RATING PLATE AT MOTOR | - | 0 | 0
1FK7043-7AK71-1PG0 |  | 1FK7043-7AK71-1PG0 | 1 | UN | 1 | 60 | X | D | N | N | 85015220 | 1 |  | 6.303 | KG | 1118.84 | 1118.84 | MC05 | MC05 | SIMOTICS S Synchronous servo motor 1FK7 High Dynamic 3.1Nm, 100K, 6000rpm 1.26kW, Naturally cooled IM B5 (V1, V3) power/signal connectors Connector can be rotated by 270Â° RESOLVER 2-POLE (RESOLVER P=1) WITH DRIVE-CLIQ INTERFACE; PLAIN SHAFT, TOLERANCE N; W/O HOLDING BRAKE DEGREE OF PROTECTION IP64 | - | 0 | 0
1FK7043-7AK71-1PG2 |  | 1FK7043-7AK71-1PG2 | 1 | UN | 1 | 60 | X | D | N | N | 85015220 | 1 |  | 6.303 | KG | 1194.81 | 1194.81 | MC05 | MC05 | SIMOTICS S Synchronous servo motor 1FK7 High Dynamic 3.1Nm, 100K, 6000rpm 1.26kW, Naturally cooled IM B5 (V1, V3) power/signal connectors Connector can be rotated by 270Â° RESOLVER 2-POLE (RESOLVER P=1) WITH DRIVE-CLIQ INTERFACE; PLAIN SHAFT, TOLERANCE N; W/O HOLDING BRAKE DEGREE OF PROTECTION IP65 FLANGE ON DRIVE END IP67 | - | 0 | 0
1FK7043-7AK71-1PG3 |  | 1FK7043-7AK71-1PG3 | 1 | UN | 1 | 60 | X | D | N | N | 85015220 | 1 |  | 6.303 | KG | 1155.65 | 1155.65 | MC05 | MC05 | SIMOTICS S Synchronous servo motor 1FK7 High Dynamic 3.1Nm, 100K, 6000rpm 1.26kW, Naturally cooled IM B5 (V1, V3) power/signal connectors Connector can be rotated by 270Â° RESOLVER 2-POLE (RESOLVER P=1) WITH DRIVE-CLIQ INTERFACE; PLAIN SHAFT, TOLERANCE N; W/O HOLDING BRAKE DEGREE OF PROTECTION IP64; PAINT FINISH RAL7016 | - | 0 | 0
1FK7043-7AK71-1PG5 |  | 1FK7043-7AK71-1PG5 | 1 | UN | 1 | 60 | X | D | N | N | 85015220 | 1 |  | 6.303 | KG | 1231.6 | 1231.6 | MC05 | MC05 | SIMOTICS S Synchronous servo motor 1FK7 High Dynamic 3.1Nm, 100K, 6000rpm 1.26kW, Naturally cooled IM B5 (V1, V3) power/signal connectors Connector can be rotated by 270Â° RESOLVER 2-POLE (RESOLVER P=1) WITH DRIVE-CLIQ INTERFACE; PLAIN SHAFT, TOLERANCE N; W/O HOLDING BRAKE DEGREE OF PROTECTION IP65 AS FLANGE IP67; PAINT FINISH RAL7016 | - | 0 | 0
1FK7043-7AK71-1PG8 |  | 1FK7043-7AK71-1PG8 | 1 | UN | 1 | 60 | X | D | N | N | 85015220 | 1 |  | 6.303 | KG | 1312.81 | 1312.81 | MC05 | MC05 | SIMOTICS S Synchronous servo motor 1FK7 High Dynamic 3.1Nm, 100K, 6000rpm 1.26kW, Naturally cooled IM B5 (V1, V3) power/signal connectors Connector can be rotated by 270Â° RESOLVER 2-POLE (RESOLVER P=1) WITH DRIVE-CLIQ INTERFACE; PLAIN SHAFT, TOLERANCE N; W/O HOLDING BRAKE DEGREE OF PROTECTION IP65 IP67 D-END FLANGE; RAL7016 COATING; METALLIC RATING PLATE AT MOTOR | - | 0 | 0
1FK7043-7AK71-1PH0 |  | 1FK7043-7AK71-1PH0 | 1 | UN | 1 | 60 | X | D | N | N | 85015220 | 1 |  | 6.902 | KG | 1328.97 | 1328.97 | MC05 | MC05 | SIMOTICS S Synchronous servo motor 1FK7 High Dynamic 3.1Nm, 100K, 6000rpm 1.26kW, Naturally cooled IM B5 (V1, V3) power/signal connectors Connector can be rotated by 270Â° RESOLVER 2-POLE (RESOLVER P=1) WITH DRIVE-CLIQ INTERFACE; PLAIN SHAFT, TOLERANCE N; WITH HOLDING BRAKE DEGREE OF PROTECTION IP64 | - | 0 | 0
1FK7043-7AK71-1PH2 |  | 1FK7043-7AK71-1PH2 | 1 | UN | 1 | 60 | X | D | N | N | 85015220 | 1 |  | 6.902 | KG | 1404.94 | 1404.94 | MC05 | MC05 | SIMOTICS S Synchronous servo motor 1FK7 High Dynamic 3.1Nm, 100K, 6000rpm 1.26kW, Naturally cooled IM B5 (V1, V3) power/signal connectors Connector can be rotated by 270Â° RESOLVER 2-POLE (RESOLVER P=1) WITH DRIVE-CLIQ INTERFACE; PLAIN SHAFT, TOLERANCE N; WITH HOLDING BRAKE DEGREE OF PROTECTION IP65 FLANGE ON DRIVE END IP67 | - | 0 | 0
1FK7043-7AK71-1PH3 |  | 1FK7043-7AK71-1PH3 | 1 | UN | 1 | 60 | X | D | N | N | 85015220 | 1 |  | 6.902 | KG | 1365.78 | 1365.78 | MC05 | MC05 | SIMOTICS S Synchronous servo motor 1FK7 High Dynamic 3.1Nm, 100K, 6000rpm 1.26kW, Naturally cooled IM B5 (V1, V3) power/signal connectors Connector can be rotated by 270Â° RESOLVER 2-POLE (RESOLVER P=1) WITH DRIVE-CLIQ INTERFACE; PLAIN SHAFT, TOLERANCE N; WITH HOLDING BRAKE DEGREE OF PROTECTION IP64; PAINT FINISH RAL7016 | - | 0 | 0
1FK7043-7AK71-1PH5 |  | 1FK7043-7AK71-1PH5 | 1 | UN | 1 | 60 | X | D | N | N | 85015220 | 1 |  | 6.902 | KG | 1441.73 | 1441.73 | MC05 | MC05 | SIMOTICS S Synchronous servo motor 1FK7 High Dynamic 3.1Nm, 100K, 6000rpm 1.26kW, Naturally cooled IM B5 (V1, V3) power/signal connectors Connector can be rotated by 270Â° RESOLVER 2-POLE (RESOLVER P=1) WITH DRIVE-CLIQ INTERFACE; PLAIN SHAFT, TOLERANCE N; WITH HOLDING BRAKE DEGREE OF PROTECTION IP65 AS FLANGE IP67; PAINT FINISH RAL7016 | - | 0 | 0
1FK7043-7AK71-1PH8 |  | 1FK7043-7AK71-1PH8 | 1 | UN | 1 | 60 | X | D | N | N | 85015220 | 1 |  | 6.902 | KG | 1522.94 | 1522.94 | MC05 | MC05 | SIMOTICS S Synchronous servo motor 1FK7 High Dynamic 3.1Nm, 100K, 6000rpm 1.26kW, Naturally cooled IM B5 (V1, V3) power/signal connectors Connector can be rotated by 270Â° RESOLVER 2-POLE (RESOLVER P=1) WITH DRIVE-CLIQ INTERFACE; PLAIN SHAFT, TOLERANCE N; WITH HOLDING BRAKE DEGREE OF PROTECTION IP65 IP67 D-END FLANGE; RAL7016 COATING; METALLIC RATING PLATE AT MOTOR | - | 0 | 0
1FK7043-7AK71-1SA0 |  | 1FK7043-7AK71-1SA0 | 1 | UN | 1 | 60 | X | D | N | N | 85015220 | 1 |  | 6.303 | KG | 993.15 | 993.15 | MC05 | MC05 | SIMOTICS S Synchronous servo motor 1FK7 High Dynamic 3.1Nm, 100K, 6000rpm 1.26kW, Naturally cooled IM B5 (V1, V3) power/signal connectors Connector can be rotated by 270Â° RESOLVER MULTI-POLE (RESOLVER P=3); SHAFT WITH FITTED KEY, TOLERANCE N; W/O HOLDING BRAKE DEGREE OF PROTECTION IP64 | - | 0 | 0
1FK7043-7AK71-1SA2 |  | 1FK7043-7AK71-1SA2 | 1 | UN | 1 | 60 | X | D | N | N | 85015220 | 1 |  | 6.303 | KG | 1069.12 | 1069.12 | MC05 | MC05 | SIMOTICS S Synchronous servo motor 1FK7 High Dynamic 3.1Nm, 100K, 6000rpm 1.26kW, Naturally cooled IM B5 (V1, V3) power/signal connectors Connector can be rotated by 270Â° RESOLVER MULTI-POLE (RESOLVER P=3); SHAFT WITH FITTED KEY, TOLERANCE N; W/O HOLDING BRAKE DEGREE OF PROTECTION IP65 FLANGE ON DRIVE END IP67 | - | 0 | 0
1FK7043-7AK71-1SA3 |  | 1FK7043-7AK71-1SA3 | 1 | UN | 1 | 60 | X | D | N | N | 85015220 | 1 |  | 6.303 | KG | 1029.96 | 1029.96 | MC05 | MC05 | SIMOTICS S Synchronous servo motor 1FK7 High Dynamic 3.1Nm, 100K, 6000rpm 1.26kW, Naturally cooled IM B5 (V1, V3) power/signal connectors Connector can be rotated by 270Â° RESOLVER MULTI-POLE (RESOLVER P=3); SHAFT WITH FITTED KEY, TOLERANCE N; W/O HOLDING BRAKE DEGREE OF PROTECTION IP64; PAINT FINISH RAL7016 | - | 0 | 0
1FK7043-7AK71-1SA5 |  | 1FK7043-7AK71-1SA5 | 1 | UN | 1 | 60 | X | D | N | N | 85015220 | 1 |  | 6.303 | KG | 1105.91 | 1105.91 | MC05 | MC05 | SIMOTICS S Synchronous servo motor 1FK7 High Dynamic 3.1Nm, 100K, 6000rpm 1.26kW, Naturally cooled IM B5 (V1, V3) power/signal connectors Connector can be rotated by 270Â° RESOLVER MULTI-POLE (RESOLVER P=3); SHAFT WITH FITTED KEY, TOLERANCE N; W/O HOLDING BRAKE DEGREE OF PROTECTION IP65 AS FLANGE IP67; PAINT FINISH RAL7016 | - | 0 | 0
1FK7043-7AK71-1SA8 |  | 1FK7043-7AK71-1SA8 | 1 | UN | 1 | 60 | X | D | N | N | 85015220 | 1 |  | 6.303 | KG | 1187.12 | 1187.12 | MC05 | MC05 | SIMOTICS S Synchronous servo motor 1FK7 High Dynamic 3.1Nm, 100K, 6000rpm 1.26kW, Naturally cooled IM B5 (V1, V3) power/signal connectors Connector can be rotated by 270Â° RESOLVER MULTI-POLE (RESOLVER P=3); SHAFT WITH FITTED KEY, TOLERANCE N; W/O HOLDING BRAKE DEGREE OF PROTECTION IP65 IP67 D-END FLANGE; RAL7016 COATING; METALLIC RATING PLATE AT MOTOR | - | 0 | 0
1FK7043-7AK71-1SB0 |  | 1FK7043-7AK71-1SB0 | 1 | UN | 1 | 60 | X | D | N | N | 85015220 | 1 |  | 6.902 | KG | 1205.09 | 1205.09 | MC05 | MC05 | SIMOTICS S Synchronous servo motor 1FK7 High Dynamic 3.1Nm, 100K, 6000rpm 1.26kW, Naturally cooled IM B5 (V1, V3) power/signal connectors Connector can be rotated by 270Â° RESOLVER MULTI-POLE (RESOLVER P=3); SHAFT WITH FITTED KEY, TOLERANCE N; WITH HOLDING BRAKE DEGREE OF PROTECTION IP64 | - | 0 | 0
1FK7043-7AK71-1SB2 |  | 1FK7043-7AK71-1SB2 | 1 | UN | 1 | 60 | X | D | N | N | 85015220 | 1 |  | 6.902 | KG | 1281.06 | 1281.06 | MC05 | MC05 | SIMOTICS S Synchronous servo motor 1FK7 High Dynamic 3.1Nm, 100K, 6000rpm 1.26kW, Naturally cooled IM B5 (V1, V3) power/signal connectors Connector can be rotated by 270Â° RESOLVER MULTI-POLE (RESOLVER P=3); SHAFT WITH FITTED KEY, TOLERANCE N; WITH HOLDING BRAKE DEGREE OF PROTECTION IP65 FLANGE ON DRIVE END IP67 | - | 0 | 0
1FK7043-7AK71-1SB3 |  | 1FK7043-7AK71-1SB3 | 1 | UN | 1 | 60 | X | D | N | N | 85015220 | 1 |  | 6.902 | KG | 1241.9 | 1241.9 | MC05 | MC05 | SIMOTICS S Synchronous servo motor 1FK7 High Dynamic 3.1Nm, 100K, 6000rpm 1.26kW, Naturally cooled IM B5 (V1, V3) power/signal connectors Connector can be rotated by 270Â° RESOLVER MULTI-POLE (RESOLVER P=3); SHAFT WITH FITTED KEY, TOLERANCE N; WITH HOLDING BRAKE DEGREE OF PROTECTION IP64; PAINT FINISH RAL7016 | - | 0 | 0
1FK7043-7AK71-1SB5 |  | 1FK7043-7AK71-1SB5 | 1 | UN | 1 | 60 | X | D | N | N | 85015220 | 1 |  | 6.902 | KG | 1317.85 | 1317.85 | MC05 | MC05 | SIMOTICS S Synchronous servo motor 1FK7 High Dynamic 3.1Nm, 100K, 6000rpm 1.26kW, Naturally cooled IM B5 (V1, V3) power/signal connectors Connector can be rotated by 270Â° RESOLVER MULTI-POLE (RESOLVER P=3); SHAFT WITH FITTED KEY, TOLERANCE N; WITH HOLDING BRAKE DEGREE OF PROTECTION IP65 AS FLANGE IP67; PAINT FINISH RAL7016 | - | 0 | 0
1FK7043-7AK71-1SB8 |  | 1FK7043-7AK71-1SB8 | 1 | UN | 1 | 60 | X | D | N | N | 85015220 | 1 |  | 6.902 | KG | 1399.06 | 1399.06 | MC05 | MC05 | SIMOTICS S Synchronous servo motor 1FK7 High Dynamic 3.1Nm, 100K, 6000rpm 1.26kW, Naturally cooled IM B5 (V1, V3) power/signal connectors Connector can be rotated by 270Â° RESOLVER MULTI-POLE (RESOLVER P=3); SHAFT WITH FITTED KEY, TOLERANCE N; WITH HOLDING BRAKE DEGREE OF PROTECTION IP65 IP67 D-END FLANGE; RAL7016 COATING; METALLIC RATING PLATE AT MOTOR | - | 0 | 0
1FK7043-7AK71-1SG0 |  | 1FK7043-7AK71-1SG0 | 1 | UN | 1 | 60 | X | D | N | N | 85015220 | 1 |  | 6.303 | KG | 923.1 | 923.1 | MC05 | MC05 | SIMOTICS S Synchronous servo motor 1FK7 High Dynamic 3.1Nm, 100K, 6000rpm 1.26kW, Naturally cooled IM B5 (V1, V3) power/signal connectors Connector can be rotated by 270Â° RESOLVER MULTI-POLE (RESOLVER P=3); PLAIN SHAFT, TOLERANCE N; W/O HOLDING BRAKE DEGREE OF PROTECTION IP64 | - | 0 | 0
1FK7043-7AK71-1SG2 |  | 1FK7043-7AK71-1SG2 | 1 | UN | 1 | 60 | X | D | N | N | 85015220 | 1 |  | 6.303 | KG | 999.07 | 999.07 | MC05 | MC05 | SIMOTICS S Synchronous servo motor 1FK7 High Dynamic 3.1Nm, 100K, 6000rpm 1.26kW, Naturally cooled IM B5 (V1, V3) power/signal connectors Connector can be rotated by 270Â° RESOLVER MULTI-POLE (RESOLVER P=3); PLAIN SHAFT, TOLERANCE N; W/O HOLDING BRAKE DEGREE OF PROTECTION IP65 FLANGE ON DRIVE END IP67 | - | 0 | 0
1FK7043-7AK71-1SG3 |  | 1FK7043-7AK71-1SG3 | 1 | UN | 1 | 60 | X | D | N | N | 85015220 | 1 |  | 6.303 | KG | 959.91 | 959.91 | MC05 | MC05 | SIMOTICS S Synchronous servo motor 1FK7 High Dynamic 3.1Nm, 100K, 6000rpm 1.26kW, Naturally cooled IM B5 (V1, V3) power/signal connectors Connector can be rotated by 270Â° RESOLVER MULTI-POLE (RESOLVER P=3); PLAIN SHAFT, TOLERANCE N; W/O HOLDING BRAKE DEGREE OF PROTECTION IP64; PAINT FINISH RAL7016 | - | 0 | 0
1FK7043-7AK71-1SG5 |  | 1FK7043-7AK71-1SG5 | 1 | UN | 1 | 60 | X | D | N | N | 85015220 | 1 |  | 6.303 | KG | 1035.86 | 1035.86 | MC05 | MC05 | SIMOTICS S Synchronous servo motor 1FK7 High Dynamic 3.1Nm, 100K, 6000rpm 1.26kW, Naturally cooled IM B5 (V1, V3) power/signal connectors Connector can be rotated by 270Â° RESOLVER MULTI-POLE (RESOLVER P=3); PLAIN SHAFT, TOLERANCE N; W/O HOLDING BRAKE DEGREE OF PROTECTION IP65 AS FLANGE IP67; PAINT FINISH RAL7016 | - | 0 | 0
1FK7043-7AK71-1SG8 |  | 1FK7043-7AK71-1SG8 | 1 | UN | 1 | 60 | X | D | N | N | 85015220 | 1 |  | 6.303 | KG | 1117.07 | 1117.07 | MC05 | MC05 | SIMOTICS S Synchronous servo motor 1FK7 High Dynamic 3.1Nm, 100K, 6000rpm 1.26kW, Naturally cooled IM B5 (V1, V3) power/signal connectors Connector can be rotated by 270Â° RESOLVER MULTI-POLE (RESOLVER P=3); PLAIN SHAFT, TOLERANCE N; W/O HOLDING BRAKE DEGREE OF PROTECTION IP65 IP67 D-END FLANGE; RAL7016 COATING; METALLIC RATING PLATE AT MOTOR | - | 0 | 0
1FK7043-7AK71-1SH0 |  | 1FK7043-7AK71-1SH0 | 1 | UN | 1 | 60 | X | D | N | N | 85015220 | 1 |  | 6.902 | KG | 1133.23 | 1133.23 | MC05 | MC05 | SIMOTICS S Synchronous servo motor 1FK7 High Dynamic 3.1Nm, 100K, 6000rpm 1.26kW, Naturally cooled IM B5 (V1, V3) power/signal connectors Connector can be rotated by 270Â° RESOLVER MULTI-POLE (RESOLVER P=3); PLAIN SHAFT, TOLERANCE N; WITH HOLDING BRAKE DEGREE OF PROTECTION IP64 | - | 0 | 0
1FK7043-7AK71-1SH2 |  | 1FK7043-7AK71-1SH2 | 1 | UN | 1 | 60 | X | D | N | N | 85015220 | 1 |  | 6.902 | KG | 1209.2 | 1209.2 | MC05 | MC05 | SIMOTICS S Synchronous servo motor 1FK7 High Dynamic 3.1Nm, 100K, 6000rpm 1.26kW, Naturally cooled IM B5 (V1, V3) power/signal connectors Connector can be rotated by 270Â° RESOLVER MULTI-POLE (RESOLVER P=3); PLAIN SHAFT, TOLERANCE N; WITH HOLDING BRAKE DEGREE OF PROTECTION IP65 FLANGE ON DRIVE END IP67 | - | 0 | 0
1FK7043-7AK71-1SH3 |  | 1FK7043-7AK71-1SH3 | 1 | UN | 1 | 60 | X | D | N | N | 85015220 | 1 |  | 6.902 | KG | 1170.04 | 1170.04 | MC05 | MC05 | SIMOTICS S Synchronous servo motor 1FK7 High Dynamic 3.1Nm, 100K, 6000rpm 1.26kW, Naturally cooled IM B5 (V1, V3) power/signal connectors Connector can be rotated by 270Â° RESOLVER MULTI-POLE (RESOLVER P=3); PLAIN SHAFT, TOLERANCE N; WITH HOLDING BRAKE DEGREE OF PROTECTION IP64; PAINT FINISH RAL7016 | - | 0 | 0
1FK7043-7AK71-1SH5 |  | 1FK7043-7AK71-1SH5 | 1 | UN | 1 | 60 | X | D | N | N | 85015220 | 1 |  | 6.902 | KG | 1245.99 | 1245.99 | MC05 | MC05 | SIMOTICS S Synchronous servo motor 1FK7 High Dynamic 3.1Nm, 100K, 6000rpm 1.26kW, Naturally cooled IM B5 (V1, V3) power/signal connectors Connector can be rotated by 270Â° RESOLVER MULTI-POLE (RESOLVER P=3); PLAIN SHAFT, TOLERANCE N; WITH HOLDING BRAKE DEGREE OF PROTECTION IP65 AS FLANGE IP67; PAINT FINISH RAL7016 | - | 0 | 0
1FK7043-7AK71-1SH8 |  | 1FK7043-7AK71-1SH8 | 1 | UN | 1 | 60 | X | D | N | N | 85015220 | 1 |  | 6.902 | KG | 1327.2 | 1327.2 | MC05 | MC05 | SIMOTICS S Synchronous servo motor 1FK7 High Dynamic 3.1Nm, 100K, 6000rpm 1.26kW, Naturally cooled IM B5 (V1, V3) power/signal connectors Connector can be rotated by 270Â° RESOLVER MULTI-POLE (RESOLVER P=3); PLAIN SHAFT, TOLERANCE N; WITH HOLDING BRAKE DEGREE OF PROTECTION IP65 IP67 D-END FLANGE; RAL7016 COATING; METALLIC RATING PLATE AT MOTOR | - | 0 | 0
1FK7043-7AK71-1TA0 |  | 1FK7043-7AK71-1TA0 | 1 | UN | 1 | 60 | X | D | N | N | 85015220 | 1 |  | 6.303 | KG | 993.15 | 993.15 | MC05 | MC05 | SIMOTICS S Synchronous servo motor 1FK7 High Dynamic 3.1Nm, 100K, 6000rpm 1.26kW, Naturally cooled IM B5 (V1, V3) power/signal connectors Connector can be rotated by 270Â° RESOLVER 2-POLE (RESOLVER P=1); SHAFT WITH FITTED KEY, TOLERANCE N; W/O HOLDING BRAKE DEGREE OF PROTECTION IP64 | - | 0 | 0
1FK7043-7AK71-1TA2 |  | 1FK7043-7AK71-1TA2 | 1 | UN | 1 | 60 | X | D | N | N | 85015220 | 1 |  | 6.303 | KG | 1069.12 | 1069.12 | MC05 | MC05 | SIMOTICS S Synchronous servo motor 1FK7 High Dynamic 3.1Nm, 100K, 6000rpm 1.26kW, Naturally cooled IM B5 (V1, V3) power/signal connectors Connector can be rotated by 270Â° RESOLVER 2-POLE (RESOLVER P=1); SHAFT WITH FITTED KEY, TOLERANCE N; W/O HOLDING BRAKE DEGREE OF PROTECTION IP65 FLANGE ON DRIVE END IP67 | - | 0 | 0
1FK7043-7AK71-1TA3 |  | 1FK7043-7AK71-1TA3 | 1 | UN | 1 | 60 | X | D | N | N | 85015220 | 1 |  | 6.303 | KG | 1029.96 | 1029.96 | MC05 | MC05 | SIMOTICS S Synchronous servo motor 1FK7 High Dynamic 3.1Nm, 100K, 6000rpm 1.26kW, Naturally cooled IM B5 (V1, V3) power/signal connectors Connector can be rotated by 270Â° RESOLVER 2-POLE (RESOLVER P=1); SHAFT WITH FITTED KEY, TOLERANCE N; W/O HOLDING BRAKE DEGREE OF PROTECTION IP64; PAINT FINISH RAL7016 | - | 0 | 0
1FK7043-7AK71-1TA5 |  | 1FK7043-7AK71-1TA5 | 1 | UN | 1 | 60 | X | D | N | N | 85015220 | 1 |  | 6.303 | KG | 1105.91 | 1105.91 | MC05 | MC05 | SIMOTICS S Synchronous servo motor 1FK7 High Dynamic 3.1Nm, 100K, 6000rpm 1.26kW, Naturally cooled IM B5 (V1, V3) power/signal connectors Connector can be rotated by 270Â° RESOLVER 2-POLE (RESOLVER P=1); SHAFT WITH FITTED KEY, TOLERANCE N; W/O HOLDING BRAKE DEGREE OF PROTECTION IP65 AS FLANGE IP67; PAINT FINISH RAL7016 | - | 0 | 0
1FK7043-7AK71-1TA8 |  | 1FK7043-7AK71-1TA8 | 1 | UN | 1 | 60 | X | D | N | N | 85015220 | 1 |  | 6.303 | KG | 1187.12 | 1187.12 | MC05 | MC05 | SIMOTICS S Synchronous servo motor 1FK7 High Dynamic 3.1Nm, 100K, 6000rpm 1.26kW, Naturally cooled IM B5 (V1, V3) power/signal connectors Connector can be rotated by 270Â° RESOLVER 2-POLE (RESOLVER P=1); SHAFT WITH FITTED KEY, TOLERANCE N; W/O HOLDING BRAKE DEGREE OF PROTECTION IP65 IP67 D-END FLANGE; RAL7016 COATING; METALLIC RATING PLATE AT MOTOR | - | 0 | 0
1FK7043-7AK71-1TB0 |  | 1FK7043-7AK71-1TB0 | 1 | UN | 1 | 60 | X | D | N | N | 85015220 | 1 |  | 6.902 | KG | 1205.09 | 1205.09 | MC05 | MC05 | SIMOTICS S Synchronous servo motor 1FK7 High Dynamic 3.1Nm, 100K, 6000rpm 1.26kW, Naturally cooled IM B5 (V1, V3) power/signal connectors Connector can be rotated by 270Â° RESOLVER 2-POLE (RESOLVER P=1); SHAFT WITH FITTED KEY, TOLERANCE N; WITH HOLDING BRAKE DEGREE OF PROTECTION IP64 | - | 0 | 0
1FK7043-7AK71-1TB2 |  | 1FK7043-7AK71-1TB2 | 1 | UN | 1 | 60 | X | D | N | N | 85015220 | 1 |  | 6.902 | KG | 1281.06 | 1281.06 | MC05 | MC05 | SIMOTICS S Synchronous servo motor 1FK7 High Dynamic 3.1Nm, 100K, 6000rpm 1.26kW, Naturally cooled IM B5 (V1, V3) power/signal connectors Connector can be rotated by 270Â° RESOLVER 2-POLE (RESOLVER P=1); SHAFT WITH FITTED KEY, TOLERANCE N; WITH HOLDING BRAKE DEGREE OF PROTECTION IP65 FLANGE ON DRIVE END IP67 | - | 0 | 0
1FK7043-7AK71-1TB3 |  | 1FK7043-7AK71-1TB3 | 1 | UN | 1 | 60 | X | D | N | N | 85015220 | 1 |  | 6.902 | KG | 1241.9 | 1241.9 | MC05 | MC05 | SIMOTICS S Synchronous servo motor 1FK7 High Dynamic 3.1Nm, 100K, 6000rpm 1.26kW, Naturally cooled IM B5 (V1, V3) power/signal connectors Connector can be rotated by 270Â° RESOLVER 2-POLE (RESOLVER P=1); SHAFT WITH FITTED KEY, TOLERANCE N; WITH HOLDING BRAKE DEGREE OF PROTECTION IP64; PAINT FINISH RAL7016 | - | 0 | 0
1FK7043-7AK71-1TB5 |  | 1FK7043-7AK71-1TB5 | 1 | UN | 1 | 60 | X | D | N | N | 85015220 | 1 |  | 6.902 | KG | 1317.85 | 1317.85 | MC05 | MC05 | SIMOTICS S Synchronous servo motor 1FK7 High Dynamic 3.1Nm, 100K, 6000rpm 1.26kW, Naturally cooled IM B5 (V1, V3) power/signal connectors Connector can be rotated by 270Â° RESOLVER 2-POLE (RESOLVER P=1); SHAFT WITH FITTED KEY, TOLERANCE N; WITH HOLDING BRAKE DEGREE OF PROTECTION IP65 AS FLANGE IP67; PAINT FINISH RAL7016 | - | 0 | 0
1FK7043-7AK71-1TB8 |  | 1FK7043-7AK71-1TB8 | 1 | UN | 1 | 60 | X | D | N | N | 85015220 | 1 |  | 6.902 | KG | 1399.06 | 1399.06 | MC05 | MC05 | SIMOTICS S Synchronous servo motor 1FK7 High Dynamic 3.1Nm, 100K, 6000rpm 1.26kW, Naturally cooled IM B5 (V1, V3) power/signal connectors Connector can be rotated by 270Â° RESOLVER 2-POLE (RESOLVER P=1); SHAFT WITH FITTED KEY, TOLERANCE N; WITH HOLDING BRAKE DEGREE OF PROTECTION IP65 IP67 D-END FLANGE; RAL7016 COATING; METALLIC RATING PLATE AT MOTOR | - | 0 | 0
1FK7043-7AK71-1TG0 |  | 1FK7043-7AK71-1TG0 | 1 | UN | 1 | 60 | X | D | N | N | 85015220 | 1 |  | 6.303 | KG | 923.1 | 923.1 | MC05 | MC05 | SIMOTICS S Synchronous servo motor 1FK7 High Dynamic 3.1Nm, 100K, 6000rpm 1.26kW, Naturally cooled IM B5 (V1, V3) power/signal connectors Connector can be rotated by 270Â° RESOLVER 2-POLE (RESOLVER P=1); PLAIN SHAFT, TOLERANCE N; W/O HOLDING BRAKE DEGREE OF PROTECTION IP64 | - | 0 | 0
1FK7043-7AK71-1TG2 |  | 1FK7043-7AK71-1TG2 | 1 | UN | 1 | 60 | X | D | N | N | 85015220 | 1 |  | 6.303 | KG | 999.07 | 999.07 | MC05 | MC05 | SIMOTICS S Synchronous servo motor 1FK7 High Dynamic 3.1Nm, 100K, 6000rpm 1.26kW, Naturally cooled IM B5 (V1, V3) power/signal connectors Connector can be rotated by 270Â° RESOLVER 2-POLE (RESOLVER P=1); PLAIN SHAFT, TOLERANCE N; W/O HOLDING BRAKE DEGREE OF PROTECTION IP65 FLANGE ON DRIVE END IP67 | - | 0 | 0
1FK7043-7AK71-1TG3 |  | 1FK7043-7AK71-1TG3 | 1 | UN | 1 | 60 | X | D | N | N | 85015220 | 1 |  | 6.303 | KG | 959.91 | 959.91 | MC05 | MC05 | SIMOTICS S Synchronous servo motor 1FK7 High Dynamic 3.1Nm, 100K, 6000rpm 1.26kW, Naturally cooled IM B5 (V1, V3) power/signal connectors Connector can be rotated by 270Â° RESOLVER 2-POLE (RESOLVER P=1); PLAIN SHAFT, TOLERANCE N; W/O HOLDING BRAKE DEGREE OF PROTECTION IP64; PAINT FINISH RAL7016 | - | 0 | 0
1FK7043-7AK71-1TG5 |  | 1FK7043-7AK71-1TG5 | 1 | UN | 1 | 60 | X | D | N | N | 85015220 | 1 |  | 6.303 | KG | 1035.86 | 1035.86 | MC05 | MC05 | SIMOTICS S Synchronous servo motor 1FK7 High Dynamic 3.1Nm, 100K, 6000rpm 1.26kW, Naturally cooled IM B5 (V1, V3) power/signal connectors Connector can be rotated by 270Â° RESOLVER 2-POLE (RESOLVER P=1); PLAIN SHAFT, TOLERANCE N; W/O HOLDING BRAKE DEGREE OF PROTECTION IP65 AS FLANGE IP67; PAINT FINISH RAL7016 | - | 0 | 0
1FK7043-7AK71-1TG8 |  | 1FK7043-7AK71-1TG8 | 1 | UN | 1 | 60 | X | D | N | N | 85015220 | 1 |  | 6.303 | KG | 1117.07 | 1117.07 | MC05 | MC05 | SIMOTICS S Synchronous servo motor 1FK7 High Dynamic 3.1Nm, 100K, 6000rpm 1.26kW, Naturally cooled IM B5 (V1, V3) power/signal connectors Connector can be rotated by 270Â° RESOLVER 2-POLE (RESOLVER P=1); PLAIN SHAFT, TOLERANCE N; W/O HOLDING BRAKE DEGREE OF PROTECTION IP65 IP67 D-END FLANGE; RAL7016 COATING; METALLIC RATING PLATE AT MOTOR | - | 0 | 0
1FK7043-7AK71-1TH0 |  | 1FK7043-7AK71-1TH0 | 1 | UN | 1 | 60 | X | D | N | N | 85015220 | 1 |  | 6.902 | KG | 1133.23 | 1133.23 | MC05 | MC05 | SIMOTICS S Synchronous servo motor 1FK7 High Dynamic 3.1Nm, 100K, 6000rpm 1.26kW, Naturally cooled IM B5 (V1, V3) power/signal connectors Connector can be rotated by 270Â° RESOLVER 2-POLE (RESOLVER P=1); PLAIN SHAFT, TOLERANCE N; WITH HOLDING BRAKE DEGREE OF PROTECTION IP64 | - | 0 | 0
1FK7043-7AK71-1TH2 |  | 1FK7043-7AK71-1TH2 | 1 | UN | 1 | 60 | X | D | N | N | 85015220 | 1 |  | 6.902 | KG | 1209.2 | 1209.2 | MC05 | MC05 | SIMOTICS S Synchronous servo motor 1FK7 High Dynamic 3.1Nm, 100K, 6000rpm 1.26kW, Naturally cooled IM B5 (V1, V3) power/signal connectors Connector can be rotated by 270Â° RESOLVER 2-POLE (RESOLVER P=1); PLAIN SHAFT, TOLERANCE N; WITH HOLDING BRAKE DEGREE OF PROTECTION IP65 FLANGE ON DRIVE END IP67 | - | 0 | 0
1FK7043-7AK71-1TH3 |  | 1FK7043-7AK71-1TH3 | 1 | UN | 1 | 60 | X | D | N | N | 85015220 | 1 |  | 6.902 | KG | 1170.04 | 1170.04 | MC05 | MC05 | SIMOTICS S Synchronous servo motor 1FK7 High Dynamic 3.1Nm, 100K, 6000rpm 1.26kW, Naturally cooled IM B5 (V1, V3) power/signal connectors Connector can be rotated by 270Â° RESOLVER 2-POLE (RESOLVER P=1); PLAIN SHAFT, TOLERANCE N; WITH HOLDING BRAKE DEGREE OF PROTECTION IP64; PAINT FINISH RAL7016 | - | 0 | 0
1FK7043-7AK71-1TH5 |  | 1FK7043-7AK71-1TH5 | 1 | UN | 1 | 60 | X | D | N | N | 85015220 | 1 |  | 6.902 | KG | 1245.99 | 1245.99 | MC05 | MC05 | SIMOTICS S Synchronous servo motor 1FK7 High Dynamic 3.1Nm, 100K, 6000rpm 1.26kW, Naturally cooled IM B5 (V1, V3) power/signal connectors Connector can be rotated by 270Â° RESOLVER 2-POLE (RESOLVER P=1); PLAIN SHAFT, TOLERANCE N; WITH HOLDING BRAKE DEGREE OF PROTECTION IP65 AS FLANGE IP67; PAINT FINISH RAL7016 | - | 0 | 0
1FK7043-7AK71-1TH8 |  | 1FK7043-7AK71-1TH8 | 1 | UN | 1 | 60 | X | D | N | N | 85015220 | 1 |  | 6.902 | KG | 1327.2 | 1327.2 | MC05 | MC05 | SIMOTICS S Synchronous servo motor 1FK7 High Dynamic 3.1Nm, 100K, 6000rpm 1.26kW, Naturally cooled IM B5 (V1, V3) power/signal connectors Connector can be rotated by 270Â° RESOLVER 2-POLE (RESOLVER P=1); PLAIN SHAFT, TOLERANCE N; WITH HOLDING BRAKE DEGREE OF PROTECTION IP65 IP67 D-END FLANGE; RAL7016 COATING; METALLIC RATING PLATE AT MOTOR | - | 0 | 0
1FK7043-7AK71-1UA0 |  | 1FK7043-7AK71-1UA0 | 1 | UN | 1 | 60 | X | D | N | N | 85015220 | 1 |  | 6.303 | KG | 1188.89 | 1188.89 | MC05 | MC05 | SIMOTICS S Synchronous servo motor 1FK7 High Dynamic 3.1Nm, 100K, 6000rpm 1.26kW, Naturally cooled IM B5 (V1, V3) power/signal connectors Connector can be rotated by 270Â° RESOLVER MULTI-POLE (RESOLVER P=3) WITH DRIVE-CLIQ INTERFACE; SHAFT WITH FITTED KEY, TOLERANCE N; W/O HOLDING BRAKE DEGREE OF PROTECTION IP64 | - | 0 | 0
1FK7043-7AK71-1UA2 |  | 1FK7043-7AK71-1UA2 | 1 | UN | 1 | 60 | X | D | N | N | 85015220 | 1 |  | 6.303 | KG | 1264.86 | 1264.86 | MC05 | MC05 | SIMOTICS S Synchronous servo motor 1FK7 High Dynamic 3.1Nm, 100K, 6000rpm 1.26kW, Naturally cooled IM B5 (V1, V3) power/signal connectors Connector can be rotated by 270Â° RESOLVER MULTI-POLE (RESOLVER P=3) WITH DRIVE-CLIQ INTERFACE; SHAFT WITH FITTED KEY, TOLERANCE N; W/O HOLDING BRAKE DEGREE OF PROTECTION IP65 FLANGE ON DRIVE END IP67 | - | 0 | 0
1FK7043-7AK71-1UA3 |  | 1FK7043-7AK71-1UA3 | 1 | UN | 1 | 60 | X | D | N | N | 85015220 | 1 |  | 6.303 | KG | 1225.7 | 1225.7 | MC05 | MC05 | SIMOTICS S Synchronous servo motor 1FK7 High Dynamic 3.1Nm, 100K, 6000rpm 1.26kW, Naturally cooled IM B5 (V1, V3) power/signal connectors Connector can be rotated by 270Â° RESOLVER MULTI-POLE (RESOLVER P=3) WITH DRIVE-CLIQ INTERFACE; SHAFT WITH FITTED KEY, TOLERANCE N; W/O HOLDING BRAKE DEGREE OF PROTECTION IP64; PAINT FINISH RAL7016 | - | 0 | 0
1FK7043-7AK71-1UA5 |  | 1FK7043-7AK71-1UA5 | 1 | UN | 1 | 60 | X | D | N | N | 85015220 | 1 |  | 6.303 | KG | 1301.65 | 1301.65 | MC05 | MC05 | SIMOTICS S Synchronous servo motor 1FK7 High Dynamic 3.1Nm, 100K, 6000rpm 1.26kW, Naturally cooled IM B5 (V1, V3) power/signal connectors Connector can be rotated by 270Â° RESOLVER MULTI-POLE (RESOLVER P=3) WITH DRIVE-CLIQ INTERFACE; SHAFT WITH FITTED KEY, TOLERANCE N; W/O HOLDING BRAKE DEGREE OF PROTECTION IP65 AS FLANGE IP67; PAINT FINISH RAL7016 | - | 0 | 0
1FK7043-7AK71-1UA8 |  | 1FK7043-7AK71-1UA8 | 1 | UN | 1 | 60 | X | D | N | N | 85015220 | 1 |  | 6.303 | KG | 1382.86 | 1382.86 | MC05 | MC05 | SIMOTICS S Synchronous servo motor 1FK7 High Dynamic 3.1Nm, 100K, 6000rpm 1.26kW, Naturally cooled IM B5 (V1, V3) power/signal connectors Connector can be rotated by 270Â° RESOLVER MULTI-POLE (RESOLVER P=3) WITH DRIVE-CLIQ INTERFACE; SHAFT WITH FITTED KEY, TOLERANCE N; W/O HOLDING BRAKE DEGREE OF PROTECTION IP65 IP67 D-END FLANGE; RAL7016 COATING; METALLIC RATING PLATE AT MOTOR | - | 0 | 0
1FK7043-7AK71-1UB0 |  | 1FK7043-7AK71-1UB0 | 1 | UN | 1 | 60 | X | D | N | N | 85015220 | 1 |  | 6.902 | KG | 1400.83 | 1400.83 | MC05 | MC05 | SIMOTICS S Synchronous servo motor 1FK7 High Dynamic 3.1Nm, 100K, 6000rpm 1.26kW, Naturally cooled IM B5 (V1, V3) power/signal connectors Connector can be rotated by 270Â° RESOLVER MULTI-POLE (RESOLVER P=3) WITH DRIVE-CLIQ INTERFACE; SHAFT WITH FITTED KEY, TOLERANCE N; WITH HOLDING BRAKE DEGREE OF PROTECTION IP64 | - | 0 | 0
1FK7043-7AK71-1UB2 |  | 1FK7043-7AK71-1UB2 | 1 | UN | 1 | 60 | X | D | N | N | 85015220 | 1 |  | 6.902 | KG | 1476.8 | 1476.8 | MC05 | MC05 | SIMOTICS S Synchronous servo motor 1FK7 High Dynamic 3.1Nm, 100K, 6000rpm 1.26kW, Naturally cooled IM B5 (V1, V3) power/signal connectors Connector can be rotated by 270Â° RESOLVER MULTI-POLE (RESOLVER P=3) WITH DRIVE-CLIQ INTERFACE; SHAFT WITH FITTED KEY, TOLERANCE N; WITH HOLDING BRAKE DEGREE OF PROTECTION IP65 FLANGE ON DRIVE END IP67 | - | 0 | 0
1FK7043-7AK71-1UB3 |  | 1FK7043-7AK71-1UB3 | 1 | UN | 1 | 60 | X | D | N | N | 85015220 | 1 |  | 6.902 | KG | 1437.64 | 1437.64 | MC05 | MC05 | SIMOTICS S Synchronous servo motor 1FK7 High Dynamic 3.1Nm, 100K, 6000rpm 1.26kW, Naturally cooled IM B5 (V1, V3) power/signal connectors Connector can be rotated by 270Â° RESOLVER MULTI-POLE (RESOLVER P=3) WITH DRIVE-CLIQ INTERFACE; SHAFT WITH FITTED KEY, TOLERANCE N; WITH HOLDING BRAKE DEGREE OF PROTECTION IP64; PAINT FINISH RAL7016 | - | 0 | 0
1FK7043-7AK71-1UB5 |  | 1FK7043-7AK71-1UB5 | 1 | UN | 1 | 60 | X | D | N | N | 85015220 | 1 |  | 6.902 | KG | 1513.59 | 1513.59 | MC05 | MC05 | SIMOTICS S Synchronous servo motor 1FK7 High Dynamic 3.1Nm, 100K, 6000rpm 1.26kW, Naturally cooled IM B5 (V1, V3) power/signal connectors Connector can be rotated by 270Â° RESOLVER MULTI-POLE (RESOLVER P=3) WITH DRIVE-CLIQ INTERFACE; SHAFT WITH FITTED KEY, TOLERANCE N; WITH HOLDING BRAKE DEGREE OF PROTECTION IP65 AS FLANGE IP67; PAINT FINISH RAL7016 | - | 0 | 0
1FK7043-7AK71-1UB8 |  | 1FK7043-7AK71-1UB8 | 1 | UN | 1 | 60 | X | D | N | N | 85015220 | 1 |  | 6.902 | KG | 1594.8 | 1594.8 | MC05 | MC05 | SIMOTICS S Synchronous servo motor 1FK7 High Dynamic 3.1Nm, 100K, 6000rpm 1.26kW, Naturally cooled IM B5 (V1, V3) power/signal connectors Connector can be rotated by 270Â° RESOLVER MULTI-POLE (RESOLVER P=3) WITH DRIVE-CLIQ INTERFACE; SHAFT WITH FITTED KEY, TOLERANCE N; WITH HOLDING BRAKE DEGREE OF PROTECTION IP65 IP67 D-END FLANGE; RAL7016 COATING; METALLIC RATING PLATE AT MOTOR | - | 0 | 0
1FK7043-7AK71-1UG0 |  | 1FK7043-7AK71-1UG0 | 1 | UN | 1 | 60 | X | D | N | N | 85015220 | 1 |  | 6.303 | KG | 1118.84 | 1118.84 | MC05 | MC05 | SIMOTICS S Synchronous servo motor 1FK7 High Dynamic 3.1Nm, 100K, 6000rpm 1.26kW, Naturally cooled IM B5 (V1, V3) power/signal connectors Connector can be rotated by 270Â° RESOLVER MULTI-POLE (RESOLVER P=3) WITH DRIVE-CLIQ INTERFACE; PLAIN SHAFT, TOLERANCE N; W/O HOLDING BRAKE DEGREE OF PROTECTION IP64 | - | 0 | 0
1FK7043-7AK71-1UG2 |  | 1FK7043-7AK71-1UG2 | 1 | UN | 1 | 60 | X | D | N | N | 85015220 | 1 |  | 6.303 | KG | 1194.81 | 1194.81 | MC05 | MC05 | SIMOTICS S Synchronous servo motor 1FK7 High Dynamic 3.1Nm, 100K, 6000rpm 1.26kW, Naturally cooled IM B5 (V1, V3) power/signal connectors Connector can be rotated by 270Â° RESOLVER MULTI-POLE (RESOLVER P=3) WITH DRIVE-CLIQ INTERFACE; PLAIN SHAFT, TOLERANCE N; W/O HOLDING BRAKE DEGREE OF PROTECTION IP65 FLANGE ON DRIVE END IP67 | - | 0 | 0
1FK7043-7AK71-1UG3 |  | 1FK7043-7AK71-1UG3 | 1 | UN | 1 | 60 | X | D | N | N | 85015220 | 1 |  | 6.303 | KG | 1155.65 | 1155.65 | MC05 | MC05 | SIMOTICS S Synchronous servo motor 1FK7 High Dynamic 3.1Nm, 100K, 6000rpm 1.26kW, Naturally cooled IM B5 (V1, V3) power/signal connectors Connector can be rotated by 270Â° RESOLVER MULTI-POLE (RESOLVER P=3) WITH DRIVE-CLIQ INTERFACE; PLAIN SHAFT, TOLERANCE N; W/O HOLDING BRAKE DEGREE OF PROTECTION IP64; PAINT FINISH RAL7016 | - | 0 | 0
1FK7043-7AK71-1UG5 |  | 1FK7043-7AK71-1UG5 | 1 | UN | 1 | 60 | X | D | N | N | 85015220 | 1 |  | 6.303 | KG | 1231.6 | 1231.6 | MC05 | MC05 | SIMOTICS S Synchronous servo motor 1FK7 High Dynamic 3.1Nm, 100K, 6000rpm 1.26kW, Naturally cooled IM B5 (V1, V3) power/signal connectors Connector can be rotated by 270Â° RESOLVER MULTI-POLE (RESOLVER P=3) WITH DRIVE-CLIQ INTERFACE; PLAIN SHAFT, TOLERANCE N; W/O HOLDING BRAKE DEGREE OF PROTECTION IP65 AS FLANGE IP67; PAINT FINISH RAL7016 | - | 0 | 0
1FK7043-7AK71-1UG8 |  | 1FK7043-7AK71-1UG8 | 1 | UN | 1 | 60 | X | D | N | N | 85015220 | 1 |  | 6.303 | KG | 1312.81 | 1312.81 | MC05 | MC05 | SIMOTICS S Synchronous servo motor 1FK7 High Dynamic 3.1Nm, 100K, 6000rpm 1.26kW, Naturally cooled IM B5 (V1, V3) power/signal connectors Connector can be rotated by 270Â° RESOLVER MULTI-POLE (RESOLVER P=3) WITH DRIVE-CLIQ INTERFACE; PLAIN SHAFT, TOLERANCE N; W/O HOLDING BRAKE DEGREE OF PROTECTION IP65 IP67 D-END FLANGE; RAL7016 COATING; METALLIC RATING PLATE AT MOTOR | - | 0 | 0
1FK7043-7AK71-1UH0 |  | 1FK7043-7AK71-1UH0 | 1 | UN | 1 | 60 | X | D | N | N | 85015220 | 1 |  | 6.902 | KG | 1328.97 | 1328.97 | MC05 | MC05 | SIMOTICS S Synchronous servo motor 1FK7 High Dynamic 3.1Nm, 100K, 6000rpm 1.26kW, Naturally cooled IM B5 (V1, V3) power/signal connectors Connector can be rotated by 270Â° RESOLVER MULTI-POLE (RESOLVER P=3) WITH DRIVE-CLIQ INTERFACE; PLAIN SHAFT, TOLERANCE N; WITH HOLDING BRAKE DEGREE OF PROTECTION IP64 | - | 0 | 0
1FK7043-7AK71-1UH2 |  | 1FK7043-7AK71-1UH2 | 1 | UN | 1 | 60 | X | D | N | N | 85015220 | 1 |  | 6.902 | KG | 1404.94 | 1404.94 | MC05 | MC05 | SIMOTICS S Synchronous servo motor 1FK7 High Dynamic 3.1Nm, 100K, 6000rpm 1.26kW, Naturally cooled IM B5 (V1, V3) power/signal connectors Connector can be rotated by 270Â° RESOLVER MULTI-POLE (RESOLVER P=3) WITH DRIVE-CLIQ INTERFACE; PLAIN SHAFT, TOLERANCE N; WITH HOLDING BRAKE DEGREE OF PROTECTION IP65 FLANGE ON DRIVE END IP67 | - | 0 | 0
1FK7043-7AK71-1UH3 |  | 1FK7043-7AK71-1UH3 | 1 | UN | 1 | 60 | X | D | N | N | 85015220 | 1 |  | 6.902 | KG | 1365.78 | 1365.78 | MC05 | MC05 | SIMOTICS S Synchronous servo motor 1FK7 High Dynamic 3.1Nm, 100K, 6000rpm 1.26kW, Naturally cooled IM B5 (V1, V3) power/signal connectors Connector can be rotated by 270Â° RESOLVER MULTI-POLE (RESOLVER P=3) WITH DRIVE-CLIQ INTERFACE; PLAIN SHAFT, TOLERANCE N; WITH HOLDING BRAKE DEGREE OF PROTECTION IP64; PAINT FINISH RAL7016 | - | 0 | 0
1FK7043-7AK71-1UH5 |  | 1FK7043-7AK71-1UH5 | 1 | UN | 1 | 60 | X | D | N | N | 85015220 | 1 |  | 6.902 | KG | 1441.73 | 1441.73 | MC05 | MC05 | SIMOTICS S Synchronous servo motor 1FK7 High Dynamic 3.1Nm, 100K, 6000rpm 1.26kW, Naturally cooled IM B5 (V1, V3) power/signal connectors Connector can be rotated by 270Â° RESOLVER MULTI-POLE (RESOLVER P=3) WITH DRIVE-CLIQ INTERFACE; PLAIN SHAFT, TOLERANCE N; WITH HOLDING BRAKE DEGREE OF PROTECTION IP65 AS FLANGE IP67; PAINT FINISH RAL7016 | - | 0 | 0
1FK7043-7AK71-1UH8 |  | 1FK7043-7AK71-1UH8 | 1 | UN | 1 | 60 | X | D | N | N | 85015220 | 1 |  | 6.902 | KG | 1522.94 | 1522.94 | MC05 | MC05 | SIMOTICS S Synchronous servo motor 1FK7 High Dynamic 3.1Nm, 100K, 6000rpm 1.26kW, Naturally cooled IM B5 (V1, V3) power/signal connectors Connector can be rotated by 270Â° RESOLVER MULTI-POLE (RESOLVER P=3) WITH DRIVE-CLIQ INTERFACE; PLAIN SHAFT, TOLERANCE N; WITH HOLDING BRAKE DEGREE OF PROTECTION IP65 IP67 D-END FLANGE; RAL7016 COATING; METALLIC RATING PLATE AT MOTOR | - | 0 | 0
1FK7044-4CF71-1AA0 |  | 1FK7044-4CF71-1AA0 | 1 | UN | 1 | 15 | C | D | N | N | 85015220 | 1 |  | 7.401 | KG | 1223.53 | 1223.53 | MC05 | MC05 | SIMOTICS S Synchronous motor 1FK7-HD PN=1.2kW; UDC=600V M0=4.5Nm (100K); NN=3000rpm; Naturally cooled FRAME SIZE IMB 5 (IM V1, IM V3) FLANGE 1, WITH KTY TEMPERATURESENSOR POWER CONNECTOR ROTATABLE INCREMENTAL ENCODER SIN/COS 1VPP;2048 S/R W. C-AND D-SPUR (ENCODER IC2048S/R) SHAFT WITH FITTED KEY, TOLERANCE N; W/O HOLDING BRAKE PROTECTION CLASS IP64; | - | 0 | 0
1FK7044-4CF71-1AA1 |  | 1FK7044-4CF71-1AA1 | 1 | UN | 1 | 15 | C | D | N | N | 85015220 | 1 |  | 7.401 | KG | 1285.87 | 1285.87 | MC05 | MC05 | SIMOTICS S Synchronous motor 1FK7-HD PN=1.2kW; UDC=600V M0=4.5Nm (100K); NN=3000rpm; Naturally cooled FRAME SIZE IMB 5 (IM V1, IM V3) FLANGE 1, WITH KTY TEMPERATURESENSOR POWER CONNECTOR ROTATABLE INCREMENTAL ENCODER SIN/COS 1VPP;2048 S/R W. C-AND D-SPUR (ENCODER IC2048S/R) SHAFT WITH FITTED KEY, TOLERANCE N; W/O HOLDING BRAKE PROTECTION CLASS IP65, | - | 0 | 0
1FK7044-4CF71-1AA2 |  | 1FK7044-4CF71-1AA2 | 1 | UN | 1 | 15 | C | D | N | N | 85015220 | 1 |  | 7.401 | KG | 1285.87 | 1285.87 | MC05 | MC05 | SIMOTICS S Synchronous motor 1FK7-HD PN=1.2kW; UDC=600V M0=4.5Nm (100K); NN=3000rpm; Naturally cooled FRAME SIZE IMB 5 (IM V1, IM V3) FLANGE 1, WITH KTY TEMPERATURESENSOR POWER CONNECTOR ROTATABLE INCREMENTAL ENCODER SIN/COS 1VPP;2048 S/R W. C-AND D-SPUR (ENCODER IC2048S/R) SHAFT WITH FITTED KEY, TOLERANCE N; W/O HOLDING BRAKE PROTECTION CLASS IP65, FLANGE ON DRIVE END IP67; | - | 0 | 0
1FK7044-4CF71-1AB0 |  | 1FK7044-4CF71-1AB0 | 1 | UN | 1 | 15 | C | D | N | N | 85015220 | 1 |  | 7.7 | KG | 1397.49 | 1397.49 | MC05 | MC05 | SIMOTICS S Synchronous motor 1FK7-HD PN=1.2kW; UDC=600V M0=4.5Nm (100K); NN=3000rpm; Naturally cooled FRAME SIZE IMB 5 (IM V1, IM V3) FLANGE 1, WITH KTY TEMPERATURESENSOR POWER CONNECTOR ROTATABLE INCREMENTAL ENCODER SIN/COS 1VPP;2048 S/R W. C-AND D-SPUR (ENCODER IC2048S/R) SHAFT WITH FITTED KEY, TOLERANCE N; WITH HOLDING BRAKE PROTECTION CLASS IP64; | - | 0 | 0
1FK7044-4CF71-1AB1 |  | 1FK7044-4CF71-1AB1 | 1 | UN | 1 | 15 | C | D | N | N | 85015220 | 1 |  | 7.7 | KG | 1459.83 | 1459.83 | MC05 | MC05 | SIMOTICS S Synchronous motor 1FK7-HD PN=1.2kW; UDC=600V M0=4.5Nm (100K); NN=3000rpm; Naturally cooled FRAME SIZE IMB 5 (IM V1, IM V3) FLANGE 1, WITH KTY TEMPERATURESENSOR POWER CONNECTOR ROTATABLE INCREMENTAL ENCODER SIN/COS 1VPP;2048 S/R W. C-AND D-SPUR (ENCODER IC2048S/R) SHAFT WITH FITTED KEY, TOLERANCE N; WITH HOLDING BRAKE PROTECTION CLASS IP65, | - | 0 | 0
1FK7044-4CF71-1AB2 |  | 1FK7044-4CF71-1AB2 | 1 | UN | 1 | 15 | C | D | N | N | 85015220 | 1 |  | 7.7 | KG | 1459.83 | 1459.83 | MC05 | MC05 | SIMOTICS S Synchronous motor 1FK7-HD PN=1.2kW; UDC=600V M0=4.5Nm (100K); NN=3000rpm; Naturally cooled FRAME SIZE IMB 5 (IM V1, IM V3) FLANGE 1, WITH KTY TEMPERATURESENSOR POWER CONNECTOR ROTATABLE INCREMENTAL ENCODER SIN/COS 1VPP;2048 S/R W. C-AND D-SPUR (ENCODER IC2048S/R) SHAFT WITH FITTED KEY, TOLERANCE N; WITH HOLDING BRAKE PROTECTION CLASS IP65, FLANGE ON DRIVE END IP67; | - | 0 | 0
1FK7044-4CF71-1AG0 |  | 1FK7044-4CF71-1AG0 | 1 | UN | 1 | 15 | C | D | N | N | 85015220 | 1 |  | 7.401 | KG | 1166.04 | 1166.04 | MC05 | MC05 | SIMOTICS S Synchronous motor 1FK7-HD PN=1.2kW; UDC=600V M0=4.5Nm (100K); NN=3000rpm; Naturally cooled FRAME SIZE IMB 5 (IM V1, IM V3) FLANGE 1, WITH KTY TEMPERATURESENSOR POWER CONNECTOR ROTATABLE INCREMENTAL ENCODER SIN/COS 1VPP;2048 S/R W. C-AND D-SPUR (ENCODER IC2048S/R) PLAIN SHAFT, TOLERANCE N; W/O HOLDING BRAKE PROTECTION CLASS IP64; | - | 0 | 0
1FK7044-4CF71-1AG1 |  | 1FK7044-4CF71-1AG1 | 1 | UN | 1 | 15 | C | D | N | N | 85015220 | 1 |  | 7.401 | KG | 1228.38 | 1228.38 | MC05 | MC05 | SIMOTICS S Synchronous motor 1FK7-HD PN=1.2kW; UDC=600V M0=4.5Nm (100K); NN=3000rpm; Naturally cooled FRAME SIZE IMB 5 (IM V1, IM V3) FLANGE 1, WITH KTY TEMPERATURESENSOR POWER CONNECTOR ROTATABLE INCREMENTAL ENCODER SIN/COS 1VPP;2048 S/R W. C-AND D-SPUR (ENCODER IC2048S/R) PLAIN SHAFT, TOLERANCE N; W/O HOLDING BRAKE PROTECTION CLASS IP65, | - | 0 | 0
1FK7044-4CF71-1AG2 |  | 1FK7044-4CF71-1AG2 | 1 | UN | 1 | 15 | C | D | N | N | 85015220 | 1 |  | 7.401 | KG | 1228.38 | 1228.38 | MC05 | MC05 | SIMOTICS S Synchronous motor 1FK7-HD PN=1.2kW; UDC=600V M0=4.5Nm (100K); NN=3000rpm; Naturally cooled FRAME SIZE IMB 5 (IM V1, IM V3) FLANGE 1, WITH KTY TEMPERATURESENSOR POWER CONNECTOR ROTATABLE INCREMENTAL ENCODER SIN/COS 1VPP;2048 S/R W. C-AND D-SPUR (ENCODER IC2048S/R) PLAIN SHAFT, TOLERANCE N; W/O HOLDING BRAKE PROTECTION CLASS IP65, FLANGE ON DRIVE END IP67; | - | 0 | 0
1FK7044-4CF71-1AH0 |  | 1FK7044-4CF71-1AH0 | 1 | UN | 1 | 15 | C | D | N | N | 85015220 | 1 |  | 7.7 | KG | 1338.51 | 1338.51 | MC05 | MC05 | SIMOTICS S Synchronous motor 1FK7-HD PN=1.2kW; UDC=600V M0=4.5Nm (100K); NN=3000rpm; Naturally cooled FRAME SIZE IMB 5 (IM V1, IM V3) FLANGE 1, WITH KTY TEMPERATURESENSOR POWER CONNECTOR ROTATABLE INCREMENTAL ENCODER SIN/COS 1VPP;2048 S/R W. C-AND D-SPUR (ENCODER IC2048S/R) PLAIN SHAFT, TOLERANCE N; WITH HOLDING BRAKE PROTECTION CLASS IP64; | - | 0 | 0
1FK7044-4CF71-1AH1 |  | 1FK7044-4CF71-1AH1 | 1 | UN | 1 | 15 | C | D | N | N | 85015220 | 1 |  | 7.7 | KG | 1400.85 | 1400.85 | MC05 | MC05 | SIMOTICS S Synchronous motor 1FK7-HD PN=1.2kW; UDC=600V M0=4.5Nm (100K); NN=3000rpm; Naturally cooled FRAME SIZE IMB 5 (IM V1, IM V3) FLANGE 1, WITH KTY TEMPERATURESENSOR POWER CONNECTOR ROTATABLE INCREMENTAL ENCODER SIN/COS 1VPP;2048 S/R W. C-AND D-SPUR (ENCODER IC2048S/R) PLAIN SHAFT, TOLERANCE N; WITH HOLDING BRAKE PROTECTION CLASS IP65, | - | 0 | 0
1FK7044-4CF71-1AH2 |  | 1FK7044-4CF71-1AH2 | 1 | UN | 1 | 15 | C | D | N | N | 85015220 | 1 |  | 7.7 | KG | 1400.85 | 1400.85 | MC05 | MC05 | SIMOTICS S Synchronous motor 1FK7-HD PN=1.2kW; UDC=600V M0=4.5Nm (100K); NN=3000rpm; Naturally cooled FRAME SIZE IMB 5 (IM V1, IM V3) FLANGE 1, WITH KTY TEMPERATURESENSOR POWER CONNECTOR ROTATABLE INCREMENTAL ENCODER SIN/COS 1VPP;2048 S/R W. C-AND D-SPUR (ENCODER IC2048S/R) PLAIN SHAFT, TOLERANCE N; WITH HOLDING BRAKE PROTECTION CLASS IP65, FLANGE ON DRIVE END IP67; | - | 0 | 0
1FK7044-4CF71-1BA0 |  | 1FK7044-4CF71-1BA0 | 1 | UN | 1 | 15 | C | D | N | N | 85015220 | 1 |  | 7.401 | KG | 1384.23 | 1384.23 | MC05 | MC05 | SIMOTICS S Synchronous motor 1FK7-HD PN=1.2kW; UDC=600V M0=4.5Nm (100K); NN=3000rpm; Naturally cooled FRAME SIZE IMB 5 (IM V1, IM V3) FLANGE 1 POWER CONNECTOR ROTATABLE ABSOLUTE ENCODER SINGLETURN 24 BIT WITH DRIVE CLIQ INTERFACE (ENCODER AS24DQI) SHAFT WITH FITTED KEY, TOLERANCE N; W/O HOLDING BRAKE PROTECTION CLASS IP64; | - | 0 | 0
1FK7044-4CF71-1BA1 |  | 1FK7044-4CF71-1BA1 | 1 | UN | 1 | 15 | C | D | N | N | 85015220 | 1 |  | 7.401 | KG | 1446.57 | 1446.57 | MC05 | MC05 | SIMOTICS S Synchronous motor 1FK7-HD PN=1.2kW; UDC=600V M0=4.5Nm (100K); NN=3000rpm; Naturally cooled FRAME SIZE IMB 5 (IM V1, IM V3) FLANGE 1 POWER CONNECTOR ROTATABLE ABSOLUTE ENCODER SINGLETURN 24 BIT WITH DRIVE CLIQ INTERFACE (ENCODER AS24DQI) SHAFT WITH FITTED KEY, TOLERANCE N; W/O HOLDING BRAKE PROTECTION CLASS IP65, | - | 0 | 0
1FK7044-4CF71-1BA2 |  | 1FK7044-4CF71-1BA2 | 1 | UN | 1 | 15 | C | D | N | N | 85015220 | 1 |  | 7.401 | KG | 1446.57 | 1446.57 | MC05 | MC05 | SIMOTICS S Synchronous motor 1FK7-HD PN=1.2kW; UDC=600V M0=4.5Nm (100K); NN=3000rpm; Naturally cooled FRAME SIZE IMB 5 (IM V1, IM V3) FLANGE 1 POWER CONNECTOR ROTATABLE ABSOLUTE ENCODER SINGLETURN 24 BIT WITH DRIVE CLIQ INTERFACE (ENCODER AS24DQI) SHAFT WITH FITTED KEY, TOLERANCE N; W/O HOLDING BRAKE PROTECTION CLASS IP65, FLANGE ON DRIVE END IP67; | - | 0 | 0
1FK7044-4CF71-1BB0 |  | 1FK7044-4CF71-1BB0 | 1 | UN | 1 | 15 | C | D | N | N | 85015220 | 1 |  | 7.7 | KG | 1558.19 | 1558.19 | MC05 | MC05 | SIMOTICS S Synchronous motor 1FK7-HD PN=1.2kW; UDC=600V M0=4.5Nm (100K); NN=3000rpm; Naturally cooled FRAME SIZE IMB 5 (IM V1, IM V3) FLANGE 1 POWER CONNECTOR ROTATABLE ABSOLUTE ENCODER SINGLETURN 24 BIT WITH DRIVE CLIQ INTERFACE (ENCODER AS24DQI) SHAFT WITH FITTED KEY, TOLERANCE N; WITH HOLDING BRAKE PROTECTION CLASS IP64; | - | 0 | 0
1FK7044-4CF71-1BB1 |  | 1FK7044-4CF71-1BB1 | 1 | UN | 1 | 15 | C | D | N | N | 85015220 | 1 |  | 7.7 | KG | 1620.53 | 1620.53 | MC05 | MC05 | SIMOTICS S Synchronous motor 1FK7-HD PN=1.2kW; UDC=600V M0=4.5Nm (100K); NN=3000rpm; Naturally cooled FRAME SIZE IMB 5 (IM V1, IM V3) FLANGE 1 POWER CONNECTOR ROTATABLE ABSOLUTE ENCODER SINGLETURN 24 BIT WITH DRIVE CLIQ INTERFACE (ENCODER AS24DQI) SHAFT WITH FITTED KEY, TOLERANCE N; WITH HOLDING BRAKE PROTECTION CLASS IP65, | - | 0 | 0
1FK7044-4CF71-1BB2 |  | 1FK7044-4CF71-1BB2 | 1 | UN | 1 | 15 | C | D | N | N | 85015220 | 1 |  | 7.7 | KG | 1620.53 | 1620.53 | MC05 | MC05 | SIMOTICS S Synchronous motor 1FK7-HD PN=1.2kW; UDC=600V M0=4.5Nm (100K); NN=3000rpm; Naturally cooled FRAME SIZE IMB 5 (IM V1, IM V3) FLANGE 1 POWER CONNECTOR ROTATABLE ABSOLUTE ENCODER SINGLETURN 24 BIT WITH DRIVE CLIQ INTERFACE (ENCODER AS24DQI) SHAFT WITH FITTED KEY, TOLERANCE N; WITH HOLDING BRAKE PROTECTION CLASS IP65, FLANGE ON DRIVE END IP67; | - | 0 | 0
1FK7044-4CF71-1BG0 |  | 1FK7044-4CF71-1BG0 | 1 | UN | 1 | 15 | C | D | N | N | 85015220 | 1 |  | 7.401 | KG | 1326.74 | 1326.74 | MC05 | MC05 | SIMOTICS S Synchronous motor 1FK7-HD PN=1.2kW; UDC=600V M0=4.5Nm (100K); NN=3000rpm; Naturally cooled FRAME SIZE IMB 5 (IM V1, IM V3) FLANGE 1 POWER CONNECTOR ROTATABLE ABSOLUTE ENCODER SINGLETURN 24 BIT WITH DRIVE CLIQ INTERFACE (ENCODER AS24DQI) PLAIN SHAFT, TOLERANCE N; W/O HOLDING BRAKE PROTECTION CLASS IP64; | - | 0 | 0
1FK7044-4CF71-1BG1 |  | 1FK7044-4CF71-1BG1 | 1 | UN | 1 | 15 | C | D | N | N | 85015220 | 1 |  | 7.401 | KG | 1389.08 | 1389.08 | MC05 | MC05 | SIMOTICS S Synchronous motor 1FK7-HD PN=1.2kW; UDC=600V M0=4.5Nm (100K); NN=3000rpm; Naturally cooled FRAME SIZE IMB 5 (IM V1, IM V3) FLANGE 1 POWER CONNECTOR ROTATABLE ABSOLUTE ENCODER SINGLETURN 24 BIT WITH DRIVE CLIQ INTERFACE (ENCODER AS24DQI) PLAIN SHAFT, TOLERANCE N; W/O HOLDING BRAKE PROTECTION CLASS IP65, | - | 0 | 0
1FK7044-4CF71-1BG2 |  | 1FK7044-4CF71-1BG2 | 1 | UN | 1 | 15 | C | D | N | N | 85015220 | 1 |  | 7.401 | KG | 1389.08 | 1389.08 | MC05 | MC05 | SIMOTICS S Synchronous motor 1FK7-HD PN=1.2kW; UDC=600V M0=4.5Nm (100K); NN=3000rpm; Naturally cooled FRAME SIZE IMB 5 (IM V1, IM V3) FLANGE 1 POWER CONNECTOR ROTATABLE ABSOLUTE ENCODER SINGLETURN 24 BIT WITH DRIVE CLIQ INTERFACE (ENCODER AS24DQI) PLAIN SHAFT, TOLERANCE N; W/O HOLDING BRAKE PROTECTION CLASS IP65, FLANGE ON DRIVE END IP67; | - | 0 | 0
1FK7044-4CF71-1BH0 |  | 1FK7044-4CF71-1BH0 | 1 | UN | 1 | 15 | C | D | N | N | 85015220 | 1 |  | 7.7 | KG | 1499.21 | 1499.21 | MC05 | MC05 | SIMOTICS S Synchronous motor 1FK7-HD PN=1.2kW; UDC=600V M0=4.5Nm (100K); NN=3000rpm; Naturally cooled FRAME SIZE IMB 5 (IM V1, IM V3) FLANGE 1 POWER CONNECTOR ROTATABLE ABSOLUTE ENCODER SINGLETURN 24 BIT WITH DRIVE CLIQ INTERFACE (ENCODER AS24DQI) PLAIN SHAFT, TOLERANCE N; WITH HOLDING BRAKE PROTECTION CLASS IP64; | - | 0 | 0
1FK7044-4CF71-1BH1 |  | 1FK7044-4CF71-1BH1 | 1 | UN | 1 | 15 | C | D | N | N | 85015220 | 1 |  | 7.7 | KG | 1561.55 | 1561.55 | MC05 | MC05 | SIMOTICS S Synchronous motor 1FK7-HD PN=1.2kW; UDC=600V M0=4.5Nm (100K); NN=3000rpm; Naturally cooled FRAME SIZE IMB 5 (IM V1, IM V3) FLANGE 1 POWER CONNECTOR ROTATABLE ABSOLUTE ENCODER SINGLETURN 24 BIT WITH DRIVE CLIQ INTERFACE (ENCODER AS24DQI) PLAIN SHAFT, TOLERANCE N; WITH HOLDING BRAKE PROTECTION CLASS IP65, | - | 0 | 0
1FK7044-4CF71-1BH2 |  | 1FK7044-4CF71-1BH2 | 1 | UN | 1 | 15 | C | D | N | N | 85015220 | 1 |  | 7.7 | KG | 1561.55 | 1561.55 | MC05 | MC05 | SIMOTICS S Synchronous motor 1FK7-HD PN=1.2kW; UDC=600V M0=4.5Nm (100K); NN=3000rpm; Naturally cooled FRAME SIZE IMB 5 (IM V1, IM V3) FLANGE 1 POWER CONNECTOR ROTATABLE ABSOLUTE ENCODER SINGLETURN 24 BIT WITH DRIVE CLIQ INTERFACE (ENCODER AS24DQI) PLAIN SHAFT, TOLERANCE N; WITH HOLDING BRAKE PROTECTION CLASS IP65, FLANGE ON DRIVE END IP67; | - | 0 | 0
1FK7044-4CF71-1CA0 |  | 1FK7044-4CF71-1CA0 | 1 | UN | 1 | 15 | C | D | N | N | 85015220 | 1 |  | 7.401 | KG | 1630.39 | 1630.39 | MC05 | MC05 | SIMOTICS S Synchronous motor 1FK7-HD PN=1.2kW; UDC=600V M0=4.5Nm (100K); NN=3000rpm; Naturally cooled FRAME SIZE IMB 5 (IM V1, IM V3) FLANGE 1 POWER CONNECTOR ROTATABLE ABSOLUTE ENCODER 24 BIT + 12 BIT MULTITURN WITH DRIVE-CLIQ INTERFACE (ENCODER AM24DQI) SHAFT WITH FITTED KEY, TOLERANCE N; W/O HOLDING BRAKE PROTECTION CLASS IP64; | - | 0 | 0
1FK7044-4CF71-1CA1 |  | 1FK7044-4CF71-1CA1 | 1 | UN | 1 | 15 | C | D | N | N | 85015220 | 1 |  | 7.401 | KG | 1692.73 | 1692.73 | MC05 | MC05 | SIMOTICS S Synchronous motor 1FK7-HD PN=1.2kW; UDC=600V M0=4.5Nm (100K); NN=3000rpm; Naturally cooled FRAME SIZE IMB 5 (IM V1, IM V3) FLANGE 1 POWER CONNECTOR ROTATABLE ABSOLUTE ENCODER 24 BIT + 12 BIT MULTITURN WITH DRIVE-CLIQ INTERFACE (ENCODER AM24DQI) SHAFT WITH FITTED KEY, TOLERANCE N; W/O HOLDING BRAKE PROTECTION CLASS IP65, | - | 0 | 0
1FK7044-4CF71-1CA2 |  | 1FK7044-4CF71-1CA2 | 1 | UN | 1 | 15 | C | D | N | N | 85015220 | 1 |  | 7.401 | KG | 1692.73 | 1692.73 | MC05 | MC05 | SIMOTICS S Synchronous motor 1FK7-HD PN=1.2kW; UDC=600V M0=4.5Nm (100K); NN=3000rpm; Naturally cooled FRAME SIZE IMB 5 (IM V1, IM V3) FLANGE 1 POWER CONNECTOR ROTATABLE ABSOLUTE ENCODER 24 BIT + 12 BIT MULTITURN WITH DRIVE-CLIQ INTERFACE (ENCODER AM24DQI) SHAFT WITH FITTED KEY, TOLERANCE N; W/O HOLDING BRAKE PROTECTION CLASS IP65, FLANGE ON DRIVE END IP67; | - | 0 | 0
1FK7044-4CF71-1CB0 |  | 1FK7044-4CF71-1CB0 | 1 | UN | 1 | 15 | C | D | N | N | 85015220 | 1 |  | 7.7 | KG | 1804.35 | 1804.35 | MC05 | MC05 | SIMOTICS S Synchronous motor 1FK7-HD PN=1.2kW; UDC=600V M0=4.5Nm (100K); NN=3000rpm; Naturally cooled FRAME SIZE IMB 5 (IM V1, IM V3) FLANGE 1 POWER CONNECTOR ROTATABLE ABSOLUTE ENCODER 24 BIT + 12 BIT MULTITURN WITH DRIVE-CLIQ INTERFACE (ENCODER AM24DQI) SHAFT WITH FITTED KEY, TOLERANCE N; WITH HOLDING BRAKE PROTECTION CLASS IP64; | - | 0 | 0
1FK7044-4CF71-1CB1 |  | 1FK7044-4CF71-1CB1 | 1 | UN | 1 | 15 | C | D | N | N | 85015220 | 1 |  | 7.7 | KG | 1866.69 | 1866.69 | MC05 | MC05 | SIMOTICS S Synchronous motor 1FK7-HD PN=1.2kW; UDC=600V M0=4.5Nm (100K); NN=3000rpm; Naturally cooled FRAME SIZE IMB 5 (IM V1, IM V3) FLANGE 1 POWER CONNECTOR ROTATABLE ABSOLUTE ENCODER 24 BIT + 12 BIT MULTITURN WITH DRIVE-CLIQ INTERFACE (ENCODER AM24DQI) SHAFT WITH FITTED KEY, TOLERANCE N; WITH HOLDING BRAKE PROTECTION CLASS IP65, | - | 0 | 0
1FK7044-4CF71-1CB2 |  | 1FK7044-4CF71-1CB2 | 1 | UN | 1 | 15 | C | D | N | N | 85015220 | 1 |  | 7.7 | KG | 1866.69 | 1866.69 | MC05 | MC05 | SIMOTICS S Synchronous motor 1FK7-HD PN=1.2kW; UDC=600V M0=4.5Nm (100K); NN=3000rpm; Naturally cooled FRAME SIZE IMB 5 (IM V1, IM V3) FLANGE 1 POWER CONNECTOR ROTATABLE ABSOLUTE ENCODER 24 BIT + 12 BIT MULTITURN WITH DRIVE-CLIQ INTERFACE (ENCODER AM24DQI) SHAFT WITH FITTED KEY, TOLERANCE N; WITH HOLDING BRAKE PROTECTION CLASS IP65, FLANGE ON DRIVE END IP67; | - | 0 | 0
1FK7044-4CF71-1CG0 |  | 1FK7044-4CF71-1CG0 | 1 | UN | 1 | 15 | C | D | N | N | 85015220 | 1 |  | 7.401 | KG | 1572.9 | 1572.9 | MC05 | MC05 | SIMOTICS S Synchronous motor 1FK7-HD PN=1.2kW; UDC=600V M0=4.5Nm (100K); NN=3000rpm; Naturally cooled FRAME SIZE IMB 5 (IM V1, IM V3) FLANGE 1 POWER CONNECTOR ROTATABLE ABSOLUTE ENCODER 24 BIT + 12 BIT MULTITURN WITH DRIVE-CLIQ INTERFACE (ENCODER AM24DQI) PLAIN SHAFT, TOLERANCE N; W/O HOLDING BRAKE PROTECTION CLASS IP64; | - | 0 | 0
1FK7044-4CF71-1CG1 |  | 1FK7044-4CF71-1CG1 | 1 | UN | 1 | 15 | C | D | N | N | 85015220 | 1 |  | 7.401 | KG | 1635.24 | 1635.24 | MC05 | MC05 | SIMOTICS S Synchronous motor 1FK7-HD PN=1.2kW; UDC=600V M0=4.5Nm (100K); NN=3000rpm; Naturally cooled FRAME SIZE IMB 5 (IM V1, IM V3) FLANGE 1 POWER CONNECTOR ROTATABLE ABSOLUTE ENCODER 24 BIT + 12 BIT MULTITURN WITH DRIVE-CLIQ INTERFACE (ENCODER AM24DQI) PLAIN SHAFT, TOLERANCE N; W/O HOLDING BRAKE PROTECTION CLASS IP65, | - | 0 | 0
1FK7044-4CF71-1CG2 |  | 1FK7044-4CF71-1CG2 | 1 | UN | 1 | 15 | C | D | N | N | 85015220 | 1 |  | 7.401 | KG | 1635.24 | 1635.24 | MC05 | MC05 | SIMOTICS S Synchronous motor 1FK7-HD PN=1.2kW; UDC=600V M0=4.5Nm (100K); NN=3000rpm; Naturally cooled FRAME SIZE IMB 5 (IM V1, IM V3) FLANGE 1 POWER CONNECTOR ROTATABLE ABSOLUTE ENCODER 24 BIT + 12 BIT MULTITURN WITH DRIVE-CLIQ INTERFACE (ENCODER AM24DQI) PLAIN SHAFT, TOLERANCE N; W/O HOLDING BRAKE PROTECTION CLASS IP65, FLANGE ON DRIVE END IP67; | - | 0 | 0
1FK7044-4CF71-1CH0 |  | 1FK7044-4CF71-1CH0 | 1 | UN | 1 | 15 | C | D | N | N | 85015220 | 1 |  | 7.7 | KG | 1745.37 | 1745.37 | MC05 | MC05 | SIMOTICS S Synchronous motor 1FK7-HD PN=1.2kW; UDC=600V M0=4.5Nm (100K); NN=3000rpm; Naturally cooled FRAME SIZE IMB 5 (IM V1, IM V3) FLANGE 1 POWER CONNECTOR ROTATABLE ABSOLUTE ENCODER 24 BIT + 12 BIT MULTITURN WITH DRIVE-CLIQ INTERFACE (ENCODER AM24DQI) PLAIN SHAFT, TOLERANCE N; WITH HOLDING BRAKE PROTECTION CLASS IP64; | - | 0 | 0
1FK7044-4CF71-1CH1 |  | 1FK7044-4CF71-1CH1 | 1 | UN | 1 | 15 | C | D | N | N | 85015220 | 1 |  | 7.7 | KG | 1807.71 | 1807.71 | MC05 | MC05 | SIMOTICS S Synchronous motor 1FK7-HD PN=1.2kW; UDC=600V M0=4.5Nm (100K); NN=3000rpm; Naturally cooled FRAME SIZE IMB 5 (IM V1, IM V3) FLANGE 1 POWER CONNECTOR ROTATABLE ABSOLUTE ENCODER 24 BIT + 12 BIT MULTITURN WITH DRIVE-CLIQ INTERFACE (ENCODER AM24DQI) PLAIN SHAFT, TOLERANCE N; WITH HOLDING BRAKE PROTECTION CLASS IP65, | - | 0 | 0
1FK7044-4CF71-1CH2 |  | 1FK7044-4CF71-1CH2 | 1 | UN | 1 | 15 | C | D | N | N | 85015220 | 1 |  | 7.7 | KG | 1807.71 | 1807.71 | MC05 | MC05 | SIMOTICS S Synchronous motor 1FK7-HD PN=1.2kW; UDC=600V M0=4.5Nm (100K); NN=3000rpm; Naturally cooled FRAME SIZE IMB 5 (IM V1, IM V3) FLANGE 1 POWER CONNECTOR ROTATABLE ABSOLUTE ENCODER 24 BIT + 12 BIT MULTITURN WITH DRIVE-CLIQ INTERFACE (ENCODER AM24DQI) PLAIN SHAFT, TOLERANCE N; WITH HOLDING BRAKE PROTECTION CLASS IP65, FLANGE ON DRIVE END IP67; | - | 0 | 0
1FK7044-4CF71-1DA0 |  | 1FK7044-4CF71-1DA0 | 1 | UN | 1 | 15 | C | D | N | N | 85015220 | 1 |  | 7.402 | KG | 1437.66 | 1437.66 | MC05 | MC05 | SIMOTICS S Synchronous motor 1FK7-HD PN=1.2kW; UDC=600V M0=4.5Nm (100K); NN=3000rpm; Naturally cooled FRAME SIZE IMB 5 (IM V1, IM V3) FLANGE 1 POWER CONNECTOR ROTATABLE INCREMENTAL ENCODER 22 BIT WITH DRIVE-CLIQ INTERFACE (ENCODER IC22DQ) SHAFT WITH FITTED KEY, TOLERANCE N; W/O HOLDING BRAKE PROTECTION CLASS IP64; | - | 0 | 0
1FK7044-4CF71-1DA1 |  | 1FK7044-4CF71-1DA1 | 1 | UN | 1 | 15 | C | D | N | N | 85015220 | 1 |  | 7.402 | KG | 1500 | 1500 | MC05 | MC05 | SIMOTICS S Synchronous motor 1FK7-HD PN=1.2kW; UDC=600V M0=4.5Nm (100K); NN=3000rpm; Naturally cooled FRAME SIZE IMB 5 (IM V1, IM V3) FLANGE 1 POWER CONNECTOR ROTATABLE INCREMENTAL ENCODER 22 BIT WITH DRIVE-CLIQ INTERFACE (ENCODER IC22DQ) SHAFT WITH FITTED KEY, TOLERANCE N; W/O HOLDING BRAKE PROTECTION CLASS IP65, | - | 0 | 0
1FK7044-4CF71-1DB0 |  | 1FK7044-4CF71-1DB0 | 1 | UN | 1 | 15 | C | D | N | N | 85015220 | 1 |  | 7.701 | KG | 1611.62 | 1611.62 | MC05 | MC05 | SIMOTICS S Synchronous motor 1FK7-HD PN=1.2kW; UDC=600V M0=4.5Nm (100K); NN=3000rpm; Naturally cooled FRAME SIZE IMB 5 (IM V1, IM V3) FLANGE 1 POWER CONNECTOR ROTATABLE INCREMENTAL ENCODER 22 BIT WITH DRIVE-CLIQ INTERFACE (ENCODER IC22DQ) SHAFT WITH FITTED KEY, TOLERANCE N; WITH HOLDING BRAKE PROTECTION CLASS IP64; | - | 0 | 0
1FK7044-4CF71-1DG0 |  | 1FK7044-4CF71-1DG0 | 1 | UN | 1 | 15 | C | D | N | N | 85015220 | 1 |  | 7.402 | KG | 1380.17 | 1380.17 | MC05 | MC05 | SIMOTICS S Synchronous motor 1FK7-HD PN=1.2kW; UDC=600V M0=4.5Nm (100K); NN=3000rpm; Naturally cooled FRAME SIZE IMB 5 (IM V1, IM V3) FLANGE 1 POWER CONNECTOR ROTATABLE INCREMENTAL ENCODER 22 BIT WITH DRIVE-CLIQ INTERFACE (ENCODER IC22DQ) PLAIN SHAFT, TOLERANCE N; W/O HOLDING BRAKE PROTECTION CLASS IP64; | - | 0 | 0
1FK7044-4CF71-1DG1 |  | 1FK7044-4CF71-1DG1 | 1 | UN | 1 | 15 | C | D | N | N | 85015220 | 1 |  | 7.402 | KG | 1442.51 | 1442.51 | MC05 | MC05 | SIMOTICS S Synchronous motor 1FK7-HD PN=1.2kW; UDC=600V M0=4.5Nm (100K); NN=3000rpm; Naturally cooled FRAME SIZE IMB 5 (IM V1, IM V3) FLANGE 1 POWER CONNECTOR ROTATABLE INCREMENTAL ENCODER 22 BIT WITH DRIVE-CLIQ INTERFACE (ENCODER IC22DQ) PLAIN SHAFT, TOLERANCE N; W/O HOLDING BRAKE PROTECTION CLASS IP65, | - | 0 | 0
1FK7044-4CF71-1DG2 |  | 1FK7044-4CF71-1DG2 | 1 | UN | 1 | 15 | C | D | N | N | 85015220 | 1 |  | 7.402 | KG | 1442.51 | 1442.51 | MC05 | MC05 | SIMOTICS S Synchronous motor 1FK7-HD PN=1.2kW; UDC=600V M0=4.5Nm (100K); NN=3000rpm; Naturally cooled FRAME SIZE IMB 5 (IM V1, IM V3) FLANGE 1 POWER CONNECTOR ROTATABLE INCREMENTAL ENCODER 22 BIT WITH DRIVE-CLIQ INTERFACE (ENCODER IC22DQ) PLAIN SHAFT, TOLERANCE N; W/O HOLDING BRAKE PROTECTION CLASS IP65, FLANGE ON DRIVE END IP67; | - | 0 | 0
1FK7044-4CF71-1DH0 |  | 1FK7044-4CF71-1DH0 | 1 | UN | 1 | 15 | C | D | N | N | 85015220 | 1 |  | 7.701 | KG | 1552.64 | 1552.64 | MC05 | MC05 | SIMOTICS S Synchronous motor 1FK7-HD PN=1.2kW; UDC=600V M0=4.5Nm (100K); NN=3000rpm; Naturally cooled FRAME SIZE IMB 5 (IM V1, IM V3) FLANGE 1 POWER CONNECTOR ROTATABLE INCREMENTAL ENCODER 22 BIT WITH DRIVE-CLIQ INTERFACE (ENCODER IC22DQ) PLAIN SHAFT, TOLERANCE N; WITH HOLDING BRAKE PROTECTION CLASS IP64; | - | 0 | 0
1FK7044-4CF71-1EA0 |  | 1FK7044-4CF71-1EA0 | 1 | UN | 1 | 15 | C | D | N | N | 85015220 | 1 |  | 7.401 | KG | 1471.21 | 1471.21 | MC05 | MC05 | SIMOTICS S Synchronous motor 1FK7-HD PN=1.2kW; UDC=600V M0=4.5Nm (100K); NN=3000rpm; Naturally cooled FRAME SIZE IMB 5 (IM V1, IM V3) FLANGE 1, WITH KTY TEMPERATURESENSOR POWER CONNECTOR ROTATABLE ABSOLUTE ENCODERR 2048 S/R + 4096 UMDREHUNGEN MULTITURN, WITH ENDAT-SCHNITTSTELLE (ENCODER AM2048S/R) SHAFT WITH FITTED KEY, TOLERANCE N; W/O HOLDING BRAKE PROTECTION CLASS IP64; | - | 0 | 0
1FK7044-4CF71-1EA1 |  | 1FK7044-4CF71-1EA1 | 1 | UN | 1 | 15 | C | D | N | N | 85015220 | 1 |  | 7.401 | KG | 1533.55 | 1533.55 | MC05 | MC05 | SIMOTICS S Synchronous motor 1FK7-HD PN=1.2kW; UDC=600V M0=4.5Nm (100K); NN=3000rpm; Naturally cooled FRAME SIZE IMB 5 (IM V1, IM V3) FLANGE 1, WITH KTY TEMPERATURESENSOR POWER CONNECTOR ROTATABLE ABSOLUTE ENCODERR 2048 S/R + 4096 UMDREHUNGEN MULTITURN, WITH ENDAT-SCHNITTSTELLE (ENCODER AM2048S/R) SHAFT WITH FITTED KEY, TOLERANCE N; W/O HOLDING BRAKE PROTECTION CLASS IP65, | - | 0 | 0
1FK7044-4CF71-1EA2 |  | 1FK7044-4CF71-1EA2 | 1 | UN | 1 | 15 | C | D | N | N | 85015220 | 1 |  | 7.401 | KG | 1533.55 | 1533.55 | MC05 | MC05 | SIMOTICS S Synchronous motor 1FK7-HD PN=1.2kW; UDC=600V M0=4.5Nm (100K); NN=3000rpm; Naturally cooled FRAME SIZE IMB 5 (IM V1, IM V3) FLANGE 1, WITH KTY TEMPERATURESENSOR POWER CONNECTOR ROTATABLE ABSOLUTE ENCODERR 2048 S/R + 4096 UMDREHUNGEN MULTITURN, WITH ENDAT-SCHNITTSTELLE (ENCODER AM2048S/R) SHAFT WITH FITTED KEY, TOLERANCE N; W/O HOLDING BRAKE PROTECTION CLASS IP65, FLANGE ON DRIVE END IP67; | - | 0 | 0
1FK7044-4CF71-1EB0 |  | 1FK7044-4CF71-1EB0 | 1 | UN | 1 | 15 | C | D | N | N | 85015220 | 1 |  | 7.7 | KG | 1645.17 | 1645.17 | MC05 | MC05 | SIMOTICS S Synchronous motor 1FK7-HD PN=1.2kW; UDC=600V M0=4.5Nm (100K); NN=3000rpm; Naturally cooled FRAME SIZE IMB 5 (IM V1, IM V3) FLANGE 1, WITH KTY TEMPERATURESENSOR POWER CONNECTOR ROTATABLE ABSOLUTE ENCODERR 2048 S/R + 4096 UMDREHUNGEN MULTITURN, WITH ENDAT-SCHNITTSTELLE (ENCODER AM2048S/R) SHAFT WITH FITTED KEY, TOLERANCE N; WITH HOLDING BRAKE PROTECTION CLASS IP64; | - | 0 | 0
1FK7044-4CF71-1EB1 |  | 1FK7044-4CF71-1EB1 | 1 | UN | 1 | 15 | C | D | N | N | 85015220 | 1 |  | 7.7 | KG | 1707.51 | 1707.51 | MC05 | MC05 | SIMOTICS S Synchronous motor 1FK7-HD PN=1.2kW; UDC=600V M0=4.5Nm (100K); NN=3000rpm; Naturally cooled FRAME SIZE IMB 5 (IM V1, IM V3) FLANGE 1, WITH KTY TEMPERATURESENSOR POWER CONNECTOR ROTATABLE ABSOLUTE ENCODERR 2048 S/R + 4096 UMDREHUNGEN MULTITURN, WITH ENDAT-SCHNITTSTELLE (ENCODER AM2048S/R) SHAFT WITH FITTED KEY, TOLERANCE N; WITH HOLDING BRAKE PROTECTION CLASS IP65, | - | 0 | 0
1FK7044-4CF71-1EB2 |  | 1FK7044-4CF71-1EB2 | 1 | UN | 1 | 15 | C | D | N | N | 85015220 | 1 |  | 7.7 | KG | 1707.51 | 1707.51 | MC05 | MC05 | SIMOTICS S Synchronous motor 1FK7-HD PN=1.2kW; UDC=600V M0=4.5Nm (100K); NN=3000rpm; Naturally cooled FRAME SIZE IMB 5 (IM V1, IM V3) FLANGE 1, WITH KTY TEMPERATURESENSOR POWER CONNECTOR ROTATABLE ABSOLUTE ENCODERR 2048 S/R + 4096 UMDREHUNGEN MULTITURN, WITH ENDAT-SCHNITTSTELLE (ENCODER AM2048S/R) SHAFT WITH FITTED KEY, TOLERANCE N; WITH HOLDING BRAKE PROTECTION CLASS IP65, FLANGE ON DRIVE END IP67; | - | 0 | 0
1FK7044-4CF71-1EG0 |  | 1FK7044-4CF71-1EG0 | 1 | UN | 1 | 15 | C | D | N | N | 85015220 | 1 |  | 7.401 | KG | 1413.72 | 1413.72 | MC05 | MC05 | SIMOTICS S Synchronous motor 1FK7-HD PN=1.2kW; UDC=600V M0=4.5Nm (100K); NN=3000rpm; Naturally cooled FRAME SIZE IMB 5 (IM V1, IM V3) FLANGE 1, WITH KTY TEMPERATURESENSOR POWER CONNECTOR ROTATABLE ABSOLUTE ENCODERR 2048 S/R + 4096 UMDREHUNGEN MULTITURN, WITH ENDAT-SCHNITTSTELLE (ENCODER AM2048S/R) PLAIN SHAFT, TOLERANCE N; W/O HOLDING BRAKE PROTECTION CLASS IP64; | - | 0 | 0
1FK7044-4CF71-1EG1 |  | 1FK7044-4CF71-1EG1 | 1 | UN | 1 | 15 | C | D | N | N | 85015220 | 1 |  | 7.401 | KG | 1476.06 | 1476.06 | MC05 | MC05 | SIMOTICS S Synchronous motor 1FK7-HD PN=1.2kW; UDC=600V M0=4.5Nm (100K); NN=3000rpm; Naturally cooled FRAME SIZE IMB 5 (IM V1, IM V3) FLANGE 1, WITH KTY TEMPERATURESENSOR POWER CONNECTOR ROTATABLE ABSOLUTE ENCODERR 2048 S/R + 4096 UMDREHUNGEN MULTITURN, WITH ENDAT-SCHNITTSTELLE (ENCODER AM2048S/R) PLAIN SHAFT, TOLERANCE N; W/O HOLDING BRAKE PROTECTION CLASS IP65, | - | 0 | 0
1FK7044-4CF71-1EG2 |  | 1FK7044-4CF71-1EG2 | 1 | UN | 1 | 15 | C | D | N | N | 85015220 | 1 |  | 7.401 | KG | 1476.06 | 1476.06 | MC05 | MC05 | SIMOTICS S Synchronous motor 1FK7-HD PN=1.2kW; UDC=600V M0=4.5Nm (100K); NN=3000rpm; Naturally cooled FRAME SIZE IMB 5 (IM V1, IM V3) FLANGE 1, WITH KTY TEMPERATURESENSOR POWER CONNECTOR ROTATABLE ABSOLUTE ENCODERR 2048 S/R + 4096 UMDREHUNGEN MULTITURN, WITH ENDAT-SCHNITTSTELLE (ENCODER AM2048S/R) PLAIN SHAFT, TOLERANCE N; W/O HOLDING BRAKE PROTECTION CLASS IP65, FLANGE ON DRIVE END IP67; | - | 0 | 0
1FK7044-4CF71-1EH0 |  | 1FK7044-4CF71-1EH0 | 1 | UN | 1 | 15 | C | D | N | N | 85015220 | 1 |  | 7.7 | KG | 1586.19 | 1586.19 | MC05 | MC05 | SIMOTICS S Synchronous motor 1FK7-HD PN=1.2kW; UDC=600V M0=4.5Nm (100K); NN=3000rpm; Naturally cooled FRAME SIZE IMB 5 (IM V1, IM V3) FLANGE 1, WITH KTY TEMPERATURESENSOR POWER CONNECTOR ROTATABLE ABSOLUTE ENCODERR 2048 S/R + 4096 UMDREHUNGEN MULTITURN, WITH ENDAT-SCHNITTSTELLE (ENCODER AM2048S/R) PLAIN SHAFT, TOLERANCE N; WITH HOLDING BRAKE PROTECTION CLASS IP64; | - | 0 | 0
1FK7044-4CF71-1EH1 |  | 1FK7044-4CF71-1EH1 | 1 | UN | 1 | 15 | C | D | N | N | 85015220 | 1 |  | 7.7 | KG | 1648.53 | 1648.53 | MC05 | MC05 | SIMOTICS S Synchronous motor 1FK7-HD PN=1.2kW; UDC=600V M0=4.5Nm (100K); NN=3000rpm; Naturally cooled FRAME SIZE IMB 5 (IM V1, IM V3) FLANGE 1, WITH KTY TEMPERATURESENSOR POWER CONNECTOR ROTATABLE ABSOLUTE ENCODERR 2048 S/R + 4096 UMDREHUNGEN MULTITURN, WITH ENDAT-SCHNITTSTELLE (ENCODER AM2048S/R) PLAIN SHAFT, TOLERANCE N; WITH HOLDING BRAKE PROTECTION CLASS IP65, | - | 0 | 0
1FK7044-4CF71-1EH2 |  | 1FK7044-4CF71-1EH2 | 1 | UN | 1 | 15 | C | D | N | N | 85015220 | 1 |  | 7.7 | KG | 1648.53 | 1648.53 | MC05 | MC05 | SIMOTICS S Synchronous motor 1FK7-HD PN=1.2kW; UDC=600V M0=4.5Nm (100K); NN=3000rpm; Naturally cooled FRAME SIZE IMB 5 (IM V1, IM V3) FLANGE 1, WITH KTY TEMPERATURESENSOR POWER CONNECTOR ROTATABLE ABSOLUTE ENCODERR 2048 S/R + 4096 UMDREHUNGEN MULTITURN, WITH ENDAT-SCHNITTSTELLE (ENCODER AM2048S/R) PLAIN SHAFT, TOLERANCE N; WITH HOLDING BRAKE PROTECTION CLASS IP65, FLANGE ON DRIVE END IP67; | - | 0 | 0
1FK7044-4CF71-1FB2 |  | 1FK7044-4CF71-1FB2 | 1 | UN | 1 | 15 | C | D | N | N | 85015220 | 1 |  | 7.7 | KG | 1920.13 | 1920.13 | MC05 | MC05 | SIMOTICS S Synchronous motor 1FK7-HD PN=1.2kW; UDC=600V M0=4.5Nm (100K); NN=3000rpm; Naturally cooled FRAME SIZE IMB 5 (IM V1, IM V3) FLANGE 1 POWER CONNECTOR ROTATABLE ABSOLUTE ENCODER 22BIT + 12 BIT MULTITURN, WITH DRIVE-CLIQ INTERFACE (ENCODER AM22DQ) SHAFT WITH FITTED KEY, TOLERANCE N; WITH HOLDING BRAKE PROTECTION CLASS IP65, FLANGE ON DRIVE END IP67; | - | 0 | 0
1FK7044-4CF71-1FG0 |  | 1FK7044-4CF71-1FG0 | 1 | UN | 1 | 15 | C | D | N | N | 85015220 | 1 |  | 7.401 | KG | 1626.34 | 1626.34 | MC05 | MC05 | SIMOTICS S Synchronous motor 1FK7-HD PN=1.2kW; UDC=600V M0=4.5Nm (100K); NN=3000rpm; Naturally cooled FRAME SIZE IMB 5 (IM V1, IM V3) FLANGE 1 POWER CONNECTOR ROTATABLE ABSOLUTE ENCODER 22BIT + 12 BIT MULTITURN, WITH DRIVE-CLIQ INTERFACE (ENCODER AM22DQ) PLAIN SHAFT, TOLERANCE N; W/O HOLDING BRAKE PROTECTION CLASS IP64; | - | 0 | 0
1FK7044-4CF71-1GA0 |  | 1FK7044-4CF71-1GA0 | 1 | UN | 1 | 15 | C | D | N | N | 85015220 | 1 |  | 7.401 | KG | 1126.25 | 1126.25 | MC05 | MC05 | SIMOTICS S Synchronous motor 1FK7-HD PN=1.2kW; UDC=600V M0=4.5Nm (100K); NN=3000rpm; Naturally cooled FRAME SIZE IMB 5 (IM V1, IM V3) FLANGE 1, WITH KTY TEMPERATURESENSOR POWER CONNECTOR ROTATABLE ABSOLUTE ENCODER 32 S/R SINGLETURN, 4096 ROTATION MULTITURN, WITH ENDAT- INTERFACE (ENCODER AM32S/R) SHAFT WITH FITTED KEY, TOLERANCE N; W/O HOLDING BRAKE PROTECTION CLASS IP64; | - | 0 | 0
1FK7044-4CF71-1GA2 |  | 1FK7044-4CF71-1GA2 | 1 | UN | 1 | 15 | C | D | N | N | 85015220 | 1 |  | 7.401 | KG | 1188.59 | 1188.59 | MC05 | MC05 | SIMOTICS S Synchronous motor 1FK7-HD PN=1.2kW; UDC=600V M0=4.5Nm (100K); NN=3000rpm; Naturally cooled FRAME SIZE IMB 5 (IM V1, IM V3) FLANGE 1, WITH KTY TEMPERATURESENSOR POWER CONNECTOR ROTATABLE ABSOLUTE ENCODER 32 S/R SINGLETURN, 4096 ROTATION MULTITURN, WITH ENDAT- INTERFACE (ENCODER AM32S/R) SHAFT WITH FITTED KEY, TOLERANCE N; W/O HOLDING BRAKE PROTECTION CLASS IP65, FLANGE ON DRIVE END IP67; | - | 0 | 0
1FK7044-4CF71-1GB0 |  | 1FK7044-4CF71-1GB0 | 1 | UN | 1 | 15 | C | D | N | N | 85015220 | 1 |  | 7.7 | KG | 1300.21 | 1300.21 | MC05 | MC05 | SIMOTICS S Synchronous motor 1FK7-HD PN=1.2kW; UDC=600V M0=4.5Nm (100K); NN=3000rpm; Naturally cooled FRAME SIZE IMB 5 (IM V1, IM V3) FLANGE 1, WITH KTY TEMPERATURESENSOR POWER CONNECTOR ROTATABLE ABSOLUTE ENCODER 32 S/R SINGLETURN, 4096 ROTATION MULTITURN, WITH ENDAT- INTERFACE (ENCODER AM32S/R) SHAFT WITH FITTED KEY, TOLERANCE N; WITH HOLDING BRAKE PROTECTION CLASS IP64; | - | 0 | 0
1FK7044-4CF71-1GG2 |  | 1FK7044-4CF71-1GG2 | 1 | UN | 1 | 15 | C | D | N | N | 85015220 | 1 |  | 7.401 | KG | 1131.1 | 1131.1 | MC05 | MC05 | SIMOTICS S Synchronous motor 1FK7-HD PN=1.2kW; UDC=600V M0=4.5Nm (100K); NN=3000rpm; Naturally cooled FRAME SIZE IMB 5 (IM V1, IM V3) FLANGE 1, WITH KTY TEMPERATURESENSOR POWER CONNECTOR ROTATABLE ABSOLUTE ENCODER 32 S/R SINGLETURN, 4096 ROTATION MULTITURN, WITH ENDAT- INTERFACE (ENCODER AM32S/R) PLAIN SHAFT, TOLERANCE N; W/O HOLDING BRAKE PROTECTION CLASS IP65, FLANGE ON DRIVE END IP67; | - | 0 | 0
1FK7044-4CF71-1PA0 |  | 1FK7044-4CF71-1PA0 | 1 | UN | 1 | 15 | C | D | N | N | 85015220 | 1 |  | 7.501 | KG | 993.59 | 993.59 | MC05 | MC05 | SIMOTICS S Synchronous motor 1FK7-HD PN=1.2kW; UDC=600V M0=4.5Nm (100K); NN=3000rpm; Naturally cooled FRAME SIZE IMB 5 (IM V1, IM V3) FLANGE 1 POWER CONNECTOR ROTATABLE RESOLVER 2-POLE, WITH DRIVE CLIQ-INTERFACE SHAFT WITH FITTED KEY, TOLERANCE N; W/O HOLDING BRAKE PROTECTION CLASS IP64; | - | 0 | 0
1FK7044-4CF71-1PA1 |  | 1FK7044-4CF71-1PA1 | 1 | UN | 1 | 15 | C | D | N | N | 85015220 | 1 |  | 7.501 | KG | 1055.93 | 1055.93 | MC05 | MC05 | SIMOTICS S Synchronous motor 1FK7-HD PN=1.2kW; UDC=600V M0=4.5Nm (100K); NN=3000rpm; Naturally cooled FRAME SIZE IMB 5 (IM V1, IM V3) FLANGE 1 POWER CONNECTOR ROTATABLE RESOLVER 2-POLE, WITH DRIVE CLIQ-INTERFACE SHAFT WITH FITTED KEY, TOLERANCE N; W/O HOLDING BRAKE PROTECTION CLASS IP65, | - | 0 | 0
1FK7044-4CF71-1PA2 |  | 1FK7044-4CF71-1PA2 | 1 | UN | 1 | 15 | C | D | N | N | 85015220 | 1 |  | 7.501 | KG | 1055.93 | 1055.93 | MC05 | MC05 | SIMOTICS S Synchronous motor 1FK7-HD PN=1.2kW; UDC=600V M0=4.5Nm (100K); NN=3000rpm; Naturally cooled FRAME SIZE IMB 5 (IM V1, IM V3) FLANGE 1 POWER CONNECTOR ROTATABLE RESOLVER 2-POLE, WITH DRIVE CLIQ-INTERFACE SHAFT WITH FITTED KEY, TOLERANCE N; W/O HOLDING BRAKE PROTECTION CLASS IP65, FLANGE ON DRIVE END IP67; | - | 0 | 0
1FK7044-4CF71-1PB0 |  | 1FK7044-4CF71-1PB0 | 1 | UN | 1 | 15 | C | D | N | N | 85015220 | 1 |  | 7.8 | KG | 1167.55 | 1167.55 | MC05 | MC05 | SIMOTICS S Synchronous motor 1FK7-HD PN=1.2kW; UDC=600V M0=4.5Nm (100K); NN=3000rpm; Naturally cooled FRAME SIZE IMB 5 (IM V1, IM V3) FLANGE 1 POWER CONNECTOR ROTATABLE RESOLVER 2-POLE, WITH DRIVE CLIQ-INTERFACE SHAFT WITH FITTED KEY, TOLERANCE N; WITH HOLDING BRAKE PROTECTION CLASS IP64; | - | 0 | 0
1FK7044-4CF71-1PB1 |  | 1FK7044-4CF71-1PB1 | 1 | UN | 1 | 15 | C | D | N | N | 85015220 | 1 |  | 7.8 | KG | 1229.89 | 1229.89 | MC05 | MC05 | SIMOTICS S Synchronous motor 1FK7-HD PN=1.2kW; UDC=600V M0=4.5Nm (100K); NN=3000rpm; Naturally cooled FRAME SIZE IMB 5 (IM V1, IM V3) FLANGE 1 POWER CONNECTOR ROTATABLE RESOLVER 2-POLE, WITH DRIVE CLIQ-INTERFACE SHAFT WITH FITTED KEY, TOLERANCE N; WITH HOLDING BRAKE PROTECTION CLASS IP65, | - | 0 | 0
1FK7044-4CF71-1PB2 |  | 1FK7044-4CF71-1PB2 | 1 | UN | 1 | 15 | C | D | N | N | 85015220 | 1 |  | 7.8 | KG | 1229.89 | 1229.89 | MC05 | MC05 | SIMOTICS S Synchronous motor 1FK7-HD PN=1.2kW; UDC=600V M0=4.5Nm (100K); NN=3000rpm; Naturally cooled FRAME SIZE IMB 5 (IM V1, IM V3) FLANGE 1 POWER CONNECTOR ROTATABLE RESOLVER 2-POLE, WITH DRIVE CLIQ-INTERFACE SHAFT WITH FITTED KEY, TOLERANCE N; WITH HOLDING BRAKE PROTECTION CLASS IP65, FLANGE ON DRIVE END IP67; | - | 0 | 0
1FK7044-4CF71-1PG0 |  | 1FK7044-4CF71-1PG0 | 1 | UN | 1 | 15 | C | D | N | N | 85015220 | 1 |  | 7.501 | KG | 936.1 | 936.1 | MC05 | MC05 | SIMOTICS S Synchronous motor 1FK7-HD PN=1.2kW; UDC=600V M0=4.5Nm (100K); NN=3000rpm; Naturally cooled FRAME SIZE IMB 5 (IM V1, IM V3) FLANGE 1 POWER CONNECTOR ROTATABLE RESOLVER 2-POLE, WITH DRIVE CLIQ-INTERFACE PLAIN SHAFT, TOLERANCE N; W/O HOLDING BRAKE PROTECTION CLASS IP64; | - | 0 | 0
1FK7044-4CF71-1PG1 |  | 1FK7044-4CF71-1PG1 | 1 | UN | 1 | 15 | C | D | N | N | 85015220 | 1 |  | 7.501 | KG | 998.44 | 998.44 | MC05 | MC05 | SIMOTICS S Synchronous motor 1FK7-HD PN=1.2kW; UDC=600V M0=4.5Nm (100K); NN=3000rpm; Naturally cooled FRAME SIZE IMB 5 (IM V1, IM V3) FLANGE 1 POWER CONNECTOR ROTATABLE RESOLVER 2-POLE, WITH DRIVE CLIQ-INTERFACE PLAIN SHAFT, TOLERANCE N; W/O HOLDING BRAKE PROTECTION CLASS IP65, | - | 0 | 0
1FK7044-4CF71-1PG2 |  | 1FK7044-4CF71-1PG2 | 1 | UN | 1 | 15 | C | D | N | N | 85015220 | 1 |  | 7.501 | KG | 998.44 | 998.44 | MC05 | MC05 | SIMOTICS S Synchronous motor 1FK7-HD PN=1.2kW; UDC=600V M0=4.5Nm (100K); NN=3000rpm; Naturally cooled FRAME SIZE IMB 5 (IM V1, IM V3) FLANGE 1 POWER CONNECTOR ROTATABLE RESOLVER 2-POLE, WITH DRIVE CLIQ-INTERFACE PLAIN SHAFT, TOLERANCE N; W/O HOLDING BRAKE PROTECTION CLASS IP65, FLANGE ON DRIVE END IP67; | - | 0 | 0
1FK7044-4CF71-1PH0 |  | 1FK7044-4CF71-1PH0 | 1 | UN | 1 | 15 | C | D | N | N | 85015220 | 1 |  | 7.8 | KG | 1108.57 | 1108.57 | MC05 | MC05 | SIMOTICS S Synchronous motor 1FK7-HD PN=1.2kW; UDC=600V M0=4.5Nm (100K); NN=3000rpm; Naturally cooled FRAME SIZE IMB 5 (IM V1, IM V3) FLANGE 1 POWER CONNECTOR ROTATABLE RESOLVER 2-POLE, WITH DRIVE CLIQ-INTERFACE PLAIN SHAFT, TOLERANCE N; WITH HOLDING BRAKE PROTECTION CLASS IP64; | - | 0 | 0
1FK7044-4CF71-1PH1 |  | 1FK7044-4CF71-1PH1 | 1 | UN | 1 | 15 | C | D | N | N | 85015220 | 1 |  | 7.8 | KG | 1170.91 | 1170.91 | MC05 | MC05 | SIMOTICS S Synchronous motor 1FK7-HD PN=1.2kW; UDC=600V M0=4.5Nm (100K); NN=3000rpm; Naturally cooled FRAME SIZE IMB 5 (IM V1, IM V3) FLANGE 1 POWER CONNECTOR ROTATABLE RESOLVER 2-POLE, WITH DRIVE CLIQ-INTERFACE PLAIN SHAFT, TOLERANCE N; WITH HOLDING BRAKE PROTECTION CLASS IP65, | - | 0 | 0
1FK7044-4CF71-1PH2 |  | 1FK7044-4CF71-1PH2 | 1 | UN | 1 | 15 | C | D | N | N | 85015220 | 1 |  | 7.8 | KG | 1170.91 | 1170.91 | MC05 | MC05 | SIMOTICS S Synchronous motor 1FK7-HD PN=1.2kW; UDC=600V M0=4.5Nm (100K); NN=3000rpm; Naturally cooled FRAME SIZE IMB 5 (IM V1, IM V3) FLANGE 1 POWER CONNECTOR ROTATABLE RESOLVER 2-POLE, WITH DRIVE CLIQ-INTERFACE PLAIN SHAFT, TOLERANCE N; WITH HOLDING BRAKE PROTECTION CLASS IP65, FLANGE ON DRIVE END IP67; | - | 0 | 0
1FK7044-4CF71-1QA0 |  | 1FK7044-4CF71-1QA0 | 1 | UN | 1 | 15 | C | D | N | N | 85015220 | 1 |  | 7.401 | KG | 1062.29 | 1062.29 | MC05 | MC05 | SIMOTICS S Synchronous motor 1FK7-HD PN=1.2kW; UDC=600V M0=4.5Nm (100K); NN=3000rpm; Naturally cooled FRAME SIZE IMB 5 (IM V1, IM V3) FLANGE 1 POWER CONNECTOR ROTATABLE ABSOLUTE ENCODER SINGLETURN 20 BIT WITH DRIVE-CLIQ INTERFACE (ENCODER AS20DQI) SHAFT WITH FITTED KEY, TOLERANCE N; W/O HOLDING BRAKE PROTECTION CLASS IP64; | - | 0 | 0
1FK7044-4CF71-1QA1 |  | 1FK7044-4CF71-1QA1 | 1 | UN | 1 | 15 | C | D | N | N | 85015220 | 1 |  | 7.401 | KG | 1124.63 | 1124.63 | MC05 | MC05 | SIMOTICS S Synchronous motor 1FK7-HD PN=1.2kW; UDC=600V M0=4.5Nm (100K); NN=3000rpm; Naturally cooled FRAME SIZE IMB 5 (IM V1, IM V3) FLANGE 1 POWER CONNECTOR ROTATABLE ABSOLUTE ENCODER SINGLETURN 20 BIT WITH DRIVE-CLIQ INTERFACE (ENCODER AS20DQI) SHAFT WITH FITTED KEY, TOLERANCE N; W/O HOLDING BRAKE PROTECTION CLASS IP65, | - | 0 | 0
1FK7044-4CF71-1QA2 |  | 1FK7044-4CF71-1QA2 | 1 | UN | 1 | 15 | C | D | N | N | 85015220 | 1 |  | 7.401 | KG | 1124.63 | 1124.63 | MC05 | MC05 | SIMOTICS S Synchronous motor 1FK7-HD PN=1.2kW; UDC=600V M0=4.5Nm (100K); NN=3000rpm; Naturally cooled FRAME SIZE IMB 5 (IM V1, IM V3) FLANGE 1 POWER CONNECTOR ROTATABLE ABSOLUTE ENCODER SINGLETURN 20 BIT WITH DRIVE-CLIQ INTERFACE (ENCODER AS20DQI) SHAFT WITH FITTED KEY, TOLERANCE N; W/O HOLDING BRAKE PROTECTION CLASS IP65, FLANGE ON DRIVE END IP67; | - | 0 | 0
1FK7044-4CF71-1QB0 |  | 1FK7044-4CF71-1QB0 | 1 | UN | 1 | 15 | C | D | N | N | 85015220 | 1 |  | 7.7 | KG | 1236.25 | 1236.25 | MC05 | MC05 | SIMOTICS S Synchronous motor 1FK7-HD PN=1.2kW; UDC=600V M0=4.5Nm (100K); NN=3000rpm; Naturally cooled FRAME SIZE IMB 5 (IM V1, IM V3) FLANGE 1 POWER CONNECTOR ROTATABLE ABSOLUTE ENCODER SINGLETURN 20 BIT WITH DRIVE-CLIQ INTERFACE (ENCODER AS20DQI) SHAFT WITH FITTED KEY, TOLERANCE N; WITH HOLDING BRAKE PROTECTION CLASS IP64; | - | 0 | 0
1FK7044-4CF71-1QB1 |  | 1FK7044-4CF71-1QB1 | 1 | UN | 1 | 15 | C | D | N | N | 85015220 | 1 |  | 7.7 | KG | 1298.59 | 1298.59 | MC05 | MC05 | SIMOTICS S Synchronous motor 1FK7-HD PN=1.2kW; UDC=600V M0=4.5Nm (100K); NN=3000rpm; Naturally cooled FRAME SIZE IMB 5 (IM V1, IM V3) FLANGE 1 POWER CONNECTOR ROTATABLE ABSOLUTE ENCODER SINGLETURN 20 BIT WITH DRIVE-CLIQ INTERFACE (ENCODER AS20DQI) SHAFT WITH FITTED KEY, TOLERANCE N; WITH HOLDING BRAKE PROTECTION CLASS IP65, | - | 0 | 0
1FK7044-4CF71-1QB2 |  | 1FK7044-4CF71-1QB2 | 1 | UN | 1 | 15 | C | D | N | N | 85015220 | 1 |  | 7.7 | KG | 1298.59 | 1298.59 | MC05 | MC05 | SIMOTICS S Synchronous motor 1FK7-HD PN=1.2kW; UDC=600V M0=4.5Nm (100K); NN=3000rpm; Naturally cooled FRAME SIZE IMB 5 (IM V1, IM V3) FLANGE 1 POWER CONNECTOR ROTATABLE ABSOLUTE ENCODER SINGLETURN 20 BIT WITH DRIVE-CLIQ INTERFACE (ENCODER AS20DQI) SHAFT WITH FITTED KEY, TOLERANCE N; WITH HOLDING BRAKE PROTECTION CLASS IP65, FLANGE ON DRIVE END IP67; | - | 0 | 0
1FK7044-4CF71-1QG0 |  | 1FK7044-4CF71-1QG0 | 1 | UN | 1 | 15 | C | D | N | N | 85015220 | 1 |  | 7.401 | KG | 1004.8 | 1004.8 | MC05 | MC05 | SIMOTICS S Synchronous motor 1FK7-HD PN=1.2kW; UDC=600V M0=4.5Nm (100K); NN=3000rpm; Naturally cooled FRAME SIZE IMB 5 (IM V1, IM V3) FLANGE 1 POWER CONNECTOR ROTATABLE ABSOLUTE ENCODER SINGLETURN 20 BIT WITH DRIVE-CLIQ INTERFACE (ENCODER AS20DQI) PLAIN SHAFT, TOLERANCE N; W/O HOLDING BRAKE PROTECTION CLASS IP64; | - | 0 | 0
1FK7044-4CF71-1QG1 |  | 1FK7044-4CF71-1QG1 | 1 | UN | 1 | 15 | C | D | N | N | 85015220 | 1 |  | 7.401 | KG | 1067.14 | 1067.14 | MC05 | MC05 | SIMOTICS S Synchronous motor 1FK7-HD PN=1.2kW; UDC=600V M0=4.5Nm (100K); NN=3000rpm; Naturally cooled FRAME SIZE IMB 5 (IM V1, IM V3) FLANGE 1 POWER CONNECTOR ROTATABLE ABSOLUTE ENCODER SINGLETURN 20 BIT WITH DRIVE-CLIQ INTERFACE (ENCODER AS20DQI) PLAIN SHAFT, TOLERANCE N; W/O HOLDING BRAKE PROTECTION CLASS IP65, | - | 0 | 0
1FK7044-4CF71-1QG2 |  | 1FK7044-4CF71-1QG2 | 1 | UN | 1 | 15 | C | D | N | N | 85015220 | 1 |  | 7.401 | KG | 1067.14 | 1067.14 | MC05 | MC05 | SIMOTICS S Synchronous motor 1FK7-HD PN=1.2kW; UDC=600V M0=4.5Nm (100K); NN=3000rpm; Naturally cooled FRAME SIZE IMB 5 (IM V1, IM V3) FLANGE 1 POWER CONNECTOR ROTATABLE ABSOLUTE ENCODER SINGLETURN 20 BIT WITH DRIVE-CLIQ INTERFACE (ENCODER AS20DQI) PLAIN SHAFT, TOLERANCE N; W/O HOLDING BRAKE PROTECTION CLASS IP65, FLANGE ON DRIVE END IP67; | - | 0 | 0
1FK7044-4CF71-1QH0 |  | 1FK7044-4CF71-1QH0 | 1 | UN | 1 | 15 | C | D | N | N | 85015220 | 1 |  | 7.7 | KG | 1177.27 | 1177.27 | MC05 | MC05 | SIMOTICS S Synchronous motor 1FK7-HD PN=1.2kW; UDC=600V M0=4.5Nm (100K); NN=3000rpm; Naturally cooled FRAME SIZE IMB 5 (IM V1, IM V3) FLANGE 1 POWER CONNECTOR ROTATABLE ABSOLUTE ENCODER SINGLETURN 20 BIT WITH DRIVE-CLIQ INTERFACE (ENCODER AS20DQI) PLAIN SHAFT, TOLERANCE N; WITH HOLDING BRAKE PROTECTION CLASS IP64; | - | 0 | 0
1FK7044-4CF71-1QH1 |  | 1FK7044-4CF71-1QH1 | 1 | UN | 1 | 15 | C | D | N | N | 85015220 | 1 |  | 7.7 | KG | 1239.61 | 1239.61 | MC05 | MC05 | SIMOTICS S Synchronous motor 1FK7-HD PN=1.2kW; UDC=600V M0=4.5Nm (100K); NN=3000rpm; Naturally cooled FRAME SIZE IMB 5 (IM V1, IM V3) FLANGE 1 POWER CONNECTOR ROTATABLE ABSOLUTE ENCODER SINGLETURN 20 BIT WITH DRIVE-CLIQ INTERFACE (ENCODER AS20DQI) PLAIN SHAFT, TOLERANCE N; WITH HOLDING BRAKE PROTECTION CLASS IP65, | - | 0 | 0
1FK7044-4CF71-1QH2 |  | 1FK7044-4CF71-1QH2 | 1 | UN | 1 | 15 | C | D | N | N | 85015220 | 1 |  | 7.7 | KG | 1239.61 | 1239.61 | MC05 | MC05 | SIMOTICS S Synchronous motor 1FK7-HD PN=1.2kW; UDC=600V M0=4.5Nm (100K); NN=3000rpm; Naturally cooled FRAME SIZE IMB 5 (IM V1, IM V3) FLANGE 1 POWER CONNECTOR ROTATABLE ABSOLUTE ENCODER SINGLETURN 20 BIT WITH DRIVE-CLIQ INTERFACE (ENCODER AS20DQI) PLAIN SHAFT, TOLERANCE N; WITH HOLDING BRAKE PROTECTION CLASS IP65, FLANGE ON DRIVE END IP67; | - | 0 | 0
1FK7044-4CF71-1RA0 |  | 1FK7044-4CF71-1RA0 | 1 | UN | 1 | 15 | C | D | N | N | 85015220 | 1 |  | 7.401 | KG | 1311.66 | 1311.66 | MC05 | MC05 | SIMOTICS S Synchronous motor 1FK7-HD PN=1.2kW; UDC=600V M0=4.5Nm (100K); NN=3000rpm; Naturally cooled FRAME SIZE IMB 5 (IM V1, IM V3) FLANGE 1 POWER CONNECTOR ROTATABLE ABSOLUTE ENCODER 20 BIT + 12 BIT MULTITURN WITH DRIVE-CLIQ INTERFACE (ENCODER AM20DQI) SHAFT WITH FITTED KEY, TOLERANCE N; W/O HOLDING BRAKE PROTECTION CLASS IP64; | - | 0 | 0
1FK7044-4CF71-1RA1 |  | 1FK7044-4CF71-1RA1 | 1 | UN | 1 | 15 | C | D | N | N | 85015220 | 1 |  | 7.401 | KG | 1374 | 1374 | MC05 | MC05 | SIMOTICS S Synchronous motor 1FK7-HD PN=1.2kW; UDC=600V M0=4.5Nm (100K); NN=3000rpm; Naturally cooled FRAME SIZE IMB 5 (IM V1, IM V3) FLANGE 1 POWER CONNECTOR ROTATABLE ABSOLUTE ENCODER 20 BIT + 12 BIT MULTITURN WITH DRIVE-CLIQ INTERFACE (ENCODER AM20DQI) SHAFT WITH FITTED KEY, TOLERANCE N; W/O HOLDING BRAKE PROTECTION CLASS IP65, | - | 0 | 0
1FK7044-4CF71-1RA2 |  | 1FK7044-4CF71-1RA2 | 1 | UN | 1 | 15 | C | D | N | N | 85015220 | 1 |  | 7.401 | KG | 1374 | 1374 | MC05 | MC05 | SIMOTICS S Synchronous motor 1FK7-HD PN=1.2kW; UDC=600V M0=4.5Nm (100K); NN=3000rpm; Naturally cooled FRAME SIZE IMB 5 (IM V1, IM V3) FLANGE 1 POWER CONNECTOR ROTATABLE ABSOLUTE ENCODER 20 BIT + 12 BIT MULTITURN WITH DRIVE-CLIQ INTERFACE (ENCODER AM20DQI) SHAFT WITH FITTED KEY, TOLERANCE N; W/O HOLDING BRAKE PROTECTION CLASS IP65, FLANGE ON DRIVE END IP67; | - | 0 | 0
1FK7044-4CF71-1RB0 |  | 1FK7044-4CF71-1RB0 | 1 | UN | 1 | 15 | C | D | N | N | 85015220 | 1 |  | 7.7 | KG | 1485.62 | 1485.62 | MC05 | MC05 | SIMOTICS S Synchronous motor 1FK7-HD PN=1.2kW; UDC=600V M0=4.5Nm (100K); NN=3000rpm; Naturally cooled FRAME SIZE IMB 5 (IM V1, IM V3) FLANGE 1 POWER CONNECTOR ROTATABLE ABSOLUTE ENCODER 20 BIT + 12 BIT MULTITURN WITH DRIVE-CLIQ INTERFACE (ENCODER AM20DQI) SHAFT WITH FITTED KEY, TOLERANCE N; WITH HOLDING BRAKE PROTECTION CLASS IP64; | - | 0 | 0
1FK7044-4CF71-1RB1 |  | 1FK7044-4CF71-1RB1 | 1 | UN | 1 | 15 | C | D | N | N | 85015220 | 1 |  | 7.7 | KG | 1547.96 | 1547.96 | MC05 | MC05 | SIMOTICS S Synchronous motor 1FK7-HD PN=1.2kW; UDC=600V M0=4.5Nm (100K); NN=3000rpm; Naturally cooled FRAME SIZE IMB 5 (IM V1, IM V3) FLANGE 1 POWER CONNECTOR ROTATABLE ABSOLUTE ENCODER 20 BIT + 12 BIT MULTITURN WITH DRIVE-CLIQ INTERFACE (ENCODER AM20DQI) SHAFT WITH FITTED KEY, TOLERANCE N; WITH HOLDING BRAKE PROTECTION CLASS IP65, | - | 0 | 0
1FK7044-4CF71-1RB2 |  | 1FK7044-4CF71-1RB2 | 1 | UN | 1 | 15 | C | D | N | N | 85015220 | 1 |  | 7.7 | KG | 1547.96 | 1547.96 | MC05 | MC05 | SIMOTICS S Synchronous motor 1FK7-HD PN=1.2kW; UDC=600V M0=4.5Nm (100K); NN=3000rpm; Naturally cooled FRAME SIZE IMB 5 (IM V1, IM V3) FLANGE 1 POWER CONNECTOR ROTATABLE ABSOLUTE ENCODER 20 BIT + 12 BIT MULTITURN WITH DRIVE-CLIQ INTERFACE (ENCODER AM20DQI) SHAFT WITH FITTED KEY, TOLERANCE N; WITH HOLDING BRAKE PROTECTION CLASS IP65, FLANGE ON DRIVE END IP67; | - | 0 | 0
1FK7044-4CF71-1RG0 |  | 1FK7044-4CF71-1RG0 | 1 | UN | 1 | 15 | C | D | N | N | 85015220 | 1 |  | 7.401 | KG | 1254.17 | 1254.17 | MC05 | MC05 | SIMOTICS S Synchronous motor 1FK7-HD PN=1.2kW; UDC=600V M0=4.5Nm (100K); NN=3000rpm; Naturally cooled FRAME SIZE IMB 5 (IM V1, IM V3) FLANGE 1 POWER CONNECTOR ROTATABLE ABSOLUTE ENCODER 20 BIT + 12 BIT MULTITURN WITH DRIVE-CLIQ INTERFACE (ENCODER AM20DQI) PLAIN SHAFT, TOLERANCE N; W/O HOLDING BRAKE PROTECTION CLASS IP64; | - | 0 | 0
1FK7044-4CF71-1RG1 |  | 1FK7044-4CF71-1RG1 | 1 | UN | 1 | 15 | C | D | N | N | 85015220 | 1 |  | 7.401 | KG | 1316.51 | 1316.51 | MC05 | MC05 | SIMOTICS S Synchronous motor 1FK7-HD PN=1.2kW; UDC=600V M0=4.5Nm (100K); NN=3000rpm; Naturally cooled FRAME SIZE IMB 5 (IM V1, IM V3) FLANGE 1 POWER CONNECTOR ROTATABLE ABSOLUTE ENCODER 20 BIT + 12 BIT MULTITURN WITH DRIVE-CLIQ INTERFACE (ENCODER AM20DQI) PLAIN SHAFT, TOLERANCE N; W/O HOLDING BRAKE PROTECTION CLASS IP65, | - | 0 | 0
1FK7044-4CF71-1RG2 |  | 1FK7044-4CF71-1RG2 | 1 | UN | 1 | 15 | C | D | N | N | 85015220 | 1 |  | 7.401 | KG | 1316.51 | 1316.51 | MC05 | MC05 | SIMOTICS S Synchronous motor 1FK7-HD PN=1.2kW; UDC=600V M0=4.5Nm (100K); NN=3000rpm; Naturally cooled FRAME SIZE IMB 5 (IM V1, IM V3) FLANGE 1 POWER CONNECTOR ROTATABLE ABSOLUTE ENCODER 20 BIT + 12 BIT MULTITURN WITH DRIVE-CLIQ INTERFACE (ENCODER AM20DQI) PLAIN SHAFT, TOLERANCE N; W/O HOLDING BRAKE PROTECTION CLASS IP65, FLANGE ON DRIVE END IP67; | - | 0 | 0
1FK7044-4CF71-1RH0 |  | 1FK7044-4CF71-1RH0 | 1 | UN | 1 | 15 | C | D | N | N | 85015220 | 1 |  | 7.7 | KG | 1426.64 | 1426.64 | MC05 | MC05 | SIMOTICS S Synchronous motor 1FK7-HD PN=1.2kW; UDC=600V M0=4.5Nm (100K); NN=3000rpm; Naturally cooled FRAME SIZE IMB 5 (IM V1, IM V3) FLANGE 1 POWER CONNECTOR ROTATABLE ABSOLUTE ENCODER 20 BIT + 12 BIT MULTITURN WITH DRIVE-CLIQ INTERFACE (ENCODER AM20DQI) PLAIN SHAFT, TOLERANCE N; WITH HOLDING BRAKE PROTECTION CLASS IP64; | - | 0 | 0
1FK7044-4CF71-1RH1 |  | 1FK7044-4CF71-1RH1 | 1 | UN | 1 | 15 | C | D | N | N | 85015220 | 1 |  | 7.7 | KG | 1488.98 | 1488.98 | MC05 | MC05 | SIMOTICS S Synchronous motor 1FK7-HD PN=1.2kW; UDC=600V M0=4.5Nm (100K); NN=3000rpm; Naturally cooled FRAME SIZE IMB 5 (IM V1, IM V3) FLANGE 1 POWER CONNECTOR ROTATABLE ABSOLUTE ENCODER 20 BIT + 12 BIT MULTITURN WITH DRIVE-CLIQ INTERFACE (ENCODER AM20DQI) PLAIN SHAFT, TOLERANCE N; WITH HOLDING BRAKE PROTECTION CLASS IP65, | - | 0 | 0
1FK7044-4CF71-1RH2 |  | 1FK7044-4CF71-1RH2 | 1 | UN | 1 | 15 | C | D | N | N | 85015220 | 1 |  | 7.7 | KG | 1488.98 | 1488.98 | MC05 | MC05 | SIMOTICS S Synchronous motor 1FK7-HD PN=1.2kW; UDC=600V M0=4.5Nm (100K); NN=3000rpm; Naturally cooled FRAME SIZE IMB 5 (IM V1, IM V3) FLANGE 1 POWER CONNECTOR ROTATABLE ABSOLUTE ENCODER 20 BIT + 12 BIT MULTITURN WITH DRIVE-CLIQ INTERFACE (ENCODER AM20DQI) PLAIN SHAFT, TOLERANCE N; WITH HOLDING BRAKE PROTECTION CLASS IP65, FLANGE ON DRIVE END IP67; | - | 0 | 0
1FK7044-4CF71-1SA0 |  | 1FK7044-4CF71-1SA0 | 1 | UN | 1 | 15 | C | D | N | N | 85015220 | 1 |  | 7.402 | KG | 832.89 | 832.89 | MC05 | MC05 | SIMOTICS S Synchronous motor 1FK7-HD PN=1.2kW; UDC=600V M0=4.5Nm (100K); NN=3000rpm; Naturally cooled FRAME SIZE IMB 5 (IM V1, IM V3) FLANGE 1, WITH KTY TEMPERATURESENSOR POWER CONNECTOR ROTATABLE RESOLVER MULTI-POLE (RESOLVER P=3); SHAFT WITH FITTED KEY, TOLERANCE N; W/O HOLDING BRAKE PROTECTION CLASS IP64; | - | 0 | 0
1FK7044-4CF71-1SA1 |  | 1FK7044-4CF71-1SA1 | 1 | UN | 1 | 15 | C | D | N | N | 85015220 | 1 |  | 7.402 | KG | 895.23 | 895.23 | MC05 | MC05 | SIMOTICS S Synchronous motor 1FK7-HD PN=1.2kW; UDC=600V M0=4.5Nm (100K); NN=3000rpm; Naturally cooled FRAME SIZE IMB 5 (IM V1, IM V3) FLANGE 1, WITH KTY TEMPERATURESENSOR POWER CONNECTOR ROTATABLE RESOLVER MULTI-POLE (RESOLVER P=3); SHAFT WITH FITTED KEY, TOLERANCE N; W/O HOLDING BRAKE PROTECTION CLASS IP65, | - | 0 | 0
1FK7044-4CF71-1SA2 |  | 1FK7044-4CF71-1SA2 | 1 | UN | 1 | 15 | C | D | N | N | 85015220 | 1 |  | 7.402 | KG | 895.23 | 895.23 | MC05 | MC05 | SIMOTICS S Synchronous motor 1FK7-HD PN=1.2kW; UDC=600V M0=4.5Nm (100K); NN=3000rpm; Naturally cooled FRAME SIZE IMB 5 (IM V1, IM V3) FLANGE 1, WITH KTY TEMPERATURESENSOR POWER CONNECTOR ROTATABLE RESOLVER MULTI-POLE (RESOLVER P=3); SHAFT WITH FITTED KEY, TOLERANCE N; W/O HOLDING BRAKE PROTECTION CLASS IP65, FLANGE ON DRIVE END IP67; | - | 0 | 0
1FK7044-4CF71-1SB0 |  | 1FK7044-4CF71-1SB0 | 1 | UN | 1 | 15 | C | D | N | N | 85015220 | 1 |  | 7.701 | KG | 1006.85 | 1006.85 | MC05 | MC05 | SIMOTICS S Synchronous motor 1FK7-HD PN=1.2kW; UDC=600V M0=4.5Nm (100K); NN=3000rpm; Naturally cooled FRAME SIZE IMB 5 (IM V1, IM V3) FLANGE 1, WITH KTY TEMPERATURESENSOR POWER CONNECTOR ROTATABLE RESOLVER MULTI-POLE (RESOLVER P=3); SHAFT WITH FITTED KEY, TOLERANCE N; WITH HOLDING BRAKE PROTECTION CLASS IP64; | - | 0 | 0
1FK7044-4CF71-1SB1 |  | 1FK7044-4CF71-1SB1 | 1 | UN | 1 | 15 | C | D | N | N | 85015220 | 1 |  | 7.701 | KG | 1069.19 | 1069.19 | MC05 | MC05 | SIMOTICS S Synchronous motor 1FK7-HD PN=1.2kW; UDC=600V M0=4.5Nm (100K); NN=3000rpm; Naturally cooled FRAME SIZE IMB 5 (IM V1, IM V3) FLANGE 1, WITH KTY TEMPERATURESENSOR POWER CONNECTOR ROTATABLE RESOLVER MULTI-POLE (RESOLVER P=3); SHAFT WITH FITTED KEY, TOLERANCE N; WITH HOLDING BRAKE PROTECTION CLASS IP65, | - | 0 | 0
1FK7044-4CF71-1SB2 |  | 1FK7044-4CF71-1SB2 | 1 | UN | 1 | 15 | C | D | N | N | 85015220 | 1 |  | 7.701 | KG | 1069.19 | 1069.19 | MC05 | MC05 | SIMOTICS S Synchronous motor 1FK7-HD PN=1.2kW; UDC=600V M0=4.5Nm (100K); NN=3000rpm; Naturally cooled FRAME SIZE IMB 5 (IM V1, IM V3) FLANGE 1, WITH KTY TEMPERATURESENSOR POWER CONNECTOR ROTATABLE RESOLVER MULTI-POLE (RESOLVER P=3); SHAFT WITH FITTED KEY, TOLERANCE N; WITH HOLDING BRAKE PROTECTION CLASS IP65, FLANGE ON DRIVE END IP67; | - | 0 | 0
1FK7044-4CF71-1SG0 |  | 1FK7044-4CF71-1SG0 | 1 | UN | 1 | 15 | C | D | N | N | 85015220 | 1 |  | 7.402 | KG | 775.4 | 775.4 | MC05 | MC05 | SIMOTICS S Synchronous motor 1FK7-HD PN=1.2kW; UDC=600V M0=4.5Nm (100K); NN=3000rpm; Naturally cooled FRAME SIZE IMB 5 (IM V1, IM V3) FLANGE 1, WITH KTY TEMPERATURESENSOR POWER CONNECTOR ROTATABLE RESOLVER MULTI-POLE (RESOLVER P=3); PLAIN SHAFT, TOLERANCE N; W/O HOLDING BRAKE PROTECTION CLASS IP64; | - | 0 | 0
1FK7044-4CF71-1SG1 |  | 1FK7044-4CF71-1SG1 | 1 | UN | 1 | 15 | C | D | N | N | 85015220 | 1 |  | 7.402 | KG | 837.74 | 837.74 | MC05 | MC05 | SIMOTICS S Synchronous motor 1FK7-HD PN=1.2kW; UDC=600V M0=4.5Nm (100K); NN=3000rpm; Naturally cooled FRAME SIZE IMB 5 (IM V1, IM V3) FLANGE 1, WITH KTY TEMPERATURESENSOR POWER CONNECTOR ROTATABLE RESOLVER MULTI-POLE (RESOLVER P=3); PLAIN SHAFT, TOLERANCE N; W/O HOLDING BRAKE PROTECTION CLASS IP65, | - | 0 | 0
1FK7044-4CF71-1SG2 |  | 1FK7044-4CF71-1SG2 | 1 | UN | 1 | 15 | C | D | N | N | 85015220 | 1 |  | 7.402 | KG | 837.74 | 837.74 | MC05 | MC05 | SIMOTICS S Synchronous motor 1FK7-HD PN=1.2kW; UDC=600V M0=4.5Nm (100K); NN=3000rpm; Naturally cooled FRAME SIZE IMB 5 (IM V1, IM V3) FLANGE 1, WITH KTY TEMPERATURESENSOR POWER CONNECTOR ROTATABLE RESOLVER MULTI-POLE (RESOLVER P=3); PLAIN SHAFT, TOLERANCE N; W/O HOLDING BRAKE PROTECTION CLASS IP65, FLANGE ON DRIVE END IP67; | - | 0 | 0
1FK7044-4CF71-1SH0 |  | 1FK7044-4CF71-1SH0 | 1 | UN | 1 | 15 | C | D | N | N | 85015220 | 1 |  | 7.701 | KG | 947.87 | 947.87 | MC05 | MC05 | SIMOTICS S Synchronous motor 1FK7-HD PN=1.2kW; UDC=600V M0=4.5Nm (100K); NN=3000rpm; Naturally cooled FRAME SIZE IMB 5 (IM V1, IM V3) FLANGE 1, WITH KTY TEMPERATURESENSOR POWER CONNECTOR ROTATABLE RESOLVER MULTI-POLE (RESOLVER P=3); PLAIN SHAFT, TOLERANCE N; WITH HOLDING BRAKE PROTECTION CLASS IP64; | - | 0 | 0
1FK7044-4CF71-1SH1 |  | 1FK7044-4CF71-1SH1 | 1 | UN | 1 | 15 | C | D | N | N | 85015220 | 1 |  | 7.701 | KG | 1010.21 | 1010.21 | MC05 | MC05 | SIMOTICS S Synchronous motor 1FK7-HD PN=1.2kW; UDC=600V M0=4.5Nm (100K); NN=3000rpm; Naturally cooled FRAME SIZE IMB 5 (IM V1, IM V3) FLANGE 1, WITH KTY TEMPERATURESENSOR POWER CONNECTOR ROTATABLE RESOLVER MULTI-POLE (RESOLVER P=3); PLAIN SHAFT, TOLERANCE N; WITH HOLDING BRAKE PROTECTION CLASS IP65, | - | 0 | 0
1FK7044-4CF71-1SH2 |  | 1FK7044-4CF71-1SH2 | 1 | UN | 1 | 15 | C | D | N | N | 85015220 | 1 |  | 7.701 | KG | 1010.21 | 1010.21 | MC05 | MC05 | SIMOTICS S Synchronous motor 1FK7-HD PN=1.2kW; UDC=600V M0=4.5Nm (100K); NN=3000rpm; Naturally cooled FRAME SIZE IMB 5 (IM V1, IM V3) FLANGE 1, WITH KTY TEMPERATURESENSOR POWER CONNECTOR ROTATABLE RESOLVER MULTI-POLE (RESOLVER P=3); PLAIN SHAFT, TOLERANCE N; WITH HOLDING BRAKE PROTECTION CLASS IP65, FLANGE ON DRIVE END IP67; | - | 0 | 0
1FK7044-4CF71-1TA0 |  | 1FK7044-4CF71-1TA0 | 1 | UN | 1 | 15 | C | D | N | N | 85015220 | 1 |  | 7.402 | KG | 832.89 | 832.89 | MC05 | MC05 | SIMOTICS S Synchronous motor 1FK7-HD PN=1.2kW; UDC=600V M0=4.5Nm (100K); NN=3000rpm; Naturally cooled FRAME SIZE IMB 5 (IM V1, IM V3) FLANGE 1, WITH KTY TEMPERATURESENSOR POWER CONNECTOR ROTATABLE RESOLVER 2-POLE (RESOLVER P=1); SHAFT WITH FITTED KEY, TOLERANCE N; W/O HOLDING BRAKE PROTECTION CLASS IP64; | - | 0 | 0
1FK7044-4CF71-1TA1 |  | 1FK7044-4CF71-1TA1 | 1 | UN | 1 | 15 | C | D | N | N | 85015220 | 1 |  | 7.402 | KG | 895.23 | 895.23 | MC05 | MC05 | SIMOTICS S Synchronous motor 1FK7-HD PN=1.2kW; UDC=600V M0=4.5Nm (100K); NN=3000rpm; Naturally cooled FRAME SIZE IMB 5 (IM V1, IM V3) FLANGE 1, WITH KTY TEMPERATURESENSOR POWER CONNECTOR ROTATABLE RESOLVER 2-POLE (RESOLVER P=1); SHAFT WITH FITTED KEY, TOLERANCE N; W/O HOLDING BRAKE PROTECTION CLASS IP65, | - | 0 | 0
1FK7044-4CF71-1TA2 |  | 1FK7044-4CF71-1TA2 | 1 | UN | 1 | 15 | C | D | N | N | 85015220 | 1 |  | 7.402 | KG | 895.23 | 895.23 | MC05 | MC05 | SIMOTICS S Synchronous motor 1FK7-HD PN=1.2kW; UDC=600V M0=4.5Nm (100K); NN=3000rpm; Naturally cooled FRAME SIZE IMB 5 (IM V1, IM V3) FLANGE 1, WITH KTY TEMPERATURESENSOR POWER CONNECTOR ROTATABLE RESOLVER 2-POLE (RESOLVER P=1); SHAFT WITH FITTED KEY, TOLERANCE N; W/O HOLDING BRAKE PROTECTION CLASS IP65, FLANGE ON DRIVE END IP67; | - | 0 | 0
1FK7044-4CF71-1TB0 |  | 1FK7044-4CF71-1TB0 | 1 | UN | 1 | 15 | C | D | N | N | 85015220 | 1 |  | 7.701 | KG | 1006.85 | 1006.85 | MC05 | MC05 | SIMOTICS S Synchronous motor 1FK7-HD PN=1.2kW; UDC=600V M0=4.5Nm (100K); NN=3000rpm; Naturally cooled FRAME SIZE IMB 5 (IM V1, IM V3) FLANGE 1, WITH KTY TEMPERATURESENSOR POWER CONNECTOR ROTATABLE RESOLVER 2-POLE (RESOLVER P=1); SHAFT WITH FITTED KEY, TOLERANCE N; WITH HOLDING BRAKE PROTECTION CLASS IP64; | - | 0 | 0
1FK7044-4CF71-1TB1 |  | 1FK7044-4CF71-1TB1 | 1 | UN | 1 | 15 | C | D | N | N | 85015220 | 1 |  | 7.701 | KG | 1069.19 | 1069.19 | MC05 | MC05 | SIMOTICS S Synchronous motor 1FK7-HD PN=1.2kW; UDC=600V M0=4.5Nm (100K); NN=3000rpm; Naturally cooled FRAME SIZE IMB 5 (IM V1, IM V3) FLANGE 1, WITH KTY TEMPERATURESENSOR POWER CONNECTOR ROTATABLE RESOLVER 2-POLE (RESOLVER P=1); SHAFT WITH FITTED KEY, TOLERANCE N; WITH HOLDING BRAKE PROTECTION CLASS IP65, | - | 0 | 0
1FK7044-4CF71-1TB2 |  | 1FK7044-4CF71-1TB2 | 1 | UN | 1 | 15 | C | D | N | N | 85015220 | 1 |  | 7.701 | KG | 1069.19 | 1069.19 | MC05 | MC05 | SIMOTICS S Synchronous motor 1FK7-HD PN=1.2kW; UDC=600V M0=4.5Nm (100K); NN=3000rpm; Naturally cooled FRAME SIZE IMB 5 (IM V1, IM V3) FLANGE 1, WITH KTY TEMPERATURESENSOR POWER CONNECTOR ROTATABLE RESOLVER 2-POLE (RESOLVER P=1); SHAFT WITH FITTED KEY, TOLERANCE N; WITH HOLDING BRAKE PROTECTION CLASS IP65, FLANGE ON DRIVE END IP67; | - | 0 | 0
1FK7044-4CF71-1TG0 |  | 1FK7044-4CF71-1TG0 | 1 | UN | 1 | 15 | C | D | N | N | 85015220 | 1 |  | 7.402 | KG | 775.4 | 775.4 | MC05 | MC05 | SIMOTICS S Synchronous motor 1FK7-HD PN=1.2kW; UDC=600V M0=4.5Nm (100K); NN=3000rpm; Naturally cooled FRAME SIZE IMB 5 (IM V1, IM V3) FLANGE 1, WITH KTY TEMPERATURESENSOR POWER CONNECTOR ROTATABLE RESOLVER 2-POLE (RESOLVER P=1); PLAIN SHAFT, TOLERANCE N; W/O HOLDING BRAKE PROTECTION CLASS IP64; | - | 0 | 0
1FK7044-4CF71-1TG1 |  | 1FK7044-4CF71-1TG1 | 1 | UN | 1 | 15 | C | D | N | N | 85015220 | 1 |  | 7.402 | KG | 837.74 | 837.74 | MC05 | MC05 | SIMOTICS S Synchronous motor 1FK7-HD PN=1.2kW; UDC=600V M0=4.5Nm (100K); NN=3000rpm; Naturally cooled FRAME SIZE IMB 5 (IM V1, IM V3) FLANGE 1, WITH KTY TEMPERATURESENSOR POWER CONNECTOR ROTATABLE RESOLVER 2-POLE (RESOLVER P=1); PLAIN SHAFT, TOLERANCE N; W/O HOLDING BRAKE PROTECTION CLASS IP65, | - | 0 | 0
1FK7044-4CF71-1TG2 |  | 1FK7044-4CF71-1TG2 | 1 | UN | 1 | 15 | C | D | N | N | 85015220 | 1 |  | 7.402 | KG | 837.74 | 837.74 | MC05 | MC05 | SIMOTICS S Synchronous motor 1FK7-HD PN=1.2kW; UDC=600V M0=4.5Nm (100K); NN=3000rpm; Naturally cooled FRAME SIZE IMB 5 (IM V1, IM V3) FLANGE 1, WITH KTY TEMPERATURESENSOR POWER CONNECTOR ROTATABLE RESOLVER 2-POLE (RESOLVER P=1); PLAIN SHAFT, TOLERANCE N; W/O HOLDING BRAKE PROTECTION CLASS IP65, FLANGE ON DRIVE END IP67; | - | 0 | 0
1FK7044-4CF71-1TH0 |  | 1FK7044-4CF71-1TH0 | 1 | UN | 1 | 15 | C | D | N | N | 85015220 | 1 |  | 7.701 | KG | 947.87 | 947.87 | MC05 | MC05 | SIMOTICS S Synchronous motor 1FK7-HD PN=1.2kW; UDC=600V M0=4.5Nm (100K); NN=3000rpm; Naturally cooled FRAME SIZE IMB 5 (IM V1, IM V3) FLANGE 1, WITH KTY TEMPERATURESENSOR POWER CONNECTOR ROTATABLE RESOLVER 2-POLE (RESOLVER P=1); PLAIN SHAFT, TOLERANCE N; WITH HOLDING BRAKE PROTECTION CLASS IP64; | - | 0 | 0
1FK7044-4CF71-1TH1 |  | 1FK7044-4CF71-1TH1 | 1 | UN | 1 | 15 | C | D | N | N | 85015220 | 1 |  | 7.701 | KG | 1010.21 | 1010.21 | MC05 | MC05 | SIMOTICS S Synchronous motor 1FK7-HD PN=1.2kW; UDC=600V M0=4.5Nm (100K); NN=3000rpm; Naturally cooled FRAME SIZE IMB 5 (IM V1, IM V3) FLANGE 1, WITH KTY TEMPERATURESENSOR POWER CONNECTOR ROTATABLE RESOLVER 2-POLE (RESOLVER P=1); PLAIN SHAFT, TOLERANCE N; WITH HOLDING BRAKE PROTECTION CLASS IP65, | - | 0 | 0
1FK7044-4CF71-1TH2 |  | 1FK7044-4CF71-1TH2 | 1 | UN | 1 | 15 | C | D | N | N | 85015220 | 1 |  | 7.701 | KG | 1010.21 | 1010.21 | MC05 | MC05 | SIMOTICS S Synchronous motor 1FK7-HD PN=1.2kW; UDC=600V M0=4.5Nm (100K); NN=3000rpm; Naturally cooled FRAME SIZE IMB 5 (IM V1, IM V3) FLANGE 1, WITH KTY TEMPERATURESENSOR POWER CONNECTOR ROTATABLE RESOLVER 2-POLE (RESOLVER P=1); PLAIN SHAFT, TOLERANCE N; WITH HOLDING BRAKE PROTECTION CLASS IP65, FLANGE ON DRIVE END IP67; | - | 0 | 0
1FK7044-4CF71-1UA0 |  | 1FK7044-4CF71-1UA0 | 1 | UN | 1 | 15 | C | D | N | N | 85015220 | 1 |  | 7.402 | KG | 993.59 | 993.59 | MC05 | MC05 | SIMOTICS S Synchronous motor 1FK7-HD PN=1.2kW; UDC=600V M0=4.5Nm (100K); NN=3000rpm; Naturally cooled FRAME SIZE IMB 5 (IM V1, IM V3) FLANGE 1 POWER CONNECTOR ROTATABLE RESOLVER MULTI-POLE WITH DRIVE-CLIQ INTERFACE; SHAFT WITH FITTED KEY, TOLERANCE N; W/O HOLDING BRAKE PROTECTION CLASS IP64; | - | 0 | 0
1FK7044-4CF71-1UA1 |  | 1FK7044-4CF71-1UA1 | 1 | UN | 1 | 15 | C | D | N | N | 85015220 | 1 |  | 7.402 | KG | 1055.93 | 1055.93 | MC05 | MC05 | SIMOTICS S Synchronous motor 1FK7-HD PN=1.2kW; UDC=600V M0=4.5Nm (100K); NN=3000rpm; Naturally cooled FRAME SIZE IMB 5 (IM V1, IM V3) FLANGE 1 POWER CONNECTOR ROTATABLE RESOLVER MULTI-POLE WITH DRIVE-CLIQ INTERFACE; SHAFT WITH FITTED KEY, TOLERANCE N; W/O HOLDING BRAKE PROTECTION CLASS IP65, | - | 0 | 0
1FK7044-4CF71-1UA2 |  | 1FK7044-4CF71-1UA2 | 1 | UN | 1 | 15 | C | D | N | N | 85015220 | 1 |  | 7.402 | KG | 1055.93 | 1055.93 | MC05 | MC05 | SIMOTICS S Synchronous motor 1FK7-HD PN=1.2kW; UDC=600V M0=4.5Nm (100K); NN=3000rpm; Naturally cooled FRAME SIZE IMB 5 (IM V1, IM V3) FLANGE 1 POWER CONNECTOR ROTATABLE RESOLVER MULTI-POLE WITH DRIVE-CLIQ INTERFACE; SHAFT WITH FITTED KEY, TOLERANCE N; W/O HOLDING BRAKE PROTECTION CLASS IP65, FLANGE ON DRIVE END IP67; | - | 0 | 0
1FK7044-4CF71-1UB0 |  | 1FK7044-4CF71-1UB0 | 1 | UN | 1 | 15 | C | D | N | N | 85015220 | 1 |  | 7.701 | KG | 1167.55 | 1167.55 | MC05 | MC05 | SIMOTICS S Synchronous motor 1FK7-HD PN=1.2kW; UDC=600V M0=4.5Nm (100K); NN=3000rpm; Naturally cooled FRAME SIZE IMB 5 (IM V1, IM V3) FLANGE 1 POWER CONNECTOR ROTATABLE RESOLVER MULTI-POLE WITH DRIVE-CLIQ INTERFACE; SHAFT WITH FITTED KEY, TOLERANCE N; WITH HOLDING BRAKE PROTECTION CLASS IP64; | - | 0 | 0
1FK7044-4CF71-1UB1 |  | 1FK7044-4CF71-1UB1 | 1 | UN | 1 | 15 | C | D | N | N | 85015220 | 1 |  | 7.701 | KG | 1229.89 | 1229.89 | MC05 | MC05 | SIMOTICS S Synchronous motor 1FK7-HD PN=1.2kW; UDC=600V M0=4.5Nm (100K); NN=3000rpm; Naturally cooled FRAME SIZE IMB 5 (IM V1, IM V3) FLANGE 1 POWER CONNECTOR ROTATABLE RESOLVER MULTI-POLE WITH DRIVE-CLIQ INTERFACE; SHAFT WITH FITTED KEY, TOLERANCE N; WITH HOLDING BRAKE PROTECTION CLASS IP65, | - | 0 | 0
1FK7044-4CF71-1UB2 |  | 1FK7044-4CF71-1UB2 | 1 | UN | 1 | 15 | C | D | N | N | 85015220 | 1 |  | 7.701 | KG | 1229.89 | 1229.89 | MC05 | MC05 | SIMOTICS S Synchronous motor 1FK7-HD PN=1.2kW; UDC=600V M0=4.5Nm (100K); NN=3000rpm; Naturally cooled FRAME SIZE IMB 5 (IM V1, IM V3) FLANGE 1 POWER CONNECTOR ROTATABLE RESOLVER MULTI-POLE WITH DRIVE-CLIQ INTERFACE; SHAFT WITH FITTED KEY, TOLERANCE N; WITH HOLDING BRAKE PROTECTION CLASS IP65, FLANGE ON DRIVE END IP67; | - | 0 | 0
1FK7044-4CF71-1UG0 |  | 1FK7044-4CF71-1UG0 | 1 | UN | 1 | 15 | C | D | N | N | 85015220 | 1 |  | 7.402 | KG | 936.1 | 936.1 | MC05 | MC05 | SIMOTICS S Synchronous motor 1FK7-HD PN=1.2kW; UDC=600V M0=4.5Nm (100K); NN=3000rpm; Naturally cooled FRAME SIZE IMB 5 (IM V1, IM V3) FLANGE 1 POWER CONNECTOR ROTATABLE RESOLVER MULTI-POLE WITH DRIVE-CLIQ INTERFACE; PLAIN SHAFT, TOLERANCE N; W/O HOLDING BRAKE PROTECTION CLASS IP64; | - | 0 | 0
1FK7044-4CF71-1UG1 |  | 1FK7044-4CF71-1UG1 | 1 | UN | 1 | 15 | C | D | N | N | 85015220 | 1 |  | 7.402 | KG | 998.44 | 998.44 | MC05 | MC05 | SIMOTICS S Synchronous motor 1FK7-HD PN=1.2kW; UDC=600V M0=4.5Nm (100K); NN=3000rpm; Naturally cooled FRAME SIZE IMB 5 (IM V1, IM V3) FLANGE 1 POWER CONNECTOR ROTATABLE RESOLVER MULTI-POLE WITH DRIVE-CLIQ INTERFACE; PLAIN SHAFT, TOLERANCE N; W/O HOLDING BRAKE PROTECTION CLASS IP65, | - | 0 | 0
1FK7044-4CF71-1UG2 |  | 1FK7044-4CF71-1UG2 | 1 | UN | 1 | 15 | C | D | N | N | 85015220 | 1 |  | 7.402 | KG | 998.44 | 998.44 | MC05 | MC05 | SIMOTICS S Synchronous motor 1FK7-HD PN=1.2kW; UDC=600V M0=4.5Nm (100K); NN=3000rpm; Naturally cooled FRAME SIZE IMB 5 (IM V1, IM V3) FLANGE 1 POWER CONNECTOR ROTATABLE RESOLVER MULTI-POLE WITH DRIVE-CLIQ INTERFACE; PLAIN SHAFT, TOLERANCE N; W/O HOLDING BRAKE PROTECTION CLASS IP65, FLANGE ON DRIVE END IP67; | - | 0 | 0
1FK7044-4CF71-1UH0 |  | 1FK7044-4CF71-1UH0 | 1 | UN | 1 | 15 | C | D | N | N | 85015220 | 1 |  | 7.701 | KG | 1108.57 | 1108.57 | MC05 | MC05 | SIMOTICS S Synchronous motor 1FK7-HD PN=1.2kW; UDC=600V M0=4.5Nm (100K); NN=3000rpm; Naturally cooled FRAME SIZE IMB 5 (IM V1, IM V3) FLANGE 1 POWER CONNECTOR ROTATABLE RESOLVER MULTI-POLE WITH DRIVE-CLIQ INTERFACE; PLAIN SHAFT, TOLERANCE N; WITH HOLDING BRAKE PROTECTION CLASS IP64; | - | 0 | 0
1FK7044-4CF71-1UH1 |  | 1FK7044-4CF71-1UH1 | 1 | UN | 1 | 15 | C | D | N | N | 85015220 | 1 |  | 7.701 | KG | 1170.91 | 1170.91 | MC05 | MC05 | SIMOTICS S Synchronous motor 1FK7-HD PN=1.2kW; UDC=600V M0=4.5Nm (100K); NN=3000rpm; Naturally cooled FRAME SIZE IMB 5 (IM V1, IM V3) FLANGE 1 POWER CONNECTOR ROTATABLE RESOLVER MULTI-POLE WITH DRIVE-CLIQ INTERFACE; PLAIN SHAFT, TOLERANCE N; WITH HOLDING BRAKE PROTECTION CLASS IP65, | - | 0 | 0
1FK7044-4CF71-1UH2 |  | 1FK7044-4CF71-1UH2 | 1 | UN | 1 | 15 | C | D | N | N | 85015220 | 1 |  | 7.701 | KG | 1170.91 | 1170.91 | MC05 | MC05 | SIMOTICS S Synchronous motor 1FK7-HD PN=1.2kW; UDC=600V M0=4.5Nm (100K); NN=3000rpm; Naturally cooled FRAME SIZE IMB 5 (IM V1, IM V3) FLANGE 1 POWER CONNECTOR ROTATABLE RESOLVER MULTI-POLE WITH DRIVE-CLIQ INTERFACE; PLAIN SHAFT, TOLERANCE N; WITH HOLDING BRAKE PROTECTION CLASS IP65, FLANGE ON DRIVE END IP67; | - | 0 | 0
1FK7044-4CF74-1AA0 |  | 1FK7044-4CF74-1AA0 | 1 | UN | 1 | 15 | C | D | N | N | 85015220 | 1 |  | 7.401 | KG | 1223.53 | 1223.53 | MC05 | MC05 | SIMOTICS S Synchronous motor 1FK7-HD PN=1.2kW; UDC=600V M0=4.5Nm (100K); NN=3000rpm; Naturally cooled FRAME SIZE IMB 5 (IM V1, IM V3) FLANGE 1, WITH PT1000 TEMPERATURESENSOR POWER CONNECTOR ROTATABLE INCREMENTAL ENCODER SIN/COS 1VPP;2048 S/R W. C-AND D-SPUR (ENCODER IC2048S/R) SHAFT WITH FITTED KEY, TOLERANCE N; W/O HOLDING BRAKE PROTECTION CLASS IP64; | - | 0 | 0
1FK7044-4CF74-1AA1 |  | 1FK7044-4CF74-1AA1 | 1 | UN | 1 | 15 | C | D | N | N | 85015220 | 1 |  | 7.401 | KG | 1285.87 | 1285.87 | MC05 | MC05 | SIMOTICS S Synchronous motor 1FK7-HD PN=1.2kW; UDC=600V M0=4.5Nm (100K); NN=3000rpm; Naturally cooled FRAME SIZE IMB 5 (IM V1, IM V3) FLANGE 1, WITH PT1000 TEMPERATURESENSOR POWER CONNECTOR ROTATABLE INCREMENTAL ENCODER SIN/COS 1VPP;2048 S/R W. C-AND D-SPUR (ENCODER IC2048S/R) SHAFT WITH FITTED KEY, TOLERANCE N; W/O HOLDING BRAKE PROTECTION CLASS IP65, | - | 0 | 0
1FK7044-4CF74-1AA2 |  | 1FK7044-4CF74-1AA2 | 1 | UN | 1 | 15 | C | D | N | N | 85015220 | 1 |  | 7.401 | KG | 1285.87 | 1285.87 | MC05 | MC05 | SIMOTICS S Synchronous motor 1FK7-HD PN=1.2kW; UDC=600V M0=4.5Nm (100K); NN=3000rpm; Naturally cooled FRAME SIZE IMB 5 (IM V1, IM V3) FLANGE 1, WITH PT1000 TEMPERATURESENSOR POWER CONNECTOR ROTATABLE INCREMENTAL ENCODER SIN/COS 1VPP;2048 S/R W. C-AND D-SPUR (ENCODER IC2048S/R) SHAFT WITH FITTED KEY, TOLERANCE N; W/O HOLDING BRAKE PROTECTION CLASS IP65, FLANGE ON DRIVE END IP67; | - | 0 | 0
1FK7044-4CF74-1AB0 |  | 1FK7044-4CF74-1AB0 | 1 | UN | 1 | 15 | C | D | N | N | 85015220 | 1 |  | 7.7 | KG | 1397.49 | 1397.49 | MC05 | MC05 | SIMOTICS S Synchronous motor 1FK7-HD PN=1.2kW; UDC=600V M0=4.5Nm (100K); NN=3000rpm; Naturally cooled FRAME SIZE IMB 5 (IM V1, IM V3) FLANGE 1, WITH PT1000 TEMPERATURESENSOR POWER CONNECTOR ROTATABLE INCREMENTAL ENCODER SIN/COS 1VPP;2048 S/R W. C-AND D-SPUR (ENCODER IC2048S/R) SHAFT WITH FITTED KEY, TOLERANCE N; WITH HOLDING BRAKE PROTECTION CLASS IP64; | - | 0 | 0
1FK7044-4CF74-1AB1 |  | 1FK7044-4CF74-1AB1 | 1 | UN | 1 | 15 | C | D | N | N | 85015220 | 1 |  | 7.7 | KG | 1459.83 | 1459.83 | MC05 | MC05 | SIMOTICS S Synchronous motor 1FK7-HD PN=1.2kW; UDC=600V M0=4.5Nm (100K); NN=3000rpm; Naturally cooled FRAME SIZE IMB 5 (IM V1, IM V3) FLANGE 1, WITH PT1000 TEMPERATURESENSOR POWER CONNECTOR ROTATABLE INCREMENTAL ENCODER SIN/COS 1VPP;2048 S/R W. C-AND D-SPUR (ENCODER IC2048S/R) SHAFT WITH FITTED KEY, TOLERANCE N; WITH HOLDING BRAKE PROTECTION CLASS IP65, | - | 0 | 0
1FK7044-4CF74-1AB2 |  | 1FK7044-4CF74-1AB2 | 1 | UN | 1 | 15 | C | D | N | N | 85015220 | 1 |  | 7.7 | KG | 1459.83 | 1459.83 | MC05 | MC05 | SIMOTICS S Synchronous motor 1FK7-HD PN=1.2kW; UDC=600V M0=4.5Nm (100K); NN=3000rpm; Naturally cooled FRAME SIZE IMB 5 (IM V1, IM V3) FLANGE 1, WITH PT1000 TEMPERATURESENSOR POWER CONNECTOR ROTATABLE INCREMENTAL ENCODER SIN/COS 1VPP;2048 S/R W. C-AND D-SPUR (ENCODER IC2048S/R) SHAFT WITH FITTED KEY, TOLERANCE N; WITH HOLDING BRAKE PROTECTION CLASS IP65, FLANGE ON DRIVE END IP67; | - | 0 | 0
1FK7044-4CF74-1AG0 |  | 1FK7044-4CF74-1AG0 | 1 | UN | 1 | 15 | C | D | N | N | 85015220 | 1 |  | 7.401 | KG | 1166.04 | 1166.04 | MC05 | MC05 | SIMOTICS S Synchronous motor 1FK7-HD PN=1.2kW; UDC=600V M0=4.5Nm (100K); NN=3000rpm; Naturally cooled FRAME SIZE IMB 5 (IM V1, IM V3) FLANGE 1, WITH PT1000 TEMPERATURESENSOR POWER CONNECTOR ROTATABLE INCREMENTAL ENCODER SIN/COS 1VPP;2048 S/R W. C-AND D-SPUR (ENCODER IC2048S/R) PLAIN SHAFT, TOLERANCE N; W/O HOLDING BRAKE PROTECTION CLASS IP64; | - | 0 | 0
1FK7044-4CF74-1AG1 |  | 1FK7044-4CF74-1AG1 | 1 | UN | 1 | 15 | C | D | N | N | 85015220 | 1 |  | 7.401 | KG | 1228.38 | 1228.38 | MC05 | MC05 | SIMOTICS S Synchronous motor 1FK7-HD PN=1.2kW; UDC=600V M0=4.5Nm (100K); NN=3000rpm; Naturally cooled FRAME SIZE IMB 5 (IM V1, IM V3) FLANGE 1, WITH PT1000 TEMPERATURESENSOR POWER CONNECTOR ROTATABLE INCREMENTAL ENCODER SIN/COS 1VPP;2048 S/R W. C-AND D-SPUR (ENCODER IC2048S/R) PLAIN SHAFT, TOLERANCE N; W/O HOLDING BRAKE PROTECTION CLASS IP65, | - | 0 | 0
1FK7044-4CF74-1AG2 |  | 1FK7044-4CF74-1AG2 | 1 | UN | 1 | 15 | C | D | N | N | 85015220 | 1 |  | 7.401 | KG | 1228.38 | 1228.38 | MC05 | MC05 | SIMOTICS S Synchronous motor 1FK7-HD PN=1.2kW; UDC=600V M0=4.5Nm (100K); NN=3000rpm; Naturally cooled FRAME SIZE IMB 5 (IM V1, IM V3) FLANGE 1, WITH PT1000 TEMPERATURESENSOR POWER CONNECTOR ROTATABLE INCREMENTAL ENCODER SIN/COS 1VPP;2048 S/R W. C-AND D-SPUR (ENCODER IC2048S/R) PLAIN SHAFT, TOLERANCE N; W/O HOLDING BRAKE PROTECTION CLASS IP65, FLANGE ON DRIVE END IP67; | - | 0 | 0
1FK7044-4CF74-1AH0 |  | 1FK7044-4CF74-1AH0 | 1 | UN | 1 | 15 | C | D | N | N | 85015220 | 1 |  | 7.7 | KG | 1338.51 | 1338.51 | MC05 | MC05 | SIMOTICS S Synchronous motor 1FK7-HD PN=1.2kW; UDC=600V M0=4.5Nm (100K); NN=3000rpm; Naturally cooled FRAME SIZE IMB 5 (IM V1, IM V3) FLANGE 1, WITH PT1000 TEMPERATURESENSOR POWER CONNECTOR ROTATABLE INCREMENTAL ENCODER SIN/COS 1VPP;2048 S/R W. C-AND D-SPUR (ENCODER IC2048S/R) PLAIN SHAFT, TOLERANCE N; WITH HOLDING BRAKE PROTECTION CLASS IP64; | - | 0 | 0
1FK7044-4CF74-1AH1 |  | 1FK7044-4CF74-1AH1 | 1 | UN | 1 | 15 | C | D | N | N | 85015220 | 1 |  | 7.7 | KG | 1400.85 | 1400.85 | MC05 | MC05 | SIMOTICS S Synchronous motor 1FK7-HD PN=1.2kW; UDC=600V M0=4.5Nm (100K); NN=3000rpm; Naturally cooled FRAME SIZE IMB 5 (IM V1, IM V3) FLANGE 1, WITH PT1000 TEMPERATURESENSOR POWER CONNECTOR ROTATABLE INCREMENTAL ENCODER SIN/COS 1VPP;2048 S/R W. C-AND D-SPUR (ENCODER IC2048S/R) PLAIN SHAFT, TOLERANCE N; WITH HOLDING BRAKE PROTECTION CLASS IP65, | - | 0 | 0
1FK7044-4CF74-1AH2 |  | 1FK7044-4CF74-1AH2 | 1 | UN | 1 | 15 | C | D | N | N | 85015220 | 1 |  | 7.7 | KG | 1400.85 | 1400.85 | MC05 | MC05 | SIMOTICS S Synchronous motor 1FK7-HD PN=1.2kW; UDC=600V M0=4.5Nm (100K); NN=3000rpm; Naturally cooled FRAME SIZE IMB 5 (IM V1, IM V3) FLANGE 1, WITH PT1000 TEMPERATURESENSOR POWER CONNECTOR ROTATABLE INCREMENTAL ENCODER SIN/COS 1VPP;2048 S/R W. C-AND D-SPUR (ENCODER IC2048S/R) PLAIN SHAFT, TOLERANCE N; WITH HOLDING BRAKE PROTECTION CLASS IP65, FLANGE ON DRIVE END IP67; | - | 0 | 0
1FK7044-4CF74-1EA0 |  | 1FK7044-4CF74-1EA0 | 1 | UN | 1 | 15 | C | D | N | N | 85015220 | 1 |  | 7.401 | KG | 1471.21 | 1471.21 | MC05 | MC05 | SIMOTICS S Synchronous motor 1FK7-HD PN=1.2kW; UDC=600V M0=4.5Nm (100K); NN=3000rpm; Naturally cooled FRAME SIZE IMB 5 (IM V1, IM V3) FLANGE 1, WITH PT1000 TEMPERATURESENSOR POWER CONNECTOR ROTATABLE ABSOLUTE ENCODERR 2048 S/R + 4096 UMDREHUNGEN MULTITURN, WITH ENDAT-SCHNITTSTELLE (ENCODER AM2048S/R) SHAFT WITH FITTED KEY, TOLERANCE N; W/O HOLDING BRAKE PROTECTION CLASS IP64; | - | 0 | 0
1FK7044-4CF74-1EA1 |  | 1FK7044-4CF74-1EA1 | 1 | UN | 1 | 15 | C | D | N | N | 85015220 | 1 |  | 7.401 | KG | 1533.55 | 1533.55 | MC05 | MC05 | SIMOTICS S Synchronous motor 1FK7-HD PN=1.2kW; UDC=600V M0=4.5Nm (100K); NN=3000rpm; Naturally cooled FRAME SIZE IMB 5 (IM V1, IM V3) FLANGE 1, WITH PT1000 TEMPERATURESENSOR POWER CONNECTOR ROTATABLE ABSOLUTE ENCODERR 2048 S/R + 4096 UMDREHUNGEN MULTITURN, WITH ENDAT-SCHNITTSTELLE (ENCODER AM2048S/R) SHAFT WITH FITTED KEY, TOLERANCE N; W/O HOLDING BRAKE PROTECTION CLASS IP65, | - | 0 | 0
1FK7044-4CF74-1EA2 |  | 1FK7044-4CF74-1EA2 | 1 | UN | 1 | 15 | C | D | N | N | 85015220 | 1 |  | 7.401 | KG | 1533.55 | 1533.55 | MC05 | MC05 | SIMOTICS S Synchronous motor 1FK7-HD PN=1.2kW; UDC=600V M0=4.5Nm (100K); NN=3000rpm; Naturally cooled FRAME SIZE IMB 5 (IM V1, IM V3) FLANGE 1, WITH PT1000 TEMPERATURESENSOR POWER CONNECTOR ROTATABLE ABSOLUTE ENCODERR 2048 S/R + 4096 UMDREHUNGEN MULTITURN, WITH ENDAT-SCHNITTSTELLE (ENCODER AM2048S/R) SHAFT WITH FITTED KEY, TOLERANCE N; W/O HOLDING BRAKE PROTECTION CLASS IP65, FLANGE ON DRIVE END IP67; | - | 0 | 0
1FK7044-4CF74-1EB0 |  | 1FK7044-4CF74-1EB0 | 1 | UN | 1 | 15 | C | D | N | N | 85015220 | 1 |  | 7.7 | KG | 1645.17 | 1645.17 | MC05 | MC05 | SIMOTICS S Synchronous motor 1FK7-HD PN=1.2kW; UDC=600V M0=4.5Nm (100K); NN=3000rpm; Naturally cooled FRAME SIZE IMB 5 (IM V1, IM V3) FLANGE 1, WITH PT1000 TEMPERATURESENSOR POWER CONNECTOR ROTATABLE ABSOLUTE ENCODERR 2048 S/R + 4096 UMDREHUNGEN MULTITURN, WITH ENDAT-SCHNITTSTELLE (ENCODER AM2048S/R) SHAFT WITH FITTED KEY, TOLERANCE N; WITH HOLDING BRAKE PROTECTION CLASS IP64; | - | 0 | 0
1FK7044-4CF74-1EB1 |  | 1FK7044-4CF74-1EB1 | 1 | UN | 1 | 15 | C | D | N | N | 85015220 | 1 |  | 7.7 | KG | 1707.51 | 1707.51 | MC05 | MC05 | SIMOTICS S Synchronous motor 1FK7-HD PN=1.2kW; UDC=600V M0=4.5Nm (100K); NN=3000rpm; Naturally cooled FRAME SIZE IMB 5 (IM V1, IM V3) FLANGE 1, WITH PT1000 TEMPERATURESENSOR POWER CONNECTOR ROTATABLE ABSOLUTE ENCODERR 2048 S/R + 4096 UMDREHUNGEN MULTITURN, WITH ENDAT-SCHNITTSTELLE (ENCODER AM2048S/R) SHAFT WITH FITTED KEY, TOLERANCE N; WITH HOLDING BRAKE PROTECTION CLASS IP65, | - | 0 | 0
1FK7044-4CF74-1EB2 |  | 1FK7044-4CF74-1EB2 | 1 | UN | 1 | 15 | C | D | N | N | 85015220 | 1 |  | 7.7 | KG | 1707.51 | 1707.51 | MC05 | MC05 | SIMOTICS S Synchronous motor 1FK7-HD PN=1.2kW; UDC=600V M0=4.5Nm (100K); NN=3000rpm; Naturally cooled FRAME SIZE IMB 5 (IM V1, IM V3) FLANGE 1, WITH PT1000 TEMPERATURESENSOR POWER CONNECTOR ROTATABLE ABSOLUTE ENCODERR 2048 S/R + 4096 UMDREHUNGEN MULTITURN, WITH ENDAT-SCHNITTSTELLE (ENCODER AM2048S/R) SHAFT WITH FITTED KEY, TOLERANCE N; WITH HOLDING BRAKE PROTECTION CLASS IP65, FLANGE ON DRIVE END IP67; | - | 0 | 0
1FK7044-4CF74-1EG0 |  | 1FK7044-4CF74-1EG0 | 1 | UN | 1 | 15 | C | D | N | N | 85015220 | 1 |  | 7.401 | KG | 1413.72 | 1413.72 | MC05 | MC05 | SIMOTICS S Synchronous motor 1FK7-HD PN=1.2kW; UDC=600V M0=4.5Nm (100K); NN=3000rpm; Naturally cooled FRAME SIZE IMB 5 (IM V1, IM V3) FLANGE 1, WITH PT1000 TEMPERATURESENSOR POWER CONNECTOR ROTATABLE ABSOLUTE ENCODERR 2048 S/R + 4096 UMDREHUNGEN MULTITURN, WITH ENDAT-SCHNITTSTELLE (ENCODER AM2048S/R) PLAIN SHAFT, TOLERANCE N; W/O HOLDING BRAKE PROTECTION CLASS IP64; | - | 0 | 0
1FK7044-4CF74-1EG1 |  | 1FK7044-4CF74-1EG1 | 1 | UN | 1 | 15 | C | D | N | N | 85015220 | 1 |  | 7.401 | KG | 1476.06 | 1476.06 | MC05 | MC05 | SIMOTICS S Synchronous motor 1FK7-HD PN=1.2kW; UDC=600V M0=4.5Nm (100K); NN=3000rpm; Naturally cooled FRAME SIZE IMB 5 (IM V1, IM V3) FLANGE 1, WITH PT1000 TEMPERATURESENSOR POWER CONNECTOR ROTATABLE ABSOLUTE ENCODERR 2048 S/R + 4096 UMDREHUNGEN MULTITURN, WITH ENDAT-SCHNITTSTELLE (ENCODER AM2048S/R) PLAIN SHAFT, TOLERANCE N; W/O HOLDING BRAKE PROTECTION CLASS IP65, | - | 0 | 0
1FK7044-4CF74-1EG2 |  | 1FK7044-4CF74-1EG2 | 1 | UN | 1 | 15 | C | D | N | N | 85015220 | 1 |  | 7.401 | KG | 1476.06 | 1476.06 | MC05 | MC05 | SIMOTICS S Synchronous motor 1FK7-HD PN=1.2kW; UDC=600V M0=4.5Nm (100K); NN=3000rpm; Naturally cooled FRAME SIZE IMB 5 (IM V1, IM V3) FLANGE 1, WITH PT1000 TEMPERATURESENSOR POWER CONNECTOR ROTATABLE ABSOLUTE ENCODERR 2048 S/R + 4096 UMDREHUNGEN MULTITURN, WITH ENDAT-SCHNITTSTELLE (ENCODER AM2048S/R) PLAIN SHAFT, TOLERANCE N; W/O HOLDING BRAKE PROTECTION CLASS IP65, FLANGE ON DRIVE END IP67; | - | 0 | 0
1FK7044-4CF74-1EH0 |  | 1FK7044-4CF74-1EH0 | 1 | UN | 1 | 15 | C | D | N | N | 85015220 | 1 |  | 7.7 | KG | 1586.19 | 1586.19 | MC05 | MC05 | SIMOTICS S Synchronous motor 1FK7-HD PN=1.2kW; UDC=600V M0=4.5Nm (100K); NN=3000rpm; Naturally cooled FRAME SIZE IMB 5 (IM V1, IM V3) FLANGE 1, WITH PT1000 TEMPERATURESENSOR POWER CONNECTOR ROTATABLE ABSOLUTE ENCODERR 2048 S/R + 4096 UMDREHUNGEN MULTITURN, WITH ENDAT-SCHNITTSTELLE (ENCODER AM2048S/R) PLAIN SHAFT, TOLERANCE N; WITH HOLDING BRAKE PROTECTION CLASS IP64; | - | 0 | 0
1FK7044-4CF74-1EH1 |  | 1FK7044-4CF74-1EH1 | 1 | UN | 1 | 15 | C | D | N | N | 85015220 | 1 |  | 7.7 | KG | 1648.53 | 1648.53 | MC05 | MC05 | SIMOTICS S Synchronous motor 1FK7-HD PN=1.2kW; UDC=600V M0=4.5Nm (100K); NN=3000rpm; Naturally cooled FRAME SIZE IMB 5 (IM V1, IM V3) FLANGE 1, WITH PT1000 TEMPERATURESENSOR POWER CONNECTOR ROTATABLE ABSOLUTE ENCODERR 2048 S/R + 4096 UMDREHUNGEN MULTITURN, WITH ENDAT-SCHNITTSTELLE (ENCODER AM2048S/R) PLAIN SHAFT, TOLERANCE N; WITH HOLDING BRAKE PROTECTION CLASS IP65, | - | 0 | 0
1FK7044-4CF74-1EH2 |  | 1FK7044-4CF74-1EH2 | 1 | UN | 1 | 15 | C | D | N | N | 85015220 | 1 |  | 7.7 | KG | 1648.53 | 1648.53 | MC05 | MC05 | SIMOTICS S Synchronous motor 1FK7-HD PN=1.2kW; UDC=600V M0=4.5Nm (100K); NN=3000rpm; Naturally cooled FRAME SIZE IMB 5 (IM V1, IM V3) FLANGE 1, WITH PT1000 TEMPERATURESENSOR POWER CONNECTOR ROTATABLE ABSOLUTE ENCODERR 2048 S/R + 4096 UMDREHUNGEN MULTITURN, WITH ENDAT-SCHNITTSTELLE (ENCODER AM2048S/R) PLAIN SHAFT, TOLERANCE N; WITH HOLDING BRAKE PROTECTION CLASS IP65, FLANGE ON DRIVE END IP67; | - | 0 | 0
1FK7044-4CF74-1SA0 |  | 1FK7044-4CF74-1SA0 | 1 | UN | 1 | 15 | C | D | N | N | 85015220 | 1 |  | 7.402 | KG | 832.89 | 832.89 | MC05 | MC05 | SIMOTICS S Synchronous motor 1FK7-HD PN=1.2kW; UDC=600V M0=4.5Nm (100K); NN=3000rpm; Naturally cooled FRAME SIZE IMB 5 (IM V1, IM V3) FLANGE 1, WITH PT1000 TEMPERATURESENSOR POWER CONNECTOR ROTATABLE RESOLVER MULTI-POLE (RESOLVER P=3); SHAFT WITH FITTED KEY, TOLERANCE N; W/O HOLDING BRAKE PROTECTION CLASS IP64; | - | 0 | 0
1FK7044-4CF74-1SA1 |  | 1FK7044-4CF74-1SA1 | 1 | UN | 1 | 15 | C | D | N | N | 85015220 | 1 |  | 7.402 | KG | 895.23 | 895.23 | MC05 | MC05 | SIMOTICS S Synchronous motor 1FK7-HD PN=1.2kW; UDC=600V M0=4.5Nm (100K); NN=3000rpm; Naturally cooled FRAME SIZE IMB 5 (IM V1, IM V3) FLANGE 1, WITH PT1000 TEMPERATURESENSOR POWER CONNECTOR ROTATABLE RESOLVER MULTI-POLE (RESOLVER P=3); SHAFT WITH FITTED KEY, TOLERANCE N; W/O HOLDING BRAKE PROTECTION CLASS IP65, | - | 0 | 0
1FK7044-4CF74-1SA2 |  | 1FK7044-4CF74-1SA2 | 1 | UN | 1 | 15 | C | D | N | N | 85015220 | 1 |  | 7.402 | KG | 895.23 | 895.23 | MC05 | MC05 | SIMOTICS S Synchronous motor 1FK7-HD PN=1.2kW; UDC=600V M0=4.5Nm (100K); NN=3000rpm; Naturally cooled FRAME SIZE IMB 5 (IM V1, IM V3) FLANGE 1, WITH PT1000 TEMPERATURESENSOR POWER CONNECTOR ROTATABLE RESOLVER MULTI-POLE (RESOLVER P=3); SHAFT WITH FITTED KEY, TOLERANCE N; W/O HOLDING BRAKE PROTECTION CLASS IP65, FLANGE ON DRIVE END IP67; | - | 0 | 0
1FK7044-4CF74-1SB0 |  | 1FK7044-4CF74-1SB0 | 1 | UN | 1 | 15 | C | D | N | N | 85015220 | 1 |  | 7.701 | KG | 1006.85 | 1006.85 | MC05 | MC05 | SIMOTICS S Synchronous motor 1FK7-HD PN=1.2kW; UDC=600V M0=4.5Nm (100K); NN=3000rpm; Naturally cooled FRAME SIZE IMB 5 (IM V1, IM V3) FLANGE 1, WITH PT1000 TEMPERATURESENSOR POWER CONNECTOR ROTATABLE RESOLVER MULTI-POLE (RESOLVER P=3); SHAFT WITH FITTED KEY, TOLERANCE N; WITH HOLDING BRAKE PROTECTION CLASS IP64; | - | 0 | 0
1FK7044-4CF74-1SB1 |  | 1FK7044-4CF74-1SB1 | 1 | UN | 1 | 15 | C | D | N | N | 85015220 | 1 |  | 7.701 | KG | 1069.19 | 1069.19 | MC05 | MC05 | SIMOTICS S Synchronous motor 1FK7-HD PN=1.2kW; UDC=600V M0=4.5Nm (100K); NN=3000rpm; Naturally cooled FRAME SIZE IMB 5 (IM V1, IM V3) FLANGE 1, WITH PT1000 TEMPERATURESENSOR POWER CONNECTOR ROTATABLE RESOLVER MULTI-POLE (RESOLVER P=3); SHAFT WITH FITTED KEY, TOLERANCE N; WITH HOLDING BRAKE PROTECTION CLASS IP65, | - | 0 | 0
1FK7044-4CF74-1SB2 |  | 1FK7044-4CF74-1SB2 | 1 | UN | 1 | 15 | C | D | N | N | 85015220 | 1 |  | 7.701 | KG | 1069.19 | 1069.19 | MC05 | MC05 | SIMOTICS S Synchronous motor 1FK7-HD PN=1.2kW; UDC=600V M0=4.5Nm (100K); NN=3000rpm; Naturally cooled FRAME SIZE IMB 5 (IM V1, IM V3) FLANGE 1, WITH PT1000 TEMPERATURESENSOR POWER CONNECTOR ROTATABLE RESOLVER MULTI-POLE (RESOLVER P=3); SHAFT WITH FITTED KEY, TOLERANCE N; WITH HOLDING BRAKE PROTECTION CLASS IP65, FLANGE ON DRIVE END IP67; | - | 0 | 0
1FK7044-4CF74-1SB2-Z | N16 | 1FK7044-4CF74-1SB2-ZN16 | 1 | UN | 1 | 15 | C | D | N | N | 85015220 | 1 |  | 7.701 | KG | 1165.49 | 1165.49 | MC05 | MC05 | SIMOTICS S Synchronous motor 1FK7-HD PN=1.2kW; UDC=600V M0=4.5Nm (100K); NN=3000rpm; Naturally cooled FRAME SIZE IMB 5 (IM V1, IM V3) FLANGE 1, WITH PT1000 TEMPERATURESENSOR POWER CONNECTOR ROTATABLE RESOLVER MULTI-POLE (RESOLVER P=3); SHAFT WITH FITTED KEY, TOLERANCE N; WITH HOLDING BRAKE PROTECTION CLASS IP65, FLANGE ON DRIVE END IP67; N16: EXECUTION FOR INCREASED CHEMICAL RESISTANCE | - | 0 | 0
1FK7044-4CF74-1SG0 |  | 1FK7044-4CF74-1SG0 | 1 | UN | 1 | 15 | C | D | N | N | 85015220 | 1 |  | 7.402 | KG | 775.4 | 775.4 | MC05 | MC05 | SIMOTICS S Synchronous motor 1FK7-HD PN=1.2kW; UDC=600V M0=4.5Nm (100K); NN=3000rpm; Naturally cooled FRAME SIZE IMB 5 (IM V1, IM V3) FLANGE 1, WITH PT1000 TEMPERATURESENSOR POWER CONNECTOR ROTATABLE RESOLVER MULTI-POLE (RESOLVER P=3); PLAIN SHAFT, TOLERANCE N; W/O HOLDING BRAKE PROTECTION CLASS IP64; | - | 0 | 0
1FK7044-4CF74-1SG1 |  | 1FK7044-4CF74-1SG1 | 1 | UN | 1 | 15 | C | D | N | N | 85015220 | 1 |  | 7.402 | KG | 837.74 | 837.74 | MC05 | MC05 | SIMOTICS S Synchronous motor 1FK7-HD PN=1.2kW; UDC=600V M0=4.5Nm (100K); NN=3000rpm; Naturally cooled FRAME SIZE IMB 5 (IM V1, IM V3) FLANGE 1, WITH PT1000 TEMPERATURESENSOR POWER CONNECTOR ROTATABLE RESOLVER MULTI-POLE (RESOLVER P=3); PLAIN SHAFT, TOLERANCE N; W/O HOLDING BRAKE PROTECTION CLASS IP65, | - | 0 | 0
1FK7044-4CF74-1SG2 |  | 1FK7044-4CF74-1SG2 | 1 | UN | 1 | 15 | C | D | N | N | 85015220 | 1 |  | 7.402 | KG | 837.74 | 837.74 | MC05 | MC05 | SIMOTICS S Synchronous motor 1FK7-HD PN=1.2kW; UDC=600V M0=4.5Nm (100K); NN=3000rpm; Naturally cooled FRAME SIZE IMB 5 (IM V1, IM V3) FLANGE 1, WITH PT1000 TEMPERATURESENSOR POWER CONNECTOR ROTATABLE RESOLVER MULTI-POLE (RESOLVER P=3); PLAIN SHAFT, TOLERANCE N; W/O HOLDING BRAKE PROTECTION CLASS IP65, FLANGE ON DRIVE END IP67; | - | 0 | 0
1FK7044-4CF74-1SH0 |  | 1FK7044-4CF74-1SH0 | 1 | UN | 1 | 15 | C | D | N | N | 85015220 | 1 |  | 7.701 | KG | 947.87 | 947.87 | MC05 | MC05 | SIMOTICS S Synchronous motor 1FK7-HD PN=1.2kW; UDC=600V M0=4.5Nm (100K); NN=3000rpm; Naturally cooled FRAME SIZE IMB 5 (IM V1, IM V3) FLANGE 1, WITH PT1000 TEMPERATURESENSOR POWER CONNECTOR ROTATABLE RESOLVER MULTI-POLE (RESOLVER P=3); PLAIN SHAFT, TOLERANCE N; WITH HOLDING BRAKE PROTECTION CLASS IP64; | - | 0 | 0
1FK7044-4CF74-1SH1 |  | 1FK7044-4CF74-1SH1 | 1 | UN | 1 | 15 | C | D | N | N | 85015220 | 1 |  | 7.701 | KG | 1010.21 | 1010.21 | MC05 | MC05 | SIMOTICS S Synchronous motor 1FK7-HD PN=1.2kW; UDC=600V M0=4.5Nm (100K); NN=3000rpm; Naturally cooled FRAME SIZE IMB 5 (IM V1, IM V3) FLANGE 1, WITH PT1000 TEMPERATURESENSOR POWER CONNECTOR ROTATABLE RESOLVER MULTI-POLE (RESOLVER P=3); PLAIN SHAFT, TOLERANCE N; WITH HOLDING BRAKE PROTECTION CLASS IP65, | - | 0 | 0
1FK7044-4CF74-1SH2 |  | 1FK7044-4CF74-1SH2 | 1 | UN | 1 | 15 | C | D | N | N | 85015220 | 1 |  | 7.701 | KG | 1010.21 | 1010.21 | MC05 | MC05 | SIMOTICS S Synchronous motor 1FK7-HD PN=1.2kW; UDC=600V M0=4.5Nm (100K); NN=3000rpm; Naturally cooled FRAME SIZE IMB 5 (IM V1, IM V3) FLANGE 1, WITH PT1000 TEMPERATURESENSOR POWER CONNECTOR ROTATABLE RESOLVER MULTI-POLE (RESOLVER P=3); PLAIN SHAFT, TOLERANCE N; WITH HOLDING BRAKE PROTECTION CLASS IP65, FLANGE ON DRIVE END IP67; | - | 0 | 0
1FK7044-4CF74-1TA0 |  | 1FK7044-4CF74-1TA0 | 1 | UN | 1 | 15 | C | D | N | N | 85015220 | 1 |  | 7.402 | KG | 832.89 | 832.89 | MC05 | MC05 | SIMOTICS S Synchronous motor 1FK7-HD PN=1.2kW; UDC=600V M0=4.5Nm (100K); NN=3000rpm; Naturally cooled FRAME SIZE IMB 5 (IM V1, IM V3) FLANGE 1, WITH PT1000 TEMPERATURESENSOR POWER CONNECTOR ROTATABLE RESOLVER 2-POLE (RESOLVER P=1); SHAFT WITH FITTED KEY, TOLERANCE N; W/O HOLDING BRAKE PROTECTION CLASS IP64; | - | 0 | 0
1FK7044-4CF74-1TA1 |  | 1FK7044-4CF74-1TA1 | 1 | UN | 1 | 15 | C | D | N | N | 85015220 | 1 |  | 7.402 | KG | 895.23 | 895.23 | MC05 | MC05 | SIMOTICS S Synchronous motor 1FK7-HD PN=1.2kW; UDC=600V M0=4.5Nm (100K); NN=3000rpm; Naturally cooled FRAME SIZE IMB 5 (IM V1, IM V3) FLANGE 1, WITH PT1000 TEMPERATURESENSOR POWER CONNECTOR ROTATABLE RESOLVER 2-POLE (RESOLVER P=1); SHAFT WITH FITTED KEY, TOLERANCE N; W/O HOLDING BRAKE PROTECTION CLASS IP65, | - | 0 | 0
1FK7044-4CF74-1TA2 |  | 1FK7044-4CF74-1TA2 | 1 | UN | 1 | 15 | C | D | N | N | 85015220 | 1 |  | 7.402 | KG | 895.23 | 895.23 | MC05 | MC05 | SIMOTICS S Synchronous motor 1FK7-HD PN=1.2kW; UDC=600V M0=4.5Nm (100K); NN=3000rpm; Naturally cooled FRAME SIZE IMB 5 (IM V1, IM V3) FLANGE 1, WITH PT1000 TEMPERATURESENSOR POWER CONNECTOR ROTATABLE RESOLVER 2-POLE (RESOLVER P=1); SHAFT WITH FITTED KEY, TOLERANCE N; W/O HOLDING BRAKE PROTECTION CLASS IP65, FLANGE ON DRIVE END IP67; | - | 0 | 0
1FK7044-4CF74-1TB0 |  | 1FK7044-4CF74-1TB0 | 1 | UN | 1 | 15 | C | D | N | N | 85015220 | 1 |  | 7.701 | KG | 1006.85 | 1006.85 | MC05 | MC05 | SIMOTICS S Synchronous motor 1FK7-HD PN=1.2kW; UDC=600V M0=4.5Nm (100K); NN=3000rpm; Naturally cooled FRAME SIZE IMB 5 (IM V1, IM V3) FLANGE 1, WITH PT1000 TEMPERATURESENSOR POWER CONNECTOR ROTATABLE RESOLVER 2-POLE (RESOLVER P=1); SHAFT WITH FITTED KEY, TOLERANCE N; WITH HOLDING BRAKE PROTECTION CLASS IP64; | - | 0 | 0
1FK7044-4CF74-1TB1 |  | 1FK7044-4CF74-1TB1 | 1 | UN | 1 | 15 | C | D | N | N | 85015220 | 1 |  | 7.701 | KG | 1069.19 | 1069.19 | MC05 | MC05 | SIMOTICS S Synchronous motor 1FK7-HD PN=1.2kW; UDC=600V M0=4.5Nm (100K); NN=3000rpm; Naturally cooled FRAME SIZE IMB 5 (IM V1, IM V3) FLANGE 1, WITH PT1000 TEMPERATURESENSOR POWER CONNECTOR ROTATABLE RESOLVER 2-POLE (RESOLVER P=1); SHAFT WITH FITTED KEY, TOLERANCE N; WITH HOLDING BRAKE PROTECTION CLASS IP65, | - | 0 | 0
1FK7044-4CF74-1TB2 |  | 1FK7044-4CF74-1TB2 | 1 | UN | 1 | 15 | C | D | N | N | 85015220 | 1 |  | 7.701 | KG | 1069.19 | 1069.19 | MC05 | MC05 | SIMOTICS S Synchronous motor 1FK7-HD PN=1.2kW; UDC=600V M0=4.5Nm (100K); NN=3000rpm; Naturally cooled FRAME SIZE IMB 5 (IM V1, IM V3) FLANGE 1, WITH PT1000 TEMPERATURESENSOR POWER CONNECTOR ROTATABLE RESOLVER 2-POLE (RESOLVER P=1); SHAFT WITH FITTED KEY, TOLERANCE N; WITH HOLDING BRAKE PROTECTION CLASS IP65, FLANGE ON DRIVE END IP67; | - | 0 | 0
1FK7044-4CF74-1TG0 |  | 1FK7044-4CF74-1TG0 | 1 | UN | 1 | 15 | C | D | N | N | 85015220 | 1 |  | 7.402 | KG | 775.4 | 775.4 | MC05 | MC05 | SIMOTICS S Synchronous motor 1FK7-HD PN=1.2kW; UDC=600V M0=4.5Nm (100K); NN=3000rpm; Naturally cooled FRAME SIZE IMB 5 (IM V1, IM V3) FLANGE 1, WITH PT1000 TEMPERATURESENSOR POWER CONNECTOR ROTATABLE RESOLVER 2-POLE (RESOLVER P=1); PLAIN SHAFT, TOLERANCE N; W/O HOLDING BRAKE PROTECTION CLASS IP64; | - | 0 | 0
1FK7044-4CF74-1TG1 |  | 1FK7044-4CF74-1TG1 | 1 | UN | 1 | 15 | C | D | N | N | 85015220 | 1 |  | 7.402 | KG | 837.74 | 837.74 | MC05 | MC05 | SIMOTICS S Synchronous motor 1FK7-HD PN=1.2kW; UDC=600V M0=4.5Nm (100K); NN=3000rpm; Naturally cooled FRAME SIZE IMB 5 (IM V1, IM V3) FLANGE 1, WITH PT1000 TEMPERATURESENSOR POWER CONNECTOR ROTATABLE RESOLVER 2-POLE (RESOLVER P=1); PLAIN SHAFT, TOLERANCE N; W/O HOLDING BRAKE PROTECTION CLASS IP65, | - | 0 | 0
1FK7044-4CF74-1TG2 |  | 1FK7044-4CF74-1TG2 | 1 | UN | 1 | 15 | C | D | N | N | 85015220 | 1 |  | 7.402 | KG | 837.74 | 837.74 | MC05 | MC05 | SIMOTICS S Synchronous motor 1FK7-HD PN=1.2kW; UDC=600V M0=4.5Nm (100K); NN=3000rpm; Naturally cooled FRAME SIZE IMB 5 (IM V1, IM V3) FLANGE 1, WITH PT1000 TEMPERATURESENSOR POWER CONNECTOR ROTATABLE RESOLVER 2-POLE (RESOLVER P=1); PLAIN SHAFT, TOLERANCE N; W/O HOLDING BRAKE PROTECTION CLASS IP65, FLANGE ON DRIVE END IP67; | - | 0 | 0
1FK7044-4CF74-1TH0 |  | 1FK7044-4CF74-1TH0 | 1 | UN | 1 | 15 | C | D | N | N | 85015220 | 1 |  | 7.701 | KG | 947.87 | 947.87 | MC05 | MC05 | SIMOTICS S Synchronous motor 1FK7-HD PN=1.2kW; UDC=600V M0=4.5Nm (100K); NN=3000rpm; Naturally cooled FRAME SIZE IMB 5 (IM V1, IM V3) FLANGE 1, WITH PT1000 TEMPERATURESENSOR POWER CONNECTOR ROTATABLE RESOLVER 2-POLE (RESOLVER P=1); PLAIN SHAFT, TOLERANCE N; WITH HOLDING BRAKE PROTECTION CLASS IP64; | - | 0 | 0
1FK7044-4CF74-1TH1 |  | 1FK7044-4CF74-1TH1 | 1 | UN | 1 | 15 | C | D | N | N | 85015220 | 1 |  | 7.701 | KG | 1010.21 | 1010.21 | MC05 | MC05 | SIMOTICS S Synchronous motor 1FK7-HD PN=1.2kW; UDC=600V M0=4.5Nm (100K); NN=3000rpm; Naturally cooled FRAME SIZE IMB 5 (IM V1, IM V3) FLANGE 1, WITH PT1000 TEMPERATURESENSOR POWER CONNECTOR ROTATABLE RESOLVER 2-POLE (RESOLVER P=1); PLAIN SHAFT, TOLERANCE N; WITH HOLDING BRAKE PROTECTION CLASS IP65, | - | 0 | 0
1FK7044-4CF74-1TH2 |  | 1FK7044-4CF74-1TH2 | 1 | UN | 1 | 15 | C | D | N | N | 85015220 | 1 |  | 7.701 | KG | 1010.21 | 1010.21 | MC05 | MC05 | SIMOTICS S Synchronous motor 1FK7-HD PN=1.2kW; UDC=600V M0=4.5Nm (100K); NN=3000rpm; Naturally cooled FRAME SIZE IMB 5 (IM V1, IM V3) FLANGE 1, WITH PT1000 TEMPERATURESENSOR POWER CONNECTOR ROTATABLE RESOLVER 2-POLE (RESOLVER P=1); PLAIN SHAFT, TOLERANCE N; WITH HOLDING BRAKE PROTECTION CLASS IP65, FLANGE ON DRIVE END IP67; | - | 0 | 0
1FK7044-4CH71-1AA0 |  | 1FK7044-4CH71-1AA0 | 1 | UN | 1 | 15 | C | D | N | N | 85015220 | 1 |  | 7.401 | KG | 1223.53 | 1223.53 | MC05 | MC05 | SIMOTICS S Synchronous motor 1FK7-HD PN=1.4kW; UDC=600V M0=4.5Nm (100K); NN=4500rpm; Naturally cooled FRAME SIZE IMB 5 (IM V1, IM V3) FLANGE 1, WITH KTY TEMPERATURESENSOR POWER CONNECTOR ROTATABLE INCREMENTAL ENCODER SIN/COS 1VPP;2048 S/R W. C-AND D-SPUR (ENCODER IC2048S/R) SHAFT WITH FITTED KEY, TOLERANCE N; W/O HOLDING BRAKE PROTECTION CLASS IP64; | - | 0 | 0
1FK7044-4CH71-1AA1 |  | 1FK7044-4CH71-1AA1 | 1 | UN | 1 | 15 | C | D | N | N | 85015220 | 1 |  | 7.401 | KG | 1285.87 | 1285.87 | MC05 | MC05 | SIMOTICS S Synchronous motor 1FK7-HD PN=1.4kW; UDC=600V M0=4.5Nm (100K); NN=4500rpm; Naturally cooled FRAME SIZE IMB 5 (IM V1, IM V3) FLANGE 1, WITH KTY TEMPERATURESENSOR POWER CONNECTOR ROTATABLE INCREMENTAL ENCODER SIN/COS 1VPP;2048 S/R W. C-AND D-SPUR (ENCODER IC2048S/R) SHAFT WITH FITTED KEY, TOLERANCE N; W/O HOLDING BRAKE PROTECTION CLASS IP65, | - | 0 | 0
1FK7044-4CH71-1AA2 |  | 1FK7044-4CH71-1AA2 | 1 | UN | 1 | 15 | C | D | N | N | 85015220 | 1 |  | 7.401 | KG | 1285.87 | 1285.87 | MC05 | MC05 | SIMOTICS S Synchronous motor 1FK7-HD PN=1.4kW; UDC=600V M0=4.5Nm (100K); NN=4500rpm; Naturally cooled FRAME SIZE IMB 5 (IM V1, IM V3) FLANGE 1, WITH KTY TEMPERATURESENSOR POWER CONNECTOR ROTATABLE INCREMENTAL ENCODER SIN/COS 1VPP;2048 S/R W. C-AND D-SPUR (ENCODER IC2048S/R) SHAFT WITH FITTED KEY, TOLERANCE N; W/O HOLDING BRAKE PROTECTION CLASS IP65, FLANGE ON DRIVE END IP67; | - | 0 | 0
1FK7044-4CH71-1AB0 |  | 1FK7044-4CH71-1AB0 | 1 | UN | 1 | 15 | C | D | N | N | 85015220 | 1 |  | 7.7 | KG | 1397.49 | 1397.49 | MC05 | MC05 | SIMOTICS S Synchronous motor 1FK7-HD PN=1.4kW; UDC=600V M0=4.5Nm (100K); NN=4500rpm; Naturally cooled FRAME SIZE IMB 5 (IM V1, IM V3) FLANGE 1, WITH KTY TEMPERATURESENSOR POWER CONNECTOR ROTATABLE INCREMENTAL ENCODER SIN/COS 1VPP;2048 S/R W. C-AND D-SPUR (ENCODER IC2048S/R) SHAFT WITH FITTED KEY, TOLERANCE N; WITH HOLDING BRAKE PROTECTION CLASS IP64; | - | 0 | 0
1FK7044-4CH71-1AB1 |  | 1FK7044-4CH71-1AB1 | 1 | UN | 1 | 15 | C | D | N | N | 85015220 | 1 |  | 7.7 | KG | 1459.83 | 1459.83 | MC05 | MC05 | SIMOTICS S Synchronous motor 1FK7-HD PN=1.4kW; UDC=600V M0=4.5Nm (100K); NN=4500rpm; Naturally cooled FRAME SIZE IMB 5 (IM V1, IM V3) FLANGE 1, WITH KTY TEMPERATURESENSOR POWER CONNECTOR ROTATABLE INCREMENTAL ENCODER SIN/COS 1VPP;2048 S/R W. C-AND D-SPUR (ENCODER IC2048S/R) SHAFT WITH FITTED KEY, TOLERANCE N; WITH HOLDING BRAKE PROTECTION CLASS IP65, | - | 0 | 0
1FK7044-4CH71-1AB2 |  | 1FK7044-4CH71-1AB2 | 1 | UN | 1 | 15 | C | D | N | N | 85015220 | 1 |  | 7.7 | KG | 1459.83 | 1459.83 | MC05 | MC05 | SIMOTICS S Synchronous motor 1FK7-HD PN=1.4kW; UDC=600V M0=4.5Nm (100K); NN=4500rpm; Naturally cooled FRAME SIZE IMB 5 (IM V1, IM V3) FLANGE 1, WITH KTY TEMPERATURESENSOR POWER CONNECTOR ROTATABLE INCREMENTAL ENCODER SIN/COS 1VPP;2048 S/R W. C-AND D-SPUR (ENCODER IC2048S/R) SHAFT WITH FITTED KEY, TOLERANCE N; WITH HOLDING BRAKE PROTECTION CLASS IP65, FLANGE ON DRIVE END IP67; | - | 0 | 0
1FK7044-4CH71-1AG0 |  | 1FK7044-4CH71-1AG0 | 1 | UN | 1 | 15 | C | D | N | N | 85015220 | 1 |  | 7.401 | KG | 1166.04 | 1166.04 | MC05 | MC05 | SIMOTICS S Synchronous motor 1FK7-HD PN=1.4kW; UDC=600V M0=4.5Nm (100K); NN=4500rpm; Naturally cooled FRAME SIZE IMB 5 (IM V1, IM V3) FLANGE 1, WITH KTY TEMPERATURESENSOR POWER CONNECTOR ROTATABLE INCREMENTAL ENCODER SIN/COS 1VPP;2048 S/R W. C-AND D-SPUR (ENCODER IC2048S/R) PLAIN SHAFT, TOLERANCE N; W/O HOLDING BRAKE PROTECTION CLASS IP64; | - | 0 | 0
1FK7044-4CH71-1AG1 |  | 1FK7044-4CH71-1AG1 | 1 | UN | 1 | 15 | C | D | N | N | 85015220 | 1 |  | 7.401 | KG | 1228.38 | 1228.38 | MC05 | MC05 | SIMOTICS S Synchronous motor 1FK7-HD PN=1.4kW; UDC=600V M0=4.5Nm (100K); NN=4500rpm; Naturally cooled FRAME SIZE IMB 5 (IM V1, IM V3) FLANGE 1, WITH KTY TEMPERATURESENSOR POWER CONNECTOR ROTATABLE INCREMENTAL ENCODER SIN/COS 1VPP;2048 S/R W. C-AND D-SPUR (ENCODER IC2048S/R) PLAIN SHAFT, TOLERANCE N; W/O HOLDING BRAKE PROTECTION CLASS IP65, | - | 0 | 0
1FK7044-4CH71-1AG2 |  | 1FK7044-4CH71-1AG2 | 1 | UN | 1 | 15 | C | D | N | N | 85015220 | 1 |  | 7.401 | KG | 1228.38 | 1228.38 | MC05 | MC05 | SIMOTICS S Synchronous motor 1FK7-HD PN=1.4kW; UDC=600V M0=4.5Nm (100K); NN=4500rpm; Naturally cooled FRAME SIZE IMB 5 (IM V1, IM V3) FLANGE 1, WITH KTY TEMPERATURESENSOR POWER CONNECTOR ROTATABLE INCREMENTAL ENCODER SIN/COS 1VPP;2048 S/R W. C-AND D-SPUR (ENCODER IC2048S/R) PLAIN SHAFT, TOLERANCE N; W/O HOLDING BRAKE PROTECTION CLASS IP65, FLANGE ON DRIVE END IP67; | - | 0 | 0
1FK7044-4CH71-1AH0 |  | 1FK7044-4CH71-1AH0 | 1 | UN | 1 | 15 | C | D | N | N | 85015220 | 1 |  | 7.7 | KG | 1338.51 | 1338.51 | MC05 | MC05 | SIMOTICS S Synchronous motor 1FK7-HD PN=1.4kW; UDC=600V M0=4.5Nm (100K); NN=4500rpm; Naturally cooled FRAME SIZE IMB 5 (IM V1, IM V3) FLANGE 1, WITH KTY TEMPERATURESENSOR POWER CONNECTOR ROTATABLE INCREMENTAL ENCODER SIN/COS 1VPP;2048 S/R W. C-AND D-SPUR (ENCODER IC2048S/R) PLAIN SHAFT, TOLERANCE N; WITH HOLDING BRAKE PROTECTION CLASS IP64; | - | 0 | 0
1FK7044-4CH71-1AH1 |  | 1FK7044-4CH71-1AH1 | 1 | UN | 1 | 15 | C | D | N | N | 85015220 | 1 |  | 7.7 | KG | 1400.85 | 1400.85 | MC05 | MC05 | SIMOTICS S Synchronous motor 1FK7-HD PN=1.4kW; UDC=600V M0=4.5Nm (100K); NN=4500rpm; Naturally cooled FRAME SIZE IMB 5 (IM V1, IM V3) FLANGE 1, WITH KTY TEMPERATURESENSOR POWER CONNECTOR ROTATABLE INCREMENTAL ENCODER SIN/COS 1VPP;2048 S/R W. C-AND D-SPUR (ENCODER IC2048S/R) PLAIN SHAFT, TOLERANCE N; WITH HOLDING BRAKE PROTECTION CLASS IP65, | - | 0 | 0
1FK7044-4CH71-1AH2 |  | 1FK7044-4CH71-1AH2 | 1 | UN | 1 | 15 | C | D | N | N | 85015220 | 1 |  | 7.7 | KG | 1400.85 | 1400.85 | MC05 | MC05 | SIMOTICS S Synchronous motor 1FK7-HD PN=1.4kW; UDC=600V M0=4.5Nm (100K); NN=4500rpm; Naturally cooled FRAME SIZE IMB 5 (IM V1, IM V3) FLANGE 1, WITH KTY TEMPERATURESENSOR POWER CONNECTOR ROTATABLE INCREMENTAL ENCODER SIN/COS 1VPP;2048 S/R W. C-AND D-SPUR (ENCODER IC2048S/R) PLAIN SHAFT, TOLERANCE N; WITH HOLDING BRAKE PROTECTION CLASS IP65, FLANGE ON DRIVE END IP67; | - | 0 | 0
1FK7044-4CH71-1BA0 |  | 1FK7044-4CH71-1BA0 | 1 | UN | 1 | 15 | C | D | N | N | 85015220 | 1 |  | 7.401 | KG | 1384.23 | 1384.23 | MC05 | MC05 | SIMOTICS S Synchronous motor 1FK7-HD PN=1.4kW; UDC=600V M0=4.5Nm (100K); NN=4500rpm; Naturally cooled FRAME SIZE IMB 5 (IM V1, IM V3) FLANGE 1 POWER CONNECTOR ROTATABLE ABSOLUTE ENCODER SINGLETURN 24 BIT WITH DRIVE CLIQ INTERFACE (ENCODER AS24DQI) SHAFT WITH FITTED KEY, TOLERANCE N; W/O HOLDING BRAKE PROTECTION CLASS IP64; | - | 0 | 0
1FK7044-4CH71-1BA1 |  | 1FK7044-4CH71-1BA1 | 1 | UN | 1 | 15 | C | D | N | N | 85015220 | 1 |  | 7.401 | KG | 1446.57 | 1446.57 | MC05 | MC05 | SIMOTICS S Synchronous motor 1FK7-HD PN=1.4kW; UDC=600V M0=4.5Nm (100K); NN=4500rpm; Naturally cooled FRAME SIZE IMB 5 (IM V1, IM V3) FLANGE 1 POWER CONNECTOR ROTATABLE ABSOLUTE ENCODER SINGLETURN 24 BIT WITH DRIVE CLIQ INTERFACE (ENCODER AS24DQI) SHAFT WITH FITTED KEY, TOLERANCE N; W/O HOLDING BRAKE PROTECTION CLASS IP65, | - | 0 | 0
1FK7044-4CH71-1BA2 |  | 1FK7044-4CH71-1BA2 | 1 | UN | 1 | 15 | C | D | N | N | 85015220 | 1 |  | 7.401 | KG | 1446.57 | 1446.57 | MC05 | MC05 | SIMOTICS S Synchronous motor 1FK7-HD PN=1.4kW; UDC=600V M0=4.5Nm (100K); NN=4500rpm; Naturally cooled FRAME SIZE IMB 5 (IM V1, IM V3) FLANGE 1 POWER CONNECTOR ROTATABLE ABSOLUTE ENCODER SINGLETURN 24 BIT WITH DRIVE CLIQ INTERFACE (ENCODER AS24DQI) SHAFT WITH FITTED KEY, TOLERANCE N; W/O HOLDING BRAKE PROTECTION CLASS IP65, FLANGE ON DRIVE END IP67; | - | 0 | 0
1FK7044-4CH71-1BB0 |  | 1FK7044-4CH71-1BB0 | 1 | UN | 1 | 15 | C | D | N | N | 85015220 | 1 |  | 7.7 | KG | 1558.19 | 1558.19 | MC05 | MC05 | SIMOTICS S Synchronous motor 1FK7-HD PN=1.4kW; UDC=600V M0=4.5Nm (100K); NN=4500rpm; Naturally cooled FRAME SIZE IMB 5 (IM V1, IM V3) FLANGE 1 POWER CONNECTOR ROTATABLE ABSOLUTE ENCODER SINGLETURN 24 BIT WITH DRIVE CLIQ INTERFACE (ENCODER AS24DQI) SHAFT WITH FITTED KEY, TOLERANCE N; WITH HOLDING BRAKE PROTECTION CLASS IP64; | - | 0 | 0
1FK7044-4CH71-1BB1 |  | 1FK7044-4CH71-1BB1 | 1 | UN | 1 | 15 | C | D | N | N | 85015220 | 1 |  | 7.7 | KG | 1620.53 | 1620.53 | MC05 | MC05 | SIMOTICS S Synchronous motor 1FK7-HD PN=1.4kW; UDC=600V M0=4.5Nm (100K); NN=4500rpm; Naturally cooled FRAME SIZE IMB 5 (IM V1, IM V3) FLANGE 1 POWER CONNECTOR ROTATABLE ABSOLUTE ENCODER SINGLETURN 24 BIT WITH DRIVE CLIQ INTERFACE (ENCODER AS24DQI) SHAFT WITH FITTED KEY, TOLERANCE N; WITH HOLDING BRAKE PROTECTION CLASS IP65, | - | 0 | 0
1FK7044-4CH71-1BB2 |  | 1FK7044-4CH71-1BB2 | 1 | UN | 1 | 15 | C | D | N | N | 85015220 | 1 |  | 7.7 | KG | 1620.53 | 1620.53 | MC05 | MC05 | SIMOTICS S Synchronous motor 1FK7-HD PN=1.4kW; UDC=600V M0=4.5Nm (100K); NN=4500rpm; Naturally cooled FRAME SIZE IMB 5 (IM V1, IM V3) FLANGE 1 POWER CONNECTOR ROTATABLE ABSOLUTE ENCODER SINGLETURN 24 BIT WITH DRIVE CLIQ INTERFACE (ENCODER AS24DQI) SHAFT WITH FITTED KEY, TOLERANCE N; WITH HOLDING BRAKE PROTECTION CLASS IP65, FLANGE ON DRIVE END IP67; | - | 0 | 0
1FK7044-4CH71-1BG0 |  | 1FK7044-4CH71-1BG0 | 1 | UN | 1 | 15 | C | D | N | N | 85015220 | 1 |  | 7.401 | KG | 1326.74 | 1326.74 | MC05 | MC05 | SIMOTICS S Synchronous motor 1FK7-HD PN=1.4kW; UDC=600V M0=4.5Nm (100K); NN=4500rpm; Naturally cooled FRAME SIZE IMB 5 (IM V1, IM V3) FLANGE 1 POWER CONNECTOR ROTATABLE ABSOLUTE ENCODER SINGLETURN 24 BIT WITH DRIVE CLIQ INTERFACE (ENCODER AS24DQI) PLAIN SHAFT, TOLERANCE N; W/O HOLDING BRAKE PROTECTION CLASS IP64; | - | 0 | 0
1FK7044-4CH71-1BG1 |  | 1FK7044-4CH71-1BG1 | 1 | UN | 1 | 15 | C | D | N | N | 85015220 | 1 |  | 7.401 | KG | 1389.08 | 1389.08 | MC05 | MC05 | SIMOTICS S Synchronous motor 1FK7-HD PN=1.4kW; UDC=600V M0=4.5Nm (100K); NN=4500rpm; Naturally cooled FRAME SIZE IMB 5 (IM V1, IM V3) FLANGE 1 POWER CONNECTOR ROTATABLE ABSOLUTE ENCODER SINGLETURN 24 BIT WITH DRIVE CLIQ INTERFACE (ENCODER AS24DQI) PLAIN SHAFT, TOLERANCE N; W/O HOLDING BRAKE PROTECTION CLASS IP65, | - | 0 | 0
1FK7044-4CH71-1BG2 |  | 1FK7044-4CH71-1BG2 | 1 | UN | 1 | 15 | C | D | N | N | 85015220 | 1 |  | 7.401 | KG | 1389.08 | 1389.08 | MC05 | MC05 | SIMOTICS S Synchronous motor 1FK7-HD PN=1.4kW; UDC=600V M0=4.5Nm (100K); NN=4500rpm; Naturally cooled FRAME SIZE IMB 5 (IM V1, IM V3) FLANGE 1 POWER CONNECTOR ROTATABLE ABSOLUTE ENCODER SINGLETURN 24 BIT WITH DRIVE CLIQ INTERFACE (ENCODER AS24DQI) PLAIN SHAFT, TOLERANCE N; W/O HOLDING BRAKE PROTECTION CLASS IP65, FLANGE ON DRIVE END IP67; | - | 0 | 0
1FK7044-4CH71-1BH0 |  | 1FK7044-4CH71-1BH0 | 1 | UN | 1 | 15 | C | D | N | N | 85015220 | 1 |  | 7.7 | KG | 1499.21 | 1499.21 | MC05 | MC05 | SIMOTICS S Synchronous motor 1FK7-HD PN=1.4kW; UDC=600V M0=4.5Nm (100K); NN=4500rpm; Naturally cooled FRAME SIZE IMB 5 (IM V1, IM V3) FLANGE 1 POWER CONNECTOR ROTATABLE ABSOLUTE ENCODER SINGLETURN 24 BIT WITH DRIVE CLIQ INTERFACE (ENCODER AS24DQI) PLAIN SHAFT, TOLERANCE N; WITH HOLDING BRAKE PROTECTION CLASS IP64; | - | 0 | 0
1FK7044-4CH71-1BH1 |  | 1FK7044-4CH71-1BH1 | 1 | UN | 1 | 15 | C | D | N | N | 85015220 | 1 |  | 7.7 | KG | 1561.55 | 1561.55 | MC05 | MC05 | SIMOTICS S Synchronous motor 1FK7-HD PN=1.4kW; UDC=600V M0=4.5Nm (100K); NN=4500rpm; Naturally cooled FRAME SIZE IMB 5 (IM V1, IM V3) FLANGE 1 POWER CONNECTOR ROTATABLE ABSOLUTE ENCODER SINGLETURN 24 BIT WITH DRIVE CLIQ INTERFACE (ENCODER AS24DQI) PLAIN SHAFT, TOLERANCE N; WITH HOLDING BRAKE PROTECTION CLASS IP65, | - | 0 | 0
1FK7044-4CH71-1BH2 |  | 1FK7044-4CH71-1BH2 | 1 | UN | 1 | 15 | C | D | N | N | 85015220 | 1 |  | 7.7 | KG | 1561.55 | 1561.55 | MC05 | MC05 | SIMOTICS S Synchronous motor 1FK7-HD PN=1.4kW; UDC=600V M0=4.5Nm (100K); NN=4500rpm; Naturally cooled FRAME SIZE IMB 5 (IM V1, IM V3) FLANGE 1 POWER CONNECTOR ROTATABLE ABSOLUTE ENCODER SINGLETURN 24 BIT WITH DRIVE CLIQ INTERFACE (ENCODER AS24DQI) PLAIN SHAFT, TOLERANCE N; WITH HOLDING BRAKE PROTECTION CLASS IP65, FLANGE ON DRIVE END IP67; | - | 0 | 0
1FK7044-4CH71-1CA0 |  | 1FK7044-4CH71-1CA0 | 1 | UN | 1 | 15 | C | D | N | N | 85015220 | 1 |  | 7.401 | KG | 1630.39 | 1630.39 | MC05 | MC05 | SIMOTICS S Synchronous motor 1FK7-HD PN=1.4kW; UDC=600V M0=4.5Nm (100K); NN=4500rpm; Naturally cooled FRAME SIZE IMB 5 (IM V1, IM V3) FLANGE 1 POWER CONNECTOR ROTATABLE ABSOLUTE ENCODER 24 BIT + 12 BIT MULTITURN WITH DRIVE-CLIQ INTERFACE (ENCODER AM24DQI) SHAFT WITH FITTED KEY, TOLERANCE N; W/O HOLDING BRAKE PROTECTION CLASS IP64; | - | 0 | 0
1FK7044-4CH71-1CA1 |  | 1FK7044-4CH71-1CA1 | 1 | UN | 1 | 15 | C | D | N | N | 85015220 | 1 |  | 7.401 | KG | 1692.73 | 1692.73 | MC05 | MC05 | SIMOTICS S Synchronous motor 1FK7-HD PN=1.4kW; UDC=600V M0=4.5Nm (100K); NN=4500rpm; Naturally cooled FRAME SIZE IMB 5 (IM V1, IM V3) FLANGE 1 POWER CONNECTOR ROTATABLE ABSOLUTE ENCODER 24 BIT + 12 BIT MULTITURN WITH DRIVE-CLIQ INTERFACE (ENCODER AM24DQI) SHAFT WITH FITTED KEY, TOLERANCE N; W/O HOLDING BRAKE PROTECTION CLASS IP65, | - | 0 | 0
1FK7044-4CH71-1CA2 |  | 1FK7044-4CH71-1CA2 | 1 | UN | 1 | 15 | C | D | N | N | 85015220 | 1 |  | 7.401 | KG | 1692.73 | 1692.73 | MC05 | MC05 | SIMOTICS S Synchronous motor 1FK7-HD PN=1.4kW; UDC=600V M0=4.5Nm (100K); NN=4500rpm; Naturally cooled FRAME SIZE IMB 5 (IM V1, IM V3) FLANGE 1 POWER CONNECTOR ROTATABLE ABSOLUTE ENCODER 24 BIT + 12 BIT MULTITURN WITH DRIVE-CLIQ INTERFACE (ENCODER AM24DQI) SHAFT WITH FITTED KEY, TOLERANCE N; W/O HOLDING BRAKE PROTECTION CLASS IP65, FLANGE ON DRIVE END IP67; | - | 0 | 0
1FK7044-4CH71-1CB0 |  | 1FK7044-4CH71-1CB0 | 1 | UN | 1 | 15 | C | D | N | N | 85015220 | 1 |  | 7.7 | KG | 1804.35 | 1804.35 | MC05 | MC05 | SIMOTICS S Synchronous motor 1FK7-HD PN=1.4kW; UDC=600V M0=4.5Nm (100K); NN=4500rpm; Naturally cooled FRAME SIZE IMB 5 (IM V1, IM V3) FLANGE 1 POWER CONNECTOR ROTATABLE ABSOLUTE ENCODER 24 BIT + 12 BIT MULTITURN WITH DRIVE-CLIQ INTERFACE (ENCODER AM24DQI) SHAFT WITH FITTED KEY, TOLERANCE N; WITH HOLDING BRAKE PROTECTION CLASS IP64; | - | 0 | 0
1FK7044-4CH71-1CB1 |  | 1FK7044-4CH71-1CB1 | 1 | UN | 1 | 15 | C | D | N | N | 85015220 | 1 |  | 7.7 | KG | 1866.69 | 1866.69 | MC05 | MC05 | SIMOTICS S Synchronous motor 1FK7-HD PN=1.4kW; UDC=600V M0=4.5Nm (100K); NN=4500rpm; Naturally cooled FRAME SIZE IMB 5 (IM V1, IM V3) FLANGE 1 POWER CONNECTOR ROTATABLE ABSOLUTE ENCODER 24 BIT + 12 BIT MULTITURN WITH DRIVE-CLIQ INTERFACE (ENCODER AM24DQI) SHAFT WITH FITTED KEY, TOLERANCE N; WITH HOLDING BRAKE PROTECTION CLASS IP65, | - | 0 | 0
1FK7044-4CH71-1CB2 |  | 1FK7044-4CH71-1CB2 | 1 | UN | 1 | 15 | C | D | N | N | 85015220 | 1 |  | 7.7 | KG | 1866.69 | 1866.69 | MC05 | MC05 | SIMOTICS S Synchronous motor 1FK7-HD PN=1.4kW; UDC=600V M0=4.5Nm (100K); NN=4500rpm; Naturally cooled FRAME SIZE IMB 5 (IM V1, IM V3) FLANGE 1 POWER CONNECTOR ROTATABLE ABSOLUTE ENCODER 24 BIT + 12 BIT MULTITURN WITH DRIVE-CLIQ INTERFACE (ENCODER AM24DQI) SHAFT WITH FITTED KEY, TOLERANCE N; WITH HOLDING BRAKE PROTECTION CLASS IP65, FLANGE ON DRIVE END IP67; | - | 0 | 0
1FK7044-4CH71-1CG0 |  | 1FK7044-4CH71-1CG0 | 1 | UN | 1 | 15 | C | D | N | N | 85015220 | 1 |  | 7.401 | KG | 1572.9 | 1572.9 | MC05 | MC05 | SIMOTICS S Synchronous motor 1FK7-HD PN=1.4kW; UDC=600V M0=4.5Nm (100K); NN=4500rpm; Naturally cooled FRAME SIZE IMB 5 (IM V1, IM V3) FLANGE 1 POWER CONNECTOR ROTATABLE ABSOLUTE ENCODER 24 BIT + 12 BIT MULTITURN WITH DRIVE-CLIQ INTERFACE (ENCODER AM24DQI) PLAIN SHAFT, TOLERANCE N; W/O HOLDING BRAKE PROTECTION CLASS IP64; | - | 0 | 0
1FK7044-4CH71-1CG1 |  | 1FK7044-4CH71-1CG1 | 1 | UN | 1 | 15 | C | D | N | N | 85015220 | 1 |  | 7.401 | KG | 1635.24 | 1635.24 | MC05 | MC05 | SIMOTICS S Synchronous motor 1FK7-HD PN=1.4kW; UDC=600V M0=4.5Nm (100K); NN=4500rpm; Naturally cooled FRAME SIZE IMB 5 (IM V1, IM V3) FLANGE 1 POWER CONNECTOR ROTATABLE ABSOLUTE ENCODER 24 BIT + 12 BIT MULTITURN WITH DRIVE-CLIQ INTERFACE (ENCODER AM24DQI) PLAIN SHAFT, TOLERANCE N; W/O HOLDING BRAKE PROTECTION CLASS IP65, | - | 0 | 0
1FK7044-4CH71-1CG2 |  | 1FK7044-4CH71-1CG2 | 1 | UN | 1 | 15 | C | D | N | N | 85015220 | 1 |  | 7.401 | KG | 1635.24 | 1635.24 | MC05 | MC05 | SIMOTICS S Synchronous motor 1FK7-HD PN=1.4kW; UDC=600V M0=4.5Nm (100K); NN=4500rpm; Naturally cooled FRAME SIZE IMB 5 (IM V1, IM V3) FLANGE 1 POWER CONNECTOR ROTATABLE ABSOLUTE ENCODER 24 BIT + 12 BIT MULTITURN WITH DRIVE-CLIQ INTERFACE (ENCODER AM24DQI) PLAIN SHAFT, TOLERANCE N; W/O HOLDING BRAKE PROTECTION CLASS IP65, FLANGE ON DRIVE END IP67; | - | 0 | 0
1FK7044-4CH71-1CH0 |  | 1FK7044-4CH71-1CH0 | 1 | UN | 1 | 15 | C | D | N | N | 85015220 | 1 |  | 7.7 | KG | 1745.37 | 1745.37 | MC05 | MC05 | SIMOTICS S Synchronous motor 1FK7-HD PN=1.4kW; UDC=600V M0=4.5Nm (100K); NN=4500rpm; Naturally cooled FRAME SIZE IMB 5 (IM V1, IM V3) FLANGE 1 POWER CONNECTOR ROTATABLE ABSOLUTE ENCODER 24 BIT + 12 BIT MULTITURN WITH DRIVE-CLIQ INTERFACE (ENCODER AM24DQI) PLAIN SHAFT, TOLERANCE N; WITH HOLDING BRAKE PROTECTION CLASS IP64; | - | 0 | 0
1FK7044-4CH71-1CH1 |  | 1FK7044-4CH71-1CH1 | 1 | UN | 1 | 15 | C | D | N | N | 85015220 | 1 |  | 7.7 | KG | 1807.71 | 1807.71 | MC05 | MC05 | SIMOTICS S Synchronous motor 1FK7-HD PN=1.4kW; UDC=600V M0=4.5Nm (100K); NN=4500rpm; Naturally cooled FRAME SIZE IMB 5 (IM V1, IM V3) FLANGE 1 POWER CONNECTOR ROTATABLE ABSOLUTE ENCODER 24 BIT + 12 BIT MULTITURN WITH DRIVE-CLIQ INTERFACE (ENCODER AM24DQI) PLAIN SHAFT, TOLERANCE N; WITH HOLDING BRAKE PROTECTION CLASS IP65, | - | 0 | 0
1FK7044-4CH71-1CH2 |  | 1FK7044-4CH71-1CH2 | 1 | UN | 1 | 15 | C | D | N | N | 85015220 | 1 |  | 7.7 | KG | 1807.71 | 1807.71 | MC05 | MC05 | SIMOTICS S Synchronous motor 1FK7-HD PN=1.4kW; UDC=600V M0=4.5Nm (100K); NN=4500rpm; Naturally cooled FRAME SIZE IMB 5 (IM V1, IM V3) FLANGE 1 POWER CONNECTOR ROTATABLE ABSOLUTE ENCODER 24 BIT + 12 BIT MULTITURN WITH DRIVE-CLIQ INTERFACE (ENCODER AM24DQI) PLAIN SHAFT, TOLERANCE N; WITH HOLDING BRAKE PROTECTION CLASS IP65, FLANGE ON DRIVE END IP67; | - | 0 | 0
1FK7044-4CH71-1DH0 |  | 1FK7044-4CH71-1DH0 | 1 | UN | 1 | 15 | C | D | N | N | 85015220 | 1 |  | 7.701 | KG | 1552.64 | 1552.64 | MC05 | MC05 | SIMOTICS S Synchronous motor 1FK7-HD PN=1.4kW; UDC=600V M0=4.5Nm (100K); NN=4500rpm; Naturally cooled FRAME SIZE IMB 5 (IM V1, IM V3) FLANGE 1 POWER CONNECTOR ROTATABLE INCREMENTAL ENCODER 22 BIT WITH DRIVE-CLIQ INTERFACE (ENCODER IC22DQ) PLAIN SHAFT, TOLERANCE N; WITH HOLDING BRAKE PROTECTION CLASS IP64; | - | 0 | 0
1FK7044-4CH71-1EA0 |  | 1FK7044-4CH71-1EA0 | 1 | UN | 1 | 15 | C | D | N | N | 85015220 | 1 |  | 7.401 | KG | 1471.21 | 1471.21 | MC05 | MC05 | SIMOTICS S Synchronous motor 1FK7-HD PN=1.4kW; UDC=600V M0=4.5Nm (100K); NN=4500rpm; Naturally cooled FRAME SIZE IMB 5 (IM V1, IM V3) FLANGE 1, WITH KTY TEMPERATURESENSOR POWER CONNECTOR ROTATABLE ABSOLUTE ENCODERR 2048 S/R + 4096 UMDREHUNGEN MULTITURN, WITH ENDAT-SCHNITTSTELLE (ENCODER AM2048S/R) SHAFT WITH FITTED KEY, TOLERANCE N; W/O HOLDING BRAKE PROTECTION CLASS IP64; | - | 0 | 0
1FK7044-4CH71-1EA1 |  | 1FK7044-4CH71-1EA1 | 1 | UN | 1 | 15 | C | D | N | N | 85015220 | 1 |  | 7.401 | KG | 1533.55 | 1533.55 | MC05 | MC05 | SIMOTICS S Synchronous motor 1FK7-HD PN=1.4kW; UDC=600V M0=4.5Nm (100K); NN=4500rpm; Naturally cooled FRAME SIZE IMB 5 (IM V1, IM V3) FLANGE 1, WITH KTY TEMPERATURESENSOR POWER CONNECTOR ROTATABLE ABSOLUTE ENCODERR 2048 S/R + 4096 UMDREHUNGEN MULTITURN, WITH ENDAT-SCHNITTSTELLE (ENCODER AM2048S/R) SHAFT WITH FITTED KEY, TOLERANCE N; W/O HOLDING BRAKE PROTECTION CLASS IP65, | - | 0 | 0
1FK7044-4CH71-1EA2 |  | 1FK7044-4CH71-1EA2 | 1 | UN | 1 | 15 | C | D | N | N | 85015220 | 1 |  | 7.401 | KG | 1533.55 | 1533.55 | MC05 | MC05 | SIMOTICS S Synchronous motor 1FK7-HD PN=1.4kW; UDC=600V M0=4.5Nm (100K); NN=4500rpm; Naturally cooled FRAME SIZE IMB 5 (IM V1, IM V3) FLANGE 1, WITH KTY TEMPERATURESENSOR POWER CONNECTOR ROTATABLE ABSOLUTE ENCODERR 2048 S/R + 4096 UMDREHUNGEN MULTITURN, WITH ENDAT-SCHNITTSTELLE (ENCODER AM2048S/R) SHAFT WITH FITTED KEY, TOLERANCE N; W/O HOLDING BRAKE PROTECTION CLASS IP65, FLANGE ON DRIVE END IP67; | - | 0 | 0
1FK7044-4CH71-1EB0 |  | 1FK7044-4CH71-1EB0 | 1 | UN | 1 | 15 | C | D | N | N | 85015220 | 1 |  | 7.7 | KG | 1645.17 | 1645.17 | MC05 | MC05 | SIMOTICS S Synchronous motor 1FK7-HD PN=1.4kW; UDC=600V M0=4.5Nm (100K); NN=4500rpm; Naturally cooled FRAME SIZE IMB 5 (IM V1, IM V3) FLANGE 1, WITH KTY TEMPERATURESENSOR POWER CONNECTOR ROTATABLE ABSOLUTE ENCODERR 2048 S/R + 4096 UMDREHUNGEN MULTITURN, WITH ENDAT-SCHNITTSTELLE (ENCODER AM2048S/R) SHAFT WITH FITTED KEY, TOLERANCE N; WITH HOLDING BRAKE PROTECTION CLASS IP64; | - | 0 | 0
1FK7044-4CH71-1EB1 |  | 1FK7044-4CH71-1EB1 | 1 | UN | 1 | 15 | C | D | N | N | 85015220 | 1 |  | 7.7 | KG | 1707.51 | 1707.51 | MC05 | MC05 | SIMOTICS S Synchronous motor 1FK7-HD PN=1.4kW; UDC=600V M0=4.5Nm (100K); NN=4500rpm; Naturally cooled FRAME SIZE IMB 5 (IM V1, IM V3) FLANGE 1, WITH KTY TEMPERATURESENSOR POWER CONNECTOR ROTATABLE ABSOLUTE ENCODERR 2048 S/R + 4096 UMDREHUNGEN MULTITURN, WITH ENDAT-SCHNITTSTELLE (ENCODER AM2048S/R) SHAFT WITH FITTED KEY, TOLERANCE N; WITH HOLDING BRAKE PROTECTION CLASS IP65, | - | 0 | 0
1FK7044-4CH71-1EB2 |  | 1FK7044-4CH71-1EB2 | 1 | UN | 1 | 15 | C | D | N | N | 85015220 | 1 |  | 7.7 | KG | 1707.51 | 1707.51 | MC05 | MC05 | SIMOTICS S Synchronous motor 1FK7-HD PN=1.4kW; UDC=600V M0=4.5Nm (100K); NN=4500rpm; Naturally cooled FRAME SIZE IMB 5 (IM V1, IM V3) FLANGE 1, WITH KTY TEMPERATURESENSOR POWER CONNECTOR ROTATABLE ABSOLUTE ENCODERR 2048 S/R + 4096 UMDREHUNGEN MULTITURN, WITH ENDAT-SCHNITTSTELLE (ENCODER AM2048S/R) SHAFT WITH FITTED KEY, TOLERANCE N; WITH HOLDING BRAKE PROTECTION CLASS IP65, FLANGE ON DRIVE END IP67; | - | 0 | 0
1FK7044-4CH71-1EG0 |  | 1FK7044-4CH71-1EG0 | 1 | UN | 1 | 15 | C | D | N | N | 85015220 | 1 |  | 7.401 | KG | 1413.72 | 1413.72 | MC05 | MC05 | SIMOTICS S Synchronous motor 1FK7-HD PN=1.4kW; UDC=600V M0=4.5Nm (100K); NN=4500rpm; Naturally cooled FRAME SIZE IMB 5 (IM V1, IM V3) FLANGE 1, WITH KTY TEMPERATURESENSOR POWER CONNECTOR ROTATABLE ABSOLUTE ENCODERR 2048 S/R + 4096 UMDREHUNGEN MULTITURN, WITH ENDAT-SCHNITTSTELLE (ENCODER AM2048S/R) PLAIN SHAFT, TOLERANCE N; W/O HOLDING BRAKE PROTECTION CLASS IP64; | - | 0 | 0
1FK7044-4CH71-1EG1 |  | 1FK7044-4CH71-1EG1 | 1 | UN | 1 | 15 | C | D | N | N | 85015220 | 1 |  | 7.401 | KG | 1476.06 | 1476.06 | MC05 | MC05 | SIMOTICS S Synchronous motor 1FK7-HD PN=1.4kW; UDC=600V M0=4.5Nm (100K); NN=4500rpm; Naturally cooled FRAME SIZE IMB 5 (IM V1, IM V3) FLANGE 1, WITH KTY TEMPERATURESENSOR POWER CONNECTOR ROTATABLE ABSOLUTE ENCODERR 2048 S/R + 4096 UMDREHUNGEN MULTITURN, WITH ENDAT-SCHNITTSTELLE (ENCODER AM2048S/R) PLAIN SHAFT, TOLERANCE N; W/O HOLDING BRAKE PROTECTION CLASS IP65, | - | 0 | 0
1FK7044-4CH71-1EG2 |  | 1FK7044-4CH71-1EG2 | 1 | UN | 1 | 15 | C | D | N | N | 85015220 | 1 |  | 7.401 | KG | 1476.06 | 1476.06 | MC05 | MC05 | SIMOTICS S Synchronous motor 1FK7-HD PN=1.4kW; UDC=600V M0=4.5Nm (100K); NN=4500rpm; Naturally cooled FRAME SIZE IMB 5 (IM V1, IM V3) FLANGE 1, WITH KTY TEMPERATURESENSOR POWER CONNECTOR ROTATABLE ABSOLUTE ENCODERR 2048 S/R + 4096 UMDREHUNGEN MULTITURN, WITH ENDAT-SCHNITTSTELLE (ENCODER AM2048S/R) PLAIN SHAFT, TOLERANCE N; W/O HOLDING BRAKE PROTECTION CLASS IP65, FLANGE ON DRIVE END IP67; | - | 0 | 0
1FK7044-4CH71-1EH0 |  | 1FK7044-4CH71-1EH0 | 1 | UN | 1 | 15 | C | D | N | N | 85015220 | 1 |  | 7.7 | KG | 1586.19 | 1586.19 | MC05 | MC05 | SIMOTICS S Synchronous motor 1FK7-HD PN=1.4kW; UDC=600V M0=4.5Nm (100K); NN=4500rpm; Naturally cooled FRAME SIZE IMB 5 (IM V1, IM V3) FLANGE 1, WITH KTY TEMPERATURESENSOR POWER CONNECTOR ROTATABLE ABSOLUTE ENCODERR 2048 S/R + 4096 UMDREHUNGEN MULTITURN, WITH ENDAT-SCHNITTSTELLE (ENCODER AM2048S/R) PLAIN SHAFT, TOLERANCE N; WITH HOLDING BRAKE PROTECTION CLASS IP64; | - | 0 | 0
1FK7044-4CH71-1EH1 |  | 1FK7044-4CH71-1EH1 | 1 | UN | 1 | 15 | C | D | N | N | 85015220 | 1 |  | 7.7 | KG | 1648.53 | 1648.53 | MC05 | MC05 | SIMOTICS S Synchronous motor 1FK7-HD PN=1.4kW; UDC=600V M0=4.5Nm (100K); NN=4500rpm; Naturally cooled FRAME SIZE IMB 5 (IM V1, IM V3) FLANGE 1, WITH KTY TEMPERATURESENSOR POWER CONNECTOR ROTATABLE ABSOLUTE ENCODERR 2048 S/R + 4096 UMDREHUNGEN MULTITURN, WITH ENDAT-SCHNITTSTELLE (ENCODER AM2048S/R) PLAIN SHAFT, TOLERANCE N; WITH HOLDING BRAKE PROTECTION CLASS IP65, | - | 0 | 0
1FK7044-4CH71-1EH2 |  | 1FK7044-4CH71-1EH2 | 1 | UN | 1 | 15 | C | D | N | N | 85015220 | 1 |  | 7.7 | KG | 1648.53 | 1648.53 | MC05 | MC05 | SIMOTICS S Synchronous motor 1FK7-HD PN=1.4kW; UDC=600V M0=4.5Nm (100K); NN=4500rpm; Naturally cooled FRAME SIZE IMB 5 (IM V1, IM V3) FLANGE 1, WITH KTY TEMPERATURESENSOR POWER CONNECTOR ROTATABLE ABSOLUTE ENCODERR 2048 S/R + 4096 UMDREHUNGEN MULTITURN, WITH ENDAT-SCHNITTSTELLE (ENCODER AM2048S/R) PLAIN SHAFT, TOLERANCE N; WITH HOLDING BRAKE PROTECTION CLASS IP65, FLANGE ON DRIVE END IP67; | - | 0 | 0
1FK7044-4CH71-1FH0 |  | 1FK7044-4CH71-1FH0 | 1 | UN | 1 | 15 | C | D | N | N | 85015220 | 1 |  | 7.7 | KG | 1798.81 | 1798.81 | MC05 | MC05 | SIMOTICS S Synchronous motor 1FK7-HD PN=1.4kW; UDC=600V M0=4.5Nm (100K); NN=4500rpm; Naturally cooled FRAME SIZE IMB 5 (IM V1, IM V3) FLANGE 1 POWER CONNECTOR ROTATABLE ABSOLUTE ENCODER 22BIT + 12 BIT MULTITURN, WITH DRIVE-CLIQ INTERFACE (ENCODER AM22DQ) PLAIN SHAFT, TOLERANCE N; WITH HOLDING BRAKE PROTECTION CLASS IP64; | - | 0 | 0
1FK7044-4CH71-1PA0 |  | 1FK7044-4CH71-1PA0 | 1 | UN | 1 | 15 | C | D | N | N | 85015220 | 1 |  | 7.501 | KG | 993.59 | 993.59 | MC05 | MC05 | SIMOTICS S Synchronous motor 1FK7-HD PN=1.4kW; UDC=600V M0=4.5Nm (100K); NN=4500rpm; Naturally cooled FRAME SIZE IMB 5 (IM V1, IM V3) FLANGE 1 POWER CONNECTOR ROTATABLE RESOLVER 2-POLE, WITH DRIVE CLIQ-INTERFACE SHAFT WITH FITTED KEY, TOLERANCE N; W/O HOLDING BRAKE PROTECTION CLASS IP64; | - | 0 | 0
1FK7044-4CH71-1PA1 |  | 1FK7044-4CH71-1PA1 | 1 | UN | 1 | 15 | C | D | N | N | 85015220 | 1 |  | 7.501 | KG | 1055.93 | 1055.93 | MC05 | MC05 | SIMOTICS S Synchronous motor 1FK7-HD PN=1.4kW; UDC=600V M0=4.5Nm (100K); NN=4500rpm; Naturally cooled FRAME SIZE IMB 5 (IM V1, IM V3) FLANGE 1 POWER CONNECTOR ROTATABLE RESOLVER 2-POLE, WITH DRIVE CLIQ-INTERFACE SHAFT WITH FITTED KEY, TOLERANCE N; W/O HOLDING BRAKE PROTECTION CLASS IP65, | - | 0 | 0
1FK7044-4CH71-1PA2 |  | 1FK7044-4CH71-1PA2 | 1 | UN | 1 | 15 | C | D | N | N | 85015220 | 1 |  | 7.501 | KG | 1055.93 | 1055.93 | MC05 | MC05 | SIMOTICS S Synchronous motor 1FK7-HD PN=1.4kW; UDC=600V M0=4.5Nm (100K); NN=4500rpm; Naturally cooled FRAME SIZE IMB 5 (IM V1, IM V3) FLANGE 1 POWER CONNECTOR ROTATABLE RESOLVER 2-POLE, WITH DRIVE CLIQ-INTERFACE SHAFT WITH FITTED KEY, TOLERANCE N; W/O HOLDING BRAKE PROTECTION CLASS IP65, FLANGE ON DRIVE END IP67; | - | 0 | 0
1FK7044-4CH71-1PB0 |  | 1FK7044-4CH71-1PB0 | 1 | UN | 1 | 15 | C | D | N | N | 85015220 | 1 |  | 7.8 | KG | 1167.55 | 1167.55 | MC05 | MC05 | SIMOTICS S Synchronous motor 1FK7-HD PN=1.4kW; UDC=600V M0=4.5Nm (100K); NN=4500rpm; Naturally cooled FRAME SIZE IMB 5 (IM V1, IM V3) FLANGE 1 POWER CONNECTOR ROTATABLE RESOLVER 2-POLE, WITH DRIVE CLIQ-INTERFACE SHAFT WITH FITTED KEY, TOLERANCE N; WITH HOLDING BRAKE PROTECTION CLASS IP64; | - | 0 | 0
1FK7044-4CH71-1PB1 |  | 1FK7044-4CH71-1PB1 | 1 | UN | 1 | 15 | C | D | N | N | 85015220 | 1 |  | 7.8 | KG | 1229.89 | 1229.89 | MC05 | MC05 | SIMOTICS S Synchronous motor 1FK7-HD PN=1.4kW; UDC=600V M0=4.5Nm (100K); NN=4500rpm; Naturally cooled FRAME SIZE IMB 5 (IM V1, IM V3) FLANGE 1 POWER CONNECTOR ROTATABLE RESOLVER 2-POLE, WITH DRIVE CLIQ-INTERFACE SHAFT WITH FITTED KEY, TOLERANCE N; WITH HOLDING BRAKE PROTECTION CLASS IP65, | - | 0 | 0
1FK7044-4CH71-1PB2 |  | 1FK7044-4CH71-1PB2 | 1 | UN | 1 | 15 | C | D | N | N | 85015220 | 1 |  | 7.8 | KG | 1229.89 | 1229.89 | MC05 | MC05 | SIMOTICS S Synchronous motor 1FK7-HD PN=1.4kW; UDC=600V M0=4.5Nm (100K); NN=4500rpm; Naturally cooled FRAME SIZE IMB 5 (IM V1, IM V3) FLANGE 1 POWER CONNECTOR ROTATABLE RESOLVER 2-POLE, WITH DRIVE CLIQ-INTERFACE SHAFT WITH FITTED KEY, TOLERANCE N; WITH HOLDING BRAKE PROTECTION CLASS IP65, FLANGE ON DRIVE END IP67; | - | 0 | 0
1FK7044-4CH71-1PG0 |  | 1FK7044-4CH71-1PG0 | 1 | UN | 1 | 15 | C | D | N | N | 85015220 | 1 |  | 7.501 | KG | 936.1 | 936.1 | MC05 | MC05 | SIMOTICS S Synchronous motor 1FK7-HD PN=1.4kW; UDC=600V M0=4.5Nm (100K); NN=4500rpm; Naturally cooled FRAME SIZE IMB 5 (IM V1, IM V3) FLANGE 1 POWER CONNECTOR ROTATABLE RESOLVER 2-POLE, WITH DRIVE CLIQ-INTERFACE PLAIN SHAFT, TOLERANCE N; W/O HOLDING BRAKE PROTECTION CLASS IP64; | - | 0 | 0
1FK7044-4CH71-1PG1 |  | 1FK7044-4CH71-1PG1 | 1 | UN | 1 | 15 | C | D | N | N | 85015220 | 1 |  | 7.501 | KG | 998.44 | 998.44 | MC05 | MC05 | SIMOTICS S Synchronous motor 1FK7-HD PN=1.4kW; UDC=600V M0=4.5Nm (100K); NN=4500rpm; Naturally cooled FRAME SIZE IMB 5 (IM V1, IM V3) FLANGE 1 POWER CONNECTOR ROTATABLE RESOLVER 2-POLE, WITH DRIVE CLIQ-INTERFACE PLAIN SHAFT, TOLERANCE N; W/O HOLDING BRAKE PROTECTION CLASS IP65, | - | 0 | 0
1FK7044-4CH71-1PG2 |  | 1FK7044-4CH71-1PG2 | 1 | UN | 1 | 15 | C | D | N | N | 85015220 | 1 |  | 7.501 | KG | 998.44 | 998.44 | MC05 | MC05 | SIMOTICS S Synchronous motor 1FK7-HD PN=1.4kW; UDC=600V M0=4.5Nm (100K); NN=4500rpm; Naturally cooled FRAME SIZE IMB 5 (IM V1, IM V3) FLANGE 1 POWER CONNECTOR ROTATABLE RESOLVER 2-POLE, WITH DRIVE CLIQ-INTERFACE PLAIN SHAFT, TOLERANCE N; W/O HOLDING BRAKE PROTECTION CLASS IP65, FLANGE ON DRIVE END IP67; | - | 0 | 0
1FK7044-4CH71-1PH0 |  | 1FK7044-4CH71-1PH0 | 1 | UN | 1 | 15 | C | D | N | N | 85015220 | 1 |  | 7.8 | KG | 1108.57 | 1108.57 | MC05 | MC05 | SIMOTICS S Synchronous motor 1FK7-HD PN=1.4kW; UDC=600V M0=4.5Nm (100K); NN=4500rpm; Naturally cooled FRAME SIZE IMB 5 (IM V1, IM V3) FLANGE 1 POWER CONNECTOR ROTATABLE RESOLVER 2-POLE, WITH DRIVE CLIQ-INTERFACE PLAIN SHAFT, TOLERANCE N; WITH HOLDING BRAKE PROTECTION CLASS IP64; | - | 0 | 0
1FK7044-4CH71-1PH1 |  | 1FK7044-4CH71-1PH1 | 1 | UN | 1 | 15 | C | D | N | N | 85015220 | 1 |  | 7.8 | KG | 1170.91 | 1170.91 | MC05 | MC05 | SIMOTICS S Synchronous motor 1FK7-HD PN=1.4kW; UDC=600V M0=4.5Nm (100K); NN=4500rpm; Naturally cooled FRAME SIZE IMB 5 (IM V1, IM V3) FLANGE 1 POWER CONNECTOR ROTATABLE RESOLVER 2-POLE, WITH DRIVE CLIQ-INTERFACE PLAIN SHAFT, TOLERANCE N; WITH HOLDING BRAKE PROTECTION CLASS IP65, | - | 0 | 0
1FK7044-4CH71-1PH2 |  | 1FK7044-4CH71-1PH2 | 1 | UN | 1 | 15 | C | D | N | N | 85015220 | 1 |  | 7.8 | KG | 1170.91 | 1170.91 | MC05 | MC05 | SIMOTICS S Synchronous motor 1FK7-HD PN=1.4kW; UDC=600V M0=4.5Nm (100K); NN=4500rpm; Naturally cooled FRAME SIZE IMB 5 (IM V1, IM V3) FLANGE 1 POWER CONNECTOR ROTATABLE RESOLVER 2-POLE, WITH DRIVE CLIQ-INTERFACE PLAIN SHAFT, TOLERANCE N; WITH HOLDING BRAKE PROTECTION CLASS IP65, FLANGE ON DRIVE END IP67; | - | 0 | 0
1FK7044-4CH71-1QA0 |  | 1FK7044-4CH71-1QA0 | 1 | UN | 1 | 15 | C | D | N | N | 85015220 | 1 |  | 7.401 | KG | 1062.29 | 1062.29 | MC05 | MC05 | SIMOTICS S Synchronous motor 1FK7-HD PN=1.4kW; UDC=600V M0=4.5Nm (100K); NN=4500rpm; Naturally cooled FRAME SIZE IMB 5 (IM V1, IM V3) FLANGE 1 POWER CONNECTOR ROTATABLE ABSOLUTE ENCODER SINGLETURN 20 BIT WITH DRIVE-CLIQ INTERFACE (ENCODER AS20DQI) SHAFT WITH FITTED KEY, TOLERANCE N; W/O HOLDING BRAKE PROTECTION CLASS IP64; | - | 0 | 0
1FK7044-4CH71-1QA1 |  | 1FK7044-4CH71-1QA1 | 1 | UN | 1 | 15 | C | D | N | N | 85015220 | 1 |  | 7.401 | KG | 1124.63 | 1124.63 | MC05 | MC05 | SIMOTICS S Synchronous motor 1FK7-HD PN=1.4kW; UDC=600V M0=4.5Nm (100K); NN=4500rpm; Naturally cooled FRAME SIZE IMB 5 (IM V1, IM V3) FLANGE 1 POWER CONNECTOR ROTATABLE ABSOLUTE ENCODER SINGLETURN 20 BIT WITH DRIVE-CLIQ INTERFACE (ENCODER AS20DQI) SHAFT WITH FITTED KEY, TOLERANCE N; W/O HOLDING BRAKE PROTECTION CLASS IP65, | - | 0 | 0
1FK7044-4CH71-1QA2 |  | 1FK7044-4CH71-1QA2 | 1 | UN | 1 | 15 | C | D | N | N | 85015220 | 1 |  | 7.401 | KG | 1124.63 | 1124.63 | MC05 | MC05 | SIMOTICS S Synchronous motor 1FK7-HD PN=1.4kW; UDC=600V M0=4.5Nm (100K); NN=4500rpm; Naturally cooled FRAME SIZE IMB 5 (IM V1, IM V3) FLANGE 1 POWER CONNECTOR ROTATABLE ABSOLUTE ENCODER SINGLETURN 20 BIT WITH DRIVE-CLIQ INTERFACE (ENCODER AS20DQI) SHAFT WITH FITTED KEY, TOLERANCE N; W/O HOLDING BRAKE PROTECTION CLASS IP65, FLANGE ON DRIVE END IP67; | - | 0 | 0
1FK7044-4CH71-1QB0 |  | 1FK7044-4CH71-1QB0 | 1 | UN | 1 | 15 | C | D | N | N | 85015220 | 1 |  | 7.7 | KG | 1236.25 | 1236.25 | MC05 | MC05 | SIMOTICS S Synchronous motor 1FK7-HD PN=1.4kW; UDC=600V M0=4.5Nm (100K); NN=4500rpm; Naturally cooled FRAME SIZE IMB 5 (IM V1, IM V3) FLANGE 1 POWER CONNECTOR ROTATABLE ABSOLUTE ENCODER SINGLETURN 20 BIT WITH DRIVE-CLIQ INTERFACE (ENCODER AS20DQI) SHAFT WITH FITTED KEY, TOLERANCE N; WITH HOLDING BRAKE PROTECTION CLASS IP64; | - | 0 | 0
1FK7044-4CH71-1QB1 |  | 1FK7044-4CH71-1QB1 | 1 | UN | 1 | 15 | C | D | N | N | 85015220 | 1 |  | 7.7 | KG | 1298.59 | 1298.59 | MC05 | MC05 | SIMOTICS S Synchronous motor 1FK7-HD PN=1.4kW; UDC=600V M0=4.5Nm (100K); NN=4500rpm; Naturally cooled FRAME SIZE IMB 5 (IM V1, IM V3) FLANGE 1 POWER CONNECTOR ROTATABLE ABSOLUTE ENCODER SINGLETURN 20 BIT WITH DRIVE-CLIQ INTERFACE (ENCODER AS20DQI) SHAFT WITH FITTED KEY, TOLERANCE N; WITH HOLDING BRAKE PROTECTION CLASS IP65, | - | 0 | 0
1FK7044-4CH71-1QB2 |  | 1FK7044-4CH71-1QB2 | 1 | UN | 1 | 15 | C | D | N | N | 85015220 | 1 |  | 7.7 | KG | 1298.59 | 1298.59 | MC05 | MC05 | SIMOTICS S Synchronous motor 1FK7-HD PN=1.4kW; UDC=600V M0=4.5Nm (100K); NN=4500rpm; Naturally cooled FRAME SIZE IMB 5 (IM V1, IM V3) FLANGE 1 POWER CONNECTOR ROTATABLE ABSOLUTE ENCODER SINGLETURN 20 BIT WITH DRIVE-CLIQ INTERFACE (ENCODER AS20DQI) SHAFT WITH FITTED KEY, TOLERANCE N; WITH HOLDING BRAKE PROTECTION CLASS IP65, FLANGE ON DRIVE END IP67; | - | 0 | 0
1FK7044-4CH71-1QG0 |  | 1FK7044-4CH71-1QG0 | 1 | UN | 1 | 15 | C | D | N | N | 85015220 | 1 |  | 7.401 | KG | 1004.8 | 1004.8 | MC05 | MC05 | SIMOTICS S Synchronous motor 1FK7-HD PN=1.4kW; UDC=600V M0=4.5Nm (100K); NN=4500rpm; Naturally cooled FRAME SIZE IMB 5 (IM V1, IM V3) FLANGE 1 POWER CONNECTOR ROTATABLE ABSOLUTE ENCODER SINGLETURN 20 BIT WITH DRIVE-CLIQ INTERFACE (ENCODER AS20DQI) PLAIN SHAFT, TOLERANCE N; W/O HOLDING BRAKE PROTECTION CLASS IP64; | - | 0 | 0
1FK7044-4CH71-1QG1 |  | 1FK7044-4CH71-1QG1 | 1 | UN | 1 | 15 | C | D | N | N | 85015220 | 1 |  | 7.401 | KG | 1067.14 | 1067.14 | MC05 | MC05 | SIMOTICS S Synchronous motor 1FK7-HD PN=1.4kW; UDC=600V M0=4.5Nm (100K); NN=4500rpm; Naturally cooled FRAME SIZE IMB 5 (IM V1, IM V3) FLANGE 1 POWER CONNECTOR ROTATABLE ABSOLUTE ENCODER SINGLETURN 20 BIT WITH DRIVE-CLIQ INTERFACE (ENCODER AS20DQI) PLAIN SHAFT, TOLERANCE N; W/O HOLDING BRAKE PROTECTION CLASS IP65, | - | 0 | 0
1FK7044-4CH71-1QG2 |  | 1FK7044-4CH71-1QG2 | 1 | UN | 1 | 15 | C | D | N | N | 85015220 | 1 |  | 7.401 | KG | 1067.14 | 1067.14 | MC05 | MC05 | SIMOTICS S Synchronous motor 1FK7-HD PN=1.4kW; UDC=600V M0=4.5Nm (100K); NN=4500rpm; Naturally cooled FRAME SIZE IMB 5 (IM V1, IM V3) FLANGE 1 POWER CONNECTOR ROTATABLE ABSOLUTE ENCODER SINGLETURN 20 BIT WITH DRIVE-CLIQ INTERFACE (ENCODER AS20DQI) PLAIN SHAFT, TOLERANCE N; W/O HOLDING BRAKE PROTECTION CLASS IP65, FLANGE ON DRIVE END IP67; | - | 0 | 0
1FK7044-4CH71-1QH0 |  | 1FK7044-4CH71-1QH0 | 1 | UN | 1 | 15 | C | D | N | N | 85015220 | 1 |  | 7.7 | KG | 1177.27 | 1177.27 | MC05 | MC05 | SIMOTICS S Synchronous motor 1FK7-HD PN=1.4kW; UDC=600V M0=4.5Nm (100K); NN=4500rpm; Naturally cooled FRAME SIZE IMB 5 (IM V1, IM V3) FLANGE 1 POWER CONNECTOR ROTATABLE ABSOLUTE ENCODER SINGLETURN 20 BIT WITH DRIVE-CLIQ INTERFACE (ENCODER AS20DQI) PLAIN SHAFT, TOLERANCE N; WITH HOLDING BRAKE PROTECTION CLASS IP64; | - | 0 | 0
1FK7044-4CH71-1QH1 |  | 1FK7044-4CH71-1QH1 | 1 | UN | 1 | 15 | C | D | N | N | 85015220 | 1 |  | 7.7 | KG | 1239.61 | 1239.61 | MC05 | MC05 | SIMOTICS S Synchronous motor 1FK7-HD PN=1.4kW; UDC=600V M0=4.5Nm (100K); NN=4500rpm; Naturally cooled FRAME SIZE IMB 5 (IM V1, IM V3) FLANGE 1 POWER CONNECTOR ROTATABLE ABSOLUTE ENCODER SINGLETURN 20 BIT WITH DRIVE-CLIQ INTERFACE (ENCODER AS20DQI) PLAIN SHAFT, TOLERANCE N; WITH HOLDING BRAKE PROTECTION CLASS IP65, | - | 0 | 0
1FK7044-4CH71-1QH2 |  | 1FK7044-4CH71-1QH2 | 1 | UN | 1 | 15 | C | D | N | N | 85015220 | 1 |  | 7.7 | KG | 1239.61 | 1239.61 | MC05 | MC05 | SIMOTICS S Synchronous motor 1FK7-HD PN=1.4kW; UDC=600V M0=4.5Nm (100K); NN=4500rpm; Naturally cooled FRAME SIZE IMB 5 (IM V1, IM V3) FLANGE 1 POWER CONNECTOR ROTATABLE ABSOLUTE ENCODER SINGLETURN 20 BIT WITH DRIVE-CLIQ INTERFACE (ENCODER AS20DQI) PLAIN SHAFT, TOLERANCE N; WITH HOLDING BRAKE PROTECTION CLASS IP65, FLANGE ON DRIVE END IP67; | - | 0 | 0
1FK7044-4CH71-1RA0 |  | 1FK7044-4CH71-1RA0 | 1 | UN | 1 | 15 | C | D | N | N | 85015220 | 1 |  | 7.401 | KG | 1311.66 | 1311.66 | MC05 | MC05 | SIMOTICS S Synchronous motor 1FK7-HD PN=1.4kW; UDC=600V M0=4.5Nm (100K); NN=4500rpm; Naturally cooled FRAME SIZE IMB 5 (IM V1, IM V3) FLANGE 1 POWER CONNECTOR ROTATABLE ABSOLUTE ENCODER 20 BIT + 12 BIT MULTITURN WITH DRIVE-CLIQ INTERFACE (ENCODER AM20DQI) SHAFT WITH FITTED KEY, TOLERANCE N; W/O HOLDING BRAKE PROTECTION CLASS IP64; | - | 0 | 0
1FK7044-4CH71-1RA1 |  | 1FK7044-4CH71-1RA1 | 1 | UN | 1 | 15 | C | D | N | N | 85015220 | 1 |  | 7.401 | KG | 1374 | 1374 | MC05 | MC05 | SIMOTICS S Synchronous motor 1FK7-HD PN=1.4kW; UDC=600V M0=4.5Nm (100K); NN=4500rpm; Naturally cooled FRAME SIZE IMB 5 (IM V1, IM V3) FLANGE 1 POWER CONNECTOR ROTATABLE ABSOLUTE ENCODER 20 BIT + 12 BIT MULTITURN WITH DRIVE-CLIQ INTERFACE (ENCODER AM20DQI) SHAFT WITH FITTED KEY, TOLERANCE N; W/O HOLDING BRAKE PROTECTION CLASS IP65, | - | 0 | 0
1FK7044-4CH71-1RA2 |  | 1FK7044-4CH71-1RA2 | 1 | UN | 1 | 15 | C | D | N | N | 85015220 | 1 |  | 7.401 | KG | 1374 | 1374 | MC05 | MC05 | SIMOTICS S Synchronous motor 1FK7-HD PN=1.4kW; UDC=600V M0=4.5Nm (100K); NN=4500rpm; Naturally cooled FRAME SIZE IMB 5 (IM V1, IM V3) FLANGE 1 POWER CONNECTOR ROTATABLE ABSOLUTE ENCODER 20 BIT + 12 BIT MULTITURN WITH DRIVE-CLIQ INTERFACE (ENCODER AM20DQI) SHAFT WITH FITTED KEY, TOLERANCE N; W/O HOLDING BRAKE PROTECTION CLASS IP65, FLANGE ON DRIVE END IP67; | - | 0 | 0
1FK7044-4CH71-1RB0 |  | 1FK7044-4CH71-1RB0 | 1 | UN | 1 | 15 | C | D | N | N | 85015220 | 1 |  | 7.7 | KG | 1485.62 | 1485.62 | MC05 | MC05 | SIMOTICS S Synchronous motor 1FK7-HD PN=1.4kW; UDC=600V M0=4.5Nm (100K); NN=4500rpm; Naturally cooled FRAME SIZE IMB 5 (IM V1, IM V3) FLANGE 1 POWER CONNECTOR ROTATABLE ABSOLUTE ENCODER 20 BIT + 12 BIT MULTITURN WITH DRIVE-CLIQ INTERFACE (ENCODER AM20DQI) SHAFT WITH FITTED KEY, TOLERANCE N; WITH HOLDING BRAKE PROTECTION CLASS IP64; | - | 0 | 0
1FK7044-4CH71-1RB1 |  | 1FK7044-4CH71-1RB1 | 1 | UN | 1 | 15 | C | D | N | N | 85015220 | 1 |  | 7.7 | KG | 1547.96 | 1547.96 | MC05 | MC05 | SIMOTICS S Synchronous motor 1FK7-HD PN=1.4kW; UDC=600V M0=4.5Nm (100K); NN=4500rpm; Naturally cooled FRAME SIZE IMB 5 (IM V1, IM V3) FLANGE 1 POWER CONNECTOR ROTATABLE ABSOLUTE ENCODER 20 BIT + 12 BIT MULTITURN WITH DRIVE-CLIQ INTERFACE (ENCODER AM20DQI) SHAFT WITH FITTED KEY, TOLERANCE N; WITH HOLDING BRAKE PROTECTION CLASS IP65, | - | 0 | 0
1FK7044-4CH71-1RB2 |  | 1FK7044-4CH71-1RB2 | 1 | UN | 1 | 15 | C | D | N | N | 85015220 | 1 |  | 7.7 | KG | 1547.96 | 1547.96 | MC05 | MC05 | SIMOTICS S Synchronous motor 1FK7-HD PN=1.4kW; UDC=600V M0=4.5Nm (100K); NN=4500rpm; Naturally cooled FRAME SIZE IMB 5 (IM V1, IM V3) FLANGE 1 POWER CONNECTOR ROTATABLE ABSOLUTE ENCODER 20 BIT + 12 BIT MULTITURN WITH DRIVE-CLIQ INTERFACE (ENCODER AM20DQI) SHAFT WITH FITTED KEY, TOLERANCE N; WITH HOLDING BRAKE PROTECTION CLASS IP65, FLANGE ON DRIVE END IP67; | - | 0 | 0
1FK7044-4CH71-1RG0 |  | 1FK7044-4CH71-1RG0 | 1 | UN | 1 | 15 | C | D | N | N | 85015220 | 1 |  | 7.401 | KG | 1254.17 | 1254.17 | MC05 | MC05 | SIMOTICS S Synchronous motor 1FK7-HD PN=1.4kW; UDC=600V M0=4.5Nm (100K); NN=4500rpm; Naturally cooled FRAME SIZE IMB 5 (IM V1, IM V3) FLANGE 1 POWER CONNECTOR ROTATABLE ABSOLUTE ENCODER 20 BIT + 12 BIT MULTITURN WITH DRIVE-CLIQ INTERFACE (ENCODER AM20DQI) PLAIN SHAFT, TOLERANCE N; W/O HOLDING BRAKE PROTECTION CLASS IP64; | - | 0 | 0
1FK7044-4CH71-1RG1 |  | 1FK7044-4CH71-1RG1 | 1 | UN | 1 | 15 | C | D | N | N | 85015220 | 1 |  | 7.401 | KG | 1316.51 | 1316.51 | MC05 | MC05 | SIMOTICS S Synchronous motor 1FK7-HD PN=1.4kW; UDC=600V M0=4.5Nm (100K); NN=4500rpm; Naturally cooled FRAME SIZE IMB 5 (IM V1, IM V3) FLANGE 1 POWER CONNECTOR ROTATABLE ABSOLUTE ENCODER 20 BIT + 12 BIT MULTITURN WITH DRIVE-CLIQ INTERFACE (ENCODER AM20DQI) PLAIN SHAFT, TOLERANCE N; W/O HOLDING BRAKE PROTECTION CLASS IP65, | - | 0 | 0
1FK7044-4CH71-1RG2 |  | 1FK7044-4CH71-1RG2 | 1 | UN | 1 | 15 | C | D | N | N | 85015220 | 1 |  | 7.401 | KG | 1316.51 | 1316.51 | MC05 | MC05 | SIMOTICS S Synchronous motor 1FK7-HD PN=1.4kW; UDC=600V M0=4.5Nm (100K); NN=4500rpm; Naturally cooled FRAME SIZE IMB 5 (IM V1, IM V3) FLANGE 1 POWER CONNECTOR ROTATABLE ABSOLUTE ENCODER 20 BIT + 12 BIT MULTITURN WITH DRIVE-CLIQ INTERFACE (ENCODER AM20DQI) PLAIN SHAFT, TOLERANCE N; W/O HOLDING BRAKE PROTECTION CLASS IP65, FLANGE ON DRIVE END IP67; | - | 0 | 0
1FK7044-4CH71-1RH0 |  | 1FK7044-4CH71-1RH0 | 1 | UN | 1 | 15 | C | D | N | N | 85015220 | 1 |  | 7.7 | KG | 1426.64 | 1426.64 | MC05 | MC05 | SIMOTICS S Synchronous motor 1FK7-HD PN=1.4kW; UDC=600V M0=4.5Nm (100K); NN=4500rpm; Naturally cooled FRAME SIZE IMB 5 (IM V1, IM V3) FLANGE 1 POWER CONNECTOR ROTATABLE ABSOLUTE ENCODER 20 BIT + 12 BIT MULTITURN WITH DRIVE-CLIQ INTERFACE (ENCODER AM20DQI) PLAIN SHAFT, TOLERANCE N; WITH HOLDING BRAKE PROTECTION CLASS IP64; | - | 0 | 0
1FK7044-4CH71-1RH1 |  | 1FK7044-4CH71-1RH1 | 1 | UN | 1 | 15 | C | D | N | N | 85015220 | 1 |  | 7.7 | KG | 1488.98 | 1488.98 | MC05 | MC05 | SIMOTICS S Synchronous motor 1FK7-HD PN=1.4kW; UDC=600V M0=4.5Nm (100K); NN=4500rpm; Naturally cooled FRAME SIZE IMB 5 (IM V1, IM V3) FLANGE 1 POWER CONNECTOR ROTATABLE ABSOLUTE ENCODER 20 BIT + 12 BIT MULTITURN WITH DRIVE-CLIQ INTERFACE (ENCODER AM20DQI) PLAIN SHAFT, TOLERANCE N; WITH HOLDING BRAKE PROTECTION CLASS IP65, | - | 0 | 0
1FK7044-4CH71-1RH2 |  | 1FK7044-4CH71-1RH2 | 1 | UN | 1 | 15 | C | D | N | N | 85015220 | 1 |  | 7.7 | KG | 1488.98 | 1488.98 | MC05 | MC05 | SIMOTICS S Synchronous motor 1FK7-HD PN=1.4kW; UDC=600V M0=4.5Nm (100K); NN=4500rpm; Naturally cooled FRAME SIZE IMB 5 (IM V1, IM V3) FLANGE 1 POWER CONNECTOR ROTATABLE ABSOLUTE ENCODER 20 BIT + 12 BIT MULTITURN WITH DRIVE-CLIQ INTERFACE (ENCODER AM20DQI) PLAIN SHAFT, TOLERANCE N; WITH HOLDING BRAKE PROTECTION CLASS IP65, FLANGE ON DRIVE END IP67; | - | 0 | 0
1FK7044-4CH71-1SA0 |  | 1FK7044-4CH71-1SA0 | 1 | UN | 1 | 15 | C | D | N | N | 85015220 | 1 |  | 7.402 | KG | 832.89 | 832.89 | MC05 | MC05 | SIMOTICS S Synchronous motor 1FK7-HD PN=1.4kW; UDC=600V M0=4.5Nm (100K); NN=4500rpm; Naturally cooled FRAME SIZE IMB 5 (IM V1, IM V3) FLANGE 1, WITH KTY TEMPERATURESENSOR POWER CONNECTOR ROTATABLE RESOLVER MULTI-POLE (RESOLVER P=3); SHAFT WITH FITTED KEY, TOLERANCE N; W/O HOLDING BRAKE PROTECTION CLASS IP64; | - | 0 | 0
1FK7044-4CH71-1SA1 |  | 1FK7044-4CH71-1SA1 | 1 | UN | 1 | 15 | C | D | N | N | 85015220 | 1 |  | 7.402 | KG | 895.23 | 895.23 | MC05 | MC05 | SIMOTICS S Synchronous motor 1FK7-HD PN=1.4kW; UDC=600V M0=4.5Nm (100K); NN=4500rpm; Naturally cooled FRAME SIZE IMB 5 (IM V1, IM V3) FLANGE 1, WITH KTY TEMPERATURESENSOR POWER CONNECTOR ROTATABLE RESOLVER MULTI-POLE (RESOLVER P=3); SHAFT WITH FITTED KEY, TOLERANCE N; W/O HOLDING BRAKE PROTECTION CLASS IP65, | - | 0 | 0
1FK7044-4CH71-1SA2 |  | 1FK7044-4CH71-1SA2 | 1 | UN | 1 | 15 | C | D | N | N | 85015220 | 1 |  | 7.402 | KG | 895.23 | 895.23 | MC05 | MC05 | SIMOTICS S Synchronous motor 1FK7-HD PN=1.4kW; UDC=600V M0=4.5Nm (100K); NN=4500rpm; Naturally cooled FRAME SIZE IMB 5 (IM V1, IM V3) FLANGE 1, WITH KTY TEMPERATURESENSOR POWER CONNECTOR ROTATABLE RESOLVER MULTI-POLE (RESOLVER P=3); SHAFT WITH FITTED KEY, TOLERANCE N; W/O HOLDING BRAKE PROTECTION CLASS IP65, FLANGE ON DRIVE END IP67; | - | 0 | 0
1FK7044-4CH71-1SB0 |  | 1FK7044-4CH71-1SB0 | 1 | UN | 1 | 15 | C | D | N | N | 85015220 | 1 |  | 7.701 | KG | 1006.85 | 1006.85 | MC05 | MC05 | SIMOTICS S Synchronous motor 1FK7-HD PN=1.4kW; UDC=600V M0=4.5Nm (100K); NN=4500rpm; Naturally cooled FRAME SIZE IMB 5 (IM V1, IM V3) FLANGE 1, WITH KTY TEMPERATURESENSOR POWER CONNECTOR ROTATABLE RESOLVER MULTI-POLE (RESOLVER P=3); SHAFT WITH FITTED KEY, TOLERANCE N; WITH HOLDING BRAKE PROTECTION CLASS IP64; | - | 0 | 0
1FK7044-4CH71-1SB1 |  | 1FK7044-4CH71-1SB1 | 1 | UN | 1 | 15 | C | D | N | N | 85015220 | 1 |  | 7.701 | KG | 1069.19 | 1069.19 | MC05 | MC05 | SIMOTICS S Synchronous motor 1FK7-HD PN=1.4kW; UDC=600V M0=4.5Nm (100K); NN=4500rpm; Naturally cooled FRAME SIZE IMB 5 (IM V1, IM V3) FLANGE 1, WITH KTY TEMPERATURESENSOR POWER CONNECTOR ROTATABLE RESOLVER MULTI-POLE (RESOLVER P=3); SHAFT WITH FITTED KEY, TOLERANCE N; WITH HOLDING BRAKE PROTECTION CLASS IP65, | - | 0 | 0
1FK7044-4CH71-1SB2 |  | 1FK7044-4CH71-1SB2 | 1 | UN | 1 | 15 | C | D | N | N | 85015220 | 1 |  | 7.701 | KG | 1069.19 | 1069.19 | MC05 | MC05 | SIMOTICS S Synchronous motor 1FK7-HD PN=1.4kW; UDC=600V M0=4.5Nm (100K); NN=4500rpm; Naturally cooled FRAME SIZE IMB 5 (IM V1, IM V3) FLANGE 1, WITH KTY TEMPERATURESENSOR POWER CONNECTOR ROTATABLE RESOLVER MULTI-POLE (RESOLVER P=3); SHAFT WITH FITTED KEY, TOLERANCE N; WITH HOLDING BRAKE PROTECTION CLASS IP65, FLANGE ON DRIVE END IP67; | - | 0 | 0
1FK7044-4CH71-1SG0 |  | 1FK7044-4CH71-1SG0 | 1 | UN | 1 | 15 | C | D | N | N | 85015220 | 1 |  | 7.402 | KG | 775.4 | 775.4 | MC05 | MC05 | SIMOTICS S Synchronous motor 1FK7-HD PN=1.4kW; UDC=600V M0=4.5Nm (100K); NN=4500rpm; Naturally cooled FRAME SIZE IMB 5 (IM V1, IM V3) FLANGE 1, WITH KTY TEMPERATURESENSOR POWER CONNECTOR ROTATABLE RESOLVER MULTI-POLE (RESOLVER P=3); PLAIN SHAFT, TOLERANCE N; W/O HOLDING BRAKE PROTECTION CLASS IP64; | - | 0 | 0
1FK7044-4CH71-1SG1 |  | 1FK7044-4CH71-1SG1 | 1 | UN | 1 | 15 | C | D | N | N | 85015220 | 1 |  | 7.402 | KG | 837.74 | 837.74 | MC05 | MC05 | SIMOTICS S Synchronous motor 1FK7-HD PN=1.4kW; UDC=600V M0=4.5Nm (100K); NN=4500rpm; Naturally cooled FRAME SIZE IMB 5 (IM V1, IM V3) FLANGE 1, WITH KTY TEMPERATURESENSOR POWER CONNECTOR ROTATABLE RESOLVER MULTI-POLE (RESOLVER P=3); PLAIN SHAFT, TOLERANCE N; W/O HOLDING BRAKE PROTECTION CLASS IP65, | - | 0 | 0
1FK7044-4CH71-1SG2 |  | 1FK7044-4CH71-1SG2 | 1 | UN | 1 | 15 | C | D | N | N | 85015220 | 1 |  | 7.402 | KG | 837.74 | 837.74 | MC05 | MC05 | SIMOTICS S Synchronous motor 1FK7-HD PN=1.4kW; UDC=600V M0=4.5Nm (100K); NN=4500rpm; Naturally cooled FRAME SIZE IMB 5 (IM V1, IM V3) FLANGE 1, WITH KTY TEMPERATURESENSOR POWER CONNECTOR ROTATABLE RESOLVER MULTI-POLE (RESOLVER P=3); PLAIN SHAFT, TOLERANCE N; W/O HOLDING BRAKE PROTECTION CLASS IP65, FLANGE ON DRIVE END IP67; | - | 0 | 0
1FK7044-4CH71-1SH0 |  | 1FK7044-4CH71-1SH0 | 1 | UN | 1 | 15 | C | D | N | N | 85015220 | 1 |  | 7.701 | KG | 947.87 | 947.87 | MC05 | MC05 | SIMOTICS S Synchronous motor 1FK7-HD PN=1.4kW; UDC=600V M0=4.5Nm (100K); NN=4500rpm; Naturally cooled FRAME SIZE IMB 5 (IM V1, IM V3) FLANGE 1, WITH KTY TEMPERATURESENSOR POWER CONNECTOR ROTATABLE RESOLVER MULTI-POLE (RESOLVER P=3); PLAIN SHAFT, TOLERANCE N; WITH HOLDING BRAKE PROTECTION CLASS IP64; | - | 0 | 0
1FK7044-4CH71-1SH1 |  | 1FK7044-4CH71-1SH1 | 1 | UN | 1 | 15 | C | D | N | N | 85015220 | 1 |  | 7.701 | KG | 1010.21 | 1010.21 | MC05 | MC05 | SIMOTICS S Synchronous motor 1FK7-HD PN=1.4kW; UDC=600V M0=4.5Nm (100K); NN=4500rpm; Naturally cooled FRAME SIZE IMB 5 (IM V1, IM V3) FLANGE 1, WITH KTY TEMPERATURESENSOR POWER CONNECTOR ROTATABLE RESOLVER MULTI-POLE (RESOLVER P=3); PLAIN SHAFT, TOLERANCE N; WITH HOLDING BRAKE PROTECTION CLASS IP65, | - | 0 | 0
1FK7044-4CH71-1SH2 |  | 1FK7044-4CH71-1SH2 | 1 | UN | 1 | 15 | C | D | N | N | 85015220 | 1 |  | 7.701 | KG | 1010.21 | 1010.21 | MC05 | MC05 | SIMOTICS S Synchronous motor 1FK7-HD PN=1.4kW; UDC=600V M0=4.5Nm (100K); NN=4500rpm; Naturally cooled FRAME SIZE IMB 5 (IM V1, IM V3) FLANGE 1, WITH KTY TEMPERATURESENSOR POWER CONNECTOR ROTATABLE RESOLVER MULTI-POLE (RESOLVER P=3); PLAIN SHAFT, TOLERANCE N; WITH HOLDING BRAKE PROTECTION CLASS IP65, FLANGE ON DRIVE END IP67; | - | 0 | 0
1FK7044-4CH71-1TA0 |  | 1FK7044-4CH71-1TA0 | 1 | UN | 1 | 15 | C | D | N | N | 85015220 | 1 |  | 7.402 | KG | 832.89 | 832.89 | MC05 | MC05 | SIMOTICS S Synchronous motor 1FK7-HD PN=1.4kW; UDC=600V M0=4.5Nm (100K); NN=4500rpm; Naturally cooled FRAME SIZE IMB 5 (IM V1, IM V3) FLANGE 1, WITH KTY TEMPERATURESENSOR POWER CONNECTOR ROTATABLE RESOLVER 2-POLE (RESOLVER P=1); SHAFT WITH FITTED KEY, TOLERANCE N; W/O HOLDING BRAKE PROTECTION CLASS IP64; | - | 0 | 0
1FK7044-4CH71-1TA1 |  | 1FK7044-4CH71-1TA1 | 1 | UN | 1 | 15 | C | D | N | N | 85015220 | 1 |  | 7.402 | KG | 895.23 | 895.23 | MC05 | MC05 | SIMOTICS S Synchronous motor 1FK7-HD PN=1.4kW; UDC=600V M0=4.5Nm (100K); NN=4500rpm; Naturally cooled FRAME SIZE IMB 5 (IM V1, IM V3) FLANGE 1, WITH KTY TEMPERATURESENSOR POWER CONNECTOR ROTATABLE RESOLVER 2-POLE (RESOLVER P=1); SHAFT WITH FITTED KEY, TOLERANCE N; W/O HOLDING BRAKE PROTECTION CLASS IP65, | - | 0 | 0
1FK7044-4CH71-1TA2 |  | 1FK7044-4CH71-1TA2 | 1 | UN | 1 | 15 | C | D | N | N | 85015220 | 1 |  | 7.402 | KG | 895.23 | 895.23 | MC05 | MC05 | SIMOTICS S Synchronous motor 1FK7-HD PN=1.4kW; UDC=600V M0=4.5Nm (100K); NN=4500rpm; Naturally cooled FRAME SIZE IMB 5 (IM V1, IM V3) FLANGE 1, WITH KTY TEMPERATURESENSOR POWER CONNECTOR ROTATABLE RESOLVER 2-POLE (RESOLVER P=1); SHAFT WITH FITTED KEY, TOLERANCE N; W/O HOLDING BRAKE PROTECTION CLASS IP65, FLANGE ON DRIVE END IP67; | - | 0 | 0
1FK7044-4CH71-1TB0 |  | 1FK7044-4CH71-1TB0 | 1 | UN | 1 | 15 | C | D | N | N | 85015220 | 1 |  | 7.701 | KG | 1006.85 | 1006.85 | MC05 | MC05 | SIMOTICS S Synchronous motor 1FK7-HD PN=1.4kW; UDC=600V M0=4.5Nm (100K); NN=4500rpm; Naturally cooled FRAME SIZE IMB 5 (IM V1, IM V3) FLANGE 1, WITH KTY TEMPERATURESENSOR POWER CONNECTOR ROTATABLE RESOLVER 2-POLE (RESOLVER P=1); SHAFT WITH FITTED KEY, TOLERANCE N; WITH HOLDING BRAKE PROTECTION CLASS IP64; | - | 0 | 0
1FK7044-4CH71-1TB1 |  | 1FK7044-4CH71-1TB1 | 1 | UN | 1 | 15 | C | D | N | N | 85015220 | 1 |  | 7.701 | KG | 1069.19 | 1069.19 | MC05 | MC05 | SIMOTICS S Synchronous motor 1FK7-HD PN=1.4kW; UDC=600V M0=4.5Nm (100K); NN=4500rpm; Naturally cooled FRAME SIZE IMB 5 (IM V1, IM V3) FLANGE 1, WITH KTY TEMPERATURESENSOR POWER CONNECTOR ROTATABLE RESOLVER 2-POLE (RESOLVER P=1); SHAFT WITH FITTED KEY, TOLERANCE N; WITH HOLDING BRAKE PROTECTION CLASS IP65, | - | 0 | 0
1FK7044-4CH71-1TB2 |  | 1FK7044-4CH71-1TB2 | 1 | UN | 1 | 15 | C | D | N | N | 85015220 | 1 |  | 7.701 | KG | 1069.19 | 1069.19 | MC05 | MC05 | SIMOTICS S Synchronous motor 1FK7-HD PN=1.4kW; UDC=600V M0=4.5Nm (100K); NN=4500rpm; Naturally cooled FRAME SIZE IMB 5 (IM V1, IM V3) FLANGE 1, WITH KTY TEMPERATURESENSOR POWER CONNECTOR ROTATABLE RESOLVER 2-POLE (RESOLVER P=1); SHAFT WITH FITTED KEY, TOLERANCE N; WITH HOLDING BRAKE PROTECTION CLASS IP65, FLANGE ON DRIVE END IP67; | - | 0 | 0
1FK7044-4CH71-1TG0 |  | 1FK7044-4CH71-1TG0 | 1 | UN | 1 | 15 | C | D | N | N | 85015220 | 1 |  | 7.402 | KG | 775.4 | 775.4 | MC05 | MC05 | SIMOTICS S Synchronous motor 1FK7-HD PN=1.4kW; UDC=600V M0=4.5Nm (100K); NN=4500rpm; Naturally cooled FRAME SIZE IMB 5 (IM V1, IM V3) FLANGE 1, WITH KTY TEMPERATURESENSOR POWER CONNECTOR ROTATABLE RESOLVER 2-POLE (RESOLVER P=1); PLAIN SHAFT, TOLERANCE N; W/O HOLDING BRAKE PROTECTION CLASS IP64; | - | 0 | 0
1FK7044-4CH71-1TG1 |  | 1FK7044-4CH71-1TG1 | 1 | UN | 1 | 15 | C | D | N | N | 85015220 | 1 |  | 7.402 | KG | 837.74 | 837.74 | MC05 | MC05 | SIMOTICS S Synchronous motor 1FK7-HD PN=1.4kW; UDC=600V M0=4.5Nm (100K); NN=4500rpm; Naturally cooled FRAME SIZE IMB 5 (IM V1, IM V3) FLANGE 1, WITH KTY TEMPERATURESENSOR POWER CONNECTOR ROTATABLE RESOLVER 2-POLE (RESOLVER P=1); PLAIN SHAFT, TOLERANCE N; W/O HOLDING BRAKE PROTECTION CLASS IP65, | - | 0 | 0
1FK7044-4CH71-1TG2 |  | 1FK7044-4CH71-1TG2 | 1 | UN | 1 | 15 | C | D | N | N | 85015220 | 1 |  | 7.402 | KG | 837.74 | 837.74 | MC05 | MC05 | SIMOTICS S Synchronous motor 1FK7-HD PN=1.4kW; UDC=600V M0=4.5Nm (100K); NN=4500rpm; Naturally cooled FRAME SIZE IMB 5 (IM V1, IM V3) FLANGE 1, WITH KTY TEMPERATURESENSOR POWER CONNECTOR ROTATABLE RESOLVER 2-POLE (RESOLVER P=1); PLAIN SHAFT, TOLERANCE N; W/O HOLDING BRAKE PROTECTION CLASS IP65, FLANGE ON DRIVE END IP67; | - | 0 | 0
1FK7044-4CH71-1TH0 |  | 1FK7044-4CH71-1TH0 | 1 | UN | 1 | 15 | C | D | N | N | 85015220 | 1 |  | 7.701 | KG | 947.87 | 947.87 | MC05 | MC05 | SIMOTICS S Synchronous motor 1FK7-HD PN=1.4kW; UDC=600V M0=4.5Nm (100K); NN=4500rpm; Naturally cooled FRAME SIZE IMB 5 (IM V1, IM V3) FLANGE 1, WITH KTY TEMPERATURESENSOR POWER CONNECTOR ROTATABLE RESOLVER 2-POLE (RESOLVER P=1); PLAIN SHAFT, TOLERANCE N; WITH HOLDING BRAKE PROTECTION CLASS IP64; | - | 0 | 0
1FK7044-4CH71-1TH1 |  | 1FK7044-4CH71-1TH1 | 1 | UN | 1 | 15 | C | D | N | N | 85015220 | 1 |  | 7.701 | KG | 1010.21 | 1010.21 | MC05 | MC05 | SIMOTICS S Synchronous motor 1FK7-HD PN=1.4kW; UDC=600V M0=4.5Nm (100K); NN=4500rpm; Naturally cooled FRAME SIZE IMB 5 (IM V1, IM V3) FLANGE 1, WITH KTY TEMPERATURESENSOR POWER CONNECTOR ROTATABLE RESOLVER 2-POLE (RESOLVER P=1); PLAIN SHAFT, TOLERANCE N; WITH HOLDING BRAKE PROTECTION CLASS IP65, | - | 0 | 0
1FK7044-4CH71-1TH2 |  | 1FK7044-4CH71-1TH2 | 1 | UN | 1 | 15 | C | D | N | N | 85015220 | 1 |  | 7.701 | KG | 1010.21 | 1010.21 | MC05 | MC05 | SIMOTICS S Synchronous motor 1FK7-HD PN=1.4kW; UDC=600V M0=4.5Nm (100K); NN=4500rpm; Naturally cooled FRAME SIZE IMB 5 (IM V1, IM V3) FLANGE 1, WITH KTY TEMPERATURESENSOR POWER CONNECTOR ROTATABLE RESOLVER 2-POLE (RESOLVER P=1); PLAIN SHAFT, TOLERANCE N; WITH HOLDING BRAKE PROTECTION CLASS IP65, FLANGE ON DRIVE END IP67; | - | 0 | 0
1FK7044-4CH71-1UA0 |  | 1FK7044-4CH71-1UA0 | 1 | UN | 1 | 15 | C | D | N | N | 85015220 | 1 |  | 7.402 | KG | 993.59 | 993.59 | MC05 | MC05 | SIMOTICS S Synchronous motor 1FK7-HD PN=1.4kW; UDC=600V M0=4.5Nm (100K); NN=4500rpm; Naturally cooled FRAME SIZE IMB 5 (IM V1, IM V3) FLANGE 1 POWER CONNECTOR ROTATABLE RESOLVER MULTI-POLE WITH DRIVE-CLIQ INTERFACE; SHAFT WITH FITTED KEY, TOLERANCE N; W/O HOLDING BRAKE PROTECTION CLASS IP64; | - | 0 | 0
1FK7044-4CH71-1UA1 |  | 1FK7044-4CH71-1UA1 | 1 | UN | 1 | 15 | C | D | N | N | 85015220 | 1 |  | 7.402 | KG | 1055.93 | 1055.93 | MC05 | MC05 | SIMOTICS S Synchronous motor 1FK7-HD PN=1.4kW; UDC=600V M0=4.5Nm (100K); NN=4500rpm; Naturally cooled FRAME SIZE IMB 5 (IM V1, IM V3) FLANGE 1 POWER CONNECTOR ROTATABLE RESOLVER MULTI-POLE WITH DRIVE-CLIQ INTERFACE; SHAFT WITH FITTED KEY, TOLERANCE N; W/O HOLDING BRAKE PROTECTION CLASS IP65, | - | 0 | 0
1FK7044-4CH71-1UA2 |  | 1FK7044-4CH71-1UA2 | 1 | UN | 1 | 15 | C | D | N | N | 85015220 | 1 |  | 7.402 | KG | 1055.93 | 1055.93 | MC05 | MC05 | SIMOTICS S Synchronous motor 1FK7-HD PN=1.4kW; UDC=600V M0=4.5Nm (100K); NN=4500rpm; Naturally cooled FRAME SIZE IMB 5 (IM V1, IM V3) FLANGE 1 POWER CONNECTOR ROTATABLE RESOLVER MULTI-POLE WITH DRIVE-CLIQ INTERFACE; SHAFT WITH FITTED KEY, TOLERANCE N; W/O HOLDING BRAKE PROTECTION CLASS IP65, FLANGE ON DRIVE END IP67; | - | 0 | 0
1FK7044-4CH71-1UB0 |  | 1FK7044-4CH71-1UB0 | 1 | UN | 1 | 15 | C | D | N | N | 85015220 | 1 |  | 7.701 | KG | 1167.55 | 1167.55 | MC05 | MC05 | SIMOTICS S Synchronous motor 1FK7-HD PN=1.4kW; UDC=600V M0=4.5Nm (100K); NN=4500rpm; Naturally cooled FRAME SIZE IMB 5 (IM V1, IM V3) FLANGE 1 POWER CONNECTOR ROTATABLE RESOLVER MULTI-POLE WITH DRIVE-CLIQ INTERFACE; SHAFT WITH FITTED KEY, TOLERANCE N; WITH HOLDING BRAKE PROTECTION CLASS IP64; | - | 0 | 0
1FK7044-4CH71-1UB1 |  | 1FK7044-4CH71-1UB1 | 1 | UN | 1 | 15 | C | D | N | N | 85015220 | 1 |  | 7.701 | KG | 1229.89 | 1229.89 | MC05 | MC05 | SIMOTICS S Synchronous motor 1FK7-HD PN=1.4kW; UDC=600V M0=4.5Nm (100K); NN=4500rpm; Naturally cooled FRAME SIZE IMB 5 (IM V1, IM V3) FLANGE 1 POWER CONNECTOR ROTATABLE RESOLVER MULTI-POLE WITH DRIVE-CLIQ INTERFACE; SHAFT WITH FITTED KEY, TOLERANCE N; WITH HOLDING BRAKE PROTECTION CLASS IP65, | - | 0 | 0
1FK7044-4CH71-1UB2 |  | 1FK7044-4CH71-1UB2 | 1 | UN | 1 | 15 | C | D | N | N | 85015220 | 1 |  | 7.701 | KG | 1229.89 | 1229.89 | MC05 | MC05 | SIMOTICS S Synchronous motor 1FK7-HD PN=1.4kW; UDC=600V M0=4.5Nm (100K); NN=4500rpm; Naturally cooled FRAME SIZE IMB 5 (IM V1, IM V3) FLANGE 1 POWER CONNECTOR ROTATABLE RESOLVER MULTI-POLE WITH DRIVE-CLIQ INTERFACE; SHAFT WITH FITTED KEY, TOLERANCE N; WITH HOLDING BRAKE PROTECTION CLASS IP65, FLANGE ON DRIVE END IP67; | - | 0 | 0
1FK7044-4CH71-1UG0 |  | 1FK7044-4CH71-1UG0 | 1 | UN | 1 | 15 | C | D | N | N | 85015220 | 1 |  | 7.402 | KG | 936.1 | 936.1 | MC05 | MC05 | SIMOTICS S Synchronous motor 1FK7-HD PN=1.4kW; UDC=600V M0=4.5Nm (100K); NN=4500rpm; Naturally cooled FRAME SIZE IMB 5 (IM V1, IM V3) FLANGE 1 POWER CONNECTOR ROTATABLE RESOLVER MULTI-POLE WITH DRIVE-CLIQ INTERFACE; PLAIN SHAFT, TOLERANCE N; W/O HOLDING BRAKE PROTECTION CLASS IP64; | - | 0 | 0
1FK7044-4CH71-1UG1 |  | 1FK7044-4CH71-1UG1 | 1 | UN | 1 | 15 | C | D | N | N | 85015220 | 1 |  | 7.402 | KG | 998.44 | 998.44 | MC05 | MC05 | SIMOTICS S Synchronous motor 1FK7-HD PN=1.4kW; UDC=600V M0=4.5Nm (100K); NN=4500rpm; Naturally cooled FRAME SIZE IMB 5 (IM V1, IM V3) FLANGE 1 POWER CONNECTOR ROTATABLE RESOLVER MULTI-POLE WITH DRIVE-CLIQ INTERFACE; PLAIN SHAFT, TOLERANCE N; W/O HOLDING BRAKE PROTECTION CLASS IP65, | - | 0 | 0
1FK7044-4CH71-1UG2 |  | 1FK7044-4CH71-1UG2 | 1 | UN | 1 | 15 | C | D | N | N | 85015220 | 1 |  | 7.402 | KG | 998.44 | 998.44 | MC05 | MC05 | SIMOTICS S Synchronous motor 1FK7-HD PN=1.4kW; UDC=600V M0=4.5Nm (100K); NN=4500rpm; Naturally cooled FRAME SIZE IMB 5 (IM V1, IM V3) FLANGE 1 POWER CONNECTOR ROTATABLE RESOLVER MULTI-POLE WITH DRIVE-CLIQ INTERFACE; PLAIN SHAFT, TOLERANCE N; W/O HOLDING BRAKE PROTECTION CLASS IP65, FLANGE ON DRIVE END IP67; | - | 0 | 0
1FK7044-4CH71-1UH0 |  | 1FK7044-4CH71-1UH0 | 1 | UN | 1 | 15 | C | D | N | N | 85015220 | 1 |  | 7.701 | KG | 1108.57 | 1108.57 | MC05 | MC05 | SIMOTICS S Synchronous motor 1FK7-HD PN=1.4kW; UDC=600V M0=4.5Nm (100K); NN=4500rpm; Naturally cooled FRAME SIZE IMB 5 (IM V1, IM V3) FLANGE 1 POWER CONNECTOR ROTATABLE RESOLVER MULTI-POLE WITH DRIVE-CLIQ INTERFACE; PLAIN SHAFT, TOLERANCE N; WITH HOLDING BRAKE PROTECTION CLASS IP64; | - | 0 | 0
1FK7044-4CH71-1UH1 |  | 1FK7044-4CH71-1UH1 | 1 | UN | 1 | 15 | C | D | N | N | 85015220 | 1 |  | 7.701 | KG | 1170.91 | 1170.91 | MC05 | MC05 | SIMOTICS S Synchronous motor 1FK7-HD PN=1.4kW; UDC=600V M0=4.5Nm (100K); NN=4500rpm; Naturally cooled FRAME SIZE IMB 5 (IM V1, IM V3) FLANGE 1 POWER CONNECTOR ROTATABLE RESOLVER MULTI-POLE WITH DRIVE-CLIQ INTERFACE; PLAIN SHAFT, TOLERANCE N; WITH HOLDING BRAKE PROTECTION CLASS IP65, | - | 0 | 0
1FK7044-4CH71-1UH2 |  | 1FK7044-4CH71-1UH2 | 1 | UN | 1 | 15 | C | D | N | N | 85015220 | 1 |  | 7.701 | KG | 1170.91 | 1170.91 | MC05 | MC05 | SIMOTICS S Synchronous motor 1FK7-HD PN=1.4kW; UDC=600V M0=4.5Nm (100K); NN=4500rpm; Naturally cooled FRAME SIZE IMB 5 (IM V1, IM V3) FLANGE 1 POWER CONNECTOR ROTATABLE RESOLVER MULTI-POLE WITH DRIVE-CLIQ INTERFACE; PLAIN SHAFT, TOLERANCE N; WITH HOLDING BRAKE PROTECTION CLASS IP65, FLANGE ON DRIVE END IP67; | - | 0 | 0
1FK7044-4CH74-1AA0 |  | 1FK7044-4CH74-1AA0 | 1 | UN | 1 | 15 | C | D | N | N | 85015220 | 1 |  | 7.401 | KG | 1223.53 | 1223.53 | MC05 | MC05 | SIMOTICS S Synchronous motor 1FK7-HD PN=1.4kW; UDC=600V M0=4.5Nm (100K); NN=4500rpm; Naturally cooled FRAME SIZE IMB 5 (IM V1, IM V3) FLANGE 1, WITH PT1000 TEMPERATURESENSOR POWER CONNECTOR ROTATABLE INCREMENTAL ENCODER SIN/COS 1VPP;2048 S/R W. C-AND D-SPUR (ENCODER IC2048S/R) SHAFT WITH FITTED KEY, TOLERANCE N; W/O HOLDING BRAKE PROTECTION CLASS IP64; | - | 0 | 0
1FK7044-4CH74-1AA1 |  | 1FK7044-4CH74-1AA1 | 1 | UN | 1 | 15 | C | D | N | N | 85015220 | 1 |  | 7.401 | KG | 1285.87 | 1285.87 | MC05 | MC05 | SIMOTICS S Synchronous motor 1FK7-HD PN=1.4kW; UDC=600V M0=4.5Nm (100K); NN=4500rpm; Naturally cooled FRAME SIZE IMB 5 (IM V1, IM V3) FLANGE 1, WITH PT1000 TEMPERATURESENSOR POWER CONNECTOR ROTATABLE INCREMENTAL ENCODER SIN/COS 1VPP;2048 S/R W. C-AND D-SPUR (ENCODER IC2048S/R) SHAFT WITH FITTED KEY, TOLERANCE N; W/O HOLDING BRAKE PROTECTION CLASS IP65, | - | 0 | 0
1FK7044-4CH74-1AA2 |  | 1FK7044-4CH74-1AA2 | 1 | UN | 1 | 15 | C | D | N | N | 85015220 | 1 |  | 7.401 | KG | 1285.87 | 1285.87 | MC05 | MC05 | SIMOTICS S Synchronous motor 1FK7-HD PN=1.4kW; UDC=600V M0=4.5Nm (100K); NN=4500rpm; Naturally cooled FRAME SIZE IMB 5 (IM V1, IM V3) FLANGE 1, WITH PT1000 TEMPERATURESENSOR POWER CONNECTOR ROTATABLE INCREMENTAL ENCODER SIN/COS 1VPP;2048 S/R W. C-AND D-SPUR (ENCODER IC2048S/R) SHAFT WITH FITTED KEY, TOLERANCE N; W/O HOLDING BRAKE PROTECTION CLASS IP65, FLANGE ON DRIVE END IP67; | - | 0 | 0
1FK7044-4CH74-1AB0 |  | 1FK7044-4CH74-1AB0 | 1 | UN | 1 | 15 | C | D | N | N | 85015220 | 1 |  | 7.7 | KG | 1397.49 | 1397.49 | MC05 | MC05 | SIMOTICS S Synchronous motor 1FK7-HD PN=1.4kW; UDC=600V M0=4.5Nm (100K); NN=4500rpm; Naturally cooled FRAME SIZE IMB 5 (IM V1, IM V3) FLANGE 1, WITH PT1000 TEMPERATURESENSOR POWER CONNECTOR ROTATABLE INCREMENTAL ENCODER SIN/COS 1VPP;2048 S/R W. C-AND D-SPUR (ENCODER IC2048S/R) SHAFT WITH FITTED KEY, TOLERANCE N; WITH HOLDING BRAKE PROTECTION CLASS IP64; | - | 0 | 0
1FK7044-4CH74-1AB1 |  | 1FK7044-4CH74-1AB1 | 1 | UN | 1 | 15 | C | D | N | N | 85015220 | 1 |  | 7.7 | KG | 1459.83 | 1459.83 | MC05 | MC05 | SIMOTICS S Synchronous motor 1FK7-HD PN=1.4kW; UDC=600V M0=4.5Nm (100K); NN=4500rpm; Naturally cooled FRAME SIZE IMB 5 (IM V1, IM V3) FLANGE 1, WITH PT1000 TEMPERATURESENSOR POWER CONNECTOR ROTATABLE INCREMENTAL ENCODER SIN/COS 1VPP;2048 S/R W. C-AND D-SPUR (ENCODER IC2048S/R) SHAFT WITH FITTED KEY, TOLERANCE N; WITH HOLDING BRAKE PROTECTION CLASS IP65, | - | 0 | 0
1FK7044-4CH74-1AB2 |  | 1FK7044-4CH74-1AB2 | 1 | UN | 1 | 15 | C | D | N | N | 85015220 | 1 |  | 7.7 | KG | 1459.83 | 1459.83 | MC05 | MC05 | SIMOTICS S Synchronous motor 1FK7-HD PN=1.4kW; UDC=600V M0=4.5Nm (100K); NN=4500rpm; Naturally cooled FRAME SIZE IMB 5 (IM V1, IM V3) FLANGE 1, WITH PT1000 TEMPERATURESENSOR POWER CONNECTOR ROTATABLE INCREMENTAL ENCODER SIN/COS 1VPP;2048 S/R W. C-AND D-SPUR (ENCODER IC2048S/R) SHAFT WITH FITTED KEY, TOLERANCE N; WITH HOLDING BRAKE PROTECTION CLASS IP65, FLANGE ON DRIVE END IP67; | - | 0 | 0
1FK7044-4CH74-1AG0 |  | 1FK7044-4CH74-1AG0 | 1 | UN | 1 | 15 | C | D | N | N | 85015220 | 1 |  | 7.401 | KG | 1166.04 | 1166.04 | MC05 | MC05 | SIMOTICS S Synchronous motor 1FK7-HD PN=1.4kW; UDC=600V M0=4.5Nm (100K); NN=4500rpm; Naturally cooled FRAME SIZE IMB 5 (IM V1, IM V3) FLANGE 1, WITH PT1000 TEMPERATURESENSOR POWER CONNECTOR ROTATABLE INCREMENTAL ENCODER SIN/COS 1VPP;2048 S/R W. C-AND D-SPUR (ENCODER IC2048S/R) PLAIN SHAFT, TOLERANCE N; W/O HOLDING BRAKE PROTECTION CLASS IP64; | - | 0 | 0
1FK7044-4CH74-1AG1 |  | 1FK7044-4CH74-1AG1 | 1 | UN | 1 | 15 | C | D | N | N | 85015220 | 1 |  | 7.401 | KG | 1228.38 | 1228.38 | MC05 | MC05 | SIMOTICS S Synchronous motor 1FK7-HD PN=1.4kW; UDC=600V M0=4.5Nm (100K); NN=4500rpm; Naturally cooled FRAME SIZE IMB 5 (IM V1, IM V3) FLANGE 1, WITH PT1000 TEMPERATURESENSOR POWER CONNECTOR ROTATABLE INCREMENTAL ENCODER SIN/COS 1VPP;2048 S/R W. C-AND D-SPUR (ENCODER IC2048S/R) PLAIN SHAFT, TOLERANCE N; W/O HOLDING BRAKE PROTECTION CLASS IP65, | - | 0 | 0
1FK7044-4CH74-1AG2 |  | 1FK7044-4CH74-1AG2 | 1 | UN | 1 | 15 | C | D | N | N | 85015220 | 1 |  | 7.401 | KG | 1228.38 | 1228.38 | MC05 | MC05 | SIMOTICS S Synchronous motor 1FK7-HD PN=1.4kW; UDC=600V M0=4.5Nm (100K); NN=4500rpm; Naturally cooled FRAME SIZE IMB 5 (IM V1, IM V3) FLANGE 1, WITH PT1000 TEMPERATURESENSOR POWER CONNECTOR ROTATABLE INCREMENTAL ENCODER SIN/COS 1VPP;2048 S/R W. C-AND D-SPUR (ENCODER IC2048S/R) PLAIN SHAFT, TOLERANCE N; W/O HOLDING BRAKE PROTECTION CLASS IP65, FLANGE ON DRIVE END IP67; | - | 0 | 0
1FK7044-4CH74-1AH0 |  | 1FK7044-4CH74-1AH0 | 1 | UN | 1 | 15 | C | D | N | N | 85015220 | 1 |  | 7.7 | KG | 1338.51 | 1338.51 | MC05 | MC05 | SIMOTICS S Synchronous motor 1FK7-HD PN=1.4kW; UDC=600V M0=4.5Nm (100K); NN=4500rpm; Naturally cooled FRAME SIZE IMB 5 (IM V1, IM V3) FLANGE 1, WITH PT1000 TEMPERATURESENSOR POWER CONNECTOR ROTATABLE INCREMENTAL ENCODER SIN/COS 1VPP;2048 S/R W. C-AND D-SPUR (ENCODER IC2048S/R) PLAIN SHAFT, TOLERANCE N; WITH HOLDING BRAKE PROTECTION CLASS IP64; | - | 0 | 0
1FK7044-4CH74-1AH1 |  | 1FK7044-4CH74-1AH1 | 1 | UN | 1 | 15 | C | D | N | N | 85015220 | 1 |  | 7.7 | KG | 1400.85 | 1400.85 | MC05 | MC05 | SIMOTICS S Synchronous motor 1FK7-HD PN=1.4kW; UDC=600V M0=4.5Nm (100K); NN=4500rpm; Naturally cooled FRAME SIZE IMB 5 (IM V1, IM V3) FLANGE 1, WITH PT1000 TEMPERATURESENSOR POWER CONNECTOR ROTATABLE INCREMENTAL ENCODER SIN/COS 1VPP;2048 S/R W. C-AND D-SPUR (ENCODER IC2048S/R) PLAIN SHAFT, TOLERANCE N; WITH HOLDING BRAKE PROTECTION CLASS IP65, | - | 0 | 0
1FK7044-4CH74-1AH2 |  | 1FK7044-4CH74-1AH2 | 1 | UN | 1 | 15 | C | D | N | N | 85015220 | 1 |  | 7.7 | KG | 1400.85 | 1400.85 | MC05 | MC05 | SIMOTICS S Synchronous motor 1FK7-HD PN=1.4kW; UDC=600V M0=4.5Nm (100K); NN=4500rpm; Naturally cooled FRAME SIZE IMB 5 (IM V1, IM V3) FLANGE 1, WITH PT1000 TEMPERATURESENSOR POWER CONNECTOR ROTATABLE INCREMENTAL ENCODER SIN/COS 1VPP;2048 S/R W. C-AND D-SPUR (ENCODER IC2048S/R) PLAIN SHAFT, TOLERANCE N; WITH HOLDING BRAKE PROTECTION CLASS IP65, FLANGE ON DRIVE END IP67; | - | 0 | 0
1FK7044-4CH74-1EA0 |  | 1FK7044-4CH74-1EA0 | 1 | UN | 1 | 15 | C | D | N | N | 85015220 | 1 |  | 7.401 | KG | 1471.21 | 1471.21 | MC05 | MC05 | SIMOTICS S Synchronous motor 1FK7-HD PN=1.4kW; UDC=600V M0=4.5Nm (100K); NN=4500rpm; Naturally cooled FRAME SIZE IMB 5 (IM V1, IM V3) FLANGE 1, WITH PT1000 TEMPERATURESENSOR POWER CONNECTOR ROTATABLE ABSOLUTE ENCODERR 2048 S/R + 4096 UMDREHUNGEN MULTITURN, WITH ENDAT-SCHNITTSTELLE (ENCODER AM2048S/R) SHAFT WITH FITTED KEY, TOLERANCE N; W/O HOLDING BRAKE PROTECTION CLASS IP64; | - | 0 | 0
1FK7044-4CH74-1EA1 |  | 1FK7044-4CH74-1EA1 | 1 | UN | 1 | 15 | C | D | N | N | 85015220 | 1 |  | 7.401 | KG | 1533.55 | 1533.55 | MC05 | MC05 | SIMOTICS S Synchronous motor 1FK7-HD PN=1.4kW; UDC=600V M0=4.5Nm (100K); NN=4500rpm; Naturally cooled FRAME SIZE IMB 5 (IM V1, IM V3) FLANGE 1, WITH PT1000 TEMPERATURESENSOR POWER CONNECTOR ROTATABLE ABSOLUTE ENCODERR 2048 S/R + 4096 UMDREHUNGEN MULTITURN, WITH ENDAT-SCHNITTSTELLE (ENCODER AM2048S/R) SHAFT WITH FITTED KEY, TOLERANCE N; W/O HOLDING BRAKE PROTECTION CLASS IP65, | - | 0 | 0
1FK7044-4CH74-1EA2 |  | 1FK7044-4CH74-1EA2 | 1 | UN | 1 | 15 | C | D | N | N | 85015220 | 1 |  | 7.401 | KG | 1533.55 | 1533.55 | MC05 | MC05 | SIMOTICS S Synchronous motor 1FK7-HD PN=1.4kW; UDC=600V M0=4.5Nm (100K); NN=4500rpm; Naturally cooled FRAME SIZE IMB 5 (IM V1, IM V3) FLANGE 1, WITH PT1000 TEMPERATURESENSOR POWER CONNECTOR ROTATABLE ABSOLUTE ENCODERR 2048 S/R + 4096 UMDREHUNGEN MULTITURN, WITH ENDAT-SCHNITTSTELLE (ENCODER AM2048S/R) SHAFT WITH FITTED KEY, TOLERANCE N; W/O HOLDING BRAKE PROTECTION CLASS IP65, FLANGE ON DRIVE END IP67; | - | 0 | 0
1FK7044-4CH74-1EB0 |  | 1FK7044-4CH74-1EB0 | 1 | UN | 1 | 15 | C | D | N | N | 85015220 | 1 |  | 7.7 | KG | 1645.17 | 1645.17 | MC05 | MC05 | SIMOTICS S Synchronous motor 1FK7-HD PN=1.4kW; UDC=600V M0=4.5Nm (100K); NN=4500rpm; Naturally cooled FRAME SIZE IMB 5 (IM V1, IM V3) FLANGE 1, WITH PT1000 TEMPERATURESENSOR POWER CONNECTOR ROTATABLE ABSOLUTE ENCODERR 2048 S/R + 4096 UMDREHUNGEN MULTITURN, WITH ENDAT-SCHNITTSTELLE (ENCODER AM2048S/R) SHAFT WITH FITTED KEY, TOLERANCE N; WITH HOLDING BRAKE PROTECTION CLASS IP64; | - | 0 | 0
1FK7044-4CH74-1EB1 |  | 1FK7044-4CH74-1EB1 | 1 | UN | 1 | 15 | C | D | N | N | 85015220 | 1 |  | 7.7 | KG | 1707.51 | 1707.51 | MC05 | MC05 | SIMOTICS S Synchronous motor 1FK7-HD PN=1.4kW; UDC=600V M0=4.5Nm (100K); NN=4500rpm; Naturally cooled FRAME SIZE IMB 5 (IM V1, IM V3) FLANGE 1, WITH PT1000 TEMPERATURESENSOR POWER CONNECTOR ROTATABLE ABSOLUTE ENCODERR 2048 S/R + 4096 UMDREHUNGEN MULTITURN, WITH ENDAT-SCHNITTSTELLE (ENCODER AM2048S/R) SHAFT WITH FITTED KEY, TOLERANCE N; WITH HOLDING BRAKE PROTECTION CLASS IP65, | - | 0 | 0
1FK7044-4CH74-1EB1-Z | N05 | 1FK7044-4CH74-1EB1-ZN05 | 1 | UN | 1 | 15 | C | D | N | N | 85015220 | 1 |  | 7.701 | KG | 1910.95 | 1910.95 | MC05 | MC05 | SIMOTICS S Synchronous motor 1FK7-HD PN=1.4kW; UDC=600V M0=4.5Nm (100K); NN=4500rpm; Naturally cooled FRAME SIZE IMB 5 (IM V1, IM V3) FLANGE 1, WITH PT1000 TEMPERATURESENSOR POWER CONNECTOR ROTATABLE ABSOLUTE ENCODERR 2048 S/R + 4096 UMDREHUNGEN MULTITURN, WITH ENDAT-SCHNITTSTELLE (ENCODER AM2048S/R) SHAFT WITH FITTED KEY, TOLERANCE N; WITH HOLDING BRAKE PROTECTION CLASS IP65, N05: Compatibility of the shaft extension dimensions with 1FT504X (Configuration information to be considered, see notification number 14361688) | - | 0 | 0
1FK7044-4CH74-1EB2 |  | 1FK7044-4CH74-1EB2 | 1 | UN | 1 | 15 | C | D | N | N | 85015220 | 1 |  | 7.7 | KG | 1707.51 | 1707.51 | MC05 | MC05 | SIMOTICS S Synchronous motor 1FK7-HD PN=1.4kW; UDC=600V M0=4.5Nm (100K); NN=4500rpm; Naturally cooled FRAME SIZE IMB 5 (IM V1, IM V3) FLANGE 1, WITH PT1000 TEMPERATURESENSOR POWER CONNECTOR ROTATABLE ABSOLUTE ENCODERR 2048 S/R + 4096 UMDREHUNGEN MULTITURN, WITH ENDAT-SCHNITTSTELLE (ENCODER AM2048S/R) SHAFT WITH FITTED KEY, TOLERANCE N; WITH HOLDING BRAKE PROTECTION CLASS IP65, FLANGE ON DRIVE END IP67; | - | 0 | 0
1FK7044-4CH74-1EG0 |  | 1FK7044-4CH74-1EG0 | 1 | UN | 1 | 15 | C | D | N | N | 85015220 | 1 |  | 7.401 | KG | 1413.72 | 1413.72 | MC05 | MC05 | SIMOTICS S Synchronous motor 1FK7-HD PN=1.4kW; UDC=600V M0=4.5Nm (100K); NN=4500rpm; Naturally cooled FRAME SIZE IMB 5 (IM V1, IM V3) FLANGE 1, WITH PT1000 TEMPERATURESENSOR POWER CONNECTOR ROTATABLE ABSOLUTE ENCODERR 2048 S/R + 4096 UMDREHUNGEN MULTITURN, WITH ENDAT-SCHNITTSTELLE (ENCODER AM2048S/R) PLAIN SHAFT, TOLERANCE N; W/O HOLDING BRAKE PROTECTION CLASS IP64; | - | 0 | 0
1FK7044-4CH74-1EG1 |  | 1FK7044-4CH74-1EG1 | 1 | UN | 1 | 15 | C | D | N | N | 85015220 | 1 |  | 7.401 | KG | 1476.06 | 1476.06 | MC05 | MC05 | SIMOTICS S Synchronous motor 1FK7-HD PN=1.4kW; UDC=600V M0=4.5Nm (100K); NN=4500rpm; Naturally cooled FRAME SIZE IMB 5 (IM V1, IM V3) FLANGE 1, WITH PT1000 TEMPERATURESENSOR POWER CONNECTOR ROTATABLE ABSOLUTE ENCODERR 2048 S/R + 4096 UMDREHUNGEN MULTITURN, WITH ENDAT-SCHNITTSTELLE (ENCODER AM2048S/R) PLAIN SHAFT, TOLERANCE N; W/O HOLDING BRAKE PROTECTION CLASS IP65, | - | 0 | 0
1FK7044-4CH74-1EG2 |  | 1FK7044-4CH74-1EG2 | 1 | UN | 1 | 15 | C | D | N | N | 85015220 | 1 |  | 7.401 | KG | 1476.06 | 1476.06 | MC05 | MC05 | SIMOTICS S Synchronous motor 1FK7-HD PN=1.4kW; UDC=600V M0=4.5Nm (100K); NN=4500rpm; Naturally cooled FRAME SIZE IMB 5 (IM V1, IM V3) FLANGE 1, WITH PT1000 TEMPERATURESENSOR POWER CONNECTOR ROTATABLE ABSOLUTE ENCODERR 2048 S/R + 4096 UMDREHUNGEN MULTITURN, WITH ENDAT-SCHNITTSTELLE (ENCODER AM2048S/R) PLAIN SHAFT, TOLERANCE N; W/O HOLDING BRAKE PROTECTION CLASS IP65, FLANGE ON DRIVE END IP67; | - | 0 | 0
1FK7044-4CH74-1EH0 |  | 1FK7044-4CH74-1EH0 | 1 | UN | 1 | 15 | C | D | N | N | 85015220 | 1 |  | 7.7 | KG | 1586.19 | 1586.19 | MC05 | MC05 | SIMOTICS S Synchronous motor 1FK7-HD PN=1.4kW; UDC=600V M0=4.5Nm (100K); NN=4500rpm; Naturally cooled FRAME SIZE IMB 5 (IM V1, IM V3) FLANGE 1, WITH PT1000 TEMPERATURESENSOR POWER CONNECTOR ROTATABLE ABSOLUTE ENCODERR 2048 S/R + 4096 UMDREHUNGEN MULTITURN, WITH ENDAT-SCHNITTSTELLE (ENCODER AM2048S/R) PLAIN SHAFT, TOLERANCE N; WITH HOLDING BRAKE PROTECTION CLASS IP64; | - | 0 | 0
1FK7044-4CH74-1EH1 |  | 1FK7044-4CH74-1EH1 | 1 | UN | 1 | 15 | C | D | N | N | 85015220 | 1 |  | 7.7 | KG | 1648.53 | 1648.53 | MC05 | MC05 | SIMOTICS S Synchronous motor 1FK7-HD PN=1.4kW; UDC=600V M0=4.5Nm (100K); NN=4500rpm; Naturally cooled FRAME SIZE IMB 5 (IM V1, IM V3) FLANGE 1, WITH PT1000 TEMPERATURESENSOR POWER CONNECTOR ROTATABLE ABSOLUTE ENCODERR 2048 S/R + 4096 UMDREHUNGEN MULTITURN, WITH ENDAT-SCHNITTSTELLE (ENCODER AM2048S/R) PLAIN SHAFT, TOLERANCE N; WITH HOLDING BRAKE PROTECTION CLASS IP65, | - | 0 | 0
1FK7044-4CH74-1EH2 |  | 1FK7044-4CH74-1EH2 | 1 | UN | 1 | 15 | C | D | N | N | 85015220 | 1 |  | 7.7 | KG | 1648.53 | 1648.53 | MC05 | MC05 | SIMOTICS S Synchronous motor 1FK7-HD PN=1.4kW; UDC=600V M0=4.5Nm (100K); NN=4500rpm; Naturally cooled FRAME SIZE IMB 5 (IM V1, IM V3) FLANGE 1, WITH PT1000 TEMPERATURESENSOR POWER CONNECTOR ROTATABLE ABSOLUTE ENCODERR 2048 S/R + 4096 UMDREHUNGEN MULTITURN, WITH ENDAT-SCHNITTSTELLE (ENCODER AM2048S/R) PLAIN SHAFT, TOLERANCE N; WITH HOLDING BRAKE PROTECTION CLASS IP65, FLANGE ON DRIVE END IP67; | - | 0 | 0
1FK7044-4CH74-1SA0 |  | 1FK7044-4CH74-1SA0 | 1 | UN | 1 | 15 | C | D | N | N | 85015220 | 1 |  | 7.402 | KG | 832.89 | 832.89 | MC05 | MC05 | SIMOTICS S Synchronous motor 1FK7-HD PN=1.4kW; UDC=600V M0=4.5Nm (100K); NN=4500rpm; Naturally cooled FRAME SIZE IMB 5 (IM V1, IM V3) FLANGE 1, WITH PT1000 TEMPERATURESENSOR POWER CONNECTOR ROTATABLE RESOLVER MULTI-POLE (RESOLVER P=3); SHAFT WITH FITTED KEY, TOLERANCE N; W/O HOLDING BRAKE PROTECTION CLASS IP64; | - | 0 | 0
1FK7044-4CH74-1SA1 |  | 1FK7044-4CH74-1SA1 | 1 | UN | 1 | 15 | C | D | N | N | 85015220 | 1 |  | 7.402 | KG | 895.23 | 895.23 | MC05 | MC05 | SIMOTICS S Synchronous motor 1FK7-HD PN=1.4kW; UDC=600V M0=4.5Nm (100K); NN=4500rpm; Naturally cooled FRAME SIZE IMB 5 (IM V1, IM V3) FLANGE 1, WITH PT1000 TEMPERATURESENSOR POWER CONNECTOR ROTATABLE RESOLVER MULTI-POLE (RESOLVER P=3); SHAFT WITH FITTED KEY, TOLERANCE N; W/O HOLDING BRAKE PROTECTION CLASS IP65, | - | 0 | 0
1FK7044-4CH74-1SA2 |  | 1FK7044-4CH74-1SA2 | 1 | UN | 1 | 15 | C | D | N | N | 85015220 | 1 |  | 7.402 | KG | 895.23 | 895.23 | MC05 | MC05 | SIMOTICS S Synchronous motor 1FK7-HD PN=1.4kW; UDC=600V M0=4.5Nm (100K); NN=4500rpm; Naturally cooled FRAME SIZE IMB 5 (IM V1, IM V3) FLANGE 1, WITH PT1000 TEMPERATURESENSOR POWER CONNECTOR ROTATABLE RESOLVER MULTI-POLE (RESOLVER P=3); SHAFT WITH FITTED KEY, TOLERANCE N; W/O HOLDING BRAKE PROTECTION CLASS IP65, FLANGE ON DRIVE END IP67; | - | 0 | 0
1FK7044-4CH74-1SB0 |  | 1FK7044-4CH74-1SB0 | 1 | UN | 1 | 15 | C | D | N | N | 85015220 | 1 |  | 7.701 | KG | 1006.85 | 1006.85 | MC05 | MC05 | SIMOTICS S Synchronous motor 1FK7-HD PN=1.4kW; UDC=600V M0=4.5Nm (100K); NN=4500rpm; Naturally cooled FRAME SIZE IMB 5 (IM V1, IM V3) FLANGE 1, WITH PT1000 TEMPERATURESENSOR POWER CONNECTOR ROTATABLE RESOLVER MULTI-POLE (RESOLVER P=3); SHAFT WITH FITTED KEY, TOLERANCE N; WITH HOLDING BRAKE PROTECTION CLASS IP64; | - | 0 | 0
1FK7044-4CH74-1SB1 |  | 1FK7044-4CH74-1SB1 | 1 | UN | 1 | 15 | C | D | N | N | 85015220 | 1 |  | 7.701 | KG | 1069.19 | 1069.19 | MC05 | MC05 | SIMOTICS S Synchronous motor 1FK7-HD PN=1.4kW; UDC=600V M0=4.5Nm (100K); NN=4500rpm; Naturally cooled FRAME SIZE IMB 5 (IM V1, IM V3) FLANGE 1, WITH PT1000 TEMPERATURESENSOR POWER CONNECTOR ROTATABLE RESOLVER MULTI-POLE (RESOLVER P=3); SHAFT WITH FITTED KEY, TOLERANCE N; WITH HOLDING BRAKE PROTECTION CLASS IP65, | - | 0 | 0
1FK7044-4CH74-1SB2 |  | 1FK7044-4CH74-1SB2 | 1 | UN | 1 | 15 | C | D | N | N | 85015220 | 1 |  | 7.701 | KG | 1069.19 | 1069.19 | MC05 | MC05 | SIMOTICS S Synchronous motor 1FK7-HD PN=1.4kW; UDC=600V M0=4.5Nm (100K); NN=4500rpm; Naturally cooled FRAME SIZE IMB 5 (IM V1, IM V3) FLANGE 1, WITH PT1000 TEMPERATURESENSOR POWER CONNECTOR ROTATABLE RESOLVER MULTI-POLE (RESOLVER P=3); SHAFT WITH FITTED KEY, TOLERANCE N; WITH HOLDING BRAKE PROTECTION CLASS IP65, FLANGE ON DRIVE END IP67; | - | 0 | 0
1FK7044-4CH74-1SG0 |  | 1FK7044-4CH74-1SG0 | 1 | UN | 1 | 15 | C | D | N | N | 85015220 | 1 |  | 7.402 | KG | 775.4 | 775.4 | MC05 | MC05 | SIMOTICS S Synchronous motor 1FK7-HD PN=1.4kW; UDC=600V M0=4.5Nm (100K); NN=4500rpm; Naturally cooled FRAME SIZE IMB 5 (IM V1, IM V3) FLANGE 1, WITH PT1000 TEMPERATURESENSOR POWER CONNECTOR ROTATABLE RESOLVER MULTI-POLE (RESOLVER P=3); PLAIN SHAFT, TOLERANCE N; W/O HOLDING BRAKE PROTECTION CLASS IP64; | - | 0 | 0
1FK7044-4CH74-1SG1 |  | 1FK7044-4CH74-1SG1 | 1 | UN | 1 | 15 | C | D | N | N | 85015220 | 1 |  | 7.402 | KG | 837.74 | 837.74 | MC05 | MC05 | SIMOTICS S Synchronous motor 1FK7-HD PN=1.4kW; UDC=600V M0=4.5Nm (100K); NN=4500rpm; Naturally cooled FRAME SIZE IMB 5 (IM V1, IM V3) FLANGE 1, WITH PT1000 TEMPERATURESENSOR POWER CONNECTOR ROTATABLE RESOLVER MULTI-POLE (RESOLVER P=3); PLAIN SHAFT, TOLERANCE N; W/O HOLDING BRAKE PROTECTION CLASS IP65, | - | 0 | 0
1FK7044-4CH74-1SG2 |  | 1FK7044-4CH74-1SG2 | 1 | UN | 1 | 15 | C | D | N | N | 85015220 | 1 |  | 7.402 | KG | 837.74 | 837.74 | MC05 | MC05 | SIMOTICS S Synchronous motor 1FK7-HD PN=1.4kW; UDC=600V M0=4.5Nm (100K); NN=4500rpm; Naturally cooled FRAME SIZE IMB 5 (IM V1, IM V3) FLANGE 1, WITH PT1000 TEMPERATURESENSOR POWER CONNECTOR ROTATABLE RESOLVER MULTI-POLE (RESOLVER P=3); PLAIN SHAFT, TOLERANCE N; W/O HOLDING BRAKE PROTECTION CLASS IP65, FLANGE ON DRIVE END IP67; | - | 0 | 0
1FK7044-4CH74-1SH0 |  | 1FK7044-4CH74-1SH0 | 1 | UN | 1 | 15 | C | D | N | N | 85015220 | 1 |  | 7.701 | KG | 947.87 | 947.87 | MC05 | MC05 | SIMOTICS S Synchronous motor 1FK7-HD PN=1.4kW; UDC=600V M0=4.5Nm (100K); NN=4500rpm; Naturally cooled FRAME SIZE IMB 5 (IM V1, IM V3) FLANGE 1, WITH PT1000 TEMPERATURESENSOR POWER CONNECTOR ROTATABLE RESOLVER MULTI-POLE (RESOLVER P=3); PLAIN SHAFT, TOLERANCE N; WITH HOLDING BRAKE PROTECTION CLASS IP64; | - | 0 | 0
1FK7044-4CH74-1SH1 |  | 1FK7044-4CH74-1SH1 | 1 | UN | 1 | 15 | C | D | N | N | 85015220 | 1 |  | 7.701 | KG | 1010.21 | 1010.21 | MC05 | MC05 | SIMOTICS S Synchronous motor 1FK7-HD PN=1.4kW; UDC=600V M0=4.5Nm (100K); NN=4500rpm; Naturally cooled FRAME SIZE IMB 5 (IM V1, IM V3) FLANGE 1, WITH PT1000 TEMPERATURESENSOR POWER CONNECTOR ROTATABLE RESOLVER MULTI-POLE (RESOLVER P=3); PLAIN SHAFT, TOLERANCE N; WITH HOLDING BRAKE PROTECTION CLASS IP65, | - | 0 | 0
1FK7044-4CH74-1SH2 |  | 1FK7044-4CH74-1SH2 | 1 | UN | 1 | 15 | C | D | N | N | 85015220 | 1 |  | 7.701 | KG | 1010.21 | 1010.21 | MC05 | MC05 | SIMOTICS S Synchronous motor 1FK7-HD PN=1.4kW; UDC=600V M0=4.5Nm (100K); NN=4500rpm; Naturally cooled FRAME SIZE IMB 5 (IM V1, IM V3) FLANGE 1, WITH PT1000 TEMPERATURESENSOR POWER CONNECTOR ROTATABLE RESOLVER MULTI-POLE (RESOLVER P=3); PLAIN SHAFT, TOLERANCE N; WITH HOLDING BRAKE PROTECTION CLASS IP65, FLANGE ON DRIVE END IP67; | - | 0 | 0
1FK7044-4CH74-1TA0 |  | 1FK7044-4CH74-1TA0 | 1 | UN | 1 | 15 | C | D | N | N | 85015220 | 1 |  | 7.402 | KG | 832.89 | 832.89 | MC05 | MC05 | SIMOTICS S Synchronous motor 1FK7-HD PN=1.4kW; UDC=600V M0=4.5Nm (100K); NN=4500rpm; Naturally cooled FRAME SIZE IMB 5 (IM V1, IM V3) FLANGE 1, WITH PT1000 TEMPERATURESENSOR POWER CONNECTOR ROTATABLE RESOLVER 2-POLE (RESOLVER P=1); SHAFT WITH FITTED KEY, TOLERANCE N; W/O HOLDING BRAKE PROTECTION CLASS IP64; | - | 0 | 0
1FK7044-4CH74-1TA1 |  | 1FK7044-4CH74-1TA1 | 1 | UN | 1 | 15 | C | D | N | N | 85015220 | 1 |  | 7.402 | KG | 895.23 | 895.23 | MC05 | MC05 | SIMOTICS S Synchronous motor 1FK7-HD PN=1.4kW; UDC=600V M0=4.5Nm (100K); NN=4500rpm; Naturally cooled FRAME SIZE IMB 5 (IM V1, IM V3) FLANGE 1, WITH PT1000 TEMPERATURESENSOR POWER CONNECTOR ROTATABLE RESOLVER 2-POLE (RESOLVER P=1); SHAFT WITH FITTED KEY, TOLERANCE N; W/O HOLDING BRAKE PROTECTION CLASS IP65, | - | 0 | 0
1FK7044-4CH74-1TA2 |  | 1FK7044-4CH74-1TA2 | 1 | UN | 1 | 15 | C | D | N | N | 85015220 | 1 |  | 7.402 | KG | 895.23 | 895.23 | MC05 | MC05 | SIMOTICS S Synchronous motor 1FK7-HD PN=1.4kW; UDC=600V M0=4.5Nm (100K); NN=4500rpm; Naturally cooled FRAME SIZE IMB 5 (IM V1, IM V3) FLANGE 1, WITH PT1000 TEMPERATURESENSOR POWER CONNECTOR ROTATABLE RESOLVER 2-POLE (RESOLVER P=1); SHAFT WITH FITTED KEY, TOLERANCE N; W/O HOLDING BRAKE PROTECTION CLASS IP65, FLANGE ON DRIVE END IP67; | - | 0 | 0
1FK7044-4CH74-1TB0 |  | 1FK7044-4CH74-1TB0 | 1 | UN | 1 | 15 | C | D | N | N | 85015220 | 1 |  | 7.701 | KG | 1006.85 | 1006.85 | MC05 | MC05 | SIMOTICS S Synchronous motor 1FK7-HD PN=1.4kW; UDC=600V M0=4.5Nm (100K); NN=4500rpm; Naturally cooled FRAME SIZE IMB 5 (IM V1, IM V3) FLANGE 1, WITH PT1000 TEMPERATURESENSOR POWER CONNECTOR ROTATABLE RESOLVER 2-POLE (RESOLVER P=1); SHAFT WITH FITTED KEY, TOLERANCE N; WITH HOLDING BRAKE PROTECTION CLASS IP64; | - | 0 | 0
1FK7044-4CH74-1TB1 |  | 1FK7044-4CH74-1TB1 | 1 | UN | 1 | 15 | C | D | N | N | 85015220 | 1 |  | 7.701 | KG | 1069.19 | 1069.19 | MC05 | MC05 | SIMOTICS S Synchronous motor 1FK7-HD PN=1.4kW; UDC=600V M0=4.5Nm (100K); NN=4500rpm; Naturally cooled FRAME SIZE IMB 5 (IM V1, IM V3) FLANGE 1, WITH PT1000 TEMPERATURESENSOR POWER CONNECTOR ROTATABLE RESOLVER 2-POLE (RESOLVER P=1); SHAFT WITH FITTED KEY, TOLERANCE N; WITH HOLDING BRAKE PROTECTION CLASS IP65, | - | 0 | 0
1FK7044-4CH74-1TB2 |  | 1FK7044-4CH74-1TB2 | 1 | UN | 1 | 15 | C | D | N | N | 85015220 | 1 |  | 7.701 | KG | 1069.19 | 1069.19 | MC05 | MC05 | SIMOTICS S Synchronous motor 1FK7-HD PN=1.4kW; UDC=600V M0=4.5Nm (100K); NN=4500rpm; Naturally cooled FRAME SIZE IMB 5 (IM V1, IM V3) FLANGE 1, WITH PT1000 TEMPERATURESENSOR POWER CONNECTOR ROTATABLE RESOLVER 2-POLE (RESOLVER P=1); SHAFT WITH FITTED KEY, TOLERANCE N; WITH HOLDING BRAKE PROTECTION CLASS IP65, FLANGE ON DRIVE END IP67; | - | 0 | 0
1FK7044-4CH74-1TG0 |  | 1FK7044-4CH74-1TG0 | 1 | UN | 1 | 15 | C | D | N | N | 85015220 | 1 |  | 7.402 | KG | 775.4 | 775.4 | MC05 | MC05 | SIMOTICS S Synchronous motor 1FK7-HD PN=1.4kW; UDC=600V M0=4.5Nm (100K); NN=4500rpm; Naturally cooled FRAME SIZE IMB 5 (IM V1, IM V3) FLANGE 1, WITH PT1000 TEMPERATURESENSOR POWER CONNECTOR ROTATABLE RESOLVER 2-POLE (RESOLVER P=1); PLAIN SHAFT, TOLERANCE N; W/O HOLDING BRAKE PROTECTION CLASS IP64; | - | 0 | 0
1FK7044-4CH74-1TG1 |  | 1FK7044-4CH74-1TG1 | 1 | UN | 1 | 15 | C | D | N | N | 85015220 | 1 |  | 7.402 | KG | 837.74 | 837.74 | MC05 | MC05 | SIMOTICS S Synchronous motor 1FK7-HD PN=1.4kW; UDC=600V M0=4.5Nm (100K); NN=4500rpm; Naturally cooled FRAME SIZE IMB 5 (IM V1, IM V3) FLANGE 1, WITH PT1000 TEMPERATURESENSOR POWER CONNECTOR ROTATABLE RESOLVER 2-POLE (RESOLVER P=1); PLAIN SHAFT, TOLERANCE N; W/O HOLDING BRAKE PROTECTION CLASS IP65, | - | 0 | 0
1FK7044-4CH74-1TG2 |  | 1FK7044-4CH74-1TG2 | 1 | UN | 1 | 15 | C | D | N | N | 85015220 | 1 |  | 7.402 | KG | 837.74 | 837.74 | MC05 | MC05 | SIMOTICS S Synchronous motor 1FK7-HD PN=1.4kW; UDC=600V M0=4.5Nm (100K); NN=4500rpm; Naturally cooled FRAME SIZE IMB 5 (IM V1, IM V3) FLANGE 1, WITH PT1000 TEMPERATURESENSOR POWER CONNECTOR ROTATABLE RESOLVER 2-POLE (RESOLVER P=1); PLAIN SHAFT, TOLERANCE N; W/O HOLDING BRAKE PROTECTION CLASS IP65, FLANGE ON DRIVE END IP67; | - | 0 | 0
1FK7044-4CH74-1TH0 |  | 1FK7044-4CH74-1TH0 | 1 | UN | 1 | 15 | C | D | N | N | 85015220 | 1 |  | 7.701 | KG | 947.87 | 947.87 | MC05 | MC05 | SIMOTICS S Synchronous motor 1FK7-HD PN=1.4kW; UDC=600V M0=4.5Nm (100K); NN=4500rpm; Naturally cooled FRAME SIZE IMB 5 (IM V1, IM V3) FLANGE 1, WITH PT1000 TEMPERATURESENSOR POWER CONNECTOR ROTATABLE RESOLVER 2-POLE (RESOLVER P=1); PLAIN SHAFT, TOLERANCE N; WITH HOLDING BRAKE PROTECTION CLASS IP64; | - | 0 | 0
1FK7044-4CH74-1TH1 |  | 1FK7044-4CH74-1TH1 | 1 | UN | 1 | 15 | C | D | N | N | 85015220 | 1 |  | 7.701 | KG | 1010.21 | 1010.21 | MC05 | MC05 | SIMOTICS S Synchronous motor 1FK7-HD PN=1.4kW; UDC=600V M0=4.5Nm (100K); NN=4500rpm; Naturally cooled FRAME SIZE IMB 5 (IM V1, IM V3) FLANGE 1, WITH PT1000 TEMPERATURESENSOR POWER CONNECTOR ROTATABLE RESOLVER 2-POLE (RESOLVER P=1); PLAIN SHAFT, TOLERANCE N; WITH HOLDING BRAKE PROTECTION CLASS IP65, | - | 0 | 0
1FK7044-4CH74-1TH2 |  | 1FK7044-4CH74-1TH2 | 1 | UN | 1 | 15 | C | D | N | N | 85015220 | 1 |  | 7.701 | KG | 1010.21 | 1010.21 | MC05 | MC05 | SIMOTICS S Synchronous motor 1FK7-HD PN=1.4kW; UDC=600V M0=4.5Nm (100K); NN=4500rpm; Naturally cooled FRAME SIZE IMB 5 (IM V1, IM V3) FLANGE 1, WITH PT1000 TEMPERATURESENSOR POWER CONNECTOR ROTATABLE RESOLVER 2-POLE (RESOLVER P=1); PLAIN SHAFT, TOLERANCE N; WITH HOLDING BRAKE PROTECTION CLASS IP65, FLANGE ON DRIVE END IP67; | - | 0 | 0
1FK7044-7AF71-1AA0 |  | 1FK7044-7AF71-1AA0 | 1 | UN | 1 | 60 | X | D | N | N | 85015220 | 1 |  | 7.703 | KG | 1529.52 | 1529.52 | MC05 | MC05 | SIMOTICS S Synchronous servo motor 1FK7 High Dynamic 4.0Nm, 100K 3000rpm, 1.1 kW Naturally cooled IM B5 (V1, V3) power/signal connectors Connector can be rotated by 270Â° INCREM. ENCODER, SIN/COS 1 VPP 2048 P/REV (ENCODER I-2048); SHAFT WITH FITTED KEY, TOLERANCE N; W/O HOLDING BRAKE DEGREE OF PROTECTION IP64 | - | 0 | 0
1FK7044-7AF71-1AA2 |  | 1FK7044-7AF71-1AA2 | 1 | UN | 1 | 60 | X | D | N | N | 85015220 | 1 |  | 7.703 | KG | 1605.49 | 1605.49 | MC05 | MC05 | SIMOTICS S Synchronous servo motor 1FK7 High Dynamic 4.0Nm, 100K 3000rpm, 1.1 kW Naturally cooled IM B5 (V1, V3) power/signal connectors Connector can be rotated by 270Â° INCREM. ENCODER, SIN/COS 1 VPP 2048 P/REV (ENCODER I-2048); SHAFT WITH FITTED KEY, TOLERANCE N; W/O HOLDING BRAKE DEGREE OF PROTECTION IP65 FLANGE ON DRIVE END IP67 | - | 0 | 0
1FK7044-7AF71-1AA3 |  | 1FK7044-7AF71-1AA3 | 1 | UN | 1 | 60 | X | D | N | N | 85015220 | 1 |  | 7.703 | KG | 1566.33 | 1566.33 | MC05 | MC05 | SIMOTICS S Synchronous servo motor 1FK7 High Dynamic 4.0Nm, 100K 3000rpm, 1.1 kW Naturally cooled IM B5 (V1, V3) power/signal connectors Connector can be rotated by 270Â° INCREM. ENCODER, SIN/COS 1 VPP 2048 P/REV (ENCODER I-2048); SHAFT WITH FITTED KEY, TOLERANCE N; W/O HOLDING BRAKE DEGREE OF PROTECTION IP64; PAINT FINISH RAL7016 | - | 0 | 0
1FK7044-7AF71-1AA5 |  | 1FK7044-7AF71-1AA5 | 1 | UN | 1 | 60 | X | D | N | N | 85015220 | 1 |  | 7.703 | KG | 1642.28 | 1642.28 | MC05 | MC05 | SIMOTICS S Synchronous servo motor 1FK7 High Dynamic 4.0Nm, 100K 3000rpm, 1.1 kW Naturally cooled IM B5 (V1, V3) power/signal connectors Connector can be rotated by 270Â° INCREM. ENCODER, SIN/COS 1 VPP 2048 P/REV (ENCODER I-2048); SHAFT WITH FITTED KEY, TOLERANCE N; W/O HOLDING BRAKE DEGREE OF PROTECTION IP65 AS FLANGE IP67; PAINT FINISH RAL7016 | - | 0 | 0
1FK7044-7AF71-1AA8 |  | 1FK7044-7AF71-1AA8 | 1 | UN | 1 | 60 | X | D | N | N | 85015220 | 1 |  | 7.703 | KG | 1723.49 | 1723.49 | MC05 | MC05 | SIMOTICS S Synchronous servo motor 1FK7 High Dynamic 4.0Nm, 100K 3000rpm, 1.1 kW Naturally cooled IM B5 (V1, V3) power/signal connectors Connector can be rotated by 270Â° INCREM. ENCODER, SIN/COS 1 VPP 2048 P/REV (ENCODER I-2048); SHAFT WITH FITTED KEY, TOLERANCE N; W/O HOLDING BRAKE DEGREE OF PROTECTION IP65 IP67 D-END FLANGE; RAL7016 COATING; METALLIC RATING PLATE AT MOTOR | - | 0 | 0
1FK7044-7AF71-1AB0 |  | 1FK7044-7AF71-1AB0 | 1 | UN | 1 | 60 | X | D | N | N | 85015220 | 1 |  | 8.302 | KG | 1741.46 | 1741.46 | MC05 | MC05 | SIMOTICS S Synchronous servo motor 1FK7 High Dynamic 4.0Nm, 100K 3000rpm, 1.1 kW Naturally cooled IM B5 (V1, V3) power/signal connectors Connector can be rotated by 270Â° INCREM. ENCODER, SIN/COS 1 VPP 2048 P/REV (ENCODER I-2048); SHAFT WITH FITTED KEY, TOLERANCE N; WITH HOLDING BRAKE DEGREE OF PROTECTION IP64 | - | 0 | 0
1FK7044-7AF71-1AB2 |  | 1FK7044-7AF71-1AB2 | 1 | UN | 1 | 60 | X | D | N | N | 85015220 | 1 |  | 8.302 | KG | 1817.43 | 1817.43 | MC05 | MC05 | SIMOTICS S Synchronous servo motor 1FK7 High Dynamic 4.0Nm, 100K 3000rpm, 1.1 kW Naturally cooled IM B5 (V1, V3) power/signal connectors Connector can be rotated by 270Â° INCREM. ENCODER, SIN/COS 1 VPP 2048 P/REV (ENCODER I-2048); SHAFT WITH FITTED KEY, TOLERANCE N; WITH HOLDING BRAKE DEGREE OF PROTECTION IP65 FLANGE ON DRIVE END IP67 | - | 0 | 0
1FK7044-7AF71-1AB3 |  | 1FK7044-7AF71-1AB3 | 1 | UN | 1 | 60 | X | D | N | N | 85015220 | 1 |  | 8.302 | KG | 1778.27 | 1778.27 | MC05 | MC05 | SIMOTICS S Synchronous servo motor 1FK7 High Dynamic 4.0Nm, 100K 3000rpm, 1.1 kW Naturally cooled IM B5 (V1, V3) power/signal connectors Connector can be rotated by 270Â° INCREM. ENCODER, SIN/COS 1 VPP 2048 P/REV (ENCODER I-2048); SHAFT WITH FITTED KEY, TOLERANCE N; WITH HOLDING BRAKE DEGREE OF PROTECTION IP64; PAINT FINISH RAL7016 | - | 0 | 0
1FK7044-7AF71-1AB5 |  | 1FK7044-7AF71-1AB5 | 1 | UN | 1 | 60 | X | D | N | N | 85015220 | 1 |  | 8.302 | KG | 1854.22 | 1854.22 | MC05 | MC05 | SIMOTICS S Synchronous servo motor 1FK7 High Dynamic 4.0Nm, 100K 3000rpm, 1.1 kW Naturally cooled IM B5 (V1, V3) power/signal connectors Connector can be rotated by 270Â° INCREM. ENCODER, SIN/COS 1 VPP 2048 P/REV (ENCODER I-2048); SHAFT WITH FITTED KEY, TOLERANCE N; WITH HOLDING BRAKE DEGREE OF PROTECTION IP65 AS FLANGE IP67; PAINT FINISH RAL7016 | - | 0 | 0
1FK7044-7AF71-1AB8 |  | 1FK7044-7AF71-1AB8 | 1 | UN | 1 | 60 | X | D | N | N | 85015220 | 1 |  | 8.302 | KG | 1935.43 | 1935.43 | MC05 | MC05 | SIMOTICS S Synchronous servo motor 1FK7 High Dynamic 4.0Nm, 100K 3000rpm, 1.1 kW Naturally cooled IM B5 (V1, V3) power/signal connectors Connector can be rotated by 270Â° INCREM. ENCODER, SIN/COS 1 VPP 2048 P/REV (ENCODER I-2048); SHAFT WITH FITTED KEY, TOLERANCE N; WITH HOLDING BRAKE DEGREE OF PROTECTION IP65 IP67 D-END FLANGE; RAL7016 COATING; METALLIC RATING PLATE AT MOTOR | - | 0 | 0
1FK7044-7AF71-1AG0 |  | 1FK7044-7AF71-1AG0 | 1 | UN | 1 | 60 | X | D | N | N | 85015220 | 1 | 4025515001546 | 7.703 | KG | 1459.47 | 1459.47 | MC05 | MC05 | SIMOTICS S Synchronous servo motor 1FK7 High Dynamic 4.0Nm, 100K 3000rpm, 1.1 kW Naturally cooled IM B5 (V1, V3) power/signal connectors Connector can be rotated by 270Â° INCREM. ENCODER, SIN/COS 1 VPP 2048 P/REV (ENCODER I-2048); PLAIN SHAFT, TOLERANCE N; W/O HOLDING BRAKE DEGREE OF PROTECTION IP64 | - | 0 | 7
1FK7044-7AF71-1AG2 |  | 1FK7044-7AF71-1AG2 | 1 | UN | 1 | 60 | X | D | N | N | 85015220 | 1 |  | 7.703 | KG | 1535.44 | 1535.44 | MC05 | MC05 | SIMOTICS S Synchronous servo motor 1FK7 High Dynamic 4.0Nm, 100K 3000rpm, 1.1 kW Naturally cooled IM B5 (V1, V3) power/signal connectors Connector can be rotated by 270Â° INCREM. ENCODER, SIN/COS 1 VPP 2048 P/REV (ENCODER I-2048); PLAIN SHAFT, TOLERANCE N; W/O HOLDING BRAKE DEGREE OF PROTECTION IP65 FLANGE ON DRIVE END IP67 | - | 0 | 0
1FK7044-7AF71-1AG3 |  | 1FK7044-7AF71-1AG3 | 1 | UN | 1 | 60 | X | D | N | N | 85015220 | 1 |  | 7.703 | KG | 1496.28 | 1496.28 | MC05 | MC05 | SIMOTICS S Synchronous servo motor 1FK7 High Dynamic 4.0Nm, 100K 3000rpm, 1.1 kW Naturally cooled IM B5 (V1, V3) power/signal connectors Connector can be rotated by 270Â° INCREM. ENCODER, SIN/COS 1 VPP 2048 P/REV (ENCODER I-2048); PLAIN SHAFT, TOLERANCE N; W/O HOLDING BRAKE DEGREE OF PROTECTION IP64; PAINT FINISH RAL7016 | - | 0 | 0
1FK7044-7AF71-1AG5 |  | 1FK7044-7AF71-1AG5 | 1 | UN | 1 | 60 | X | D | N | N | 85015220 | 1 |  | 7.703 | KG | 1572.23 | 1572.23 | MC05 | MC05 | SIMOTICS S Synchronous servo motor 1FK7 High Dynamic 4.0Nm, 100K 3000rpm, 1.1 kW Naturally cooled IM B5 (V1, V3) power/signal connectors Connector can be rotated by 270Â° INCREM. ENCODER, SIN/COS 1 VPP 2048 P/REV (ENCODER I-2048); PLAIN SHAFT, TOLERANCE N; W/O HOLDING BRAKE DEGREE OF PROTECTION IP65 AS FLANGE IP67; PAINT FINISH RAL7016 | - | 0 | 0
1FK7044-7AF71-1AG8 |  | 1FK7044-7AF71-1AG8 | 1 | UN | 1 | 60 | X | D | N | N | 85015220 | 1 |  | 7.703 | KG | 1653.44 | 1653.44 | MC05 | MC05 | SIMOTICS S Synchronous servo motor 1FK7 High Dynamic 4.0Nm, 100K 3000rpm, 1.1 kW Naturally cooled IM B5 (V1, V3) power/signal connectors Connector can be rotated by 270Â° INCREM. ENCODER, SIN/COS 1 VPP 2048 P/REV (ENCODER I-2048); PLAIN SHAFT, TOLERANCE N; W/O HOLDING BRAKE DEGREE OF PROTECTION IP65 IP67 D-END FLANGE; RAL7016 COATING; METALLIC RATING PLATE AT MOTOR | - | 0 | 0
1FK7044-7AF71-1AH0 |  | 1FK7044-7AF71-1AH0 | 1 | UN | 1 | 60 | X | D | N | N | 85015220 | 1 |  | 8.302 | KG | 1669.6 | 1669.6 | MC05 | MC05 | SIMOTICS S Synchronous servo motor 1FK7 High Dynamic 4.0Nm, 100K 3000rpm, 1.1 kW Naturally cooled IM B5 (V1, V3) power/signal connectors Connector can be rotated by 270Â° INCREM. ENCODER, SIN/COS 1 VPP 2048 P/REV (ENCODER I-2048); PLAIN SHAFT, TOLERANCE N; WITH HOLDING BRAKE DEGREE OF PROTECTION IP64 | - | 0 | 0
1FK7044-7AF71-1AH2 |  | 1FK7044-7AF71-1AH2 | 1 | UN | 1 | 60 | X | D | N | N | 85015220 | 1 |  | 8.302 | KG | 1745.57 | 1745.57 | MC05 | MC05 | SIMOTICS S Synchronous servo motor 1FK7 High Dynamic 4.0Nm, 100K 3000rpm, 1.1 kW Naturally cooled IM B5 (V1, V3) power/signal connectors Connector can be rotated by 270Â° INCREM. ENCODER, SIN/COS 1 VPP 2048 P/REV (ENCODER I-2048); PLAIN SHAFT, TOLERANCE N; WITH HOLDING BRAKE DEGREE OF PROTECTION IP65 FLANGE ON DRIVE END IP67 | - | 0 | 0
1FK7044-7AF71-1AH3 |  | 1FK7044-7AF71-1AH3 | 1 | UN | 1 | 60 | X | D | N | N | 85015220 | 1 |  | 8.302 | KG | 1706.41 | 1706.41 | MC05 | MC05 | SIMOTICS S Synchronous servo motor 1FK7 High Dynamic 4.0Nm, 100K 3000rpm, 1.1 kW Naturally cooled IM B5 (V1, V3) power/signal connectors Connector can be rotated by 270Â° INCREM. ENCODER, SIN/COS 1 VPP 2048 P/REV (ENCODER I-2048); PLAIN SHAFT, TOLERANCE N; WITH HOLDING BRAKE DEGREE OF PROTECTION IP64; PAINT FINISH RAL7016 | - | 0 | 0
1FK7044-7AF71-1AH5 |  | 1FK7044-7AF71-1AH5 | 1 | UN | 1 | 60 | X | D | N | N | 85015220 | 1 |  | 8.302 | KG | 1782.36 | 1782.36 | MC05 | MC05 | SIMOTICS S Synchronous servo motor 1FK7 High Dynamic 4.0Nm, 100K 3000rpm, 1.1 kW Naturally cooled IM B5 (V1, V3) power/signal connectors Connector can be rotated by 270Â° INCREM. ENCODER, SIN/COS 1 VPP 2048 P/REV (ENCODER I-2048); PLAIN SHAFT, TOLERANCE N; WITH HOLDING BRAKE DEGREE OF PROTECTION IP65 AS FLANGE IP67; PAINT FINISH RAL7016 | - | 0 | 0
1FK7044-7AF71-1AH8 |  | 1FK7044-7AF71-1AH8 | 1 | UN | 1 | 60 | X | D | N | N | 85015220 | 1 |  | 8.302 | KG | 1863.57 | 1863.57 | MC05 | MC05 | SIMOTICS S Synchronous servo motor 1FK7 High Dynamic 4.0Nm, 100K 3000rpm, 1.1 kW Naturally cooled IM B5 (V1, V3) power/signal connectors Connector can be rotated by 270Â° INCREM. ENCODER, SIN/COS 1 VPP 2048 P/REV (ENCODER I-2048); PLAIN SHAFT, TOLERANCE N; WITH HOLDING BRAKE DEGREE OF PROTECTION IP65 IP67 D-END FLANGE; RAL7016 COATING; METALLIC RATING PLATE AT MOTOR | - | 0 | 0
1FK7044-7AF71-1DA0 |  | 1FK7044-7AF71-1DA0 | 1 | UN | 1 | 60 | X | D | N | N | 85015220 | 1 |  | 7.703 | KG | 1725.31 | 1725.31 | MC05 | MC05 | SIMOTICS S Synchronous servo motor 1FK7 High Dynamic 4.0Nm, 100K 3000rpm, 1.1 kW Naturally cooled IM B5 (V1, V3) power/signal connectors Connector can be rotated by 270Â° INCREMENTAL ENCODER 2048 P/REV (ENCODER I-2048) WITH DRIVE-CLIQ INTERFACE; SHAFT WITH FITTED KEY, TOLERANCE N; W/O HOLDING BRAKE DEGREE OF PROTECTION IP64 | - | 0 | 0
1FK7044-7AF71-1DA2 |  | 1FK7044-7AF71-1DA2 | 1 | UN | 1 | 60 | X | D | N | N | 85015220 | 1 |  | 7.703 | KG | 1801.28 | 1801.28 | MC05 | MC05 | SIMOTICS S Synchronous servo motor 1FK7 High Dynamic 4.0Nm, 100K 3000rpm, 1.1 kW Naturally cooled IM B5 (V1, V3) power/signal connectors Connector can be rotated by 270Â° INCREMENTAL ENCODER 2048 P/REV (ENCODER I-2048) WITH DRIVE-CLIQ INTERFACE; SHAFT WITH FITTED KEY, TOLERANCE N; W/O HOLDING BRAKE DEGREE OF PROTECTION IP65 FLANGE ON DRIVE END IP67 | - | 0 | 0
1FK7044-7AF71-1DA3 |  | 1FK7044-7AF71-1DA3 | 1 | UN | 1 | 60 | X | D | N | N | 85015220 | 1 |  | 7.703 | KG | 1762.12 | 1762.12 | MC05 | MC05 | SIMOTICS S Synchronous servo motor 1FK7 High Dynamic 4.0Nm, 100K 3000rpm, 1.1 kW Naturally cooled IM B5 (V1, V3) power/signal connectors Connector can be rotated by 270Â° INCREMENTAL ENCODER 2048 P/REV (ENCODER I-2048) WITH DRIVE-CLIQ INTERFACE; SHAFT WITH FITTED KEY, TOLERANCE N; W/O HOLDING BRAKE DEGREE OF PROTECTION IP64; PAINT FINISH RAL7016 | - | 0 | 0
1FK7044-7AF71-1DA5 |  | 1FK7044-7AF71-1DA5 | 1 | UN | 1 | 60 | X | D | N | N | 85015220 | 1 |  | 7.703 | KG | 1838.07 | 1838.07 | MC05 | MC05 | SIMOTICS S Synchronous servo motor 1FK7 High Dynamic 4.0Nm, 100K 3000rpm, 1.1 kW Naturally cooled IM B5 (V1, V3) power/signal connectors Connector can be rotated by 270Â° INCREMENTAL ENCODER 2048 P/REV (ENCODER I-2048) WITH DRIVE-CLIQ INTERFACE; SHAFT WITH FITTED KEY, TOLERANCE N; W/O HOLDING BRAKE DEGREE OF PROTECTION IP65 AS FLANGE IP67; PAINT FINISH RAL7016 | - | 0 | 0
1FK7044-7AF71-1DA8 |  | 1FK7044-7AF71-1DA8 | 1 | UN | 1 | 60 | X | D | N | N | 85015220 | 1 |  | 7.703 | KG | 1919.28 | 1919.28 | MC05 | MC05 | SIMOTICS S Synchronous servo motor 1FK7 High Dynamic 4.0Nm, 100K 3000rpm, 1.1 kW Naturally cooled IM B5 (V1, V3) power/signal connectors Connector can be rotated by 270Â° INCREMENTAL ENCODER 2048 P/REV (ENCODER I-2048) WITH DRIVE-CLIQ INTERFACE; SHAFT WITH FITTED KEY, TOLERANCE N; W/O HOLDING BRAKE DEGREE OF PROTECTION IP65 IP67 D-END FLANGE; RAL7016 COATING; METALLIC RATING PLATE AT MOTOR | - | 0 | 0
1FK7044-7AF71-1DB0 |  | 1FK7044-7AF71-1DB0 | 1 | UN | 1 | 60 | X | D | N | N | 85015220 | 1 |  | 8.302 | KG | 1937.25 | 1937.25 | MC05 | MC05 | SIMOTICS S Synchronous servo motor 1FK7 High Dynamic 4.0Nm, 100K 3000rpm, 1.1 kW Naturally cooled IM B5 (V1, V3) power/signal connectors Connector can be rotated by 270Â° INCREMENTAL ENCODER 2048 P/REV (ENCODER I-2048) WITH DRIVE-CLIQ INTERFACE; SHAFT WITH FITTED KEY, TOLERANCE N; WITH HOLDING BRAKE DEGREE OF PROTECTION IP64 | - | 0 | 0
1FK7044-7AF71-1DB2 |  | 1FK7044-7AF71-1DB2 | 1 | UN | 1 | 60 | X | D | N | N | 85015220 | 1 |  | 8.302 | KG | 2013.22 | 2013.22 | MC05 | MC05 | SIMOTICS S Synchronous servo motor 1FK7 High Dynamic 4.0Nm, 100K 3000rpm, 1.1 kW Naturally cooled IM B5 (V1, V3) power/signal connectors Connector can be rotated by 270Â° INCREMENTAL ENCODER 2048 P/REV (ENCODER I-2048) WITH DRIVE-CLIQ INTERFACE; SHAFT WITH FITTED KEY, TOLERANCE N; WITH HOLDING BRAKE DEGREE OF PROTECTION IP65 FLANGE ON DRIVE END IP67 | - | 0 | 0
1FK7044-7AF71-1DB3 |  | 1FK7044-7AF71-1DB3 | 1 | UN | 1 | 60 | X | D | N | N | 85015220 | 1 |  | 8.302 | KG | 1974.06 | 1974.06 | MC05 | MC05 | SIMOTICS S Synchronous servo motor 1FK7 High Dynamic 4.0Nm, 100K 3000rpm, 1.1 kW Naturally cooled IM B5 (V1, V3) power/signal connectors Connector can be rotated by 270Â° INCREMENTAL ENCODER 2048 P/REV (ENCODER I-2048) WITH DRIVE-CLIQ INTERFACE; SHAFT WITH FITTED KEY, TOLERANCE N; WITH HOLDING BRAKE DEGREE OF PROTECTION IP64; PAINT FINISH RAL7016 | - | 0 | 0
1FK7044-7AF71-1DB5 |  | 1FK7044-7AF71-1DB5 | 1 | UN | 1 | 60 | X | D | N | N | 85015220 | 1 |  | 8.302 | KG | 2050.01 | 2050.01 | MC05 | MC05 | SIMOTICS S Synchronous servo motor 1FK7 High Dynamic 4.0Nm, 100K 3000rpm, 1.1 kW Naturally cooled IM B5 (V1, V3) power/signal connectors Connector can be rotated by 270Â° INCREMENTAL ENCODER 2048 P/REV (ENCODER I-2048) WITH DRIVE-CLIQ INTERFACE; SHAFT WITH FITTED KEY, TOLERANCE N; WITH HOLDING BRAKE DEGREE OF PROTECTION IP65 AS FLANGE IP67; PAINT FINISH RAL7016 | - | 0 | 0
1FK7044-7AF71-1DB8 |  | 1FK7044-7AF71-1DB8 | 1 | UN | 1 | 60 | X | D | N | N | 85015220 | 1 |  | 8.302 | KG | 2131.22 | 2131.22 | MC05 | MC05 | SIMOTICS S Synchronous servo motor 1FK7 High Dynamic 4.0Nm, 100K 3000rpm, 1.1 kW Naturally cooled IM B5 (V1, V3) power/signal connectors Connector can be rotated by 270Â° INCREMENTAL ENCODER 2048 P/REV (ENCODER I-2048) WITH DRIVE-CLIQ INTERFACE; SHAFT WITH FITTED KEY, TOLERANCE N; WITH HOLDING BRAKE DEGREE OF PROTECTION IP65 IP67 D-END FLANGE; RAL7016 COATING; METALLIC RATING PLATE AT MOTOR | - | 0 | 0
1FK7044-7AF71-1DG0 |  | 1FK7044-7AF71-1DG0 | 1 | UN | 1 | 60 | X | D | N | N | 85015220 | 1 |  | 7.703 | KG | 1655.26 | 1655.26 | MC05 | MC05 | SIMOTICS S Synchronous servo motor 1FK7 High Dynamic 4.0Nm, 100K 3000rpm, 1.1 kW Naturally cooled IM B5 (V1, V3) power/signal connectors Connector can be rotated by 270Â° INCREMENTAL ENCODER 2048 P/REV (ENCODER I-2048) WITH DRIVE-CLIQ INTERFACE; PLAIN SHAFT, TOLERANCE N; W/O HOLDING BRAKE DEGREE OF PROTECTION IP64 | - | 0 | 0
1FK7044-7AF71-1DG2 |  | 1FK7044-7AF71-1DG2 | 1 | UN | 1 | 60 | X | D | N | N | 85015220 | 1 |  | 7.703 | KG | 1731.23 | 1731.23 | MC05 | MC05 | SIMOTICS S Synchronous servo motor 1FK7 High Dynamic 4.0Nm, 100K 3000rpm, 1.1 kW Naturally cooled IM B5 (V1, V3) power/signal connectors Connector can be rotated by 270Â° INCREMENTAL ENCODER 2048 P/REV (ENCODER I-2048) WITH DRIVE-CLIQ INTERFACE; PLAIN SHAFT, TOLERANCE N; W/O HOLDING BRAKE DEGREE OF PROTECTION IP65 FLANGE ON DRIVE END IP67 | - | 0 | 0
1FK7044-7AF71-1DG3 |  | 1FK7044-7AF71-1DG3 | 1 | UN | 1 | 60 | X | D | N | N | 85015220 | 1 |  | 7.703 | KG | 1692.07 | 1692.07 | MC05 | MC05 | SIMOTICS S Synchronous servo motor 1FK7 High Dynamic 4.0Nm, 100K 3000rpm, 1.1 kW Naturally cooled IM B5 (V1, V3) power/signal connectors Connector can be rotated by 270Â° INCREMENTAL ENCODER 2048 P/REV (ENCODER I-2048) WITH DRIVE-CLIQ INTERFACE; PLAIN SHAFT, TOLERANCE N; W/O HOLDING BRAKE DEGREE OF PROTECTION IP64; PAINT FINISH RAL7016 | - | 0 | 0
1FK7044-7AF71-1DG5 |  | 1FK7044-7AF71-1DG5 | 1 | UN | 1 | 60 | X | D | N | N | 85015220 | 1 |  | 7.703 | KG | 1768.02 | 1768.02 | MC05 | MC05 | SIMOTICS S Synchronous servo motor 1FK7 High Dynamic 4.0Nm, 100K 3000rpm, 1.1 kW Naturally cooled IM B5 (V1, V3) power/signal connectors Connector can be rotated by 270Â° INCREMENTAL ENCODER 2048 P/REV (ENCODER I-2048) WITH DRIVE-CLIQ INTERFACE; PLAIN SHAFT, TOLERANCE N; W/O HOLDING BRAKE DEGREE OF PROTECTION IP65 AS FLANGE IP67; PAINT FINISH RAL7016 | - | 0 | 0
1FK7044-7AF71-1DG8 |  | 1FK7044-7AF71-1DG8 | 1 | UN | 1 | 60 | X | D | N | N | 85015220 | 1 |  | 7.703 | KG | 1849.23 | 1849.23 | MC05 | MC05 | SIMOTICS S Synchronous servo motor 1FK7 High Dynamic 4.0Nm, 100K 3000rpm, 1.1 kW Naturally cooled IM B5 (V1, V3) power/signal connectors Connector can be rotated by 270Â° INCREMENTAL ENCODER 2048 P/REV (ENCODER I-2048) WITH DRIVE-CLIQ INTERFACE; PLAIN SHAFT, TOLERANCE N; W/O HOLDING BRAKE DEGREE OF PROTECTION IP65 IP67 D-END FLANGE; RAL7016 COATING; METALLIC RATING PLATE AT MOTOR | - | 0 | 0
1FK7044-7AF71-1DH0 |  | 1FK7044-7AF71-1DH0 | 1 | UN | 1 | 60 | X | D | N | N | 85015220 | 1 |  | 8.302 | KG | 1865.39 | 1865.39 | MC05 | MC05 | SIMOTICS S Synchronous servo motor 1FK7 High Dynamic 4.0Nm, 100K 3000rpm, 1.1 kW Naturally cooled IM B5 (V1, V3) power/signal connectors Connector can be rotated by 270Â° INCREMENTAL ENCODER 2048 P/REV (ENCODER I-2048) WITH DRIVE-CLIQ INTERFACE; PLAIN SHAFT, TOLERANCE N; WITH HOLDING BRAKE DEGREE OF PROTECTION IP64 | - | 0 | 0
1FK7044-7AF71-1DH2 |  | 1FK7044-7AF71-1DH2 | 1 | UN | 1 | 60 | X | D | N | N | 85015220 | 1 |  | 8.302 | KG | 1941.36 | 1941.36 | MC05 | MC05 | SIMOTICS S Synchronous servo motor 1FK7 High Dynamic 4.0Nm, 100K 3000rpm, 1.1 kW Naturally cooled IM B5 (V1, V3) power/signal connectors Connector can be rotated by 270Â° INCREMENTAL ENCODER 2048 P/REV (ENCODER I-2048) WITH DRIVE-CLIQ INTERFACE; PLAIN SHAFT, TOLERANCE N; WITH HOLDING BRAKE DEGREE OF PROTECTION IP65 FLANGE ON DRIVE END IP67 | - | 0 | 0
1FK7044-7AF71-1DH3 |  | 1FK7044-7AF71-1DH3 | 1 | UN | 1 | 60 | X | D | N | N | 85015220 | 1 |  | 8.302 | KG | 1902.2 | 1902.2 | MC05 | MC05 | SIMOTICS S Synchronous servo motor 1FK7 High Dynamic 4.0Nm, 100K 3000rpm, 1.1 kW Naturally cooled IM B5 (V1, V3) power/signal connectors Connector can be rotated by 270Â° INCREMENTAL ENCODER 2048 P/REV (ENCODER I-2048) WITH DRIVE-CLIQ INTERFACE; PLAIN SHAFT, TOLERANCE N; WITH HOLDING BRAKE DEGREE OF PROTECTION IP64; PAINT FINISH RAL7016 | - | 0 | 0
1FK7044-7AF71-1DH5 |  | 1FK7044-7AF71-1DH5 | 1 | UN | 1 | 60 | X | D | N | N | 85015220 | 1 |  | 8.302 | KG | 1978.15 | 1978.15 | MC05 | MC05 | SIMOTICS S Synchronous servo motor 1FK7 High Dynamic 4.0Nm, 100K 3000rpm, 1.1 kW Naturally cooled IM B5 (V1, V3) power/signal connectors Connector can be rotated by 270Â° INCREMENTAL ENCODER 2048 P/REV (ENCODER I-2048) WITH DRIVE-CLIQ INTERFACE; PLAIN SHAFT, TOLERANCE N; WITH HOLDING BRAKE DEGREE OF PROTECTION IP65 AS FLANGE IP67; PAINT FINISH RAL7016 | - | 0 | 0
1FK7044-7AF71-1DH8 |  | 1FK7044-7AF71-1DH8 | 1 | UN | 1 | 60 | X | D | N | N | 85015220 | 1 |  | 8.302 | KG | 2059.36 | 2059.36 | MC05 | MC05 | SIMOTICS S Synchronous servo motor 1FK7 High Dynamic 4.0Nm, 100K 3000rpm, 1.1 kW Naturally cooled IM B5 (V1, V3) power/signal connectors Connector can be rotated by 270Â° INCREMENTAL ENCODER 2048 P/REV (ENCODER I-2048) WITH DRIVE-CLIQ INTERFACE; PLAIN SHAFT, TOLERANCE N; WITH HOLDING BRAKE DEGREE OF PROTECTION IP65 IP67 D-END FLANGE; RAL7016 COATING; METALLIC RATING PLATE AT MOTOR | - | 0 | 0
1FK7044-7AF71-1EA0 |  | 1FK7044-7AF71-1EA0 | 1 | UN | 1 | 60 | X | D | N | N | 85015220 | 1 | 4025515001553 | 7.703 | KG | 1831.28 | 1831.28 | MC05 | MC05 | SIMOTICS S Synchronous servo motor 1FK7 High Dynamic 4.0Nm, 100K 3000rpm, 1.1 kW Naturally cooled IM B5 (V1, V3) power/signal connectors Connector can be rotated by 270Â° ABSOLUTE ENCODER ENDAT 2048 P/REV (ENCODER A-2048); PERFORMANCE REDUCTION BY 10% DUE TO ABSOLUTE ENCODER; SHAFT WITH FITTED KEY, TOLERANCE N; W/O HOLDING BRAKE DEGREE OF PROTECTION IP64 | - | 0 | 7
1FK7044-7AF71-1EA2 |  | 1FK7044-7AF71-1EA2 | 1 | UN | 1 | 60 | X | D | N | N | 85015220 | 1 |  | 7.703 | KG | 1907.25 | 1907.25 | MC05 | MC05 | SIMOTICS S Synchronous servo motor 1FK7 High Dynamic 4.0Nm, 100K 3000rpm, 1.1 kW Naturally cooled IM B5 (V1, V3) power/signal connectors Connector can be rotated by 270Â° ABSOLUTE ENCODER ENDAT 2048 P/REV (ENCODER A-2048); PERFORMANCE REDUCTION BY 10% DUE TO ABSOLUTE ENCODER; SHAFT WITH FITTED KEY, TOLERANCE N; W/O HOLDING BRAKE DEGREE OF PROTECTION IP65 FLANGE ON DRIVE END IP67 | - | 0 | 0
1FK7044-7AF71-1EA3 |  | 1FK7044-7AF71-1EA3 | 1 | UN | 1 | 60 | X | D | N | N | 85015220 | 1 |  | 7.703 | KG | 1868.09 | 1868.09 | MC05 | MC05 | SIMOTICS S Synchronous servo motor 1FK7 High Dynamic 4.0Nm, 100K 3000rpm, 1.1 kW Naturally cooled IM B5 (V1, V3) power/signal connectors Connector can be rotated by 270Â° ABSOLUTE ENCODER ENDAT 2048 P/REV (ENCODER A-2048); PERFORMANCE REDUCTION BY 10% DUE TO ABSOLUTE ENCODER; SHAFT WITH FITTED KEY, TOLERANCE N; W/O HOLDING BRAKE DEGREE OF PROTECTION IP64; PAINT FINISH RAL7016 | - | 0 | 0
1FK7044-7AF71-1EA5 |  | 1FK7044-7AF71-1EA5 | 1 | UN | 1 | 60 | X | D | N | N | 85015220 | 1 |  | 7.703 | KG | 1944.04 | 1944.04 | MC05 | MC05 | SIMOTICS S Synchronous servo motor 1FK7 High Dynamic 4.0Nm, 100K 3000rpm, 1.1 kW Naturally cooled IM B5 (V1, V3) power/signal connectors Connector can be rotated by 270Â° ABSOLUTE ENCODER ENDAT 2048 P/REV (ENCODER A-2048); PERFORMANCE REDUCTION BY 10% DUE TO ABSOLUTE ENCODER; SHAFT WITH FITTED KEY, TOLERANCE N; W/O HOLDING BRAKE DEGREE OF PROTECTION IP65 AS FLANGE IP67; PAINT FINISH RAL7016 | - | 0 | 0
1FK7044-7AF71-1EA8 |  | 1FK7044-7AF71-1EA8 | 1 | UN | 1 | 60 | X | D | N | N | 85015220 | 1 |  | 7.703 | KG | 2025.25 | 2025.25 | MC05 | MC05 | SIMOTICS S Synchronous servo motor 1FK7 High Dynamic 4.0Nm, 100K 3000rpm, 1.1 kW Naturally cooled IM B5 (V1, V3) power/signal connectors Connector can be rotated by 270Â° ABSOLUTE ENCODER ENDAT 2048 P/REV (ENCODER A-2048); PERFORMANCE REDUCTION BY 10% DUE TO ABSOLUTE ENCODER; SHAFT WITH FITTED KEY, TOLERANCE N; W/O HOLDING BRAKE DEGREE OF PROTECTION IP65 IP67 D-END FLANGE; RAL7016 COATING; METALLIC RATING PLATE AT MOTOR | - | 0 | 0
1FK7044-7AF71-1EB0 |  | 1FK7044-7AF71-1EB0 | 1 | UN | 1 | 60 | X | D | N | N | 85015220 | 1 |  | 8.302 | KG | 2043.22 | 2043.22 | MC05 | MC05 | SIMOTICS S Synchronous servo motor 1FK7 High Dynamic 4.0Nm, 100K 3000rpm, 1.1 kW Naturally cooled IM B5 (V1, V3) power/signal connectors Connector can be rotated by 270Â° ABSOLUTE ENCODER ENDAT 2048 P/REV (ENCODER A-2048); PERFORMANCE REDUCTION BY 10% DUE TO ABSOLUTE ENCODER; SHAFT WITH FITTED KEY, TOLERANCE N; WITH HOLDING BRAKE DEGREE OF PROTECTION IP64 | - | 0 | 0
1FK7044-7AF71-1EB2 |  | 1FK7044-7AF71-1EB2 | 1 | UN | 1 | 60 | X | D | N | N | 85015220 | 1 |  | 8.302 | KG | 2119.19 | 2119.19 | MC05 | MC05 | SIMOTICS S Synchronous servo motor 1FK7 High Dynamic 4.0Nm, 100K 3000rpm, 1.1 kW Naturally cooled IM B5 (V1, V3) power/signal connectors Connector can be rotated by 270Â° ABSOLUTE ENCODER ENDAT 2048 P/REV (ENCODER A-2048); PERFORMANCE REDUCTION BY 10% DUE TO ABSOLUTE ENCODER; SHAFT WITH FITTED KEY, TOLERANCE N; WITH HOLDING BRAKE DEGREE OF PROTECTION IP65 FLANGE ON DRIVE END IP67 | - | 0 | 0
1FK7044-7AF71-1EB3 |  | 1FK7044-7AF71-1EB3 | 1 | UN | 1 | 60 | X | D | N | N | 85015220 | 1 |  | 8.302 | KG | 2080.03 | 2080.03 | MC05 | MC05 | SIMOTICS S Synchronous servo motor 1FK7 High Dynamic 4.0Nm, 100K 3000rpm, 1.1 kW Naturally cooled IM B5 (V1, V3) power/signal connectors Connector can be rotated by 270Â° ABSOLUTE ENCODER ENDAT 2048 P/REV (ENCODER A-2048); PERFORMANCE REDUCTION BY 10% DUE TO ABSOLUTE ENCODER; SHAFT WITH FITTED KEY, TOLERANCE N; WITH HOLDING BRAKE DEGREE OF PROTECTION IP64; PAINT FINISH RAL7016 | - | 0 | 0
1FK7044-7AF71-1EB5 |  | 1FK7044-7AF71-1EB5 | 1 | UN | 1 | 60 | X | D | N | N | 85015220 | 1 |  | 8.302 | KG | 2155.98 | 2155.98 | MC05 | MC05 | SIMOTICS S Synchronous servo motor 1FK7 High Dynamic 4.0Nm, 100K 3000rpm, 1.1 kW Naturally cooled IM B5 (V1, V3) power/signal connectors Connector can be rotated by 270Â° ABSOLUTE ENCODER ENDAT 2048 P/REV (ENCODER A-2048); PERFORMANCE REDUCTION BY 10% DUE TO ABSOLUTE ENCODER; SHAFT WITH FITTED KEY, TOLERANCE N; WITH HOLDING BRAKE DEGREE OF PROTECTION IP65 AS FLANGE IP67; PAINT FINISH RAL7016 | - | 0 | 0
1FK7044-7AF71-1EB8 |  | 1FK7044-7AF71-1EB8 | 1 | UN | 1 | 60 | X | D | N | N | 85015220 | 1 |  | 8.302 | KG | 2237.19 | 2237.19 | MC05 | MC05 | SIMOTICS S Synchronous servo motor 1FK7 High Dynamic 4.0Nm, 100K 3000rpm, 1.1 kW Naturally cooled IM B5 (V1, V3) power/signal connectors Connector can be rotated by 270Â° ABSOLUTE ENCODER ENDAT 2048 P/REV (ENCODER A-2048); PERFORMANCE REDUCTION BY 10% DUE TO ABSOLUTE ENCODER; SHAFT WITH FITTED KEY, TOLERANCE N; WITH HOLDING BRAKE DEGREE OF PROTECTION IP65 IP67 D-END FLANGE; RAL7016 COATING; METALLIC RATING PLATE AT MOTOR | - | 0 | 0
1FK7044-7AF71-1EG0 |  | 1FK7044-7AF71-1EG0 | 1 | UN | 1 | 60 | X | D | N | N | 85015220 | 1 |  | 7.703 | KG | 1761.23 | 1761.23 | MC05 | MC05 | SIMOTICS S Synchronous servo motor 1FK7 High Dynamic 4.0Nm, 100K 3000rpm, 1.1 kW Naturally cooled IM B5 (V1, V3) power/signal connectors Connector can be rotated by 270Â° ABSOLUTE ENCODER ENDAT 2048 P/REV (ENCODER A-2048); PERFORMANCE REDUCTION BY 10% DUE TO ABSOLUTE ENCODER; PLAIN SHAFT, TOLERANCE N; W/O HOLDING BRAKE DEGREE OF PROTECTION IP64 | - | 0 | 0
1FK7044-7AF71-1EG2 |  | 1FK7044-7AF71-1EG2 | 1 | UN | 1 | 60 | X | D | N | N | 85015220 | 1 |  | 7.703 | KG | 1837.2 | 1837.2 | MC05 | MC05 | SIMOTICS S Synchronous servo motor 1FK7 High Dynamic 4.0Nm, 100K 3000rpm, 1.1 kW Naturally cooled IM B5 (V1, V3) power/signal connectors Connector can be rotated by 270Â° ABSOLUTE ENCODER ENDAT 2048 P/REV (ENCODER A-2048); PERFORMANCE REDUCTION BY 10% DUE TO ABSOLUTE ENCODER; PLAIN SHAFT, TOLERANCE N; W/O HOLDING BRAKE DEGREE OF PROTECTION IP65 FLANGE ON DRIVE END IP67 | - | 0 | 0
1FK7044-7AF71-1EG3 |  | 1FK7044-7AF71-1EG3 | 1 | UN | 1 | 60 | X | D | N | N | 85015220 | 1 |  | 7.703 | KG | 1798.04 | 1798.04 | MC05 | MC05 | SIMOTICS S Synchronous servo motor 1FK7 High Dynamic 4.0Nm, 100K 3000rpm, 1.1 kW Naturally cooled IM B5 (V1, V3) power/signal connectors Connector can be rotated by 270Â° ABSOLUTE ENCODER ENDAT 2048 P/REV (ENCODER A-2048); PERFORMANCE REDUCTION BY 10% DUE TO ABSOLUTE ENCODER; PLAIN SHAFT, TOLERANCE N; W/O HOLDING BRAKE DEGREE OF PROTECTION IP64; PAINT FINISH RAL7016 | - | 0 | 0
1FK7044-7AF71-1EG5 |  | 1FK7044-7AF71-1EG5 | 1 | UN | 1 | 60 | X | D | N | N | 85015220 | 1 |  | 7.703 | KG | 1873.99 | 1873.99 | MC05 | MC05 | SIMOTICS S Synchronous servo motor 1FK7 High Dynamic 4.0Nm, 100K 3000rpm, 1.1 kW Naturally cooled IM B5 (V1, V3) power/signal connectors Connector can be rotated by 270Â° ABSOLUTE ENCODER ENDAT 2048 P/REV (ENCODER A-2048); PERFORMANCE REDUCTION BY 10% DUE TO ABSOLUTE ENCODER; PLAIN SHAFT, TOLERANCE N; W/O HOLDING BRAKE DEGREE OF PROTECTION IP65 AS FLANGE IP67; PAINT FINISH RAL7016 | - | 0 | 0
1FK7044-7AF71-1EG8 |  | 1FK7044-7AF71-1EG8 | 1 | UN | 1 | 60 | X | D | N | N | 85015220 | 1 |  | 7.703 | KG | 1955.2 | 1955.2 | MC05 | MC05 | SIMOTICS S Synchronous servo motor 1FK7 High Dynamic 4.0Nm, 100K 3000rpm, 1.1 kW Naturally cooled IM B5 (V1, V3) power/signal connectors Connector can be rotated by 270Â° ABSOLUTE ENCODER ENDAT 2048 P/REV (ENCODER A-2048); PERFORMANCE REDUCTION BY 10% DUE TO ABSOLUTE ENCODER; PLAIN SHAFT, TOLERANCE N; W/O HOLDING BRAKE DEGREE OF PROTECTION IP65 IP67 D-END FLANGE; RAL7016 COATING; METALLIC RATING PLATE AT MOTOR | - | 0 | 0
1FK7044-7AF71-1EH0 |  | 1FK7044-7AF71-1EH0 | 1 | UN | 1 | 60 | X | D | N | N | 85015220 | 1 |  | 8.302 | KG | 1971.36 | 1971.36 | MC05 | MC05 | SIMOTICS S Synchronous servo motor 1FK7 High Dynamic 4.0Nm, 100K 3000rpm, 1.1 kW Naturally cooled IM B5 (V1, V3) power/signal connectors Connector can be rotated by 270Â° ABSOLUTE ENCODER ENDAT 2048 P/REV (ENCODER A-2048); PERFORMANCE REDUCTION BY 10% DUE TO ABSOLUTE ENCODER; PLAIN SHAFT, TOLERANCE N; WITH HOLDING BRAKE DEGREE OF PROTECTION IP64 | - | 0 | 0
1FK7044-7AF71-1EH2 |  | 1FK7044-7AF71-1EH2 | 1 | UN | 1 | 60 | X | D | N | N | 85015220 | 1 |  | 8.302 | KG | 2047.33 | 2047.33 | MC05 | MC05 | SIMOTICS S Synchronous servo motor 1FK7 High Dynamic 4.0Nm, 100K 3000rpm, 1.1 kW Naturally cooled IM B5 (V1, V3) power/signal connectors Connector can be rotated by 270Â° ABSOLUTE ENCODER ENDAT 2048 P/REV (ENCODER A-2048); PERFORMANCE REDUCTION BY 10% DUE TO ABSOLUTE ENCODER; PLAIN SHAFT, TOLERANCE N; WITH HOLDING BRAKE DEGREE OF PROTECTION IP65 FLANGE ON DRIVE END IP67 | - | 0 | 0
1FK7044-7AF71-1EH3 |  | 1FK7044-7AF71-1EH3 | 1 | UN | 1 | 60 | X | D | N | N | 85015220 | 1 |  | 8.302 | KG | 2008.17 | 2008.17 | MC05 | MC05 | SIMOTICS S Synchronous servo motor 1FK7 High Dynamic 4.0Nm, 100K 3000rpm, 1.1 kW Naturally cooled IM B5 (V1, V3) power/signal connectors Connector can be rotated by 270Â° ABSOLUTE ENCODER ENDAT 2048 P/REV (ENCODER A-2048); PERFORMANCE REDUCTION BY 10% DUE TO ABSOLUTE ENCODER; PLAIN SHAFT, TOLERANCE N; WITH HOLDING BRAKE DEGREE OF PROTECTION IP64; PAINT FINISH RAL7016 | - | 0 | 0
1FK7044-7AF71-1EH5 |  | 1FK7044-7AF71-1EH5 | 1 | UN | 1 | 60 | X | D | N | N | 85015220 | 1 | 4025515001560 | 8.302 | KG | 2084.12 | 2084.12 | MC05 | MC05 | SIMOTICS S Synchronous servo motor 1FK7 High Dynamic 4.0Nm, 100K 3000rpm, 1.1 kW Naturally cooled IM B5 (V1, V3) power/signal connectors Connector can be rotated by 270Â° ABSOLUTE ENCODER ENDAT 2048 P/REV (ENCODER A-2048); PERFORMANCE REDUCTION BY 10% DUE TO ABSOLUTE ENCODER; PLAIN SHAFT, TOLERANCE N; WITH HOLDING BRAKE DEGREE OF PROTECTION IP65 AS FLANGE IP67; PAINT FINISH RAL7016 | - | 0 | 7
1FK7044-7AF71-1EH8 |  | 1FK7044-7AF71-1EH8 | 1 | UN | 1 | 60 | X | D | N | N | 85015220 | 1 |  | 8.302 | KG | 2165.33 | 2165.33 | MC05 | MC05 | SIMOTICS S Synchronous servo motor 1FK7 High Dynamic 4.0Nm, 100K 3000rpm, 1.1 kW Naturally cooled IM B5 (V1, V3) power/signal connectors Connector can be rotated by 270Â° ABSOLUTE ENCODER ENDAT 2048 P/REV (ENCODER A-2048); PERFORMANCE REDUCTION BY 10% DUE TO ABSOLUTE ENCODER; PLAIN SHAFT, TOLERANCE N; WITH HOLDING BRAKE DEGREE OF PROTECTION IP65 IP67 D-END FLANGE; RAL7016 COATING; METALLIC RATING PLATE AT MOTOR | - | 0 | 0
1FK7044-7AF71-1FA0 |  | 1FK7044-7AF71-1FA0 | 1 | UN | 1 | 60 | X | D | N | N | 85015220 | 1 |  | 7.703 | KG | 2025.23 | 2025.23 | MC05 | MC05 | SIMOTICS S Synchronous servo motor 1FK7 High Dynamic 4.0Nm, 100K 3000rpm, 1.1 kW Naturally cooled IM B5 (V1, V3) power/signal connectors Connector can be rotated by 270Â° ABSOLUTE ENCODER 2048 P/REV (ENCODER A-2048) WITH DRIVE-CLIQ INTERFACE; PERFORMANCE REDUCTION BY 10% DUE TO ABSOLUTE ENCODER; SHAFT WITH FITTED KEY, TOLERANCE N; W/O HOLDING BRAKE DEGREE OF PROTECTION IP64 | - | 0 | 0
1FK7044-7AF71-1FA2 |  | 1FK7044-7AF71-1FA2 | 1 | UN | 1 | 60 | X | D | N | N | 85015220 | 1 |  | 7.703 | KG | 2101.2 | 2101.2 | MC05 | MC05 | SIMOTICS S Synchronous servo motor 1FK7 High Dynamic 4.0Nm, 100K 3000rpm, 1.1 kW Naturally cooled IM B5 (V1, V3) power/signal connectors Connector can be rotated by 270Â° ABSOLUTE ENCODER 2048 P/REV (ENCODER A-2048) WITH DRIVE-CLIQ INTERFACE; PERFORMANCE REDUCTION BY 10% DUE TO ABSOLUTE ENCODER; SHAFT WITH FITTED KEY, TOLERANCE N; W/O HOLDING BRAKE DEGREE OF PROTECTION IP65 FLANGE ON DRIVE END IP67 | - | 0 | 0
1FK7044-7AF71-1FA3 |  | 1FK7044-7AF71-1FA3 | 1 | UN | 1 | 60 | X | D | N | N | 85015220 | 1 |  | 7.703 | KG | 2062.04 | 2062.04 | MC05 | MC05 | SIMOTICS S Synchronous servo motor 1FK7 High Dynamic 4.0Nm, 100K 3000rpm, 1.1 kW Naturally cooled IM B5 (V1, V3) power/signal connectors Connector can be rotated by 270Â° ABSOLUTE ENCODER 2048 P/REV (ENCODER A-2048) WITH DRIVE-CLIQ INTERFACE; PERFORMANCE REDUCTION BY 10% DUE TO ABSOLUTE ENCODER; SHAFT WITH FITTED KEY, TOLERANCE N; W/O HOLDING BRAKE DEGREE OF PROTECTION IP64; PAINT FINISH RAL7016 | - | 0 | 0
1FK7044-7AF71-1FA5 |  | 1FK7044-7AF71-1FA5 | 1 | UN | 1 | 60 | X | D | N | N | 85015220 | 1 |  | 7.703 | KG | 2137.99 | 2137.99 | MC05 | MC05 | SIMOTICS S Synchronous servo motor 1FK7 High Dynamic 4.0Nm, 100K 3000rpm, 1.1 kW Naturally cooled IM B5 (V1, V3) power/signal connectors Connector can be rotated by 270Â° ABSOLUTE ENCODER 2048 P/REV (ENCODER A-2048) WITH DRIVE-CLIQ INTERFACE; PERFORMANCE REDUCTION BY 10% DUE TO ABSOLUTE ENCODER; SHAFT WITH FITTED KEY, TOLERANCE N; W/O HOLDING BRAKE DEGREE OF PROTECTION IP65 AS FLANGE IP67; PAINT FINISH RAL7016 | - | 0 | 0
1FK7044-7AF71-1FA8 |  | 1FK7044-7AF71-1FA8 | 1 | UN | 1 | 60 | X | D | N | N | 85015220 | 1 |  | 7.703 | KG | 2219.2 | 2219.2 | MC05 | MC05 | SIMOTICS S Synchronous servo motor 1FK7 High Dynamic 4.0Nm, 100K 3000rpm, 1.1 kW Naturally cooled IM B5 (V1, V3) power/signal connectors Connector can be rotated by 270Â° ABSOLUTE ENCODER 2048 P/REV (ENCODER A-2048) WITH DRIVE-CLIQ INTERFACE; PERFORMANCE REDUCTION BY 10% DUE TO ABSOLUTE ENCODER; SHAFT WITH FITTED KEY, TOLERANCE N; W/O HOLDING BRAKE DEGREE OF PROTECTION IP65 IP67 D-END FLANGE; RAL7016 COATING; METALLIC RATING PLATE AT MOTOR | - | 0 | 0
1FK7044-7AF71-1FB0 |  | 1FK7044-7AF71-1FB0 | 1 | UN | 1 | 60 | X | D | N | N | 85015220 | 1 |  | 8.302 | KG | 2237.17 | 2237.17 | MC05 | MC05 | SIMOTICS S Synchronous servo motor 1FK7 High Dynamic 4.0Nm, 100K 3000rpm, 1.1 kW Naturally cooled IM B5 (V1, V3) power/signal connectors Connector can be rotated by 270Â° ABSOLUTE ENCODER 2048 P/REV (ENCODER A-2048) WITH DRIVE-CLIQ INTERFACE; PERFORMANCE REDUCTION BY 10% DUE TO ABSOLUTE ENCODER; SHAFT WITH FITTED KEY, TOLERANCE N; WITH HOLDING BRAKE DEGREE OF PROTECTION IP64 | - | 0 | 0
1FK7044-7AF71-1FB2 |  | 1FK7044-7AF71-1FB2 | 1 | UN | 1 | 60 | X | D | N | N | 85015220 | 1 |  | 8.302 | KG | 2313.14 | 2313.14 | MC05 | MC05 | SIMOTICS S Synchronous servo motor 1FK7 High Dynamic 4.0Nm, 100K 3000rpm, 1.1 kW Naturally cooled IM B5 (V1, V3) power/signal connectors Connector can be rotated by 270Â° ABSOLUTE ENCODER 2048 P/REV (ENCODER A-2048) WITH DRIVE-CLIQ INTERFACE; PERFORMANCE REDUCTION BY 10% DUE TO ABSOLUTE ENCODER; SHAFT WITH FITTED KEY, TOLERANCE N; WITH HOLDING BRAKE DEGREE OF PROTECTION IP65 FLANGE ON DRIVE END IP67 | - | 0 | 0
1FK7044-7AF71-1FB3 |  | 1FK7044-7AF71-1FB3 | 1 | UN | 1 | 60 | X | D | N | N | 85015220 | 1 |  | 8.302 | KG | 2273.98 | 2273.98 | MC05 | MC05 | SIMOTICS S Synchronous servo motor 1FK7 High Dynamic 4.0Nm, 100K 3000rpm, 1.1 kW Naturally cooled IM B5 (V1, V3) power/signal connectors Connector can be rotated by 270Â° ABSOLUTE ENCODER 2048 P/REV (ENCODER A-2048) WITH DRIVE-CLIQ INTERFACE; PERFORMANCE REDUCTION BY 10% DUE TO ABSOLUTE ENCODER; SHAFT WITH FITTED KEY, TOLERANCE N; WITH HOLDING BRAKE DEGREE OF PROTECTION IP64; PAINT FINISH RAL7016 | - | 0 | 0
1FK7044-7AF71-1FB5 |  | 1FK7044-7AF71-1FB5 | 1 | UN | 1 | 60 | X | D | N | N | 85015220 | 1 |  | 8.302 | KG | 2349.93 | 2349.93 | MC05 | MC05 | SIMOTICS S Synchronous servo motor 1FK7 High Dynamic 4.0Nm, 100K 3000rpm, 1.1 kW Naturally cooled IM B5 (V1, V3) power/signal connectors Connector can be rotated by 270Â° ABSOLUTE ENCODER 2048 P/REV (ENCODER A-2048) WITH DRIVE-CLIQ INTERFACE; PERFORMANCE REDUCTION BY 10% DUE TO ABSOLUTE ENCODER; SHAFT WITH FITTED KEY, TOLERANCE N; WITH HOLDING BRAKE DEGREE OF PROTECTION IP65 AS FLANGE IP67; PAINT FINISH RAL7016 | - | 0 | 0
1FK7044-7AF71-1FB8 |  | 1FK7044-7AF71-1FB8 | 1 | UN | 1 | 60 | X | D | N | N | 85015220 | 1 |  | 8.302 | KG | 2431.14 | 2431.14 | MC05 | MC05 | SIMOTICS S Synchronous servo motor 1FK7 High Dynamic 4.0Nm, 100K 3000rpm, 1.1 kW Naturally cooled IM B5 (V1, V3) power/signal connectors Connector can be rotated by 270Â° ABSOLUTE ENCODER 2048 P/REV (ENCODER A-2048) WITH DRIVE-CLIQ INTERFACE; PERFORMANCE REDUCTION BY 10% DUE TO ABSOLUTE ENCODER; SHAFT WITH FITTED KEY, TOLERANCE N; WITH HOLDING BRAKE DEGREE OF PROTECTION IP65 IP67 D-END FLANGE; RAL7016 COATING; METALLIC RATING PLATE AT MOTOR | - | 0 | 0
1FK7044-7AF71-1FG0 |  | 1FK7044-7AF71-1FG0 | 1 | UN | 1 | 60 | X | D | N | N | 85015220 | 1 |  | 7.703 | KG | 1955.18 | 1955.18 | MC05 | MC05 | SIMOTICS S Synchronous servo motor 1FK7 High Dynamic 4.0Nm, 100K 3000rpm, 1.1 kW Naturally cooled IM B5 (V1, V3) power/signal connectors Connector can be rotated by 270Â° ABSOLUTE ENCODER 2048 P/REV (ENCODER A-2048) WITH DRIVE-CLIQ INTERFACE; PERFORMANCE REDUCTION BY 10% DUE TO ABSOLUTE ENCODER; PLAIN SHAFT, TOLERANCE N; W/O HOLDING BRAKE DEGREE OF PROTECTION IP64 | - | 0 | 0
1FK7044-7AF71-1FG2 |  | 1FK7044-7AF71-1FG2 | 1 | UN | 1 | 60 | X | D | N | N | 85015220 | 1 |  | 7.703 | KG | 2031.15 | 2031.15 | MC05 | MC05 | SIMOTICS S Synchronous servo motor 1FK7 High Dynamic 4.0Nm, 100K 3000rpm, 1.1 kW Naturally cooled IM B5 (V1, V3) power/signal connectors Connector can be rotated by 270Â° ABSOLUTE ENCODER 2048 P/REV (ENCODER A-2048) WITH DRIVE-CLIQ INTERFACE; PERFORMANCE REDUCTION BY 10% DUE TO ABSOLUTE ENCODER; PLAIN SHAFT, TOLERANCE N; W/O HOLDING BRAKE DEGREE OF PROTECTION IP65 FLANGE ON DRIVE END IP67 | - | 0 | 0
1FK7044-7AF71-1FG3 |  | 1FK7044-7AF71-1FG3 | 1 | UN | 1 | 60 | X | D | N | N | 85015220 | 1 |  | 7.703 | KG | 1991.99 | 1991.99 | MC05 | MC05 | SIMOTICS S Synchronous servo motor 1FK7 High Dynamic 4.0Nm, 100K 3000rpm, 1.1 kW Naturally cooled IM B5 (V1, V3) power/signal connectors Connector can be rotated by 270Â° ABSOLUTE ENCODER 2048 P/REV (ENCODER A-2048) WITH DRIVE-CLIQ INTERFACE; PERFORMANCE REDUCTION BY 10% DUE TO ABSOLUTE ENCODER; PLAIN SHAFT, TOLERANCE N; W/O HOLDING BRAKE DEGREE OF PROTECTION IP64; PAINT FINISH RAL7016 | - | 0 | 0
1FK7044-7AF71-1FG5 |  | 1FK7044-7AF71-1FG5 | 1 | UN | 1 | 60 | X | D | N | N | 85015220 | 1 |  | 7.703 | KG | 2067.94 | 2067.94 | MC05 | MC05 | SIMOTICS S Synchronous servo motor 1FK7 High Dynamic 4.0Nm, 100K 3000rpm, 1.1 kW Naturally cooled IM B5 (V1, V3) power/signal connectors Connector can be rotated by 270Â° ABSOLUTE ENCODER 2048 P/REV (ENCODER A-2048) WITH DRIVE-CLIQ INTERFACE; PERFORMANCE REDUCTION BY 10% DUE TO ABSOLUTE ENCODER; PLAIN SHAFT, TOLERANCE N; W/O HOLDING BRAKE DEGREE OF PROTECTION IP65 AS FLANGE IP67; PAINT FINISH RAL7016 | - | 0 | 0
1FK7044-7AF71-1FG8 |  | 1FK7044-7AF71-1FG8 | 1 | UN | 1 | 60 | X | D | N | N | 85015220 | 1 |  | 7.703 | KG | 2149.15 | 2149.15 | MC05 | MC05 | SIMOTICS S Synchronous servo motor 1FK7 High Dynamic 4.0Nm, 100K 3000rpm, 1.1 kW Naturally cooled IM B5 (V1, V3) power/signal connectors Connector can be rotated by 270Â° ABSOLUTE ENCODER 2048 P/REV (ENCODER A-2048) WITH DRIVE-CLIQ INTERFACE; PERFORMANCE REDUCTION BY 10% DUE TO ABSOLUTE ENCODER; PLAIN SHAFT, TOLERANCE N; W/O HOLDING BRAKE DEGREE OF PROTECTION IP65 IP67 D-END FLANGE; RAL7016 COATING; METALLIC RATING PLATE AT MOTOR | - | 0 | 0
1FK7044-7AF71-1FH0 |  | 1FK7044-7AF71-1FH0 | 1 | UN | 1 | 60 | X | D | N | N | 85015220 | 1 |  | 8.302 | KG | 2165.31 | 2165.31 | MC05 | MC05 | SIMOTICS S Synchronous servo motor 1FK7 High Dynamic 4.0Nm, 100K 3000rpm, 1.1 kW Naturally cooled IM B5 (V1, V3) power/signal connectors Connector can be rotated by 270Â° ABSOLUTE ENCODER 2048 P/REV (ENCODER A-2048) WITH DRIVE-CLIQ INTERFACE; PERFORMANCE REDUCTION BY 10% DUE TO ABSOLUTE ENCODER; PLAIN SHAFT, TOLERANCE N; WITH HOLDING BRAKE DEGREE OF PROTECTION IP64 | - | 0 | 0
1FK7044-7AF71-1FH2 |  | 1FK7044-7AF71-1FH2 | 1 | UN | 1 | 60 | X | D | N | N | 85015220 | 1 |  | 8.302 | KG | 2241.28 | 2241.28 | MC05 | MC05 | SIMOTICS S Synchronous servo motor 1FK7 High Dynamic 4.0Nm, 100K 3000rpm, 1.1 kW Naturally cooled IM B5 (V1, V3) power/signal connectors Connector can be rotated by 270Â° ABSOLUTE ENCODER 2048 P/REV (ENCODER A-2048) WITH DRIVE-CLIQ INTERFACE; PERFORMANCE REDUCTION BY 10% DUE TO ABSOLUTE ENCODER; PLAIN SHAFT, TOLERANCE N; WITH HOLDING BRAKE DEGREE OF PROTECTION IP65 FLANGE ON DRIVE END IP67 | - | 0 | 0
1FK7044-7AF71-1FH3 |  | 1FK7044-7AF71-1FH3 | 1 | UN | 1 | 60 | X | D | N | N | 85015220 | 1 |  | 8.302 | KG | 2202.12 | 2202.12 | MC05 | MC05 | SIMOTICS S Synchronous servo motor 1FK7 High Dynamic 4.0Nm, 100K 3000rpm, 1.1 kW Naturally cooled IM B5 (V1, V3) power/signal connectors Connector can be rotated by 270Â° ABSOLUTE ENCODER 2048 P/REV (ENCODER A-2048) WITH DRIVE-CLIQ INTERFACE; PERFORMANCE REDUCTION BY 10% DUE TO ABSOLUTE ENCODER; PLAIN SHAFT, TOLERANCE N; WITH HOLDING BRAKE DEGREE OF PROTECTION IP64; PAINT FINISH RAL7016 | - | 0 | 0
1FK7044-7AF71-1FH5 |  | 1FK7044-7AF71-1FH5 | 1 | UN | 1 | 60 | X | D | N | N | 85015220 | 1 |  | 8.302 | KG | 2278.07 | 2278.07 | MC05 | MC05 | SIMOTICS S Synchronous servo motor 1FK7 High Dynamic 4.0Nm, 100K 3000rpm, 1.1 kW Naturally cooled IM B5 (V1, V3) power/signal connectors Connector can be rotated by 270Â° ABSOLUTE ENCODER 2048 P/REV (ENCODER A-2048) WITH DRIVE-CLIQ INTERFACE; PERFORMANCE REDUCTION BY 10% DUE TO ABSOLUTE ENCODER; PLAIN SHAFT, TOLERANCE N; WITH HOLDING BRAKE DEGREE OF PROTECTION IP65 AS FLANGE IP67; PAINT FINISH RAL7016 | - | 0 | 0
1FK7044-7AF71-1FH8 |  | 1FK7044-7AF71-1FH8 | 1 | UN | 1 | 60 | X | D | N | N | 85015220 | 1 |  | 8.302 | KG | 2359.28 | 2359.28 | MC05 | MC05 | SIMOTICS S Synchronous servo motor 1FK7 High Dynamic 4.0Nm, 100K 3000rpm, 1.1 kW Naturally cooled IM B5 (V1, V3) power/signal connectors Connector can be rotated by 270Â° ABSOLUTE ENCODER 2048 P/REV (ENCODER A-2048) WITH DRIVE-CLIQ INTERFACE; PERFORMANCE REDUCTION BY 10% DUE TO ABSOLUTE ENCODER; PLAIN SHAFT, TOLERANCE N; WITH HOLDING BRAKE DEGREE OF PROTECTION IP65 IP67 D-END FLANGE; RAL7016 COATING; METALLIC RATING PLATE AT MOTOR | - | 0 | 0
1FK7044-7AF71-1GA0 |  | 1FK7044-7AF71-1GA0 | 1 | UN | 1 | 60 | X | D | N | N | 85015220 | 1 |  | 7.703 | KG | 1411.01 | 1411.01 | MC05 | MC05 | SIMOTICS S Synchronous servo motor 1FK7 High Dynamic 4.0Nm, 100K 3000rpm, 1.1 kW Naturally cooled IM B5 (V1, V3) power/signal connectors Connector can be rotated by 270Â° BASIC ABSOLUTE ENCODER 32 P/REV (ENCODER A-32); PERFORMANCE REDUCTION BY 10% DUE TO ABSOLUTE ENCODER; SHAFT WITH FITTED KEY, TOLERANCE N; W/O HOLDING BRAKE DEGREE OF PROTECTION IP64 | - | 0 | 0
1FK7044-7AF71-1GA2 |  | 1FK7044-7AF71-1GA2 | 1 | UN | 1 | 60 | X | D | N | N | 85015220 | 1 |  | 7.703 | KG | 1486.98 | 1486.98 | MC05 | MC05 | SIMOTICS S Synchronous servo motor 1FK7 High Dynamic 4.0Nm, 100K 3000rpm, 1.1 kW Naturally cooled IM B5 (V1, V3) power/signal connectors Connector can be rotated by 270Â° BASIC ABSOLUTE ENCODER 32 P/REV (ENCODER A-32); PERFORMANCE REDUCTION BY 10% DUE TO ABSOLUTE ENCODER; SHAFT WITH FITTED KEY, TOLERANCE N; W/O HOLDING BRAKE DEGREE OF PROTECTION IP65 FLANGE ON DRIVE END IP67 | - | 0 | 0
1FK7044-7AF71-1GA3 |  | 1FK7044-7AF71-1GA3 | 1 | UN | 1 | 60 | X | D | N | N | 85015220 | 1 |  | 7.703 | KG | 1447.82 | 1447.82 | MC05 | MC05 | SIMOTICS S Synchronous servo motor 1FK7 High Dynamic 4.0Nm, 100K 3000rpm, 1.1 kW Naturally cooled IM B5 (V1, V3) power/signal connectors Connector can be rotated by 270Â° BASIC ABSOLUTE ENCODER 32 P/REV (ENCODER A-32); PERFORMANCE REDUCTION BY 10% DUE TO ABSOLUTE ENCODER; SHAFT WITH FITTED KEY, TOLERANCE N; W/O HOLDING BRAKE DEGREE OF PROTECTION IP64; PAINT FINISH RAL7016 | - | 0 | 0
1FK7044-7AF71-1GA5 |  | 1FK7044-7AF71-1GA5 | 1 | UN | 1 | 60 | X | D | N | N | 85015220 | 1 |  | 7.703 | KG | 1523.77 | 1523.77 | MC05 | MC05 | SIMOTICS S Synchronous servo motor 1FK7 High Dynamic 4.0Nm, 100K 3000rpm, 1.1 kW Naturally cooled IM B5 (V1, V3) power/signal connectors Connector can be rotated by 270Â° BASIC ABSOLUTE ENCODER 32 P/REV (ENCODER A-32); PERFORMANCE REDUCTION BY 10% DUE TO ABSOLUTE ENCODER; SHAFT WITH FITTED KEY, TOLERANCE N; W/O HOLDING BRAKE DEGREE OF PROTECTION IP65 AS FLANGE IP67; PAINT FINISH RAL7016 | - | 0 | 0
1FK7044-7AF71-1GA8 |  | 1FK7044-7AF71-1GA8 | 1 | UN | 1 | 60 | X | D | N | N | 85015220 | 1 |  | 7.703 | KG | 1604.98 | 1604.98 | MC05 | MC05 | SIMOTICS S Synchronous servo motor 1FK7 High Dynamic 4.0Nm, 100K 3000rpm, 1.1 kW Naturally cooled IM B5 (V1, V3) power/signal connectors Connector can be rotated by 270Â° BASIC ABSOLUTE ENCODER 32 P/REV (ENCODER A-32); PERFORMANCE REDUCTION BY 10% DUE TO ABSOLUTE ENCODER; SHAFT WITH FITTED KEY, TOLERANCE N; W/O HOLDING BRAKE DEGREE OF PROTECTION IP65 IP67 D-END FLANGE; RAL7016 COATING; METALLIC RATING PLATE AT MOTOR | - | 0 | 0
1FK7044-7AF71-1GB0 |  | 1FK7044-7AF71-1GB0 | 1 | UN | 1 | 60 | X | D | N | N | 85015220 | 1 |  | 8.302 | KG | 1622.95 | 1622.95 | MC05 | MC05 | SIMOTICS S Synchronous servo motor 1FK7 High Dynamic 4.0Nm, 100K 3000rpm, 1.1 kW Naturally cooled IM B5 (V1, V3) power/signal connectors Connector can be rotated by 270Â° BASIC ABSOLUTE ENCODER 32 P/REV (ENCODER A-32); PERFORMANCE REDUCTION BY 10% DUE TO ABSOLUTE ENCODER; SHAFT WITH FITTED KEY, TOLERANCE N; WITH HOLDING BRAKE DEGREE OF PROTECTION IP64 | - | 0 | 0
1FK7044-7AF71-1GB2 |  | 1FK7044-7AF71-1GB2 | 1 | UN | 1 | 60 | X | D | N | N | 85015220 | 1 |  | 8.302 | KG | 1698.92 | 1698.92 | MC05 | MC05 | SIMOTICS S Synchronous servo motor 1FK7 High Dynamic 4.0Nm, 100K 3000rpm, 1.1 kW Naturally cooled IM B5 (V1, V3) power/signal connectors Connector can be rotated by 270Â° BASIC ABSOLUTE ENCODER 32 P/REV (ENCODER A-32); PERFORMANCE REDUCTION BY 10% DUE TO ABSOLUTE ENCODER; SHAFT WITH FITTED KEY, TOLERANCE N; WITH HOLDING BRAKE DEGREE OF PROTECTION IP65 FLANGE ON DRIVE END IP67 | - | 0 | 0
1FK7044-7AF71-1GB3 |  | 1FK7044-7AF71-1GB3 | 1 | UN | 1 | 60 | X | D | N | N | 85015220 | 1 |  | 8.302 | KG | 1659.76 | 1659.76 | MC05 | MC05 | SIMOTICS S Synchronous servo motor 1FK7 High Dynamic 4.0Nm, 100K 3000rpm, 1.1 kW Naturally cooled IM B5 (V1, V3) power/signal connectors Connector can be rotated by 270Â° BASIC ABSOLUTE ENCODER 32 P/REV (ENCODER A-32); PERFORMANCE REDUCTION BY 10% DUE TO ABSOLUTE ENCODER; SHAFT WITH FITTED KEY, TOLERANCE N; WITH HOLDING BRAKE DEGREE OF PROTECTION IP64; PAINT FINISH RAL7016 | - | 0 | 0
1FK7044-7AF71-1GB5 |  | 1FK7044-7AF71-1GB5 | 1 | UN | 1 | 60 | X | D | N | N | 85015220 | 1 |  | 8.302 | KG | 1735.71 | 1735.71 | MC05 | MC05 | SIMOTICS S Synchronous servo motor 1FK7 High Dynamic 4.0Nm, 100K 3000rpm, 1.1 kW Naturally cooled IM B5 (V1, V3) power/signal connectors Connector can be rotated by 270Â° BASIC ABSOLUTE ENCODER 32 P/REV (ENCODER A-32); PERFORMANCE REDUCTION BY 10% DUE TO ABSOLUTE ENCODER; SHAFT WITH FITTED KEY, TOLERANCE N; WITH HOLDING BRAKE DEGREE OF PROTECTION IP65 AS FLANGE IP67; PAINT FINISH RAL7016 | - | 0 | 0
1FK7044-7AF71-1GB8 |  | 1FK7044-7AF71-1GB8 | 1 | UN | 1 | 60 | X | D | N | N | 85015220 | 1 |  | 8.302 | KG | 1816.92 | 1816.92 | MC05 | MC05 | SIMOTICS S Synchronous servo motor 1FK7 High Dynamic 4.0Nm, 100K 3000rpm, 1.1 kW Naturally cooled IM B5 (V1, V3) power/signal connectors Connector can be rotated by 270Â° BASIC ABSOLUTE ENCODER 32 P/REV (ENCODER A-32); PERFORMANCE REDUCTION BY 10% DUE TO ABSOLUTE ENCODER; SHAFT WITH FITTED KEY, TOLERANCE N; WITH HOLDING BRAKE DEGREE OF PROTECTION IP65 IP67 D-END FLANGE; RAL7016 COATING; METALLIC RATING PLATE AT MOTOR | - | 0 | 0
1FK7044-7AF71-1GG0 |  | 1FK7044-7AF71-1GG0 | 1 | UN | 1 | 60 | X | D | N | N | 85015220 | 1 |  | 7.703 | KG | 1340.96 | 1340.96 | MC05 | MC05 | SIMOTICS S Synchronous servo motor 1FK7 High Dynamic 4.0Nm, 100K 3000rpm, 1.1 kW Naturally cooled IM B5 (V1, V3) power/signal connectors Connector can be rotated by 270Â° BASIC ABSOLUTE ENCODER 32 P/REV (ENCODER A-32); PERFORMANCE REDUCTION BY 10% DUE TO ABSOLUTE ENCODER; PLAIN SHAFT, TOLERANCE N; W/O HOLDING BRAKE DEGREE OF PROTECTION IP64 | - | 0 | 0
1FK7044-7AF71-1GG2 |  | 1FK7044-7AF71-1GG2 | 1 | UN | 1 | 60 | X | D | N | N | 85015220 | 1 |  | 7.703 | KG | 1416.93 | 1416.93 | MC05 | MC05 | SIMOTICS S Synchronous servo motor 1FK7 High Dynamic 4.0Nm, 100K 3000rpm, 1.1 kW Naturally cooled IM B5 (V1, V3) power/signal connectors Connector can be rotated by 270Â° BASIC ABSOLUTE ENCODER 32 P/REV (ENCODER A-32); PERFORMANCE REDUCTION BY 10% DUE TO ABSOLUTE ENCODER; PLAIN SHAFT, TOLERANCE N; W/O HOLDING BRAKE DEGREE OF PROTECTION IP65 FLANGE ON DRIVE END IP67 | - | 0 | 0
1FK7044-7AF71-1GG3 |  | 1FK7044-7AF71-1GG3 | 1 | UN | 1 | 60 | X | D | N | N | 85015220 | 1 |  | 7.703 | KG | 1377.77 | 1377.77 | MC05 | MC05 | SIMOTICS S Synchronous servo motor 1FK7 High Dynamic 4.0Nm, 100K 3000rpm, 1.1 kW Naturally cooled IM B5 (V1, V3) power/signal connectors Connector can be rotated by 270Â° BASIC ABSOLUTE ENCODER 32 P/REV (ENCODER A-32); PERFORMANCE REDUCTION BY 10% DUE TO ABSOLUTE ENCODER; PLAIN SHAFT, TOLERANCE N; W/O HOLDING BRAKE DEGREE OF PROTECTION IP64; PAINT FINISH RAL7016 | - | 0 | 0
1FK7044-7AF71-1GG5 |  | 1FK7044-7AF71-1GG5 | 1 | UN | 1 | 60 | X | D | N | N | 85015220 | 1 |  | 7.703 | KG | 1453.72 | 1453.72 | MC05 | MC05 | SIMOTICS S Synchronous servo motor 1FK7 High Dynamic 4.0Nm, 100K 3000rpm, 1.1 kW Naturally cooled IM B5 (V1, V3) power/signal connectors Connector can be rotated by 270Â° BASIC ABSOLUTE ENCODER 32 P/REV (ENCODER A-32); PERFORMANCE REDUCTION BY 10% DUE TO ABSOLUTE ENCODER; PLAIN SHAFT, TOLERANCE N; W/O HOLDING BRAKE DEGREE OF PROTECTION IP65 AS FLANGE IP67; PAINT FINISH RAL7016 | - | 0 | 0
1FK7044-7AF71-1GG8 |  | 1FK7044-7AF71-1GG8 | 1 | UN | 1 | 60 | X | D | N | N | 85015220 | 1 |  | 7.703 | KG | 1534.93 | 1534.93 | MC05 | MC05 | SIMOTICS S Synchronous servo motor 1FK7 High Dynamic 4.0Nm, 100K 3000rpm, 1.1 kW Naturally cooled IM B5 (V1, V3) power/signal connectors Connector can be rotated by 270Â° BASIC ABSOLUTE ENCODER 32 P/REV (ENCODER A-32); PERFORMANCE REDUCTION BY 10% DUE TO ABSOLUTE ENCODER; PLAIN SHAFT, TOLERANCE N; W/O HOLDING BRAKE DEGREE OF PROTECTION IP65 IP67 D-END FLANGE; RAL7016 COATING; METALLIC RATING PLATE AT MOTOR | - | 0 | 0
1FK7044-7AF71-1GH0 |  | 1FK7044-7AF71-1GH0 | 1 | UN | 1 | 60 | X | D | N | N | 85015220 | 1 |  | 8.302 | KG | 1551.09 | 1551.09 | MC05 | MC05 | SIMOTICS S Synchronous servo motor 1FK7 High Dynamic 4.0Nm, 100K 3000rpm, 1.1 kW Naturally cooled IM B5 (V1, V3) power/signal connectors Connector can be rotated by 270Â° BASIC ABSOLUTE ENCODER 32 P/REV (ENCODER A-32); PERFORMANCE REDUCTION BY 10% DUE TO ABSOLUTE ENCODER; PLAIN SHAFT, TOLERANCE N; WITH HOLDING BRAKE DEGREE OF PROTECTION IP64 | - | 0 | 0
1FK7044-7AF71-1GH2 |  | 1FK7044-7AF71-1GH2 | 1 | UN | 1 | 60 | X | D | N | N | 85015220 | 1 |  | 8.302 | KG | 1627.06 | 1627.06 | MC05 | MC05 | SIMOTICS S Synchronous servo motor 1FK7 High Dynamic 4.0Nm, 100K 3000rpm, 1.1 kW Naturally cooled IM B5 (V1, V3) power/signal connectors Connector can be rotated by 270Â° BASIC ABSOLUTE ENCODER 32 P/REV (ENCODER A-32); PERFORMANCE REDUCTION BY 10% DUE TO ABSOLUTE ENCODER; PLAIN SHAFT, TOLERANCE N; WITH HOLDING BRAKE DEGREE OF PROTECTION IP65 FLANGE ON DRIVE END IP67 | - | 0 | 0
1FK7044-7AF71-1GH3 |  | 1FK7044-7AF71-1GH3 | 1 | UN | 1 | 60 | X | D | N | N | 85015220 | 1 |  | 8.302 | KG | 1587.9 | 1587.9 | MC05 | MC05 | SIMOTICS S Synchronous servo motor 1FK7 High Dynamic 4.0Nm, 100K 3000rpm, 1.1 kW Naturally cooled IM B5 (V1, V3) power/signal connectors Connector can be rotated by 270Â° BASIC ABSOLUTE ENCODER 32 P/REV (ENCODER A-32); PERFORMANCE REDUCTION BY 10% DUE TO ABSOLUTE ENCODER; PLAIN SHAFT, TOLERANCE N; WITH HOLDING BRAKE DEGREE OF PROTECTION IP64; PAINT FINISH RAL7016 | - | 0 | 0
1FK7044-7AF71-1GH5 |  | 1FK7044-7AF71-1GH5 | 1 | UN | 1 | 60 | X | D | N | N | 85015220 | 1 |  | 8.302 | KG | 1663.85 | 1663.85 | MC05 | MC05 | SIMOTICS S Synchronous servo motor 1FK7 High Dynamic 4.0Nm, 100K 3000rpm, 1.1 kW Naturally cooled IM B5 (V1, V3) power/signal connectors Connector can be rotated by 270Â° BASIC ABSOLUTE ENCODER 32 P/REV (ENCODER A-32); PERFORMANCE REDUCTION BY 10% DUE TO ABSOLUTE ENCODER; PLAIN SHAFT, TOLERANCE N; WITH HOLDING BRAKE DEGREE OF PROTECTION IP65 AS FLANGE IP67; PAINT FINISH RAL7016 | - | 0 | 0
1FK7044-7AF71-1GH8 |  | 1FK7044-7AF71-1GH8 | 1 | UN | 1 | 60 | X | D | N | N | 85015220 | 1 |  | 8.302 | KG | 1745.06 | 1745.06 | MC05 | MC05 | SIMOTICS S Synchronous servo motor 1FK7 High Dynamic 4.0Nm, 100K 3000rpm, 1.1 kW Naturally cooled IM B5 (V1, V3) power/signal connectors Connector can be rotated by 270Â° BASIC ABSOLUTE ENCODER 32 P/REV (ENCODER A-32); PERFORMANCE REDUCTION BY 10% DUE TO ABSOLUTE ENCODER; PLAIN SHAFT, TOLERANCE N; WITH HOLDING BRAKE DEGREE OF PROTECTION IP65 IP67 D-END FLANGE; RAL7016 COATING; METALLIC RATING PLATE AT MOTOR | - | 0 | 0
1FK7044-7AF71-1KA0 |  | 1FK7044-7AF71-1KA0 | 1 | UN | 1 | 60 | X | D | N | N | 85015220 | 1 |  | 7.703 | KG | 1604.98 | 1604.98 | MC05 | MC05 | SIMOTICS S Synchronous servo motor 1FK7 High Dynamic 4.0Nm, 100K 3000rpm, 1.1 kW Naturally cooled IM B5 (V1, V3) power/signal connectors Connector can be rotated by 270Â° BASIC ABSOLUTE ENCODER 32 P/REV (ENCODER A-32) WITH DRIVE-CLIQ INTERFACE; PERFORMANCE REDUCTION BY 10% DUE TO ABSOLUTE ENCODER; SHAFT WITH FITTED KEY, TOLERANCE N; W/O HOLDING BRAKE DEGREE OF PROTECTION IP64 | - | 0 | 0
1FK7044-7AF71-1KA2 |  | 1FK7044-7AF71-1KA2 | 1 | UN | 1 | 60 | X | D | N | N | 85015220 | 1 |  | 7.703 | KG | 1680.95 | 1680.95 | MC05 | MC05 | SIMOTICS S Synchronous servo motor 1FK7 High Dynamic 4.0Nm, 100K 3000rpm, 1.1 kW Naturally cooled IM B5 (V1, V3) power/signal connectors Connector can be rotated by 270Â° BASIC ABSOLUTE ENCODER 32 P/REV (ENCODER A-32) WITH DRIVE-CLIQ INTERFACE; PERFORMANCE REDUCTION BY 10% DUE TO ABSOLUTE ENCODER; SHAFT WITH FITTED KEY, TOLERANCE N; W/O HOLDING BRAKE DEGREE OF PROTECTION IP65 FLANGE ON DRIVE END IP67 | - | 0 | 0
1FK7044-7AF71-1KA3 |  | 1FK7044-7AF71-1KA3 | 1 | UN | 1 | 60 | X | D | N | N | 85015220 | 1 |  | 7.703 | KG | 1641.79 | 1641.79 | MC05 | MC05 | SIMOTICS S Synchronous servo motor 1FK7 High Dynamic 4.0Nm, 100K 3000rpm, 1.1 kW Naturally cooled IM B5 (V1, V3) power/signal connectors Connector can be rotated by 270Â° BASIC ABSOLUTE ENCODER 32 P/REV (ENCODER A-32) WITH DRIVE-CLIQ INTERFACE; PERFORMANCE REDUCTION BY 10% DUE TO ABSOLUTE ENCODER; SHAFT WITH FITTED KEY, TOLERANCE N; W/O HOLDING BRAKE DEGREE OF PROTECTION IP64; PAINT FINISH RAL7016 | - | 0 | 0
1FK7044-7AF71-1KA5 |  | 1FK7044-7AF71-1KA5 | 1 | UN | 1 | 60 | X | D | N | N | 85015220 | 1 |  | 7.703 | KG | 1717.74 | 1717.74 | MC05 | MC05 | SIMOTICS S Synchronous servo motor 1FK7 High Dynamic 4.0Nm, 100K 3000rpm, 1.1 kW Naturally cooled IM B5 (V1, V3) power/signal connectors Connector can be rotated by 270Â° BASIC ABSOLUTE ENCODER 32 P/REV (ENCODER A-32) WITH DRIVE-CLIQ INTERFACE; PERFORMANCE REDUCTION BY 10% DUE TO ABSOLUTE ENCODER; SHAFT WITH FITTED KEY, TOLERANCE N; W/O HOLDING BRAKE DEGREE OF PROTECTION IP65 AS FLANGE IP67; PAINT FINISH RAL7016 | - | 0 | 0
1FK7044-7AF71-1KA8 |  | 1FK7044-7AF71-1KA8 | 1 | UN | 1 | 60 | X | D | N | N | 85015220 | 1 |  | 7.703 | KG | 1798.95 | 1798.95 | MC05 | MC05 | SIMOTICS S Synchronous servo motor 1FK7 High Dynamic 4.0Nm, 100K 3000rpm, 1.1 kW Naturally cooled IM B5 (V1, V3) power/signal connectors Connector can be rotated by 270Â° BASIC ABSOLUTE ENCODER 32 P/REV (ENCODER A-32) WITH DRIVE-CLIQ INTERFACE; PERFORMANCE REDUCTION BY 10% DUE TO ABSOLUTE ENCODER; SHAFT WITH FITTED KEY, TOLERANCE N; W/O HOLDING BRAKE DEGREE OF PROTECTION IP65 IP67 D-END FLANGE; RAL7016 COATING; METALLIC RATING PLATE AT MOTOR | - | 0 | 0
1FK7044-7AF71-1KB0 |  | 1FK7044-7AF71-1KB0 | 1 | UN | 1 | 60 | X | D | N | N | 85015220 | 1 |  | 8.302 | KG | 1816.92 | 1816.92 | MC05 | MC05 | SIMOTICS S Synchronous servo motor 1FK7 High Dynamic 4.0Nm, 100K 3000rpm, 1.1 kW Naturally cooled IM B5 (V1, V3) power/signal connectors Connector can be rotated by 270Â° BASIC ABSOLUTE ENCODER 32 P/REV (ENCODER A-32) WITH DRIVE-CLIQ INTERFACE; PERFORMANCE REDUCTION BY 10% DUE TO ABSOLUTE ENCODER; SHAFT WITH FITTED KEY, TOLERANCE N; WITH HOLDING BRAKE DEGREE OF PROTECTION IP64 | - | 0 | 0
1FK7044-7AF71-1KB2 |  | 1FK7044-7AF71-1KB2 | 1 | UN | 1 | 60 | X | D | N | N | 85015220 | 1 |  | 8.302 | KG | 1892.89 | 1892.89 | MC05 | MC05 | SIMOTICS S Synchronous servo motor 1FK7 High Dynamic 4.0Nm, 100K 3000rpm, 1.1 kW Naturally cooled IM B5 (V1, V3) power/signal connectors Connector can be rotated by 270Â° BASIC ABSOLUTE ENCODER 32 P/REV (ENCODER A-32) WITH DRIVE-CLIQ INTERFACE; PERFORMANCE REDUCTION BY 10% DUE TO ABSOLUTE ENCODER; SHAFT WITH FITTED KEY, TOLERANCE N; WITH HOLDING BRAKE DEGREE OF PROTECTION IP65 FLANGE ON DRIVE END IP67 | - | 0 | 0
1FK7044-7AF71-1KB3 |  | 1FK7044-7AF71-1KB3 | 1 | UN | 1 | 60 | X | D | N | N | 85015220 | 1 |  | 8.302 | KG | 1853.73 | 1853.73 | MC05 | MC05 | SIMOTICS S Synchronous servo motor 1FK7 High Dynamic 4.0Nm, 100K 3000rpm, 1.1 kW Naturally cooled IM B5 (V1, V3) power/signal connectors Connector can be rotated by 270Â° BASIC ABSOLUTE ENCODER 32 P/REV (ENCODER A-32) WITH DRIVE-CLIQ INTERFACE; PERFORMANCE REDUCTION BY 10% DUE TO ABSOLUTE ENCODER; SHAFT WITH FITTED KEY, TOLERANCE N; WITH HOLDING BRAKE DEGREE OF PROTECTION IP64; PAINT FINISH RAL7016 | - | 0 | 0
1FK7044-7AF71-1KB5 |  | 1FK7044-7AF71-1KB5 | 1 | UN | 1 | 60 | X | D | N | N | 85015220 | 1 |  | 8.302 | KG | 1929.68 | 1929.68 | MC05 | MC05 | SIMOTICS S Synchronous servo motor 1FK7 High Dynamic 4.0Nm, 100K 3000rpm, 1.1 kW Naturally cooled IM B5 (V1, V3) power/signal connectors Connector can be rotated by 270Â° BASIC ABSOLUTE ENCODER 32 P/REV (ENCODER A-32) WITH DRIVE-CLIQ INTERFACE; PERFORMANCE REDUCTION BY 10% DUE TO ABSOLUTE ENCODER; SHAFT WITH FITTED KEY, TOLERANCE N; WITH HOLDING BRAKE DEGREE OF PROTECTION IP65 AS FLANGE IP67; PAINT FINISH RAL7016 | - | 0 | 0
1FK7044-7AF71-1KB8 |  | 1FK7044-7AF71-1KB8 | 1 | UN | 1 | 60 | X | D | N | N | 85015220 | 1 |  | 8.302 | KG | 2010.89 | 2010.89 | MC05 | MC05 | SIMOTICS S Synchronous servo motor 1FK7 High Dynamic 4.0Nm, 100K 3000rpm, 1.1 kW Naturally cooled IM B5 (V1, V3) power/signal connectors Connector can be rotated by 270Â° BASIC ABSOLUTE ENCODER 32 P/REV (ENCODER A-32) WITH DRIVE-CLIQ INTERFACE; PERFORMANCE REDUCTION BY 10% DUE TO ABSOLUTE ENCODER; SHAFT WITH FITTED KEY, TOLERANCE N; WITH HOLDING BRAKE DEGREE OF PROTECTION IP65 IP67 D-END FLANGE; RAL7016 COATING; METALLIC RATING PLATE AT MOTOR | - | 0 | 0
1FK7044-7AF71-1KG0 |  | 1FK7044-7AF71-1KG0 | 1 | UN | 1 | 60 | X | D | N | N | 85015220 | 1 |  | 7.703 | KG | 1534.93 | 1534.93 | MC05 | MC05 | SIMOTICS S Synchronous servo motor 1FK7 High Dynamic 4.0Nm, 100K 3000rpm, 1.1 kW Naturally cooled IM B5 (V1, V3) power/signal connectors Connector can be rotated by 270Â° BASIC ABSOLUTE ENCODER 32 P/REV (ENCODER A-32) WITH DRIVE-CLIQ INTERFACE; PERFORMANCE REDUCTION BY 10% DUE TO ABSOLUTE ENCODER; PLAIN SHAFT, TOLERANCE N; W/O HOLDING BRAKE DEGREE OF PROTECTION IP64 | - | 0 | 0
1FK7044-7AF71-1KG2 |  | 1FK7044-7AF71-1KG2 | 1 | UN | 1 | 60 | X | D | N | N | 85015220 | 1 |  | 7.703 | KG | 1610.9 | 1610.9 | MC05 | MC05 | SIMOTICS S Synchronous servo motor 1FK7 High Dynamic 4.0Nm, 100K 3000rpm, 1.1 kW Naturally cooled IM B5 (V1, V3) power/signal connectors Connector can be rotated by 270Â° BASIC ABSOLUTE ENCODER 32 P/REV (ENCODER A-32) WITH DRIVE-CLIQ INTERFACE; PERFORMANCE REDUCTION BY 10% DUE TO ABSOLUTE ENCODER; PLAIN SHAFT, TOLERANCE N; W/O HOLDING BRAKE DEGREE OF PROTECTION IP65 FLANGE ON DRIVE END IP67 | - | 0 | 0
1FK7044-7AF71-1KG3 |  | 1FK7044-7AF71-1KG3 | 1 | UN | 1 | 60 | X | D | N | N | 85015220 | 1 |  | 7.703 | KG | 1571.74 | 1571.74 | MC05 | MC05 | SIMOTICS S Synchronous servo motor 1FK7 High Dynamic 4.0Nm, 100K 3000rpm, 1.1 kW Naturally cooled IM B5 (V1, V3) power/signal connectors Connector can be rotated by 270Â° BASIC ABSOLUTE ENCODER 32 P/REV (ENCODER A-32) WITH DRIVE-CLIQ INTERFACE; PERFORMANCE REDUCTION BY 10% DUE TO ABSOLUTE ENCODER; PLAIN SHAFT, TOLERANCE N; W/O HOLDING BRAKE DEGREE OF PROTECTION IP64; PAINT FINISH RAL7016 | - | 0 | 0
1FK7044-7AF71-1KG5 |  | 1FK7044-7AF71-1KG5 | 1 | UN | 1 | 60 | X | D | N | N | 85015220 | 1 |  | 7.703 | KG | 1647.69 | 1647.69 | MC05 | MC05 | SIMOTICS S Synchronous servo motor 1FK7 High Dynamic 4.0Nm, 100K 3000rpm, 1.1 kW Naturally cooled IM B5 (V1, V3) power/signal connectors Connector can be rotated by 270Â° BASIC ABSOLUTE ENCODER 32 P/REV (ENCODER A-32) WITH DRIVE-CLIQ INTERFACE; PERFORMANCE REDUCTION BY 10% DUE TO ABSOLUTE ENCODER; PLAIN SHAFT, TOLERANCE N; W/O HOLDING BRAKE DEGREE OF PROTECTION IP65 AS FLANGE IP67; PAINT FINISH RAL7016 | - | 0 | 0
1FK7044-7AF71-1KG8 |  | 1FK7044-7AF71-1KG8 | 1 | UN | 1 | 60 | X | D | N | N | 85015220 | 1 |  | 7.703 | KG | 1728.9 | 1728.9 | MC05 | MC05 | SIMOTICS S Synchronous servo motor 1FK7 High Dynamic 4.0Nm, 100K 3000rpm, 1.1 kW Naturally cooled IM B5 (V1, V3) power/signal connectors Connector can be rotated by 270Â° BASIC ABSOLUTE ENCODER 32 P/REV (ENCODER A-32) WITH DRIVE-CLIQ INTERFACE; PERFORMANCE REDUCTION BY 10% DUE TO ABSOLUTE ENCODER; PLAIN SHAFT, TOLERANCE N; W/O HOLDING BRAKE DEGREE OF PROTECTION IP65 IP67 D-END FLANGE; RAL7016 COATING; METALLIC RATING PLATE AT MOTOR | - | 0 | 0
1FK7044-7AF71-1KH0 |  | 1FK7044-7AF71-1KH0 | 1 | UN | 1 | 60 | X | D | N | N | 85015220 | 1 |  | 8.302 | KG | 1745.06 | 1745.06 | MC05 | MC05 | SIMOTICS S Synchronous servo motor 1FK7 High Dynamic 4.0Nm, 100K 3000rpm, 1.1 kW Naturally cooled IM B5 (V1, V3) power/signal connectors Connector can be rotated by 270Â° BASIC ABSOLUTE ENCODER 32 P/REV (ENCODER A-32) WITH DRIVE-CLIQ INTERFACE; PERFORMANCE REDUCTION BY 10% DUE TO ABSOLUTE ENCODER; PLAIN SHAFT, TOLERANCE N; WITH HOLDING BRAKE DEGREE OF PROTECTION IP64 | - | 0 | 0
1FK7044-7AF71-1KH2 |  | 1FK7044-7AF71-1KH2 | 1 | UN | 1 | 60 | X | D | N | N | 85015220 | 1 |  | 8.302 | KG | 1821.03 | 1821.03 | MC05 | MC05 | SIMOTICS S Synchronous servo motor 1FK7 High Dynamic 4.0Nm, 100K 3000rpm, 1.1 kW Naturally cooled IM B5 (V1, V3) power/signal connectors Connector can be rotated by 270Â° BASIC ABSOLUTE ENCODER 32 P/REV (ENCODER A-32) WITH DRIVE-CLIQ INTERFACE; PERFORMANCE REDUCTION BY 10% DUE TO ABSOLUTE ENCODER; PLAIN SHAFT, TOLERANCE N; WITH HOLDING BRAKE DEGREE OF PROTECTION IP65 FLANGE ON DRIVE END IP67 | - | 0 | 0
1FK7044-7AF71-1KH3 |  | 1FK7044-7AF71-1KH3 | 1 | UN | 1 | 60 | X | D | N | N | 85015220 | 1 |  | 8.302 | KG | 1781.87 | 1781.87 | MC05 | MC05 | SIMOTICS S Synchronous servo motor 1FK7 High Dynamic 4.0Nm, 100K 3000rpm, 1.1 kW Naturally cooled IM B5 (V1, V3) power/signal connectors Connector can be rotated by 270Â° BASIC ABSOLUTE ENCODER 32 P/REV (ENCODER A-32) WITH DRIVE-CLIQ INTERFACE; PERFORMANCE REDUCTION BY 10% DUE TO ABSOLUTE ENCODER; PLAIN SHAFT, TOLERANCE N; WITH HOLDING BRAKE DEGREE OF PROTECTION IP64; PAINT FINISH RAL7016 | - | 0 | 0
1FK7044-7AF71-1KH5 |  | 1FK7044-7AF71-1KH5 | 1 | UN | 1 | 60 | X | D | N | N | 85015220 | 1 |  | 8.302 | KG | 1857.82 | 1857.82 | MC05 | MC05 | SIMOTICS S Synchronous servo motor 1FK7 High Dynamic 4.0Nm, 100K 3000rpm, 1.1 kW Naturally cooled IM B5 (V1, V3) power/signal connectors Connector can be rotated by 270Â° BASIC ABSOLUTE ENCODER 32 P/REV (ENCODER A-32) WITH DRIVE-CLIQ INTERFACE; PERFORMANCE REDUCTION BY 10% DUE TO ABSOLUTE ENCODER; PLAIN SHAFT, TOLERANCE N; WITH HOLDING BRAKE DEGREE OF PROTECTION IP65 AS FLANGE IP67; PAINT FINISH RAL7016 | - | 0 | 0
1FK7044-7AF71-1KH8 |  | 1FK7044-7AF71-1KH8 | 1 | UN | 1 | 60 | X | D | N | N | 85015220 | 1 |  | 8.302 | KG | 1939.03 | 1939.03 | MC05 | MC05 | SIMOTICS S Synchronous servo motor 1FK7 High Dynamic 4.0Nm, 100K 3000rpm, 1.1 kW Naturally cooled IM B5 (V1, V3) power/signal connectors Connector can be rotated by 270Â° BASIC ABSOLUTE ENCODER 32 P/REV (ENCODER A-32) WITH DRIVE-CLIQ INTERFACE; PERFORMANCE REDUCTION BY 10% DUE TO ABSOLUTE ENCODER; PLAIN SHAFT, TOLERANCE N; WITH HOLDING BRAKE DEGREE OF PROTECTION IP65 IP67 D-END FLANGE; RAL7016 COATING; METALLIC RATING PLATE AT MOTOR | - | 0 | 0
1FK7044-7AF71-1PA0 |  | 1FK7044-7AF71-1PA0 | 1 | UN | 1 | 60 | X | D | N | N | 85015220 | 1 |  | 7.703 | KG | 1249.38 | 1249.38 | MC05 | MC05 | SIMOTICS S Synchronous servo motor 1FK7 High Dynamic 4.0Nm, 100K 3000rpm, 1.1 kW Naturally cooled IM B5 (V1, V3) power/signal connectors Connector can be rotated by 270Â° RESOLVER 2-POLE (RESOLVER P=1) WITH DRIVE-CLIQ INTERFACE; SHAFT WITH FITTED KEY, TOLERANCE N; W/O HOLDING BRAKE DEGREE OF PROTECTION IP64 | - | 0 | 0
1FK7044-7AF71-1PA2 |  | 1FK7044-7AF71-1PA2 | 1 | UN | 1 | 60 | X | D | N | N | 85015220 | 1 |  | 7.703 | KG | 1325.35 | 1325.35 | MC05 | MC05 | SIMOTICS S Synchronous servo motor 1FK7 High Dynamic 4.0Nm, 100K 3000rpm, 1.1 kW Naturally cooled IM B5 (V1, V3) power/signal connectors Connector can be rotated by 270Â° RESOLVER 2-POLE (RESOLVER P=1) WITH DRIVE-CLIQ INTERFACE; SHAFT WITH FITTED KEY, TOLERANCE N; W/O HOLDING BRAKE DEGREE OF PROTECTION IP65 FLANGE ON DRIVE END IP67 | - | 0 | 0
1FK7044-7AF71-1PA3 |  | 1FK7044-7AF71-1PA3 | 1 | UN | 1 | 60 | X | D | N | N | 85015220 | 1 |  | 7.703 | KG | 1286.19 | 1286.19 | MC05 | MC05 | SIMOTICS S Synchronous servo motor 1FK7 High Dynamic 4.0Nm, 100K 3000rpm, 1.1 kW Naturally cooled IM B5 (V1, V3) power/signal connectors Connector can be rotated by 270Â° RESOLVER 2-POLE (RESOLVER P=1) WITH DRIVE-CLIQ INTERFACE; SHAFT WITH FITTED KEY, TOLERANCE N; W/O HOLDING BRAKE DEGREE OF PROTECTION IP64; PAINT FINISH RAL7016 | - | 0 | 0
1FK7044-7AF71-1PA5 |  | 1FK7044-7AF71-1PA5 | 1 | UN | 1 | 60 | X | D | N | N | 85015220 | 1 |  | 7.703 | KG | 1362.14 | 1362.14 | MC05 | MC05 | SIMOTICS S Synchronous servo motor 1FK7 High Dynamic 4.0Nm, 100K 3000rpm, 1.1 kW Naturally cooled IM B5 (V1, V3) power/signal connectors Connector can be rotated by 270Â° RESOLVER 2-POLE (RESOLVER P=1) WITH DRIVE-CLIQ INTERFACE; SHAFT WITH FITTED KEY, TOLERANCE N; W/O HOLDING BRAKE DEGREE OF PROTECTION IP65 AS FLANGE IP67; PAINT FINISH RAL7016 | - | 0 | 0
1FK7044-7AF71-1PA8 |  | 1FK7044-7AF71-1PA8 | 1 | UN | 1 | 60 | X | D | N | N | 85015220 | 1 |  | 7.703 | KG | 1443.35 | 1443.35 | MC05 | MC05 | SIMOTICS S Synchronous servo motor 1FK7 High Dynamic 4.0Nm, 100K 3000rpm, 1.1 kW Naturally cooled IM B5 (V1, V3) power/signal connectors Connector can be rotated by 270Â° RESOLVER 2-POLE (RESOLVER P=1) WITH DRIVE-CLIQ INTERFACE; SHAFT WITH FITTED KEY, TOLERANCE N; W/O HOLDING BRAKE DEGREE OF PROTECTION IP65 IP67 D-END FLANGE; RAL7016 COATING; METALLIC RATING PLATE AT MOTOR | - | 0 | 0
1FK7044-7AF71-1PB0 |  | 1FK7044-7AF71-1PB0 | 1 | UN | 1 | 60 | X | D | N | N | 85015220 | 1 |  | 8.302 | KG | 1461.32 | 1461.32 | MC05 | MC05 | SIMOTICS S Synchronous servo motor 1FK7 High Dynamic 4.0Nm, 100K 3000rpm, 1.1 kW Naturally cooled IM B5 (V1, V3) power/signal connectors Connector can be rotated by 270Â° RESOLVER 2-POLE (RESOLVER P=1) WITH DRIVE-CLIQ INTERFACE; SHAFT WITH FITTED KEY, TOLERANCE N; WITH HOLDING BRAKE DEGREE OF PROTECTION IP64 | - | 0 | 0
1FK7044-7AF71-1PB2 |  | 1FK7044-7AF71-1PB2 | 1 | UN | 1 | 60 | X | D | N | N | 85015220 | 1 |  | 8.302 | KG | 1537.29 | 1537.29 | MC05 | MC05 | SIMOTICS S Synchronous servo motor 1FK7 High Dynamic 4.0Nm, 100K 3000rpm, 1.1 kW Naturally cooled IM B5 (V1, V3) power/signal connectors Connector can be rotated by 270Â° RESOLVER 2-POLE (RESOLVER P=1) WITH DRIVE-CLIQ INTERFACE; SHAFT WITH FITTED KEY, TOLERANCE N; WITH HOLDING BRAKE DEGREE OF PROTECTION IP65 FLANGE ON DRIVE END IP67 | - | 0 | 0
1FK7044-7AF71-1PB3 |  | 1FK7044-7AF71-1PB3 | 1 | UN | 1 | 60 | X | D | N | N | 85015220 | 1 |  | 8.302 | KG | 1498.13 | 1498.13 | MC05 | MC05 | SIMOTICS S Synchronous servo motor 1FK7 High Dynamic 4.0Nm, 100K 3000rpm, 1.1 kW Naturally cooled IM B5 (V1, V3) power/signal connectors Connector can be rotated by 270Â° RESOLVER 2-POLE (RESOLVER P=1) WITH DRIVE-CLIQ INTERFACE; SHAFT WITH FITTED KEY, TOLERANCE N; WITH HOLDING BRAKE DEGREE OF PROTECTION IP64; PAINT FINISH RAL7016 | - | 0 | 0
1FK7044-7AF71-1PB5 |  | 1FK7044-7AF71-1PB5 | 1 | UN | 1 | 60 | X | D | N | N | 85015220 | 1 |  | 8.302 | KG | 1574.08 | 1574.08 | MC05 | MC05 | SIMOTICS S Synchronous servo motor 1FK7 High Dynamic 4.0Nm, 100K 3000rpm, 1.1 kW Naturally cooled IM B5 (V1, V3) power/signal connectors Connector can be rotated by 270Â° RESOLVER 2-POLE (RESOLVER P=1) WITH DRIVE-CLIQ INTERFACE; SHAFT WITH FITTED KEY, TOLERANCE N; WITH HOLDING BRAKE DEGREE OF PROTECTION IP65 AS FLANGE IP67; PAINT FINISH RAL7016 | - | 0 | 0
1FK7044-7AF71-1PB8 |  | 1FK7044-7AF71-1PB8 | 1 | UN | 1 | 60 | X | D | N | N | 85015220 | 1 |  | 8.302 | KG | 1655.29 | 1655.29 | MC05 | MC05 | SIMOTICS S Synchronous servo motor 1FK7 High Dynamic 4.0Nm, 100K 3000rpm, 1.1 kW Naturally cooled IM B5 (V1, V3) power/signal connectors Connector can be rotated by 270Â° RESOLVER 2-POLE (RESOLVER P=1) WITH DRIVE-CLIQ INTERFACE; SHAFT WITH FITTED KEY, TOLERANCE N; WITH HOLDING BRAKE DEGREE OF PROTECTION IP65 IP67 D-END FLANGE; RAL7016 COATING; METALLIC RATING PLATE AT MOTOR | - | 0 | 0
1FK7044-7AF71-1PG0 |  | 1FK7044-7AF71-1PG0 | 1 | UN | 1 | 60 | X | D | N | N | 85015220 | 1 |  | 7.703 | KG | 1179.33 | 1179.33 | MC05 | MC05 | SIMOTICS S Synchronous servo motor 1FK7 High Dynamic 4.0Nm, 100K 3000rpm, 1.1 kW Naturally cooled IM B5 (V1, V3) power/signal connectors Connector can be rotated by 270Â° RESOLVER 2-POLE (RESOLVER P=1) WITH DRIVE-CLIQ INTERFACE; PLAIN SHAFT, TOLERANCE N; W/O HOLDING BRAKE DEGREE OF PROTECTION IP64 | - | 0 | 0
1FK7044-7AF71-1PG2 |  | 1FK7044-7AF71-1PG2 | 1 | UN | 1 | 60 | X | D | N | N | 85015220 | 1 |  | 7.703 | KG | 1255.3 | 1255.3 | MC05 | MC05 | SIMOTICS S Synchronous servo motor 1FK7 High Dynamic 4.0Nm, 100K 3000rpm, 1.1 kW Naturally cooled IM B5 (V1, V3) power/signal connectors Connector can be rotated by 270Â° RESOLVER 2-POLE (RESOLVER P=1) WITH DRIVE-CLIQ INTERFACE; PLAIN SHAFT, TOLERANCE N; W/O HOLDING BRAKE DEGREE OF PROTECTION IP65 FLANGE ON DRIVE END IP67 | - | 0 | 0
1FK7044-7AF71-1PG3 |  | 1FK7044-7AF71-1PG3 | 1 | UN | 1 | 60 | X | D | N | N | 85015220 | 1 |  | 7.703 | KG | 1216.14 | 1216.14 | MC05 | MC05 | SIMOTICS S Synchronous servo motor 1FK7 High Dynamic 4.0Nm, 100K 3000rpm, 1.1 kW Naturally cooled IM B5 (V1, V3) power/signal connectors Connector can be rotated by 270Â° RESOLVER 2-POLE (RESOLVER P=1) WITH DRIVE-CLIQ INTERFACE; PLAIN SHAFT, TOLERANCE N; W/O HOLDING BRAKE DEGREE OF PROTECTION IP64; PAINT FINISH RAL7016 | - | 0 | 0
1FK7044-7AF71-1PG5 |  | 1FK7044-7AF71-1PG5 | 1 | UN | 1 | 60 | X | D | N | N | 85015220 | 1 |  | 7.703 | KG | 1292.09 | 1292.09 | MC05 | MC05 | SIMOTICS S Synchronous servo motor 1FK7 High Dynamic 4.0Nm, 100K 3000rpm, 1.1 kW Naturally cooled IM B5 (V1, V3) power/signal connectors Connector can be rotated by 270Â° RESOLVER 2-POLE (RESOLVER P=1) WITH DRIVE-CLIQ INTERFACE; PLAIN SHAFT, TOLERANCE N; W/O HOLDING BRAKE DEGREE OF PROTECTION IP65 AS FLANGE IP67; PAINT FINISH RAL7016 | - | 0 | 0
1FK7044-7AF71-1PG8 |  | 1FK7044-7AF71-1PG8 | 1 | UN | 1 | 60 | X | D | N | N | 85015220 | 1 |  | 7.703 | KG | 1373.3 | 1373.3 | MC05 | MC05 | SIMOTICS S Synchronous servo motor 1FK7 High Dynamic 4.0Nm, 100K 3000rpm, 1.1 kW Naturally cooled IM B5 (V1, V3) power/signal connectors Connector can be rotated by 270Â° RESOLVER 2-POLE (RESOLVER P=1) WITH DRIVE-CLIQ INTERFACE; PLAIN SHAFT, TOLERANCE N; W/O HOLDING BRAKE DEGREE OF PROTECTION IP65 IP67 D-END FLANGE; RAL7016 COATING; METALLIC RATING PLATE AT MOTOR | - | 0 | 0
1FK7044-7AF71-1PH0 |  | 1FK7044-7AF71-1PH0 | 1 | UN | 1 | 60 | X | D | N | N | 85015220 | 1 |  | 8.302 | KG | 1389.46 | 1389.46 | MC05 | MC05 | SIMOTICS S Synchronous servo motor 1FK7 High Dynamic 4.0Nm, 100K 3000rpm, 1.1 kW Naturally cooled IM B5 (V1, V3) power/signal connectors Connector can be rotated by 270Â° RESOLVER 2-POLE (RESOLVER P=1) WITH DRIVE-CLIQ INTERFACE; PLAIN SHAFT, TOLERANCE N; WITH HOLDING BRAKE DEGREE OF PROTECTION IP64 | - | 0 | 0
1FK7044-7AF71-1PH2 |  | 1FK7044-7AF71-1PH2 | 1 | UN | 1 | 60 | X | D | N | N | 85015220 | 1 |  | 8.302 | KG | 1465.43 | 1465.43 | MC05 | MC05 | SIMOTICS S Synchronous servo motor 1FK7 High Dynamic 4.0Nm, 100K 3000rpm, 1.1 kW Naturally cooled IM B5 (V1, V3) power/signal connectors Connector can be rotated by 270Â° RESOLVER 2-POLE (RESOLVER P=1) WITH DRIVE-CLIQ INTERFACE; PLAIN SHAFT, TOLERANCE N; WITH HOLDING BRAKE DEGREE OF PROTECTION IP65 FLANGE ON DRIVE END IP67 | - | 0 | 0
1FK7044-7AF71-1PH3 |  | 1FK7044-7AF71-1PH3 | 1 | UN | 1 | 60 | X | D | N | N | 85015220 | 1 |  | 8.302 | KG | 1426.27 | 1426.27 | MC05 | MC05 | SIMOTICS S Synchronous servo motor 1FK7 High Dynamic 4.0Nm, 100K 3000rpm, 1.1 kW Naturally cooled IM B5 (V1, V3) power/signal connectors Connector can be rotated by 270Â° RESOLVER 2-POLE (RESOLVER P=1) WITH DRIVE-CLIQ INTERFACE; PLAIN SHAFT, TOLERANCE N; WITH HOLDING BRAKE DEGREE OF PROTECTION IP64; PAINT FINISH RAL7016 | - | 0 | 0
1FK7044-7AF71-1PH5 |  | 1FK7044-7AF71-1PH5 | 1 | UN | 1 | 60 | X | D | N | N | 85015220 | 1 |  | 8.302 | KG | 1502.22 | 1502.22 | MC05 | MC05 | SIMOTICS S Synchronous servo motor 1FK7 High Dynamic 4.0Nm, 100K 3000rpm, 1.1 kW Naturally cooled IM B5 (V1, V3) power/signal connectors Connector can be rotated by 270Â° RESOLVER 2-POLE (RESOLVER P=1) WITH DRIVE-CLIQ INTERFACE; PLAIN SHAFT, TOLERANCE N; WITH HOLDING BRAKE DEGREE OF PROTECTION IP65 AS FLANGE IP67; PAINT FINISH RAL7016 | - | 0 | 0
1FK7044-7AF71-1PH8 |  | 1FK7044-7AF71-1PH8 | 1 | UN | 1 | 60 | X | D | N | N | 85015220 | 1 |  | 8.302 | KG | 1583.43 | 1583.43 | MC05 | MC05 | SIMOTICS S Synchronous servo motor 1FK7 High Dynamic 4.0Nm, 100K 3000rpm, 1.1 kW Naturally cooled IM B5 (V1, V3) power/signal connectors Connector can be rotated by 270Â° RESOLVER 2-POLE (RESOLVER P=1) WITH DRIVE-CLIQ INTERFACE; PLAIN SHAFT, TOLERANCE N; WITH HOLDING BRAKE DEGREE OF PROTECTION IP65 IP67 D-END FLANGE; RAL7016 COATING; METALLIC RATING PLATE AT MOTOR | - | 0 | 0
1FK7044-7AF71-1SA0 |  | 1FK7044-7AF71-1SA0 | 1 | UN | 1 | 60 | X | D | N | N | 85015220 | 1 |  | 7.703 | KG | 1053.64 | 1053.64 | MC05 | MC05 | SIMOTICS S Synchronous servo motor 1FK7 High Dynamic 4.0Nm, 100K 3000rpm, 1.1 kW Naturally cooled IM B5 (V1, V3) power/signal connectors Connector can be rotated by 270Â° RESOLVER MULTI-POLE (RESOLVER P=3); SHAFT WITH FITTED KEY, TOLERANCE N; W/O HOLDING BRAKE DEGREE OF PROTECTION IP64 | - | 0 | 0
1FK7044-7AF71-1SA2 |  | 1FK7044-7AF71-1SA2 | 1 | UN | 1 | 60 | X | D | N | N | 85015220 | 1 |  | 7.703 | KG | 1129.61 | 1129.61 | MC05 | MC05 | SIMOTICS S Synchronous servo motor 1FK7 High Dynamic 4.0Nm, 100K 3000rpm, 1.1 kW Naturally cooled IM B5 (V1, V3) power/signal connectors Connector can be rotated by 270Â° RESOLVER MULTI-POLE (RESOLVER P=3); SHAFT WITH FITTED KEY, TOLERANCE N; W/O HOLDING BRAKE DEGREE OF PROTECTION IP65 FLANGE ON DRIVE END IP67 | - | 0 | 0
1FK7044-7AF71-1SA3 |  | 1FK7044-7AF71-1SA3 | 1 | UN | 1 | 60 | X | D | N | N | 85015220 | 1 |  | 7.703 | KG | 1090.45 | 1090.45 | MC05 | MC05 | SIMOTICS S Synchronous servo motor 1FK7 High Dynamic 4.0Nm, 100K 3000rpm, 1.1 kW Naturally cooled IM B5 (V1, V3) power/signal connectors Connector can be rotated by 270Â° RESOLVER MULTI-POLE (RESOLVER P=3); SHAFT WITH FITTED KEY, TOLERANCE N; W/O HOLDING BRAKE DEGREE OF PROTECTION IP64; PAINT FINISH RAL7016 | - | 0 | 0
1FK7044-7AF71-1SA5 |  | 1FK7044-7AF71-1SA5 | 1 | UN | 1 | 60 | X | D | N | N | 85015220 | 1 |  | 7.703 | KG | 1166.4 | 1166.4 | MC05 | MC05 | SIMOTICS S Synchronous servo motor 1FK7 High Dynamic 4.0Nm, 100K 3000rpm, 1.1 kW Naturally cooled IM B5 (V1, V3) power/signal connectors Connector can be rotated by 270Â° RESOLVER MULTI-POLE (RESOLVER P=3); SHAFT WITH FITTED KEY, TOLERANCE N; W/O HOLDING BRAKE DEGREE OF PROTECTION IP65 AS FLANGE IP67; PAINT FINISH RAL7016 | - | 0 | 0
1FK7044-7AF71-1SA8 |  | 1FK7044-7AF71-1SA8 | 1 | UN | 1 | 60 | X | D | N | N | 85015220 | 1 |  | 7.703 | KG | 1247.61 | 1247.61 | MC05 | MC05 | SIMOTICS S Synchronous servo motor 1FK7 High Dynamic 4.0Nm, 100K 3000rpm, 1.1 kW Naturally cooled IM B5 (V1, V3) power/signal connectors Connector can be rotated by 270Â° RESOLVER MULTI-POLE (RESOLVER P=3); SHAFT WITH FITTED KEY, TOLERANCE N; W/O HOLDING BRAKE DEGREE OF PROTECTION IP65 IP67 D-END FLANGE; RAL7016 COATING; METALLIC RATING PLATE AT MOTOR | - | 0 | 0
1FK7044-7AF71-1SB0 |  | 1FK7044-7AF71-1SB0 | 1 | UN | 1 | 60 | X | D | N | N | 85015220 | 1 |  | 8.302 | KG | 1265.58 | 1265.58 | MC05 | MC05 | SIMOTICS S Synchronous servo motor 1FK7 High Dynamic 4.0Nm, 100K 3000rpm, 1.1 kW Naturally cooled IM B5 (V1, V3) power/signal connectors Connector can be rotated by 270Â° RESOLVER MULTI-POLE (RESOLVER P=3); SHAFT WITH FITTED KEY, TOLERANCE N; WITH HOLDING BRAKE DEGREE OF PROTECTION IP64 | - | 0 | 0
1FK7044-7AF71-1SB2 |  | 1FK7044-7AF71-1SB2 | 1 | UN | 1 | 60 | X | D | N | N | 85015220 | 1 |  | 8.302 | KG | 1341.55 | 1341.55 | MC05 | MC05 | SIMOTICS S Synchronous servo motor 1FK7 High Dynamic 4.0Nm, 100K 3000rpm, 1.1 kW Naturally cooled IM B5 (V1, V3) power/signal connectors Connector can be rotated by 270Â° RESOLVER MULTI-POLE (RESOLVER P=3); SHAFT WITH FITTED KEY, TOLERANCE N; WITH HOLDING BRAKE DEGREE OF PROTECTION IP65 FLANGE ON DRIVE END IP67 | - | 0 | 0
1FK7044-7AF71-1SB3 |  | 1FK7044-7AF71-1SB3 | 1 | UN | 1 | 60 | X | D | N | N | 85015220 | 1 |  | 8.302 | KG | 1302.39 | 1302.39 | MC05 | MC05 | SIMOTICS S Synchronous servo motor 1FK7 High Dynamic 4.0Nm, 100K 3000rpm, 1.1 kW Naturally cooled IM B5 (V1, V3) power/signal connectors Connector can be rotated by 270Â° RESOLVER MULTI-POLE (RESOLVER P=3); SHAFT WITH FITTED KEY, TOLERANCE N; WITH HOLDING BRAKE DEGREE OF PROTECTION IP64; PAINT FINISH RAL7016 | - | 0 | 0
1FK7044-7AF71-1SB5 |  | 1FK7044-7AF71-1SB5 | 1 | UN | 1 | 60 | X | D | N | N | 85015220 | 1 |  | 8.302 | KG | 1378.34 | 1378.34 | MC05 | MC05 | SIMOTICS S Synchronous servo motor 1FK7 High Dynamic 4.0Nm, 100K 3000rpm, 1.1 kW Naturally cooled IM B5 (V1, V3) power/signal connectors Connector can be rotated by 270Â° RESOLVER MULTI-POLE (RESOLVER P=3); SHAFT WITH FITTED KEY, TOLERANCE N; WITH HOLDING BRAKE DEGREE OF PROTECTION IP65 AS FLANGE IP67; PAINT FINISH RAL7016 | - | 0 | 0
1FK7044-7AF71-1SB8 |  | 1FK7044-7AF71-1SB8 | 1 | UN | 1 | 60 | X | D | N | N | 85015220 | 1 |  | 8.302 | KG | 1459.55 | 1459.55 | MC05 | MC05 | SIMOTICS S Synchronous servo motor 1FK7 High Dynamic 4.0Nm, 100K 3000rpm, 1.1 kW Naturally cooled IM B5 (V1, V3) power/signal connectors Connector can be rotated by 270Â° RESOLVER MULTI-POLE (RESOLVER P=3); SHAFT WITH FITTED KEY, TOLERANCE N; WITH HOLDING BRAKE DEGREE OF PROTECTION IP65 IP67 D-END FLANGE; RAL7016 COATING; METALLIC RATING PLATE AT MOTOR | - | 0 | 0
1FK7044-7AF71-1SG0 |  | 1FK7044-7AF71-1SG0 | 1 | UN | 1 | 60 | X | D | N | N | 85015220 | 1 |  | 7.703 | KG | 983.59 | 983.59 | MC05 | MC05 | SIMOTICS S Synchronous servo motor 1FK7 High Dynamic 4.0Nm, 100K 3000rpm, 1.1 kW Naturally cooled IM B5 (V1, V3) power/signal connectors Connector can be rotated by 270Â° RESOLVER MULTI-POLE (RESOLVER P=3); PLAIN SHAFT, TOLERANCE N; W/O HOLDING BRAKE DEGREE OF PROTECTION IP64 | - | 0 | 0
1FK7044-7AF71-1SG2 |  | 1FK7044-7AF71-1SG2 | 1 | UN | 1 | 60 | X | D | N | N | 85015220 | 1 |  | 7.703 | KG | 1059.56 | 1059.56 | MC05 | MC05 | SIMOTICS S Synchronous servo motor 1FK7 High Dynamic 4.0Nm, 100K 3000rpm, 1.1 kW Naturally cooled IM B5 (V1, V3) power/signal connectors Connector can be rotated by 270Â° RESOLVER MULTI-POLE (RESOLVER P=3); PLAIN SHAFT, TOLERANCE N; W/O HOLDING BRAKE DEGREE OF PROTECTION IP65 FLANGE ON DRIVE END IP67 | - | 0 | 0
1FK7044-7AF71-1SG3 |  | 1FK7044-7AF71-1SG3 | 1 | UN | 1 | 60 | X | D | N | N | 85015220 | 1 |  | 7.703 | KG | 1020.4 | 1020.4 | MC05 | MC05 | SIMOTICS S Synchronous servo motor 1FK7 High Dynamic 4.0Nm, 100K 3000rpm, 1.1 kW Naturally cooled IM B5 (V1, V3) power/signal connectors Connector can be rotated by 270Â° RESOLVER MULTI-POLE (RESOLVER P=3); PLAIN SHAFT, TOLERANCE N; W/O HOLDING BRAKE DEGREE OF PROTECTION IP64; PAINT FINISH RAL7016 | - | 0 | 0
1FK7044-7AF71-1SG5 |  | 1FK7044-7AF71-1SG5 | 1 | UN | 1 | 60 | X | D | N | N | 85015220 | 1 |  | 7.703 | KG | 1096.35 | 1096.35 | MC05 | MC05 | SIMOTICS S Synchronous servo motor 1FK7 High Dynamic 4.0Nm, 100K 3000rpm, 1.1 kW Naturally cooled IM B5 (V1, V3) power/signal connectors Connector can be rotated by 270Â° RESOLVER MULTI-POLE (RESOLVER P=3); PLAIN SHAFT, TOLERANCE N; W/O HOLDING BRAKE DEGREE OF PROTECTION IP65 AS FLANGE IP67; PAINT FINISH RAL7016 | - | 0 | 0
1FK7044-7AF71-1SG8 |  | 1FK7044-7AF71-1SG8 | 1 | UN | 1 | 60 | X | D | N | N | 85015220 | 1 |  | 7.703 | KG | 1177.56 | 1177.56 | MC05 | MC05 | SIMOTICS S Synchronous servo motor 1FK7 High Dynamic 4.0Nm, 100K 3000rpm, 1.1 kW Naturally cooled IM B5 (V1, V3) power/signal connectors Connector can be rotated by 270Â° RESOLVER MULTI-POLE (RESOLVER P=3); PLAIN SHAFT, TOLERANCE N; W/O HOLDING BRAKE DEGREE OF PROTECTION IP65 IP67 D-END FLANGE; RAL7016 COATING; METALLIC RATING PLATE AT MOTOR | - | 0 | 0
1FK7044-7AF71-1SH0 |  | 1FK7044-7AF71-1SH0 | 1 | UN | 1 | 60 | X | D | N | N | 85015220 | 1 |  | 8.302 | KG | 1193.72 | 1193.72 | MC05 | MC05 | SIMOTICS S Synchronous servo motor 1FK7 High Dynamic 4.0Nm, 100K 3000rpm, 1.1 kW Naturally cooled IM B5 (V1, V3) power/signal connectors Connector can be rotated by 270Â° RESOLVER MULTI-POLE (RESOLVER P=3); PLAIN SHAFT, TOLERANCE N; WITH HOLDING BRAKE DEGREE OF PROTECTION IP64 | - | 0 | 0
1FK7044-7AF71-1SH2 |  | 1FK7044-7AF71-1SH2 | 1 | UN | 1 | 60 | X | D | N | N | 85015220 | 1 |  | 8.302 | KG | 1269.69 | 1269.69 | MC05 | MC05 | SIMOTICS S Synchronous servo motor 1FK7 High Dynamic 4.0Nm, 100K 3000rpm, 1.1 kW Naturally cooled IM B5 (V1, V3) power/signal connectors Connector can be rotated by 270Â° RESOLVER MULTI-POLE (RESOLVER P=3); PLAIN SHAFT, TOLERANCE N; WITH HOLDING BRAKE DEGREE OF PROTECTION IP65 FLANGE ON DRIVE END IP67 | - | 0 | 0
1FK7044-7AF71-1SH3 |  | 1FK7044-7AF71-1SH3 | 1 | UN | 1 | 60 | X | D | N | N | 85015220 | 1 |  | 8.302 | KG | 1230.53 | 1230.53 | MC05 | MC05 | SIMOTICS S Synchronous servo motor 1FK7 High Dynamic 4.0Nm, 100K 3000rpm, 1.1 kW Naturally cooled IM B5 (V1, V3) power/signal connectors Connector can be rotated by 270Â° RESOLVER MULTI-POLE (RESOLVER P=3); PLAIN SHAFT, TOLERANCE N; WITH HOLDING BRAKE DEGREE OF PROTECTION IP64; PAINT FINISH RAL7016 | - | 0 | 0
1FK7044-7AF71-1SH5 |  | 1FK7044-7AF71-1SH5 | 1 | UN | 1 | 60 | X | D | N | N | 85015220 | 1 |  | 8.302 | KG | 1306.48 | 1306.48 | MC05 | MC05 | SIMOTICS S Synchronous servo motor 1FK7 High Dynamic 4.0Nm, 100K 3000rpm, 1.1 kW Naturally cooled IM B5 (V1, V3) power/signal connectors Connector can be rotated by 270Â° RESOLVER MULTI-POLE (RESOLVER P=3); PLAIN SHAFT, TOLERANCE N; WITH HOLDING BRAKE DEGREE OF PROTECTION IP65 AS FLANGE IP67; PAINT FINISH RAL7016 | - | 0 | 0
1FK7044-7AF71-1SH8 |  | 1FK7044-7AF71-1SH8 | 1 | UN | 1 | 60 | X | D | N | N | 85015220 | 1 |  | 8.302 | KG | 1387.69 | 1387.69 | MC05 | MC05 | SIMOTICS S Synchronous servo motor 1FK7 High Dynamic 4.0Nm, 100K 3000rpm, 1.1 kW Naturally cooled IM B5 (V1, V3) power/signal connectors Connector can be rotated by 270Â° RESOLVER MULTI-POLE (RESOLVER P=3); PLAIN SHAFT, TOLERANCE N; WITH HOLDING BRAKE DEGREE OF PROTECTION IP65 IP67 D-END FLANGE; RAL7016 COATING; METALLIC RATING PLATE AT MOTOR | - | 0 | 0
1FK7044-7AF71-1TA0 |  | 1FK7044-7AF71-1TA0 | 1 | UN | 1 | 60 | X | D | N | N | 85015220 | 1 |  | 7.703 | KG | 1053.64 | 1053.64 | MC05 | MC05 | SIMOTICS S Synchronous servo motor 1FK7 High Dynamic 4.0Nm, 100K 3000rpm, 1.1 kW Naturally cooled IM B5 (V1, V3) power/signal connectors Connector can be rotated by 270Â° RESOLVER 2-POLE (RESOLVER P=1); SHAFT WITH FITTED KEY, TOLERANCE N; W/O HOLDING BRAKE DEGREE OF PROTECTION IP64 | - | 0 | 0
1FK7044-7AF71-1TA2 |  | 1FK7044-7AF71-1TA2 | 1 | UN | 1 | 60 | X | D | N | N | 85015220 | 1 |  | 7.703 | KG | 1129.61 | 1129.61 | MC05 | MC05 | SIMOTICS S Synchronous servo motor 1FK7 High Dynamic 4.0Nm, 100K 3000rpm, 1.1 kW Naturally cooled IM B5 (V1, V3) power/signal connectors Connector can be rotated by 270Â° RESOLVER 2-POLE (RESOLVER P=1); SHAFT WITH FITTED KEY, TOLERANCE N; W/O HOLDING BRAKE DEGREE OF PROTECTION IP65 FLANGE ON DRIVE END IP67 | - | 0 | 0
1FK7044-7AF71-1TA3 |  | 1FK7044-7AF71-1TA3 | 1 | UN | 1 | 60 | X | D | N | N | 85015220 | 1 |  | 7.703 | KG | 1090.45 | 1090.45 | MC05 | MC05 | SIMOTICS S Synchronous servo motor 1FK7 High Dynamic 4.0Nm, 100K 3000rpm, 1.1 kW Naturally cooled IM B5 (V1, V3) power/signal connectors Connector can be rotated by 270Â° RESOLVER 2-POLE (RESOLVER P=1); SHAFT WITH FITTED KEY, TOLERANCE N; W/O HOLDING BRAKE DEGREE OF PROTECTION IP64; PAINT FINISH RAL7016 | - | 0 | 0
1FK7044-7AF71-1TA5 |  | 1FK7044-7AF71-1TA5 | 1 | UN | 1 | 60 | X | D | N | N | 85015220 | 1 |  | 7.703 | KG | 1166.4 | 1166.4 | MC05 | MC05 | SIMOTICS S Synchronous servo motor 1FK7 High Dynamic 4.0Nm, 100K 3000rpm, 1.1 kW Naturally cooled IM B5 (V1, V3) power/signal connectors Connector can be rotated by 270Â° RESOLVER 2-POLE (RESOLVER P=1); SHAFT WITH FITTED KEY, TOLERANCE N; W/O HOLDING BRAKE DEGREE OF PROTECTION IP65 AS FLANGE IP67; PAINT FINISH RAL7016 | - | 0 | 0
1FK7044-7AF71-1TA8 |  | 1FK7044-7AF71-1TA8 | 1 | UN | 1 | 60 | X | D | N | N | 85015220 | 1 |  | 7.703 | KG | 1247.61 | 1247.61 | MC05 | MC05 | SIMOTICS S Synchronous servo motor 1FK7 High Dynamic 4.0Nm, 100K 3000rpm, 1.1 kW Naturally cooled IM B5 (V1, V3) power/signal connectors Connector can be rotated by 270Â° RESOLVER 2-POLE (RESOLVER P=1); SHAFT WITH FITTED KEY, TOLERANCE N; W/O HOLDING BRAKE DEGREE OF PROTECTION IP65 IP67 D-END FLANGE; RAL7016 COATING; METALLIC RATING PLATE AT MOTOR | - | 0 | 0
1FK7044-7AF71-1TB0 |  | 1FK7044-7AF71-1TB0 | 1 | UN | 1 | 60 | X | D | N | N | 85015220 | 1 |  | 8.302 | KG | 1265.58 | 1265.58 | MC05 | MC05 | SIMOTICS S Synchronous servo motor 1FK7 High Dynamic 4.0Nm, 100K 3000rpm, 1.1 kW Naturally cooled IM B5 (V1, V3) power/signal connectors Connector can be rotated by 270Â° RESOLVER 2-POLE (RESOLVER P=1); SHAFT WITH FITTED KEY, TOLERANCE N; WITH HOLDING BRAKE DEGREE OF PROTECTION IP64 | - | 0 | 0
1FK7044-7AF71-1TB2 |  | 1FK7044-7AF71-1TB2 | 1 | UN | 1 | 60 | X | D | N | N | 85015220 | 1 |  | 8.302 | KG | 1341.55 | 1341.55 | MC05 | MC05 | SIMOTICS S Synchronous servo motor 1FK7 High Dynamic 4.0Nm, 100K 3000rpm, 1.1 kW Naturally cooled IM B5 (V1, V3) power/signal connectors Connector can be rotated by 270Â° RESOLVER 2-POLE (RESOLVER P=1); SHAFT WITH FITTED KEY, TOLERANCE N; WITH HOLDING BRAKE DEGREE OF PROTECTION IP65 FLANGE ON DRIVE END IP67 | - | 0 | 0
1FK7044-7AF71-1TB3 |  | 1FK7044-7AF71-1TB3 | 1 | UN | 1 | 60 | X | D | N | N | 85015220 | 1 |  | 8.302 | KG | 1302.39 | 1302.39 | MC05 | MC05 | SIMOTICS S Synchronous servo motor 1FK7 High Dynamic 4.0Nm, 100K 3000rpm, 1.1 kW Naturally cooled IM B5 (V1, V3) power/signal connectors Connector can be rotated by 270Â° RESOLVER 2-POLE (RESOLVER P=1); SHAFT WITH FITTED KEY, TOLERANCE N; WITH HOLDING BRAKE DEGREE OF PROTECTION IP64; PAINT FINISH RAL7016 | - | 0 | 0
1FK7044-7AF71-1TB5 |  | 1FK7044-7AF71-1TB5 | 1 | UN | 1 | 60 | X | D | N | N | 85015220 | 1 |  | 8.302 | KG | 1378.34 | 1378.34 | MC05 | MC05 | SIMOTICS S Synchronous servo motor 1FK7 High Dynamic 4.0Nm, 100K 3000rpm, 1.1 kW Naturally cooled IM B5 (V1, V3) power/signal connectors Connector can be rotated by 270Â° RESOLVER 2-POLE (RESOLVER P=1); SHAFT WITH FITTED KEY, TOLERANCE N; WITH HOLDING BRAKE DEGREE OF PROTECTION IP65 AS FLANGE IP67; PAINT FINISH RAL7016 | - | 0 | 0
1FK7044-7AF71-1TB8 |  | 1FK7044-7AF71-1TB8 | 1 | UN | 1 | 60 | X | D | N | N | 85015220 | 1 |  | 8.302 | KG | 1459.55 | 1459.55 | MC05 | MC05 | SIMOTICS S Synchronous servo motor 1FK7 High Dynamic 4.0Nm, 100K 3000rpm, 1.1 kW Naturally cooled IM B5 (V1, V3) power/signal connectors Connector can be rotated by 270Â° RESOLVER 2-POLE (RESOLVER P=1); SHAFT WITH FITTED KEY, TOLERANCE N; WITH HOLDING BRAKE DEGREE OF PROTECTION IP65 IP67 D-END FLANGE; RAL7016 COATING; METALLIC RATING PLATE AT MOTOR | - | 0 | 0
1FK7044-7AF71-1TG0 |  | 1FK7044-7AF71-1TG0 | 1 | UN | 1 | 60 | X | D | N | N | 85015220 | 1 |  | 7.703 | KG | 983.59 | 983.59 | MC05 | MC05 | SIMOTICS S Synchronous servo motor 1FK7 High Dynamic 4.0Nm, 100K 3000rpm, 1.1 kW Naturally cooled IM B5 (V1, V3) power/signal connectors Connector can be rotated by 270Â° RESOLVER 2-POLE (RESOLVER P=1); PLAIN SHAFT, TOLERANCE N; W/O HOLDING BRAKE DEGREE OF PROTECTION IP64 | - | 0 | 0
1FK7044-7AF71-1TG2 |  | 1FK7044-7AF71-1TG2 | 1 | UN | 1 | 60 | X | D | N | N | 85015220 | 1 |  | 7.703 | KG | 1059.56 | 1059.56 | MC05 | MC05 | SIMOTICS S Synchronous servo motor 1FK7 High Dynamic 4.0Nm, 100K 3000rpm, 1.1 kW Naturally cooled IM B5 (V1, V3) power/signal connectors Connector can be rotated by 270Â° RESOLVER 2-POLE (RESOLVER P=1); PLAIN SHAFT, TOLERANCE N; W/O HOLDING BRAKE DEGREE OF PROTECTION IP65 FLANGE ON DRIVE END IP67 | - | 0 | 0
1FK7044-7AF71-1TG3 |  | 1FK7044-7AF71-1TG3 | 1 | UN | 1 | 60 | X | D | N | N | 85015220 | 1 |  | 7.703 | KG | 1020.4 | 1020.4 | MC05 | MC05 | SIMOTICS S Synchronous servo motor 1FK7 High Dynamic 4.0Nm, 100K 3000rpm, 1.1 kW Naturally cooled IM B5 (V1, V3) power/signal connectors Connector can be rotated by 270Â° RESOLVER 2-POLE (RESOLVER P=1); PLAIN SHAFT, TOLERANCE N; W/O HOLDING BRAKE DEGREE OF PROTECTION IP64; PAINT FINISH RAL7016 | - | 0 | 0
1FK7044-7AF71-1TG5 |  | 1FK7044-7AF71-1TG5 | 1 | UN | 1 | 60 | X | D | N | N | 85015220 | 1 |  | 7.703 | KG | 1096.35 | 1096.35 | MC05 | MC05 | SIMOTICS S Synchronous servo motor 1FK7 High Dynamic 4.0Nm, 100K 3000rpm, 1.1 kW Naturally cooled IM B5 (V1, V3) power/signal connectors Connector can be rotated by 270Â° RESOLVER 2-POLE (RESOLVER P=1); PLAIN SHAFT, TOLERANCE N; W/O HOLDING BRAKE DEGREE OF PROTECTION IP65 AS FLANGE IP67; PAINT FINISH RAL7016 | - | 0 | 0
1FK7044-7AF71-1TG8 |  | 1FK7044-7AF71-1TG8 | 1 | UN | 1 | 60 | X | D | N | N | 85015220 | 1 |  | 7.703 | KG | 1177.56 | 1177.56 | MC05 | MC05 | SIMOTICS S Synchronous servo motor 1FK7 High Dynamic 4.0Nm, 100K 3000rpm, 1.1 kW Naturally cooled IM B5 (V1, V3) power/signal connectors Connector can be rotated by 270Â° RESOLVER 2-POLE (RESOLVER P=1); PLAIN SHAFT, TOLERANCE N; W/O HOLDING BRAKE DEGREE OF PROTECTION IP65 IP67 D-END FLANGE; RAL7016 COATING; METALLIC RATING PLATE AT MOTOR | - | 0 | 0
1FK7044-7AF71-1TH0 |  | 1FK7044-7AF71-1TH0 | 1 | UN | 1 | 60 | X | D | N | N | 85015220 | 1 |  | 8.302 | KG | 1193.72 | 1193.72 | MC05 | MC05 | SIMOTICS S Synchronous servo motor 1FK7 High Dynamic 4.0Nm, 100K 3000rpm, 1.1 kW Naturally cooled IM B5 (V1, V3) power/signal connectors Connector can be rotated by 270Â° RESOLVER 2-POLE (RESOLVER P=1); PLAIN SHAFT, TOLERANCE N; WITH HOLDING BRAKE DEGREE OF PROTECTION IP64 | - | 0 | 0
1FK7044-7AF71-1TH2 |  | 1FK7044-7AF71-1TH2 | 1 | UN | 1 | 60 | X | D | N | N | 85015220 | 1 |  | 8.302 | KG | 1269.69 | 1269.69 | MC05 | MC05 | SIMOTICS S Synchronous servo motor 1FK7 High Dynamic 4.0Nm, 100K 3000rpm, 1.1 kW Naturally cooled IM B5 (V1, V3) power/signal connectors Connector can be rotated by 270Â° RESOLVER 2-POLE (RESOLVER P=1); PLAIN SHAFT, TOLERANCE N; WITH HOLDING BRAKE DEGREE OF PROTECTION IP65 FLANGE ON DRIVE END IP67 | - | 0 | 0
1FK7044-7AF71-1TH3 |  | 1FK7044-7AF71-1TH3 | 1 | UN | 1 | 60 | X | D | N | N | 85015220 | 1 |  | 8.302 | KG | 1230.53 | 1230.53 | MC05 | MC05 | SIMOTICS S Synchronous servo motor 1FK7 High Dynamic 4.0Nm, 100K 3000rpm, 1.1 kW Naturally cooled IM B5 (V1, V3) power/signal connectors Connector can be rotated by 270Â° RESOLVER 2-POLE (RESOLVER P=1); PLAIN SHAFT, TOLERANCE N; WITH HOLDING BRAKE DEGREE OF PROTECTION IP64; PAINT FINISH RAL7016 | - | 0 | 0
1FK7044-7AF71-1TH5 |  | 1FK7044-7AF71-1TH5 | 1 | UN | 1 | 60 | X | D | N | N | 85015220 | 1 |  | 8.302 | KG | 1306.48 | 1306.48 | MC05 | MC05 | SIMOTICS S Synchronous servo motor 1FK7 High Dynamic 4.0Nm, 100K 3000rpm, 1.1 kW Naturally cooled IM B5 (V1, V3) power/signal connectors Connector can be rotated by 270Â° RESOLVER 2-POLE (RESOLVER P=1); PLAIN SHAFT, TOLERANCE N; WITH HOLDING BRAKE DEGREE OF PROTECTION IP65 AS FLANGE IP67; PAINT FINISH RAL7016 | - | 0 | 0
1FK7044-7AF71-1TH8 |  | 1FK7044-7AF71-1TH8 | 1 | UN | 1 | 60 | X | D | N | N | 85015220 | 1 |  | 8.302 | KG | 1387.69 | 1387.69 | MC05 | MC05 | SIMOTICS S Synchronous servo motor 1FK7 High Dynamic 4.0Nm, 100K 3000rpm, 1.1 kW Naturally cooled IM B5 (V1, V3) power/signal connectors Connector can be rotated by 270Â° RESOLVER 2-POLE (RESOLVER P=1); PLAIN SHAFT, TOLERANCE N; WITH HOLDING BRAKE DEGREE OF PROTECTION IP65 IP67 D-END FLANGE; RAL7016 COATING; METALLIC RATING PLATE AT MOTOR | - | 0 | 0
1FK7044-7AF71-1UA0 |  | 1FK7044-7AF71-1UA0 | 1 | UN | 1 | 60 | X | D | N | N | 85015220 | 1 |  | 7.703 | KG | 1249.38 | 1249.38 | MC05 | MC05 | SIMOTICS S Synchronous servo motor 1FK7 High Dynamic 4.0Nm, 100K 3000rpm, 1.1 kW Naturally cooled IM B5 (V1, V3) power/signal connectors Connector can be rotated by 270Â° RESOLVER MULTI-POLE (RESOLVER P=3) WITH DRIVE-CLIQ INTERFACE; SHAFT WITH FITTED KEY, TOLERANCE N; W/O HOLDING BRAKE DEGREE OF PROTECTION IP64 | - | 0 | 0
1FK7044-7AF71-1UA2 |  | 1FK7044-7AF71-1UA2 | 1 | UN | 1 | 60 | X | D | N | N | 85015220 | 1 |  | 7.703 | KG | 1325.35 | 1325.35 | MC05 | MC05 | SIMOTICS S Synchronous servo motor 1FK7 High Dynamic 4.0Nm, 100K 3000rpm, 1.1 kW Naturally cooled IM B5 (V1, V3) power/signal connectors Connector can be rotated by 270Â° RESOLVER MULTI-POLE (RESOLVER P=3) WITH DRIVE-CLIQ INTERFACE; SHAFT WITH FITTED KEY, TOLERANCE N; W/O HOLDING BRAKE DEGREE OF PROTECTION IP65 FLANGE ON DRIVE END IP67 | - | 0 | 0
1FK7044-7AF71-1UA3 |  | 1FK7044-7AF71-1UA3 | 1 | UN | 1 | 60 | X | D | N | N | 85015220 | 1 |  | 7.703 | KG | 1286.19 | 1286.19 | MC05 | MC05 | SIMOTICS S Synchronous servo motor 1FK7 High Dynamic 4.0Nm, 100K 3000rpm, 1.1 kW Naturally cooled IM B5 (V1, V3) power/signal connectors Connector can be rotated by 270Â° RESOLVER MULTI-POLE (RESOLVER P=3) WITH DRIVE-CLIQ INTERFACE; SHAFT WITH FITTED KEY, TOLERANCE N; W/O HOLDING BRAKE DEGREE OF PROTECTION IP64; PAINT FINISH RAL7016 | - | 0 | 0
1FK7044-7AF71-1UA5 |  | 1FK7044-7AF71-1UA5 | 1 | UN | 1 | 60 | X | D | N | N | 85015220 | 1 |  | 7.703 | KG | 1362.14 | 1362.14 | MC05 | MC05 | SIMOTICS S Synchronous servo motor 1FK7 High Dynamic 4.0Nm, 100K 3000rpm, 1.1 kW Naturally cooled IM B5 (V1, V3) power/signal connectors Connector can be rotated by 270Â° RESOLVER MULTI-POLE (RESOLVER P=3) WITH DRIVE-CLIQ INTERFACE; SHAFT WITH FITTED KEY, TOLERANCE N; W/O HOLDING BRAKE DEGREE OF PROTECTION IP65 AS FLANGE IP67; PAINT FINISH RAL7016 | - | 0 | 0
1FK7044-7AF71-1UA8 |  | 1FK7044-7AF71-1UA8 | 1 | UN | 1 | 60 | X | D | N | N | 85015220 | 1 |  | 7.703 | KG | 1443.35 | 1443.35 | MC05 | MC05 | SIMOTICS S Synchronous servo motor 1FK7 High Dynamic 4.0Nm, 100K 3000rpm, 1.1 kW Naturally cooled IM B5 (V1, V3) power/signal connectors Connector can be rotated by 270Â° RESOLVER MULTI-POLE (RESOLVER P=3) WITH DRIVE-CLIQ INTERFACE; SHAFT WITH FITTED KEY, TOLERANCE N; W/O HOLDING BRAKE DEGREE OF PROTECTION IP65 IP67 D-END FLANGE; RAL7016 COATING; METALLIC RATING PLATE AT MOTOR | - | 0 | 0
1FK7044-7AF71-1UB0 |  | 1FK7044-7AF71-1UB0 | 1 | UN | 1 | 60 | X | D | N | N | 85015220 | 1 |  | 8.302 | KG | 1461.32 | 1461.32 | MC05 | MC05 | SIMOTICS S Synchronous servo motor 1FK7 High Dynamic 4.0Nm, 100K 3000rpm, 1.1 kW Naturally cooled IM B5 (V1, V3) power/signal connectors Connector can be rotated by 270Â° RESOLVER MULTI-POLE (RESOLVER P=3) WITH DRIVE-CLIQ INTERFACE; SHAFT WITH FITTED KEY, TOLERANCE N; WITH HOLDING BRAKE DEGREE OF PROTECTION IP64 | - | 0 | 0
1FK7044-7AF71-1UB2 |  | 1FK7044-7AF71-1UB2 | 1 | UN | 1 | 60 | X | D | N | N | 85015220 | 1 |  | 8.302 | KG | 1537.29 | 1537.29 | MC05 | MC05 | SIMOTICS S Synchronous servo motor 1FK7 High Dynamic 4.0Nm, 100K 3000rpm, 1.1 kW Naturally cooled IM B5 (V1, V3) power/signal connectors Connector can be rotated by 270Â° RESOLVER MULTI-POLE (RESOLVER P=3) WITH DRIVE-CLIQ INTERFACE; SHAFT WITH FITTED KEY, TOLERANCE N; WITH HOLDING BRAKE DEGREE OF PROTECTION IP65 FLANGE ON DRIVE END IP67 | - | 0 | 0
1FK7044-7AF71-1UB3 |  | 1FK7044-7AF71-1UB3 | 1 | UN | 1 | 60 | X | D | N | N | 85015220 | 1 |  | 8.302 | KG | 1498.13 | 1498.13 | MC05 | MC05 | SIMOTICS S Synchronous servo motor 1FK7 High Dynamic 4.0Nm, 100K 3000rpm, 1.1 kW Naturally cooled IM B5 (V1, V3) power/signal connectors Connector can be rotated by 270Â° RESOLVER MULTI-POLE (RESOLVER P=3) WITH DRIVE-CLIQ INTERFACE; SHAFT WITH FITTED KEY, TOLERANCE N; WITH HOLDING BRAKE DEGREE OF PROTECTION IP64; PAINT FINISH RAL7016 | - | 0 | 0
1FK7044-7AF71-1UB5 |  | 1FK7044-7AF71-1UB5 | 1 | UN | 1 | 60 | X | D | N | N | 85015220 | 1 |  | 8.302 | KG | 1574.08 | 1574.08 | MC05 | MC05 | SIMOTICS S Synchronous servo motor 1FK7 High Dynamic 4.0Nm, 100K 3000rpm, 1.1 kW Naturally cooled IM B5 (V1, V3) power/signal connectors Connector can be rotated by 270Â° RESOLVER MULTI-POLE (RESOLVER P=3) WITH DRIVE-CLIQ INTERFACE; SHAFT WITH FITTED KEY, TOLERANCE N; WITH HOLDING BRAKE DEGREE OF PROTECTION IP65 AS FLANGE IP67; PAINT FINISH RAL7016 | - | 0 | 0
1FK7044-7AF71-1UB8 |  | 1FK7044-7AF71-1UB8 | 1 | UN | 1 | 60 | X | D | N | N | 85015220 | 1 |  | 8.302 | KG | 1655.29 | 1655.29 | MC05 | MC05 | SIMOTICS S Synchronous servo motor 1FK7 High Dynamic 4.0Nm, 100K 3000rpm, 1.1 kW Naturally cooled IM B5 (V1, V3) power/signal connectors Connector can be rotated by 270Â° RESOLVER MULTI-POLE (RESOLVER P=3) WITH DRIVE-CLIQ INTERFACE; SHAFT WITH FITTED KEY, TOLERANCE N; WITH HOLDING BRAKE DEGREE OF PROTECTION IP65 IP67 D-END FLANGE; RAL7016 COATING; METALLIC RATING PLATE AT MOTOR | - | 0 | 0
1FK7044-7AF71-1UG0 |  | 1FK7044-7AF71-1UG0 | 1 | UN | 1 | 60 | X | D | N | N | 85015220 | 1 |  | 7.703 | KG | 1179.33 | 1179.33 | MC05 | MC05 | SIMOTICS S Synchronous servo motor 1FK7 High Dynamic 4.0Nm, 100K 3000rpm, 1.1 kW Naturally cooled IM B5 (V1, V3) power/signal connectors Connector can be rotated by 270Â° RESOLVER MULTI-POLE (RESOLVER P=3) WITH DRIVE-CLIQ INTERFACE; PLAIN SHAFT, TOLERANCE N; W/O HOLDING BRAKE DEGREE OF PROTECTION IP64 | - | 0 | 0
1FK7044-7AF71-1UG2 |  | 1FK7044-7AF71-1UG2 | 1 | UN | 1 | 60 | X | D | N | N | 85015220 | 1 |  | 7.703 | KG | 1255.3 | 1255.3 | MC05 | MC05 | SIMOTICS S Synchronous servo motor 1FK7 High Dynamic 4.0Nm, 100K 3000rpm, 1.1 kW Naturally cooled IM B5 (V1, V3) power/signal connectors Connector can be rotated by 270Â° RESOLVER MULTI-POLE (RESOLVER P=3) WITH DRIVE-CLIQ INTERFACE; PLAIN SHAFT, TOLERANCE N; W/O HOLDING BRAKE DEGREE OF PROTECTION IP65 FLANGE ON DRIVE END IP67 | - | 0 | 0
1FK7044-7AF71-1UG3 |  | 1FK7044-7AF71-1UG3 | 1 | UN | 1 | 60 | X | D | N | N | 85015220 | 1 |  | 7.703 | KG | 1216.14 | 1216.14 | MC05 | MC05 | SIMOTICS S Synchronous servo motor 1FK7 High Dynamic 4.0Nm, 100K 3000rpm, 1.1 kW Naturally cooled IM B5 (V1, V3) power/signal connectors Connector can be rotated by 270Â° RESOLVER MULTI-POLE (RESOLVER P=3) WITH DRIVE-CLIQ INTERFACE; PLAIN SHAFT, TOLERANCE N; W/O HOLDING BRAKE DEGREE OF PROTECTION IP64; PAINT FINISH RAL7016 | - | 0 | 0
1FK7044-7AF71-1UG5 |  | 1FK7044-7AF71-1UG5 | 1 | UN | 1 | 60 | X | D | N | N | 85015220 | 1 |  | 7.703 | KG | 1292.09 | 1292.09 | MC05 | MC05 | SIMOTICS S Synchronous servo motor 1FK7 High Dynamic 4.0Nm, 100K 3000rpm, 1.1 kW Naturally cooled IM B5 (V1, V3) power/signal connectors Connector can be rotated by 270Â° RESOLVER MULTI-POLE (RESOLVER P=3) WITH DRIVE-CLIQ INTERFACE; PLAIN SHAFT, TOLERANCE N; W/O HOLDING BRAKE DEGREE OF PROTECTION IP65 AS FLANGE IP67; PAINT FINISH RAL7016 | - | 0 | 0
1FK7044-7AF71-1UG8 |  | 1FK7044-7AF71-1UG8 | 1 | UN | 1 | 60 | X | D | N | N | 85015220 | 1 |  | 7.703 | KG | 1373.3 | 1373.3 | MC05 | MC05 | SIMOTICS S Synchronous servo motor 1FK7 High Dynamic 4.0Nm, 100K 3000rpm, 1.1 kW Naturally cooled IM B5 (V1, V3) power/signal connectors Connector can be rotated by 270Â° RESOLVER MULTI-POLE (RESOLVER P=3) WITH DRIVE-CLIQ INTERFACE; PLAIN SHAFT, TOLERANCE N; W/O HOLDING BRAKE DEGREE OF PROTECTION IP65 IP67 D-END FLANGE; RAL7016 COATING; METALLIC RATING PLATE AT MOTOR | - | 0 | 0
1FK7044-7AF71-1UH0 |  | 1FK7044-7AF71-1UH0 | 1 | UN | 1 | 60 | X | D | N | N | 85015220 | 1 |  | 8.302 | KG | 1389.46 | 1389.46 | MC05 | MC05 | SIMOTICS S Synchronous servo motor 1FK7 High Dynamic 4.0Nm, 100K 3000rpm, 1.1 kW Naturally cooled IM B5 (V1, V3) power/signal connectors Connector can be rotated by 270Â° RESOLVER MULTI-POLE (RESOLVER P=3) WITH DRIVE-CLIQ INTERFACE; PLAIN SHAFT, TOLERANCE N; WITH HOLDING BRAKE DEGREE OF PROTECTION IP64 | - | 0 | 0
1FK7044-7AF71-1UH2 |  | 1FK7044-7AF71-1UH2 | 1 | UN | 1 | 60 | X | D | N | N | 85015220 | 1 |  | 8.302 | KG | 1465.43 | 1465.43 | MC05 | MC05 | SIMOTICS S Synchronous servo motor 1FK7 High Dynamic 4.0Nm, 100K 3000rpm, 1.1 kW Naturally cooled IM B5 (V1, V3) power/signal connectors Connector can be rotated by 270Â° RESOLVER MULTI-POLE (RESOLVER P=3) WITH DRIVE-CLIQ INTERFACE; PLAIN SHAFT, TOLERANCE N; WITH HOLDING BRAKE DEGREE OF PROTECTION IP65 FLANGE ON DRIVE END IP67 | - | 0 | 0
1FK7044-7AF71-1UH3 |  | 1FK7044-7AF71-1UH3 | 1 | UN | 1 | 60 | X | D | N | N | 85015220 | 1 |  | 8.302 | KG | 1426.27 | 1426.27 | MC05 | MC05 | SIMOTICS S Synchronous servo motor 1FK7 High Dynamic 4.0Nm, 100K 3000rpm, 1.1 kW Naturally cooled IM B5 (V1, V3) power/signal connectors Connector can be rotated by 270Â° RESOLVER MULTI-POLE (RESOLVER P=3) WITH DRIVE-CLIQ INTERFACE; PLAIN SHAFT, TOLERANCE N; WITH HOLDING BRAKE DEGREE OF PROTECTION IP64; PAINT FINISH RAL7016 | - | 0 | 0
1FK7044-7AF71-1UH5 |  | 1FK7044-7AF71-1UH5 | 1 | UN | 1 | 60 | X | D | N | N | 85015220 | 1 |  | 8.302 | KG | 1502.22 | 1502.22 | MC05 | MC05 | SIMOTICS S Synchronous servo motor 1FK7 High Dynamic 4.0Nm, 100K 3000rpm, 1.1 kW Naturally cooled IM B5 (V1, V3) power/signal connectors Connector can be rotated by 270Â° RESOLVER MULTI-POLE (RESOLVER P=3) WITH DRIVE-CLIQ INTERFACE; PLAIN SHAFT, TOLERANCE N; WITH HOLDING BRAKE DEGREE OF PROTECTION IP65 AS FLANGE IP67; PAINT FINISH RAL7016 | - | 0 | 0
1FK7044-7AF71-1UH8 |  | 1FK7044-7AF71-1UH8 | 1 | UN | 1 | 60 | X | D | N | N | 85015220 | 1 |  | 8.302 | KG | 1583.43 | 1583.43 | MC05 | MC05 | SIMOTICS S Synchronous servo motor 1FK7 High Dynamic 4.0Nm, 100K 3000rpm, 1.1 kW Naturally cooled IM B5 (V1, V3) power/signal connectors Connector can be rotated by 270Â° RESOLVER MULTI-POLE (RESOLVER P=3) WITH DRIVE-CLIQ INTERFACE; PLAIN SHAFT, TOLERANCE N; WITH HOLDING BRAKE DEGREE OF PROTECTION IP65 IP67 D-END FLANGE; RAL7016 COATING; METALLIC RATING PLATE AT MOTOR | - | 0 | 0
1FK7044-7AH71-1AA0 |  | 1FK7044-7AH71-1AA0 | 1 | UN | 1 | 60 | X | D | N | N | 85015220 | 1 | 4025515001577 | 7.703 | KG | 1529.52 | 1529.52 | MC05 | MC05 | SIMOTICS S Synchronous servo motor 1FK7 High Dynamic, 4.0Nm 100K, 4500rpm, 1.41kW Naturally cooled IM B5 (V1, V3) power/signal connectors Connector can be rotated by 270Â° INCREM. ENCODER, SIN/COS 1 VPP 2048 P/REV (ENCODER I-2048); SHAFT WITH FITTED KEY, TOLERANCE N; W/O HOLDING BRAKE DEGREE OF PROTECTION IP64 | - | 0 | 7
1FK7044-7AH71-1AA2 |  | 1FK7044-7AH71-1AA2 | 1 | UN | 1 | 60 | X | D | N | N | 85015220 | 1 |  | 7.703 | KG | 1605.49 | 1605.49 | MC05 | MC05 | SIMOTICS S Synchronous servo motor 1FK7 High Dynamic, 4.0Nm 100K, 4500rpm, 1.41kW Naturally cooled IM B5 (V1, V3) power/signal connectors Connector can be rotated by 270Â° INCREM. ENCODER, SIN/COS 1 VPP 2048 P/REV (ENCODER I-2048); SHAFT WITH FITTED KEY, TOLERANCE N; W/O HOLDING BRAKE DEGREE OF PROTECTION IP65 FLANGE ON DRIVE END IP67 | - | 0 | 0
1FK7044-7AH71-1AA3 |  | 1FK7044-7AH71-1AA3 | 1 | UN | 1 | 60 | X | D | N | N | 85015220 | 1 |  | 7.703 | KG | 1566.33 | 1566.33 | MC05 | MC05 | SIMOTICS S Synchronous servo motor 1FK7 High Dynamic, 4.0Nm 100K, 4500rpm, 1.41kW Naturally cooled IM B5 (V1, V3) power/signal connectors Connector can be rotated by 270Â° INCREM. ENCODER, SIN/COS 1 VPP 2048 P/REV (ENCODER I-2048); SHAFT WITH FITTED KEY, TOLERANCE N; W/O HOLDING BRAKE DEGREE OF PROTECTION IP64; PAINT FINISH RAL7016 | - | 0 | 0
1FK7044-7AH71-1AA5 |  | 1FK7044-7AH71-1AA5 | 1 | UN | 1 | 60 | X | D | N | N | 85015220 | 1 |  | 7.703 | KG | 1642.28 | 1642.28 | MC05 | MC05 | SIMOTICS S Synchronous servo motor 1FK7 High Dynamic, 4.0Nm 100K, 4500rpm, 1.41kW Naturally cooled IM B5 (V1, V3) power/signal connectors Connector can be rotated by 270Â° INCREM. ENCODER, SIN/COS 1 VPP 2048 P/REV (ENCODER I-2048); SHAFT WITH FITTED KEY, TOLERANCE N; W/O HOLDING BRAKE DEGREE OF PROTECTION IP65 AS FLANGE IP67; PAINT FINISH RAL7016 | - | 0 | 0
1FK7044-7AH71-1AA8 |  | 1FK7044-7AH71-1AA8 | 1 | UN | 1 | 60 | X | D | N | N | 85015220 | 1 |  | 7.703 | KG | 1723.49 | 1723.49 | MC05 | MC05 | SIMOTICS S Synchronous servo motor 1FK7 High Dynamic, 4.0Nm 100K, 4500rpm, 1.41kW Naturally cooled IM B5 (V1, V3) power/signal connectors Connector can be rotated by 270Â° INCREM. ENCODER, SIN/COS 1 VPP 2048 P/REV (ENCODER I-2048); SHAFT WITH FITTED KEY, TOLERANCE N; W/O HOLDING BRAKE DEGREE OF PROTECTION IP65 IP67 D-END FLANGE; RAL7016 COATING; METALLIC RATING PLATE AT MOTOR | - | 0 | 0
1FK7044-7AH71-1AB0 |  | 1FK7044-7AH71-1AB0 | 1 | UN | 1 | 60 | X | D | N | N | 85015220 | 1 |  | 8.302 | KG | 1741.46 | 1741.46 | MC05 | MC05 | SIMOTICS S Synchronous servo motor 1FK7 High Dynamic, 4.0Nm 100K, 4500rpm, 1.41kW Naturally cooled IM B5 (V1, V3) power/signal connectors Connector can be rotated by 270Â° INCREM. ENCODER, SIN/COS 1 VPP 2048 P/REV (ENCODER I-2048); SHAFT WITH FITTED KEY, TOLERANCE N; WITH HOLDING BRAKE DEGREE OF PROTECTION IP64 | - | 0 | 0
1FK7044-7AH71-1AB2 |  | 1FK7044-7AH71-1AB2 | 1 | UN | 1 | 60 | X | D | N | N | 85015220 | 1 |  | 8.302 | KG | 1817.43 | 1817.43 | MC05 | MC05 | SIMOTICS S Synchronous servo motor 1FK7 High Dynamic, 4.0Nm 100K, 4500rpm, 1.41kW Naturally cooled IM B5 (V1, V3) power/signal connectors Connector can be rotated by 270Â° INCREM. ENCODER, SIN/COS 1 VPP 2048 P/REV (ENCODER I-2048); SHAFT WITH FITTED KEY, TOLERANCE N; WITH HOLDING BRAKE DEGREE OF PROTECTION IP65 FLANGE ON DRIVE END IP67 | - | 0 | 0
1FK7044-7AH71-1AB3 |  | 1FK7044-7AH71-1AB3 | 1 | UN | 1 | 60 | X | D | N | N | 85015220 | 1 |  | 8.302 | KG | 1778.27 | 1778.27 | MC05 | MC05 | SIMOTICS S Synchronous servo motor 1FK7 High Dynamic, 4.0Nm 100K, 4500rpm, 1.41kW Naturally cooled IM B5 (V1, V3) power/signal connectors Connector can be rotated by 270Â° INCREM. ENCODER, SIN/COS 1 VPP 2048 P/REV (ENCODER I-2048); SHAFT WITH FITTED KEY, TOLERANCE N; WITH HOLDING BRAKE DEGREE OF PROTECTION IP64; PAINT FINISH RAL7016 | - | 0 | 0
1FK7044-7AH71-1AB5 |  | 1FK7044-7AH71-1AB5 | 1 | UN | 1 | 60 | X | D | N | N | 85015220 | 1 |  | 8.302 | KG | 1854.22 | 1854.22 | MC05 | MC05 | SIMOTICS S Synchronous servo motor 1FK7 High Dynamic, 4.0Nm 100K, 4500rpm, 1.41kW Naturally cooled IM B5 (V1, V3) power/signal connectors Connector can be rotated by 270Â° INCREM. ENCODER, SIN/COS 1 VPP 2048 P/REV (ENCODER I-2048); SHAFT WITH FITTED KEY, TOLERANCE N; WITH HOLDING BRAKE DEGREE OF PROTECTION IP65 AS FLANGE IP67; PAINT FINISH RAL7016 | - | 0 | 0
1FK7044-7AH71-1AB8 |  | 1FK7044-7AH71-1AB8 | 1 | UN | 1 | 60 | X | D | N | N | 85015220 | 1 |  | 8.302 | KG | 1935.43 | 1935.43 | MC05 | MC05 | SIMOTICS S Synchronous servo motor 1FK7 High Dynamic, 4.0Nm 100K, 4500rpm, 1.41kW Naturally cooled IM B5 (V1, V3) power/signal connectors Connector can be rotated by 270Â° INCREM. ENCODER, SIN/COS 1 VPP 2048 P/REV (ENCODER I-2048); SHAFT WITH FITTED KEY, TOLERANCE N; WITH HOLDING BRAKE DEGREE OF PROTECTION IP65 IP67 D-END FLANGE; RAL7016 COATING; METALLIC RATING PLATE AT MOTOR | - | 0 | 0
1FK7044-7AH71-1AG0 |  | 1FK7044-7AH71-1AG0 | 1 | UN | 1 | 60 | X | D | N | N | 85015220 | 1 |  | 7.703 | KG | 1459.47 | 1459.47 | MC05 | MC05 | SIMOTICS S Synchronous servo motor 1FK7 High Dynamic, 4.0Nm 100K, 4500rpm, 1.41kW Naturally cooled IM B5 (V1, V3) power/signal connectors Connector can be rotated by 270Â° INCREM. ENCODER, SIN/COS 1 VPP 2048 P/REV (ENCODER I-2048); PLAIN SHAFT, TOLERANCE N; W/O HOLDING BRAKE DEGREE OF PROTECTION IP64 | - | 0 | 0
1FK7044-7AH71-1AG2 |  | 1FK7044-7AH71-1AG2 | 1 | UN | 1 | 60 | X | D | N | N | 85015220 | 1 |  | 7.703 | KG | 1535.44 | 1535.44 | MC05 | MC05 | SIMOTICS S Synchronous servo motor 1FK7 High Dynamic, 4.0Nm 100K, 4500rpm, 1.41kW Naturally cooled IM B5 (V1, V3) power/signal connectors Connector can be rotated by 270Â° INCREM. ENCODER, SIN/COS 1 VPP 2048 P/REV (ENCODER I-2048); PLAIN SHAFT, TOLERANCE N; W/O HOLDING BRAKE DEGREE OF PROTECTION IP65 FLANGE ON DRIVE END IP67 | - | 0 | 0
1FK7044-7AH71-1AG3 |  | 1FK7044-7AH71-1AG3 | 1 | UN | 1 | 60 | X | D | N | N | 85015220 | 1 |  | 7.703 | KG | 1496.28 | 1496.28 | MC05 | MC05 | SIMOTICS S Synchronous servo motor 1FK7 High Dynamic, 4.0Nm 100K, 4500rpm, 1.41kW Naturally cooled IM B5 (V1, V3) power/signal connectors Connector can be rotated by 270Â° INCREM. ENCODER, SIN/COS 1 VPP 2048 P/REV (ENCODER I-2048); PLAIN SHAFT, TOLERANCE N; W/O HOLDING BRAKE DEGREE OF PROTECTION IP64; PAINT FINISH RAL7016 | - | 0 | 0
1FK7044-7AH71-1AG5 |  | 1FK7044-7AH71-1AG5 | 1 | UN | 1 | 60 | X | D | N | N | 85015220 | 1 |  | 7.703 | KG | 1572.23 | 1572.23 | MC05 | MC05 | SIMOTICS S Synchronous servo motor 1FK7 High Dynamic, 4.0Nm 100K, 4500rpm, 1.41kW Naturally cooled IM B5 (V1, V3) power/signal connectors Connector can be rotated by 270Â° INCREM. ENCODER, SIN/COS 1 VPP 2048 P/REV (ENCODER I-2048); PLAIN SHAFT, TOLERANCE N; W/O HOLDING BRAKE DEGREE OF PROTECTION IP65 AS FLANGE IP67; PAINT FINISH RAL7016 | - | 0 | 0
1FK7044-7AH71-1AG8 |  | 1FK7044-7AH71-1AG8 | 1 | UN | 1 | 60 | X | D | N | N | 85015220 | 1 |  | 7.703 | KG | 1653.44 | 1653.44 | MC05 | MC05 | SIMOTICS S Synchronous servo motor 1FK7 High Dynamic, 4.0Nm 100K, 4500rpm, 1.41kW Naturally cooled IM B5 (V1, V3) power/signal connectors Connector can be rotated by 270Â° INCREM. ENCODER, SIN/COS 1 VPP 2048 P/REV (ENCODER I-2048); PLAIN SHAFT, TOLERANCE N; W/O HOLDING BRAKE DEGREE OF PROTECTION IP65 IP67 D-END FLANGE; RAL7016 COATING; METALLIC RATING PLATE AT MOTOR | - | 0 | 0
1FK7044-7AH71-1AH0 |  | 1FK7044-7AH71-1AH0 | 1 | UN | 1 | 60 | X | D | N | N | 85015220 | 1 |  | 8.302 | KG | 1669.6 | 1669.6 | MC05 | MC05 | SIMOTICS S Synchronous servo motor 1FK7 High Dynamic, 4.0Nm 100K, 4500rpm, 1.41kW Naturally cooled IM B5 (V1, V3) power/signal connectors Connector can be rotated by 270Â° INCREM. ENCODER, SIN/COS 1 VPP 2048 P/REV (ENCODER I-2048); PLAIN SHAFT, TOLERANCE N; WITH HOLDING BRAKE DEGREE OF PROTECTION IP64 | - | 0 | 0
1FK7044-7AH71-1AH2 |  | 1FK7044-7AH71-1AH2 | 1 | UN | 1 | 60 | X | D | N | N | 85015220 | 1 |  | 8.302 | KG | 1745.57 | 1745.57 | MC05 | MC05 | SIMOTICS S Synchronous servo motor 1FK7 High Dynamic, 4.0Nm 100K, 4500rpm, 1.41kW Naturally cooled IM B5 (V1, V3) power/signal connectors Connector can be rotated by 270Â° INCREM. ENCODER, SIN/COS 1 VPP 2048 P/REV (ENCODER I-2048); PLAIN SHAFT, TOLERANCE N; WITH HOLDING BRAKE DEGREE OF PROTECTION IP65 FLANGE ON DRIVE END IP67 | - | 0 | 0
1FK7044-7AH71-1AH3 |  | 1FK7044-7AH71-1AH3 | 1 | UN | 1 | 60 | X | D | N | N | 85015220 | 1 |  | 8.302 | KG | 1706.41 | 1706.41 | MC05 | MC05 | SIMOTICS S Synchronous servo motor 1FK7 High Dynamic, 4.0Nm 100K, 4500rpm, 1.41kW Naturally cooled IM B5 (V1, V3) power/signal connectors Connector can be rotated by 270Â° INCREM. ENCODER, SIN/COS 1 VPP 2048 P/REV (ENCODER I-2048); PLAIN SHAFT, TOLERANCE N; WITH HOLDING BRAKE DEGREE OF PROTECTION IP64; PAINT FINISH RAL7016 | - | 0 | 0
1FK7044-7AH71-1AH5 |  | 1FK7044-7AH71-1AH5 | 1 | UN | 1 | 60 | X | D | N | N | 85015220 | 1 |  | 8.302 | KG | 1782.36 | 1782.36 | MC05 | MC05 | SIMOTICS S Synchronous servo motor 1FK7 High Dynamic, 4.0Nm 100K, 4500rpm, 1.41kW Naturally cooled IM B5 (V1, V3) power/signal connectors Connector can be rotated by 270Â° INCREM. ENCODER, SIN/COS 1 VPP 2048 P/REV (ENCODER I-2048); PLAIN SHAFT, TOLERANCE N; WITH HOLDING BRAKE DEGREE OF PROTECTION IP65 AS FLANGE IP67; PAINT FINISH RAL7016 | - | 0 | 0
1FK7044-7AH71-1AH8 |  | 1FK7044-7AH71-1AH8 | 1 | UN | 1 | 60 | X | D | N | N | 85015220 | 1 |  | 8.302 | KG | 1863.57 | 1863.57 | MC05 | MC05 | SIMOTICS S Synchronous servo motor 1FK7 High Dynamic, 4.0Nm 100K, 4500rpm, 1.41kW Naturally cooled IM B5 (V1, V3) power/signal connectors Connector can be rotated by 270Â° INCREM. ENCODER, SIN/COS 1 VPP 2048 P/REV (ENCODER I-2048); PLAIN SHAFT, TOLERANCE N; WITH HOLDING BRAKE DEGREE OF PROTECTION IP65 IP67 D-END FLANGE; RAL7016 COATING; METALLIC RATING PLATE AT MOTOR | - | 0 | 0
1FK7044-7AH71-1DA0 |  | 1FK7044-7AH71-1DA0 | 1 | UN | 1 | 60 | X | D | N | N | 85015220 | 1 |  | 7.703 | KG | 1725.31 | 1725.31 | MC05 | MC05 | SIMOTICS S Synchronous servo motor 1FK7 High Dynamic, 4.0Nm 100K, 4500rpm, 1.41kW Naturally cooled IM B5 (V1, V3) power/signal connectors Connector can be rotated by 270Â° INCREMENTAL ENCODER 2048 P/REV (ENCODER I-2048) WITH DRIVE-CLIQ INTERFACE; SHAFT WITH FITTED KEY, TOLERANCE N; W/O HOLDING BRAKE DEGREE OF PROTECTION IP64 | - | 0 | 0
1FK7044-7AH71-1DA2 |  | 1FK7044-7AH71-1DA2 | 1 | UN | 1 | 60 | X | D | N | N | 85015220 | 1 |  | 7.703 | KG | 1801.28 | 1801.28 | MC05 | MC05 | SIMOTICS S Synchronous servo motor 1FK7 High Dynamic, 4.0Nm 100K, 4500rpm, 1.41kW Naturally cooled IM B5 (V1, V3) power/signal connectors Connector can be rotated by 270Â° INCREMENTAL ENCODER 2048 P/REV (ENCODER I-2048) WITH DRIVE-CLIQ INTERFACE; SHAFT WITH FITTED KEY, TOLERANCE N; W/O HOLDING BRAKE DEGREE OF PROTECTION IP65 FLANGE ON DRIVE END IP67 | - | 0 | 0
1FK7044-7AH71-1DA3 |  | 1FK7044-7AH71-1DA3 | 1 | UN | 1 | 60 | X | D | N | N | 85015220 | 1 |  | 7.703 | KG | 1762.12 | 1762.12 | MC05 | MC05 | SIMOTICS S Synchronous servo motor 1FK7 High Dynamic, 4.0Nm 100K, 4500rpm, 1.41kW Naturally cooled IM B5 (V1, V3) power/signal connectors Connector can be rotated by 270Â° INCREMENTAL ENCODER 2048 P/REV (ENCODER I-2048) WITH DRIVE-CLIQ INTERFACE; SHAFT WITH FITTED KEY, TOLERANCE N; W/O HOLDING BRAKE DEGREE OF PROTECTION IP64; PAINT FINISH RAL7016 | - | 0 | 0
1FK7044-7AH71-1DA5 |  | 1FK7044-7AH71-1DA5 | 1 | UN | 1 | 60 | X | D | N | N | 85015220 | 1 |  | 7.703 | KG | 1838.07 | 1838.07 | MC05 | MC05 | SIMOTICS S Synchronous servo motor 1FK7 High Dynamic, 4.0Nm 100K, 4500rpm, 1.41kW Naturally cooled IM B5 (V1, V3) power/signal connectors Connector can be rotated by 270Â° INCREMENTAL ENCODER 2048 P/REV (ENCODER I-2048) WITH DRIVE-CLIQ INTERFACE; SHAFT WITH FITTED KEY, TOLERANCE N; W/O HOLDING BRAKE DEGREE OF PROTECTION IP65 AS FLANGE IP67; PAINT FINISH RAL7016 | - | 0 | 0
1FK7044-7AH71-1DA8 |  | 1FK7044-7AH71-1DA8 | 1 | UN | 1 | 60 | X | D | N | N | 85015220 | 1 |  | 7.703 | KG | 1919.28 | 1919.28 | MC05 | MC05 | SIMOTICS S Synchronous servo motor 1FK7 High Dynamic, 4.0Nm 100K, 4500rpm, 1.41kW Naturally cooled IM B5 (V1, V3) power/signal connectors Connector can be rotated by 270Â° INCREMENTAL ENCODER 2048 P/REV (ENCODER I-2048) WITH DRIVE-CLIQ INTERFACE; SHAFT WITH FITTED KEY, TOLERANCE N; W/O HOLDING BRAKE DEGREE OF PROTECTION IP65 IP67 D-END FLANGE; RAL7016 COATING; METALLIC RATING PLATE AT MOTOR | - | 0 | 0
1FK7044-7AH71-1DB0 |  | 1FK7044-7AH71-1DB0 | 1 | UN | 1 | 60 | X | D | N | N | 85015220 | 1 |  | 8.302 | KG | 1937.25 | 1937.25 | MC05 | MC05 | SIMOTICS S Synchronous servo motor 1FK7 High Dynamic, 4.0Nm 100K, 4500rpm, 1.41kW Naturally cooled IM B5 (V1, V3) power/signal connectors Connector can be rotated by 270Â° INCREMENTAL ENCODER 2048 P/REV (ENCODER I-2048) WITH DRIVE-CLIQ INTERFACE; SHAFT WITH FITTED KEY, TOLERANCE N; WITH HOLDING BRAKE DEGREE OF PROTECTION IP64 | - | 0 | 0
1FK7044-7AH71-1DB2 |  | 1FK7044-7AH71-1DB2 | 1 | UN | 1 | 60 | X | D | N | N | 85015220 | 1 |  | 8.302 | KG | 2013.22 | 2013.22 | MC05 | MC05 | SIMOTICS S Synchronous servo motor 1FK7 High Dynamic, 4.0Nm 100K, 4500rpm, 1.41kW Naturally cooled IM B5 (V1, V3) power/signal connectors Connector can be rotated by 270Â° INCREMENTAL ENCODER 2048 P/REV (ENCODER I-2048) WITH DRIVE-CLIQ INTERFACE; SHAFT WITH FITTED KEY, TOLERANCE N; WITH HOLDING BRAKE DEGREE OF PROTECTION IP65 FLANGE ON DRIVE END IP67 | - | 0 | 0
1FK7044-7AH71-1DB3 |  | 1FK7044-7AH71-1DB3 | 1 | UN | 1 | 60 | X | D | N | N | 85015220 | 1 |  | 8.302 | KG | 1974.06 | 1974.06 | MC05 | MC05 | SIMOTICS S Synchronous servo motor 1FK7 High Dynamic, 4.0Nm 100K, 4500rpm, 1.41kW Naturally cooled IM B5 (V1, V3) power/signal connectors Connector can be rotated by 270Â° INCREMENTAL ENCODER 2048 P/REV (ENCODER I-2048) WITH DRIVE-CLIQ INTERFACE; SHAFT WITH FITTED KEY, TOLERANCE N; WITH HOLDING BRAKE DEGREE OF PROTECTION IP64; PAINT FINISH RAL7016 | - | 0 | 0
1FK7044-7AH71-1DB5 |  | 1FK7044-7AH71-1DB5 | 1 | UN | 1 | 60 | X | D | N | N | 85015220 | 1 |  | 8.302 | KG | 2050.01 | 2050.01 | MC05 | MC05 | SIMOTICS S Synchronous servo motor 1FK7 High Dynamic, 4.0Nm 100K, 4500rpm, 1.41kW Naturally cooled IM B5 (V1, V3) power/signal connectors Connector can be rotated by 270Â° INCREMENTAL ENCODER 2048 P/REV (ENCODER I-2048) WITH DRIVE-CLIQ INTERFACE; SHAFT WITH FITTED KEY, TOLERANCE N; WITH HOLDING BRAKE DEGREE OF PROTECTION IP65 AS FLANGE IP67; PAINT FINISH RAL7016 | - | 0 | 0
1FK7044-7AH71-1DB8 |  | 1FK7044-7AH71-1DB8 | 1 | UN | 1 | 60 | X | D | N | N | 85015220 | 1 |  | 8.302 | KG | 2131.22 | 2131.22 | MC05 | MC05 | SIMOTICS S Synchronous servo motor 1FK7 High Dynamic, 4.0Nm 100K, 4500rpm, 1.41kW Naturally cooled IM B5 (V1, V3) power/signal connectors Connector can be rotated by 270Â° INCREMENTAL ENCODER 2048 P/REV (ENCODER I-2048) WITH DRIVE-CLIQ INTERFACE; SHAFT WITH FITTED KEY, TOLERANCE N; WITH HOLDING BRAKE DEGREE OF PROTECTION IP65 IP67 D-END FLANGE; RAL7016 COATING; METALLIC RATING PLATE AT MOTOR | - | 0 | 0
1FK7044-7AH71-1DG0 |  | 1FK7044-7AH71-1DG0 | 1 | UN | 1 | 60 | X | D | N | N | 85015220 | 1 |  | 7.703 | KG | 1655.26 | 1655.26 | MC05 | MC05 | SIMOTICS S Synchronous servo motor 1FK7 High Dynamic, 4.0Nm 100K, 4500rpm, 1.41kW Naturally cooled IM B5 (V1, V3) power/signal connectors Connector can be rotated by 270Â° INCREMENTAL ENCODER 2048 P/REV (ENCODER I-2048) WITH DRIVE-CLIQ INTERFACE; PLAIN SHAFT, TOLERANCE N; W/O HOLDING BRAKE DEGREE OF PROTECTION IP64 | - | 0 | 0
1FK7044-7AH71-1DG2 |  | 1FK7044-7AH71-1DG2 | 1 | UN | 1 | 60 | X | D | N | N | 85015220 | 1 |  | 7.703 | KG | 1731.23 | 1731.23 | MC05 | MC05 | SIMOTICS S Synchronous servo motor 1FK7 High Dynamic, 4.0Nm 100K, 4500rpm, 1.41kW Naturally cooled IM B5 (V1, V3) power/signal connectors Connector can be rotated by 270Â° INCREMENTAL ENCODER 2048 P/REV (ENCODER I-2048) WITH DRIVE-CLIQ INTERFACE; PLAIN SHAFT, TOLERANCE N; W/O HOLDING BRAKE DEGREE OF PROTECTION IP65 FLANGE ON DRIVE END IP67 | - | 0 | 0
1FK7044-7AH71-1DG3 |  | 1FK7044-7AH71-1DG3 | 1 | UN | 1 | 60 | X | D | N | N | 85015220 | 1 |  | 7.703 | KG | 1692.07 | 1692.07 | MC05 | MC05 | SIMOTICS S Synchronous servo motor 1FK7 High Dynamic, 4.0Nm 100K, 4500rpm, 1.41kW Naturally cooled IM B5 (V1, V3) power/signal connectors Connector can be rotated by 270Â° INCREMENTAL ENCODER 2048 P/REV (ENCODER I-2048) WITH DRIVE-CLIQ INTERFACE; PLAIN SHAFT, TOLERANCE N; W/O HOLDING BRAKE DEGREE OF PROTECTION IP64; PAINT FINISH RAL7016 | - | 0 | 0
1FK7044-7AH71-1DG5 |  | 1FK7044-7AH71-1DG5 | 1 | UN | 1 | 60 | X | D | N | N | 85015220 | 1 |  | 7.703 | KG | 1768.02 | 1768.02 | MC05 | MC05 | SIMOTICS S Synchronous servo motor 1FK7 High Dynamic, 4.0Nm 100K, 4500rpm, 1.41kW Naturally cooled IM B5 (V1, V3) power/signal connectors Connector can be rotated by 270Â° INCREMENTAL ENCODER 2048 P/REV (ENCODER I-2048) WITH DRIVE-CLIQ INTERFACE; PLAIN SHAFT, TOLERANCE N; W/O HOLDING BRAKE DEGREE OF PROTECTION IP65 AS FLANGE IP67; PAINT FINISH RAL7016 | - | 0 | 0
1FK7044-7AH71-1DG8 |  | 1FK7044-7AH71-1DG8 | 1 | UN | 1 | 60 | X | D | N | N | 85015220 | 1 |  | 7.703 | KG | 1849.23 | 1849.23 | MC05 | MC05 | SIMOTICS S Synchronous servo motor 1FK7 High Dynamic, 4.0Nm 100K, 4500rpm, 1.41kW Naturally cooled IM B5 (V1, V3) power/signal connectors Connector can be rotated by 270Â° INCREMENTAL ENCODER 2048 P/REV (ENCODER I-2048) WITH DRIVE-CLIQ INTERFACE; PLAIN SHAFT, TOLERANCE N; W/O HOLDING BRAKE DEGREE OF PROTECTION IP65 IP67 D-END FLANGE; RAL7016 COATING; METALLIC RATING PLATE AT MOTOR | - | 0 | 0
1FK7044-7AH71-1DH0 |  | 1FK7044-7AH71-1DH0 | 1 | UN | 1 | 60 | X | D | N | N | 85015220 | 1 |  | 8.302 | KG | 1865.39 | 1865.39 | MC05 | MC05 | SIMOTICS S Synchronous servo motor 1FK7 High Dynamic, 4.0Nm 100K, 4500rpm, 1.41kW Naturally cooled IM B5 (V1, V3) power/signal connectors Connector can be rotated by 270Â° INCREMENTAL ENCODER 2048 P/REV (ENCODER I-2048) WITH DRIVE-CLIQ INTERFACE; PLAIN SHAFT, TOLERANCE N; WITH HOLDING BRAKE DEGREE OF PROTECTION IP64 | - | 0 | 0
1FK7044-7AH71-1DH2 |  | 1FK7044-7AH71-1DH2 | 1 | UN | 1 | 60 | X | D | N | N | 85015220 | 1 |  | 8.302 | KG | 1941.36 | 1941.36 | MC05 | MC05 | SIMOTICS S Synchronous servo motor 1FK7 High Dynamic, 4.0Nm 100K, 4500rpm, 1.41kW Naturally cooled IM B5 (V1, V3) power/signal connectors Connector can be rotated by 270Â° INCREMENTAL ENCODER 2048 P/REV (ENCODER I-2048) WITH DRIVE-CLIQ INTERFACE; PLAIN SHAFT, TOLERANCE N; WITH HOLDING BRAKE DEGREE OF PROTECTION IP65 FLANGE ON DRIVE END IP67 | - | 0 | 0
1FK7044-7AH71-1DH3 |  | 1FK7044-7AH71-1DH3 | 1 | UN | 1 | 60 | X | D | N | N | 85015220 | 1 |  | 8.302 | KG | 1902.2 | 1902.2 | MC05 | MC05 | SIMOTICS S Synchronous servo motor 1FK7 High Dynamic, 4.0Nm 100K, 4500rpm, 1.41kW Naturally cooled IM B5 (V1, V3) power/signal connectors Connector can be rotated by 270Â° INCREMENTAL ENCODER 2048 P/REV (ENCODER I-2048) WITH DRIVE-CLIQ INTERFACE; PLAIN SHAFT, TOLERANCE N; WITH HOLDING BRAKE DEGREE OF PROTECTION IP64; PAINT FINISH RAL7016 | - | 0 | 0
1FK7044-7AH71-1DH5 |  | 1FK7044-7AH71-1DH5 | 1 | UN | 1 | 60 | X | D | N | N | 85015220 | 1 |  | 8.302 | KG | 1978.15 | 1978.15 | MC05 | MC05 | SIMOTICS S Synchronous servo motor 1FK7 High Dynamic, 4.0Nm 100K, 4500rpm, 1.41kW Naturally cooled IM B5 (V1, V3) power/signal connectors Connector can be rotated by 270Â° INCREMENTAL ENCODER 2048 P/REV (ENCODER I-2048) WITH DRIVE-CLIQ INTERFACE; PLAIN SHAFT, TOLERANCE N; WITH HOLDING BRAKE DEGREE OF PROTECTION IP65 AS FLANGE IP67; PAINT FINISH RAL7016 | - | 0 | 0
1FK7044-7AH71-1DH8 |  | 1FK7044-7AH71-1DH8 | 1 | UN | 1 | 60 | X | D | N | N | 85015220 | 1 |  | 8.302 | KG | 2059.36 | 2059.36 | MC05 | MC05 | SIMOTICS S Synchronous servo motor 1FK7 High Dynamic, 4.0Nm 100K, 4500rpm, 1.41kW Naturally cooled IM B5 (V1, V3) power/signal connectors Connector can be rotated by 270Â° INCREMENTAL ENCODER 2048 P/REV (ENCODER I-2048) WITH DRIVE-CLIQ INTERFACE; PLAIN SHAFT, TOLERANCE N; WITH HOLDING BRAKE DEGREE OF PROTECTION IP65 IP67 D-END FLANGE; RAL7016 COATING; METALLIC RATING PLATE AT MOTOR | - | 0 | 0
1FK7044-7AH71-1EA0 |  | 1FK7044-7AH71-1EA0 | 1 | UN | 1 | 60 | X | D | N | N | 85015220 | 1 |  | 7.703 | KG | 1831.28 | 1831.28 | MC05 | MC05 | SIMOTICS S Synchronous servo motor 1FK7 High Dynamic, 4.0Nm 100K, 4500rpm, 1.41kW Naturally cooled IM B5 (V1, V3) power/signal connectors Connector can be rotated by 270Â° ABSOLUTE ENCODER ENDAT 2048 P/REV (ENCODER A-2048); PERFORMANCE REDUCTION BY 10% DUE TO ABSOLUTE ENCODER; SHAFT WITH FITTED KEY, TOLERANCE N; W/O HOLDING BRAKE DEGREE OF PROTECTION IP64 | - | 0 | 0
1FK7044-7AH71-1EA2 |  | 1FK7044-7AH71-1EA2 | 1 | UN | 1 | 60 | X | D | N | N | 85015220 | 1 |  | 7.703 | KG | 1907.25 | 1907.25 | MC05 | MC05 | SIMOTICS S Synchronous servo motor 1FK7 High Dynamic, 4.0Nm 100K, 4500rpm, 1.41kW Naturally cooled IM B5 (V1, V3) power/signal connectors Connector can be rotated by 270Â° ABSOLUTE ENCODER ENDAT 2048 P/REV (ENCODER A-2048); PERFORMANCE REDUCTION BY 10% DUE TO ABSOLUTE ENCODER; SHAFT WITH FITTED KEY, TOLERANCE N; W/O HOLDING BRAKE DEGREE OF PROTECTION IP65 FLANGE ON DRIVE END IP67 | - | 0 | 0
1FK7044-7AH71-1EA3 |  | 1FK7044-7AH71-1EA3 | 1 | UN | 1 | 60 | X | D | N | N | 85015220 | 1 |  | 7.703 | KG | 1868.09 | 1868.09 | MC05 | MC05 | SIMOTICS S Synchronous servo motor 1FK7 High Dynamic, 4.0Nm 100K, 4500rpm, 1.41kW Naturally cooled IM B5 (V1, V3) power/signal connectors Connector can be rotated by 270Â° ABSOLUTE ENCODER ENDAT 2048 P/REV (ENCODER A-2048); PERFORMANCE REDUCTION BY 10% DUE TO ABSOLUTE ENCODER; SHAFT WITH FITTED KEY, TOLERANCE N; W/O HOLDING BRAKE DEGREE OF PROTECTION IP64; PAINT FINISH RAL7016 | - | 0 | 0
1FK7044-7AH71-1EA5 |  | 1FK7044-7AH71-1EA5 | 1 | UN | 1 | 60 | X | D | N | N | 85015220 | 1 |  | 7.703 | KG | 1944.04 | 1944.04 | MC05 | MC05 | SIMOTICS S Synchronous servo motor 1FK7 High Dynamic, 4.0Nm 100K, 4500rpm, 1.41kW Naturally cooled IM B5 (V1, V3) power/signal connectors Connector can be rotated by 270Â° ABSOLUTE ENCODER ENDAT 2048 P/REV (ENCODER A-2048); PERFORMANCE REDUCTION BY 10% DUE TO ABSOLUTE ENCODER; SHAFT WITH FITTED KEY, TOLERANCE N; W/O HOLDING BRAKE DEGREE OF PROTECTION IP65 AS FLANGE IP67; PAINT FINISH RAL7016 | - | 0 | 0
1FK7044-7AH71-1EA8 |  | 1FK7044-7AH71-1EA8 | 1 | UN | 1 | 60 | X | D | N | N | 85015220 | 1 |  | 7.703 | KG | 2025.25 | 2025.25 | MC05 | MC05 | SIMOTICS S Synchronous servo motor 1FK7 High Dynamic, 4.0Nm 100K, 4500rpm, 1.41kW Naturally cooled IM B5 (V1, V3) power/signal connectors Connector can be rotated by 270Â° ABSOLUTE ENCODER ENDAT 2048 P/REV (ENCODER A-2048); PERFORMANCE REDUCTION BY 10% DUE TO ABSOLUTE ENCODER; SHAFT WITH FITTED KEY, TOLERANCE N; W/O HOLDING BRAKE DEGREE OF PROTECTION IP65 IP67 D-END FLANGE; RAL7016 COATING; METALLIC RATING PLATE AT MOTOR | - | 0 | 0
1FK7044-7AH71-1EB0 |  | 1FK7044-7AH71-1EB0 | 1 | UN | 1 | 60 | X | D | N | N | 85015220 | 1 |  | 8.302 | KG | 2043.22 | 2043.22 | MC05 | MC05 | SIMOTICS S Synchronous servo motor 1FK7 High Dynamic, 4.0Nm 100K, 4500rpm, 1.41kW Naturally cooled IM B5 (V1, V3) power/signal connectors Connector can be rotated by 270Â° ABSOLUTE ENCODER ENDAT 2048 P/REV (ENCODER A-2048); PERFORMANCE REDUCTION BY 10% DUE TO ABSOLUTE ENCODER; SHAFT WITH FITTED KEY, TOLERANCE N; WITH HOLDING BRAKE DEGREE OF PROTECTION IP64 | - | 0 | 0
1FK7044-7AH71-1EB2 |  | 1FK7044-7AH71-1EB2 | 1 | UN | 1 | 60 | X | D | N | N | 85015220 | 1 |  | 8.302 | KG | 2119.19 | 2119.19 | MC05 | MC05 | SIMOTICS S Synchronous servo motor 1FK7 High Dynamic, 4.0Nm 100K, 4500rpm, 1.41kW Naturally cooled IM B5 (V1, V3) power/signal connectors Connector can be rotated by 270Â° ABSOLUTE ENCODER ENDAT 2048 P/REV (ENCODER A-2048); PERFORMANCE REDUCTION BY 10% DUE TO ABSOLUTE ENCODER; SHAFT WITH FITTED KEY, TOLERANCE N; WITH HOLDING BRAKE DEGREE OF PROTECTION IP65 FLANGE ON DRIVE END IP67 | - | 0 | 0
1FK7044-7AH71-1EB3 |  | 1FK7044-7AH71-1EB3 | 1 | UN | 1 | 60 | X | D | N | N | 85015220 | 1 |  | 8.302 | KG | 2080.03 | 2080.03 | MC05 | MC05 | SIMOTICS S Synchronous servo motor 1FK7 High Dynamic, 4.0Nm 100K, 4500rpm, 1.41kW Naturally cooled IM B5 (V1, V3) power/signal connectors Connector can be rotated by 270Â° ABSOLUTE ENCODER ENDAT 2048 P/REV (ENCODER A-2048); PERFORMANCE REDUCTION BY 10% DUE TO ABSOLUTE ENCODER; SHAFT WITH FITTED KEY, TOLERANCE N; WITH HOLDING BRAKE DEGREE OF PROTECTION IP64; PAINT FINISH RAL7016 | - | 0 | 0
1FK7044-7AH71-1EB5 |  | 1FK7044-7AH71-1EB5 | 1 | UN | 1 | 60 | X | D | N | N | 85015220 | 1 |  | 8.302 | KG | 2155.98 | 2155.98 | MC05 | MC05 | SIMOTICS S Synchronous servo motor 1FK7 High Dynamic, 4.0Nm 100K, 4500rpm, 1.41kW Naturally cooled IM B5 (V1, V3) power/signal connectors Connector can be rotated by 270Â° ABSOLUTE ENCODER ENDAT 2048 P/REV (ENCODER A-2048); PERFORMANCE REDUCTION BY 10% DUE TO ABSOLUTE ENCODER; SHAFT WITH FITTED KEY, TOLERANCE N; WITH HOLDING BRAKE DEGREE OF PROTECTION IP65 AS FLANGE IP67; PAINT FINISH RAL7016 | - | 0 | 0
1FK7044-7AH71-1EB8 |  | 1FK7044-7AH71-1EB8 | 1 | UN | 1 | 60 | X | D | N | N | 85015220 | 1 |  | 8.302 | KG | 2237.19 | 2237.19 | MC05 | MC05 | SIMOTICS S Synchronous servo motor 1FK7 High Dynamic, 4.0Nm 100K, 4500rpm, 1.41kW Naturally cooled IM B5 (V1, V3) power/signal connectors Connector can be rotated by 270Â° ABSOLUTE ENCODER ENDAT 2048 P/REV (ENCODER A-2048); PERFORMANCE REDUCTION BY 10% DUE TO ABSOLUTE ENCODER; SHAFT WITH FITTED KEY, TOLERANCE N; WITH HOLDING BRAKE DEGREE OF PROTECTION IP65 IP67 D-END FLANGE; RAL7016 COATING; METALLIC RATING PLATE AT MOTOR | - | 0 | 0
1FK7044-7AH71-1EG0 |  | 1FK7044-7AH71-1EG0 | 1 | UN | 1 | 60 | X | D | N | N | 85015220 | 1 | 4025515001584 | 7.703 | KG | 1761.23 | 1761.23 | MC05 | MC05 | SIMOTICS S Synchronous servo motor 1FK7 High Dynamic, 4.0Nm 100K, 4500rpm, 1.41kW Naturally cooled IM B5 (V1, V3) power/signal connectors Connector can be rotated by 270Â° ABSOLUTE ENCODER ENDAT 2048 P/REV (ENCODER A-2048); PERFORMANCE REDUCTION BY 10% DUE TO ABSOLUTE ENCODER; PLAIN SHAFT, TOLERANCE N; W/O HOLDING BRAKE DEGREE OF PROTECTION IP64 | - | 0 | 7
1FK7044-7AH71-1EG2 |  | 1FK7044-7AH71-1EG2 | 1 | UN | 1 | 60 | X | D | N | N | 85015220 | 1 |  | 7.703 | KG | 1837.2 | 1837.2 | MC05 | MC05 | SIMOTICS S Synchronous servo motor 1FK7 High Dynamic, 4.0Nm 100K, 4500rpm, 1.41kW Naturally cooled IM B5 (V1, V3) power/signal connectors Connector can be rotated by 270Â° ABSOLUTE ENCODER ENDAT 2048 P/REV (ENCODER A-2048); PERFORMANCE REDUCTION BY 10% DUE TO ABSOLUTE ENCODER; PLAIN SHAFT, TOLERANCE N; W/O HOLDING BRAKE DEGREE OF PROTECTION IP65 FLANGE ON DRIVE END IP67 | - | 0 | 0
1FK7044-7AH71-1EG3 |  | 1FK7044-7AH71-1EG3 | 1 | UN | 1 | 60 | X | D | N | N | 85015220 | 1 |  | 7.703 | KG | 1798.04 | 1798.04 | MC05 | MC05 | SIMOTICS S Synchronous servo motor 1FK7 High Dynamic, 4.0Nm 100K, 4500rpm, 1.41kW Naturally cooled IM B5 (V1, V3) power/signal connectors Connector can be rotated by 270Â° ABSOLUTE ENCODER ENDAT 2048 P/REV (ENCODER A-2048); PERFORMANCE REDUCTION BY 10% DUE TO ABSOLUTE ENCODER; PLAIN SHAFT, TOLERANCE N; W/O HOLDING BRAKE DEGREE OF PROTECTION IP64; PAINT FINISH RAL7016 | - | 0 | 0
1FK7044-7AH71-1EG5 |  | 1FK7044-7AH71-1EG5 | 1 | UN | 1 | 60 | X | D | N | N | 85015220 | 1 |  | 7.703 | KG | 1873.99 | 1873.99 | MC05 | MC05 | SIMOTICS S Synchronous servo motor 1FK7 High Dynamic, 4.0Nm 100K, 4500rpm, 1.41kW Naturally cooled IM B5 (V1, V3) power/signal connectors Connector can be rotated by 270Â° ABSOLUTE ENCODER ENDAT 2048 P/REV (ENCODER A-2048); PERFORMANCE REDUCTION BY 10% DUE TO ABSOLUTE ENCODER; PLAIN SHAFT, TOLERANCE N; W/O HOLDING BRAKE DEGREE OF PROTECTION IP65 AS FLANGE IP67; PAINT FINISH RAL7016 | - | 0 | 0
1FK7044-7AH71-1EG8 |  | 1FK7044-7AH71-1EG8 | 1 | UN | 1 | 60 | X | D | N | N | 85015220 | 1 |  | 7.703 | KG | 1955.2 | 1955.2 | MC05 | MC05 | SIMOTICS S Synchronous servo motor 1FK7 High Dynamic, 4.0Nm 100K, 4500rpm, 1.41kW Naturally cooled IM B5 (V1, V3) power/signal connectors Connector can be rotated by 270Â° ABSOLUTE ENCODER ENDAT 2048 P/REV (ENCODER A-2048); PERFORMANCE REDUCTION BY 10% DUE TO ABSOLUTE ENCODER; PLAIN SHAFT, TOLERANCE N; W/O HOLDING BRAKE DEGREE OF PROTECTION IP65 IP67 D-END FLANGE; RAL7016 COATING; METALLIC RATING PLATE AT MOTOR | - | 0 | 0
1FK7044-7AH71-1EH0 |  | 1FK7044-7AH71-1EH0 | 1 | UN | 1 | 60 | X | D | N | N | 85015220 | 1 |  | 8.302 | KG | 1971.36 | 1971.36 | MC05 | MC05 | SIMOTICS S Synchronous servo motor 1FK7 High Dynamic, 4.0Nm 100K, 4500rpm, 1.41kW Naturally cooled IM B5 (V1, V3) power/signal connectors Connector can be rotated by 270Â° ABSOLUTE ENCODER ENDAT 2048 P/REV (ENCODER A-2048); PERFORMANCE REDUCTION BY 10% DUE TO ABSOLUTE ENCODER; PLAIN SHAFT, TOLERANCE N; WITH HOLDING BRAKE DEGREE OF PROTECTION IP64 | - | 0 | 0
1FK7044-7AH71-1EH2 |  | 1FK7044-7AH71-1EH2 | 1 | UN | 1 | 60 | X | D | N | N | 85015220 | 1 |  | 8.302 | KG | 2047.33 | 2047.33 | MC05 | MC05 | SIMOTICS S Synchronous servo motor 1FK7 High Dynamic, 4.0Nm 100K, 4500rpm, 1.41kW Naturally cooled IM B5 (V1, V3) power/signal connectors Connector can be rotated by 270Â° ABSOLUTE ENCODER ENDAT 2048 P/REV (ENCODER A-2048); PERFORMANCE REDUCTION BY 10% DUE TO ABSOLUTE ENCODER; PLAIN SHAFT, TOLERANCE N; WITH HOLDING BRAKE DEGREE OF PROTECTION IP65 FLANGE ON DRIVE END IP67 | - | 0 | 0
1FK7044-7AH71-1EH3 |  | 1FK7044-7AH71-1EH3 | 1 | UN | 1 | 60 | X | D | N | N | 85015220 | 1 |  | 8.302 | KG | 2008.17 | 2008.17 | MC05 | MC05 | SIMOTICS S Synchronous servo motor 1FK7 High Dynamic, 4.0Nm 100K, 4500rpm, 1.41kW Naturally cooled IM B5 (V1, V3) power/signal connectors Connector can be rotated by 270Â° ABSOLUTE ENCODER ENDAT 2048 P/REV (ENCODER A-2048); PERFORMANCE REDUCTION BY 10% DUE TO ABSOLUTE ENCODER; PLAIN SHAFT, TOLERANCE N; WITH HOLDING BRAKE DEGREE OF PROTECTION IP64; PAINT FINISH RAL7016 | - | 0 | 0
1FK7044-7AH71-1EH5 |  | 1FK7044-7AH71-1EH5 | 1 | UN | 1 | 60 | X | D | N | N | 85015220 | 1 |  | 8.302 | KG | 2084.12 | 2084.12 | MC05 | MC05 | SIMOTICS S Synchronous servo motor 1FK7 High Dynamic, 4.0Nm 100K, 4500rpm, 1.41kW Naturally cooled IM B5 (V1, V3) power/signal connectors Connector can be rotated by 270Â° ABSOLUTE ENCODER ENDAT 2048 P/REV (ENCODER A-2048); PERFORMANCE REDUCTION BY 10% DUE TO ABSOLUTE ENCODER; PLAIN SHAFT, TOLERANCE N; WITH HOLDING BRAKE DEGREE OF PROTECTION IP65 AS FLANGE IP67; PAINT FINISH RAL7016 | - | 0 | 0
1FK7044-7AH71-1EH8 |  | 1FK7044-7AH71-1EH8 | 1 | UN | 1 | 60 | X | D | N | N | 85015220 | 1 |  | 8.302 | KG | 2165.33 | 2165.33 | MC05 | MC05 | SIMOTICS S Synchronous servo motor 1FK7 High Dynamic, 4.0Nm 100K, 4500rpm, 1.41kW Naturally cooled IM B5 (V1, V3) power/signal connectors Connector can be rotated by 270Â° ABSOLUTE ENCODER ENDAT 2048 P/REV (ENCODER A-2048); PERFORMANCE REDUCTION BY 10% DUE TO ABSOLUTE ENCODER; PLAIN SHAFT, TOLERANCE N; WITH HOLDING BRAKE DEGREE OF PROTECTION IP65 IP67 D-END FLANGE; RAL7016 COATING; METALLIC RATING PLATE AT MOTOR | - | 0 | 0
1FK7044-7AH71-1FA0 |  | 1FK7044-7AH71-1FA0 | 1 | UN | 1 | 60 | X | D | N | N | 85015220 | 1 |  | 7.703 | KG | 2025.23 | 2025.23 | MC05 | MC05 | SIMOTICS S Synchronous servo motor 1FK7 High Dynamic, 4.0Nm 100K, 4500rpm, 1.41kW Naturally cooled IM B5 (V1, V3) power/signal connectors Connector can be rotated by 270Â° ABSOLUTE ENCODER 2048 P/REV (ENCODER A-2048) WITH DRIVE-CLIQ INTERFACE; PERFORMANCE REDUCTION BY 10% DUE TO ABSOLUTE ENCODER; SHAFT WITH FITTED KEY, TOLERANCE N; W/O HOLDING BRAKE DEGREE OF PROTECTION IP64 | - | 0 | 0
1FK7044-7AH71-1FA2 |  | 1FK7044-7AH71-1FA2 | 1 | UN | 1 | 60 | X | D | N | N | 85015220 | 1 |  | 7.703 | KG | 2101.2 | 2101.2 | MC05 | MC05 | SIMOTICS S Synchronous servo motor 1FK7 High Dynamic, 4.0Nm 100K, 4500rpm, 1.41kW Naturally cooled IM B5 (V1, V3) power/signal connectors Connector can be rotated by 270Â° ABSOLUTE ENCODER 2048 P/REV (ENCODER A-2048) WITH DRIVE-CLIQ INTERFACE; PERFORMANCE REDUCTION BY 10% DUE TO ABSOLUTE ENCODER; SHAFT WITH FITTED KEY, TOLERANCE N; W/O HOLDING BRAKE DEGREE OF PROTECTION IP65 FLANGE ON DRIVE END IP67 | - | 0 | 0
1FK7044-7AH71-1FA3 |  | 1FK7044-7AH71-1FA3 | 1 | UN | 1 | 60 | X | D | N | N | 85015220 | 1 |  | 7.703 | KG | 2062.04 | 2062.04 | MC05 | MC05 | SIMOTICS S Synchronous servo motor 1FK7 High Dynamic, 4.0Nm 100K, 4500rpm, 1.41kW Naturally cooled IM B5 (V1, V3) power/signal connectors Connector can be rotated by 270Â° ABSOLUTE ENCODER 2048 P/REV (ENCODER A-2048) WITH DRIVE-CLIQ INTERFACE; PERFORMANCE REDUCTION BY 10% DUE TO ABSOLUTE ENCODER; SHAFT WITH FITTED KEY, TOLERANCE N; W/O HOLDING BRAKE DEGREE OF PROTECTION IP64; PAINT FINISH RAL7016 | - | 0 | 0
1FK7044-7AH71-1FA5 |  | 1FK7044-7AH71-1FA5 | 1 | UN | 1 | 60 | X | D | N | N | 85015220 | 1 |  | 7.703 | KG | 2137.99 | 2137.99 | MC05 | MC05 | SIMOTICS S Synchronous servo motor 1FK7 High Dynamic, 4.0Nm 100K, 4500rpm, 1.41kW Naturally cooled IM B5 (V1, V3) power/signal connectors Connector can be rotated by 270Â° ABSOLUTE ENCODER 2048 P/REV (ENCODER A-2048) WITH DRIVE-CLIQ INTERFACE; PERFORMANCE REDUCTION BY 10% DUE TO ABSOLUTE ENCODER; SHAFT WITH FITTED KEY, TOLERANCE N; W/O HOLDING BRAKE DEGREE OF PROTECTION IP65 AS FLANGE IP67; PAINT FINISH RAL7016 | - | 0 | 0
1FK7044-7AH71-1FA8 |  | 1FK7044-7AH71-1FA8 | 1 | UN | 1 | 60 | X | D | N | N | 85015220 | 1 |  | 7.703 | KG | 2219.2 | 2219.2 | MC05 | MC05 | SIMOTICS S Synchronous servo motor 1FK7 High Dynamic, 4.0Nm 100K, 4500rpm, 1.41kW Naturally cooled IM B5 (V1, V3) power/signal connectors Connector can be rotated by 270Â° ABSOLUTE ENCODER 2048 P/REV (ENCODER A-2048) WITH DRIVE-CLIQ INTERFACE; PERFORMANCE REDUCTION BY 10% DUE TO ABSOLUTE ENCODER; SHAFT WITH FITTED KEY, TOLERANCE N; W/O HOLDING BRAKE DEGREE OF PROTECTION IP65 IP67 D-END FLANGE; RAL7016 COATING; METALLIC RATING PLATE AT MOTOR | - | 0 | 0
1FK7044-7AH71-1FB0 |  | 1FK7044-7AH71-1FB0 | 1 | UN | 1 | 60 | X | D | N | N | 85015220 | 1 |  | 8.302 | KG | 2237.17 | 2237.17 | MC05 | MC05 | SIMOTICS S Synchronous servo motor 1FK7 High Dynamic, 4.0Nm 100K, 4500rpm, 1.41kW Naturally cooled IM B5 (V1, V3) power/signal connectors Connector can be rotated by 270Â° ABSOLUTE ENCODER 2048 P/REV (ENCODER A-2048) WITH DRIVE-CLIQ INTERFACE; PERFORMANCE REDUCTION BY 10% DUE TO ABSOLUTE ENCODER; SHAFT WITH FITTED KEY, TOLERANCE N; WITH HOLDING BRAKE DEGREE OF PROTECTION IP64 | - | 0 | 0
1FK7044-7AH71-1FB2 |  | 1FK7044-7AH71-1FB2 | 1 | UN | 1 | 60 | X | D | N | N | 85015220 | 1 |  | 8.302 | KG | 2313.14 | 2313.14 | MC05 | MC05 | SIMOTICS S Synchronous servo motor 1FK7 High Dynamic, 4.0Nm 100K, 4500rpm, 1.41kW Naturally cooled IM B5 (V1, V3) power/signal connectors Connector can be rotated by 270Â° ABSOLUTE ENCODER 2048 P/REV (ENCODER A-2048) WITH DRIVE-CLIQ INTERFACE; PERFORMANCE REDUCTION BY 10% DUE TO ABSOLUTE ENCODER; SHAFT WITH FITTED KEY, TOLERANCE N; WITH HOLDING BRAKE DEGREE OF PROTECTION IP65 FLANGE ON DRIVE END IP67 | - | 0 | 0
1FK7044-7AH71-1FB3 |  | 1FK7044-7AH71-1FB3 | 1 | UN | 1 | 60 | X | D | N | N | 85015220 | 1 |  | 8.302 | KG | 2273.98 | 2273.98 | MC05 | MC05 | SIMOTICS S Synchronous servo motor 1FK7 High Dynamic, 4.0Nm 100K, 4500rpm, 1.41kW Naturally cooled IM B5 (V1, V3) power/signal connectors Connector can be rotated by 270Â° ABSOLUTE ENCODER 2048 P/REV (ENCODER A-2048) WITH DRIVE-CLIQ INTERFACE; PERFORMANCE REDUCTION BY 10% DUE TO ABSOLUTE ENCODER; SHAFT WITH FITTED KEY, TOLERANCE N; WITH HOLDING BRAKE DEGREE OF PROTECTION IP64; PAINT FINISH RAL7016 | - | 0 | 0
1FK7044-7AH71-1FB5 |  | 1FK7044-7AH71-1FB5 | 1 | UN | 1 | 60 | X | D | N | N | 85015220 | 1 |  | 8.302 | KG | 2349.93 | 2349.93 | MC05 | MC05 | SIMOTICS S Synchronous servo motor 1FK7 High Dynamic, 4.0Nm 100K, 4500rpm, 1.41kW Naturally cooled IM B5 (V1, V3) power/signal connectors Connector can be rotated by 270Â° ABSOLUTE ENCODER 2048 P/REV (ENCODER A-2048) WITH DRIVE-CLIQ INTERFACE; PERFORMANCE REDUCTION BY 10% DUE TO ABSOLUTE ENCODER; SHAFT WITH FITTED KEY, TOLERANCE N; WITH HOLDING BRAKE DEGREE OF PROTECTION IP65 AS FLANGE IP67; PAINT FINISH RAL7016 | - | 0 | 0
1FK7044-7AH71-1FB8 |  | 1FK7044-7AH71-1FB8 | 1 | UN | 1 | 60 | X | D | N | N | 85015220 | 1 |  | 8.302 | KG | 2431.14 | 2431.14 | MC05 | MC05 | SIMOTICS S Synchronous servo motor 1FK7 High Dynamic, 4.0Nm 100K, 4500rpm, 1.41kW Naturally cooled IM B5 (V1, V3) power/signal connectors Connector can be rotated by 270Â° ABSOLUTE ENCODER 2048 P/REV (ENCODER A-2048) WITH DRIVE-CLIQ INTERFACE; PERFORMANCE REDUCTION BY 10% DUE TO ABSOLUTE ENCODER; SHAFT WITH FITTED KEY, TOLERANCE N; WITH HOLDING BRAKE DEGREE OF PROTECTION IP65 IP67 D-END FLANGE; RAL7016 COATING; METALLIC RATING PLATE AT MOTOR | - | 0 | 0
1FK7044-7AH71-1FG0 |  | 1FK7044-7AH71-1FG0 | 1 | UN | 1 | 60 | X | D | N | N | 85015220 | 1 |  | 7.703 | KG | 1955.18 | 1955.18 | MC05 | MC05 | SIMOTICS S Synchronous servo motor 1FK7 High Dynamic, 4.0Nm 100K, 4500rpm, 1.41kW Naturally cooled IM B5 (V1, V3) power/signal connectors Connector can be rotated by 270Â° ABSOLUTE ENCODER 2048 P/REV (ENCODER A-2048) WITH DRIVE-CLIQ INTERFACE; PERFORMANCE REDUCTION BY 10% DUE TO ABSOLUTE ENCODER; PLAIN SHAFT, TOLERANCE N; W/O HOLDING BRAKE DEGREE OF PROTECTION IP64 | - | 0 | 0
1FK7044-7AH71-1FG2 |  | 1FK7044-7AH71-1FG2 | 1 | UN | 1 | 60 | X | D | N | N | 85015220 | 1 |  | 7.703 | KG | 2031.15 | 2031.15 | MC05 | MC05 | SIMOTICS S Synchronous servo motor 1FK7 High Dynamic, 4.0Nm 100K, 4500rpm, 1.41kW Naturally cooled IM B5 (V1, V3) power/signal connectors Connector can be rotated by 270Â° ABSOLUTE ENCODER 2048 P/REV (ENCODER A-2048) WITH DRIVE-CLIQ INTERFACE; PERFORMANCE REDUCTION BY 10% DUE TO ABSOLUTE ENCODER; PLAIN SHAFT, TOLERANCE N; W/O HOLDING BRAKE DEGREE OF PROTECTION IP65 FLANGE ON DRIVE END IP67 | - | 0 | 0
1FK7044-7AH71-1FG3 |  | 1FK7044-7AH71-1FG3 | 1 | UN | 1 | 60 | X | D | N | N | 85015220 | 1 |  | 7.703 | KG | 1991.99 | 1991.99 | MC05 | MC05 | SIMOTICS S Synchronous servo motor 1FK7 High Dynamic, 4.0Nm 100K, 4500rpm, 1.41kW Naturally cooled IM B5 (V1, V3) power/signal connectors Connector can be rotated by 270Â° ABSOLUTE ENCODER 2048 P/REV (ENCODER A-2048) WITH DRIVE-CLIQ INTERFACE; PERFORMANCE REDUCTION BY 10% DUE TO ABSOLUTE ENCODER; PLAIN SHAFT, TOLERANCE N; W/O HOLDING BRAKE DEGREE OF PROTECTION IP64; PAINT FINISH RAL7016 | - | 0 | 0
1FK7044-7AH71-1FG5 |  | 1FK7044-7AH71-1FG5 | 1 | UN | 1 | 60 | X | D | N | N | 85015220 | 1 |  | 7.703 | KG | 2067.94 | 2067.94 | MC05 | MC05 | SIMOTICS S Synchronous servo motor 1FK7 High Dynamic, 4.0Nm 100K, 4500rpm, 1.41kW Naturally cooled IM B5 (V1, V3) power/signal connectors Connector can be rotated by 270Â° ABSOLUTE ENCODER 2048 P/REV (ENCODER A-2048) WITH DRIVE-CLIQ INTERFACE; PERFORMANCE REDUCTION BY 10% DUE TO ABSOLUTE ENCODER; PLAIN SHAFT, TOLERANCE N; W/O HOLDING BRAKE DEGREE OF PROTECTION IP65 AS FLANGE IP67; PAINT FINISH RAL7016 | - | 0 | 0
1FK7044-7AH71-1FG8 |  | 1FK7044-7AH71-1FG8 | 1 | UN | 1 | 60 | X | D | N | N | 85015220 | 1 |  | 7.703 | KG | 2149.15 | 2149.15 | MC05 | MC05 | SIMOTICS S Synchronous servo motor 1FK7 High Dynamic, 4.0Nm 100K, 4500rpm, 1.41kW Naturally cooled IM B5 (V1, V3) power/signal connectors Connector can be rotated by 270Â° ABSOLUTE ENCODER 2048 P/REV (ENCODER A-2048) WITH DRIVE-CLIQ INTERFACE; PERFORMANCE REDUCTION BY 10% DUE TO ABSOLUTE ENCODER; PLAIN SHAFT, TOLERANCE N; W/O HOLDING BRAKE DEGREE OF PROTECTION IP65 IP67 D-END FLANGE; RAL7016 COATING; METALLIC RATING PLATE AT MOTOR | - | 0 | 0
1FK7044-7AH71-1FH0 |  | 1FK7044-7AH71-1FH0 | 1 | UN | 1 | 60 | X | D | N | N | 85015220 | 1 |  | 8.302 | KG | 2165.31 | 2165.31 | MC05 | MC05 | SIMOTICS S Synchronous servo motor 1FK7 High Dynamic, 4.0Nm 100K, 4500rpm, 1.41kW Naturally cooled IM B5 (V1, V3) power/signal connectors Connector can be rotated by 270Â° ABSOLUTE ENCODER 2048 P/REV (ENCODER A-2048) WITH DRIVE-CLIQ INTERFACE; PERFORMANCE REDUCTION BY 10% DUE TO ABSOLUTE ENCODER; PLAIN SHAFT, TOLERANCE N; WITH HOLDING BRAKE DEGREE OF PROTECTION IP64 | - | 0 | 0
1FK7044-7AH71-1FH2 |  | 1FK7044-7AH71-1FH2 | 1 | UN | 1 | 60 | X | D | N | N | 85015220 | 1 |  | 8.302 | KG | 2241.28 | 2241.28 | MC05 | MC05 | SIMOTICS S Synchronous servo motor 1FK7 High Dynamic, 4.0Nm 100K, 4500rpm, 1.41kW Naturally cooled IM B5 (V1, V3) power/signal connectors Connector can be rotated by 270Â° ABSOLUTE ENCODER 2048 P/REV (ENCODER A-2048) WITH DRIVE-CLIQ INTERFACE; PERFORMANCE REDUCTION BY 10% DUE TO ABSOLUTE ENCODER; PLAIN SHAFT, TOLERANCE N; WITH HOLDING BRAKE DEGREE OF PROTECTION IP65 FLANGE ON DRIVE END IP67 | - | 0 | 0
1FK7044-7AH71-1FH3 |  | 1FK7044-7AH71-1FH3 | 1 | UN | 1 | 60 | X | D | N | N | 85015220 | 1 |  | 8.302 | KG | 2202.12 | 2202.12 | MC05 | MC05 | SIMOTICS S Synchronous servo motor 1FK7 High Dynamic, 4.0Nm 100K, 4500rpm, 1.41kW Naturally cooled IM B5 (V1, V3) power/signal connectors Connector can be rotated by 270Â° ABSOLUTE ENCODER 2048 P/REV (ENCODER A-2048) WITH DRIVE-CLIQ INTERFACE; PERFORMANCE REDUCTION BY 10% DUE TO ABSOLUTE ENCODER; PLAIN SHAFT, TOLERANCE N; WITH HOLDING BRAKE DEGREE OF PROTECTION IP64; PAINT FINISH RAL7016 | - | 0 | 0
1FK7044-7AH71-1FH5 |  | 1FK7044-7AH71-1FH5 | 1 | UN | 1 | 60 | X | D | N | N | 85015220 | 1 |  | 8.302 | KG | 2278.07 | 2278.07 | MC05 | MC05 | SIMOTICS S Synchronous servo motor 1FK7 High Dynamic, 4.0Nm 100K, 4500rpm, 1.41kW Naturally cooled IM B5 (V1, V3) power/signal connectors Connector can be rotated by 270Â° ABSOLUTE ENCODER 2048 P/REV (ENCODER A-2048) WITH DRIVE-CLIQ INTERFACE; PERFORMANCE REDUCTION BY 10% DUE TO ABSOLUTE ENCODER; PLAIN SHAFT, TOLERANCE N; WITH HOLDING BRAKE DEGREE OF PROTECTION IP65 AS FLANGE IP67; PAINT FINISH RAL7016 | - | 0 | 0
1FK7044-7AH71-1FH8 |  | 1FK7044-7AH71-1FH8 | 1 | UN | 1 | 60 | X | D | N | N | 85015220 | 1 |  | 8.302 | KG | 2359.28 | 2359.28 | MC05 | MC05 | SIMOTICS S Synchronous servo motor 1FK7 High Dynamic, 4.0Nm 100K, 4500rpm, 1.41kW Naturally cooled IM B5 (V1, V3) power/signal connectors Connector can be rotated by 270Â° ABSOLUTE ENCODER 2048 P/REV (ENCODER A-2048) WITH DRIVE-CLIQ INTERFACE; PERFORMANCE REDUCTION BY 10% DUE TO ABSOLUTE ENCODER; PLAIN SHAFT, TOLERANCE N; WITH HOLDING BRAKE DEGREE OF PROTECTION IP65 IP67 D-END FLANGE; RAL7016 COATING; METALLIC RATING PLATE AT MOTOR | - | 0 | 0
1FK7044-7AH71-1GA0 |  | 1FK7044-7AH71-1GA0 | 1 | UN | 1 | 60 | X | D | N | N | 85015220 | 1 |  | 7.703 | KG | 1411.01 | 1411.01 | MC05 | MC05 | SIMOTICS S Synchronous servo motor 1FK7 High Dynamic, 4.0Nm 100K, 4500rpm, 1.41kW Naturally cooled IM B5 (V1, V3) power/signal connectors Connector can be rotated by 270Â° BASIC ABSOLUTE ENCODER 32 P/REV (ENCODER A-32); PERFORMANCE REDUCTION BY 10% DUE TO ABSOLUTE ENCODER; SHAFT WITH FITTED KEY, TOLERANCE N; W/O HOLDING BRAKE DEGREE OF PROTECTION IP64 | - | 0 | 0
1FK7044-7AH71-1GA2 |  | 1FK7044-7AH71-1GA2 | 1 | UN | 1 | 60 | X | D | N | N | 85015220 | 1 |  | 7.703 | KG | 1486.98 | 1486.98 | MC05 | MC05 | SIMOTICS S Synchronous servo motor 1FK7 High Dynamic, 4.0Nm 100K, 4500rpm, 1.41kW Naturally cooled IM B5 (V1, V3) power/signal connectors Connector can be rotated by 270Â° BASIC ABSOLUTE ENCODER 32 P/REV (ENCODER A-32); PERFORMANCE REDUCTION BY 10% DUE TO ABSOLUTE ENCODER; SHAFT WITH FITTED KEY, TOLERANCE N; W/O HOLDING BRAKE DEGREE OF PROTECTION IP65 FLANGE ON DRIVE END IP67 | - | 0 | 0
1FK7044-7AH71-1GA3 |  | 1FK7044-7AH71-1GA3 | 1 | UN | 1 | 60 | X | D | N | N | 85015220 | 1 |  | 7.703 | KG | 1447.82 | 1447.82 | MC05 | MC05 | SIMOTICS S Synchronous servo motor 1FK7 High Dynamic, 4.0Nm 100K, 4500rpm, 1.41kW Naturally cooled IM B5 (V1, V3) power/signal connectors Connector can be rotated by 270Â° BASIC ABSOLUTE ENCODER 32 P/REV (ENCODER A-32); PERFORMANCE REDUCTION BY 10% DUE TO ABSOLUTE ENCODER; SHAFT WITH FITTED KEY, TOLERANCE N; W/O HOLDING BRAKE DEGREE OF PROTECTION IP64; PAINT FINISH RAL7016 | - | 0 | 0
1FK7044-7AH71-1GA5 |  | 1FK7044-7AH71-1GA5 | 1 | UN | 1 | 60 | X | D | N | N | 85015220 | 1 |  | 7.703 | KG | 1523.77 | 1523.77 | MC05 | MC05 | SIMOTICS S Synchronous servo motor 1FK7 High Dynamic, 4.0Nm 100K, 4500rpm, 1.41kW Naturally cooled IM B5 (V1, V3) power/signal connectors Connector can be rotated by 270Â° BASIC ABSOLUTE ENCODER 32 P/REV (ENCODER A-32); PERFORMANCE REDUCTION BY 10% DUE TO ABSOLUTE ENCODER; SHAFT WITH FITTED KEY, TOLERANCE N; W/O HOLDING BRAKE DEGREE OF PROTECTION IP65 AS FLANGE IP67; PAINT FINISH RAL7016 | - | 0 | 0
1FK7044-7AH71-1GA8 |  | 1FK7044-7AH71-1GA8 | 1 | UN | 1 | 60 | X | D | N | N | 85015220 | 1 |  | 7.703 | KG | 1604.98 | 1604.98 | MC05 | MC05 | SIMOTICS S Synchronous servo motor 1FK7 High Dynamic, 4.0Nm 100K, 4500rpm, 1.41kW Naturally cooled IM B5 (V1, V3) power/signal connectors Connector can be rotated by 270Â° BASIC ABSOLUTE ENCODER 32 P/REV (ENCODER A-32); PERFORMANCE REDUCTION BY 10% DUE TO ABSOLUTE ENCODER; SHAFT WITH FITTED KEY, TOLERANCE N; W/O HOLDING BRAKE DEGREE OF PROTECTION IP65 IP67 D-END FLANGE; RAL7016 COATING; METALLIC RATING PLATE AT MOTOR | - | 0 | 0
1FK7044-7AH71-1GB0 |  | 1FK7044-7AH71-1GB0 | 1 | UN | 1 | 60 | X | D | N | N | 85015220 | 1 |  | 8.302 | KG | 1622.95 | 1622.95 | MC05 | MC05 | SIMOTICS S Synchronous servo motor 1FK7 High Dynamic, 4.0Nm 100K, 4500rpm, 1.41kW Naturally cooled IM B5 (V1, V3) power/signal connectors Connector can be rotated by 270Â° BASIC ABSOLUTE ENCODER 32 P/REV (ENCODER A-32); PERFORMANCE REDUCTION BY 10% DUE TO ABSOLUTE ENCODER; SHAFT WITH FITTED KEY, TOLERANCE N; WITH HOLDING BRAKE DEGREE OF PROTECTION IP64 | - | 0 | 0
1FK7044-7AH71-1GB2 |  | 1FK7044-7AH71-1GB2 | 1 | UN | 1 | 60 | X | D | N | N | 85015220 | 1 |  | 8.302 | KG | 1698.92 | 1698.92 | MC05 | MC05 | SIMOTICS S Synchronous servo motor 1FK7 High Dynamic, 4.0Nm 100K, 4500rpm, 1.41kW Naturally cooled IM B5 (V1, V3) power/signal connectors Connector can be rotated by 270Â° BASIC ABSOLUTE ENCODER 32 P/REV (ENCODER A-32); PERFORMANCE REDUCTION BY 10% DUE TO ABSOLUTE ENCODER; SHAFT WITH FITTED KEY, TOLERANCE N; WITH HOLDING BRAKE DEGREE OF PROTECTION IP65 FLANGE ON DRIVE END IP67 | - | 0 | 0
1FK7044-7AH71-1GB3 |  | 1FK7044-7AH71-1GB3 | 1 | UN | 1 | 60 | X | D | N | N | 85015220 | 1 |  | 8.302 | KG | 1659.76 | 1659.76 | MC05 | MC05 | SIMOTICS S Synchronous servo motor 1FK7 High Dynamic, 4.0Nm 100K, 4500rpm, 1.41kW Naturally cooled IM B5 (V1, V3) power/signal connectors Connector can be rotated by 270Â° BASIC ABSOLUTE ENCODER 32 P/REV (ENCODER A-32); PERFORMANCE REDUCTION BY 10% DUE TO ABSOLUTE ENCODER; SHAFT WITH FITTED KEY, TOLERANCE N; WITH HOLDING BRAKE DEGREE OF PROTECTION IP64; PAINT FINISH RAL7016 | - | 0 | 0
1FK7044-7AH71-1GB5 |  | 1FK7044-7AH71-1GB5 | 1 | UN | 1 | 60 | X | D | N | N | 85015220 | 1 |  | 8.302 | KG | 1735.71 | 1735.71 | MC05 | MC05 | SIMOTICS S Synchronous servo motor 1FK7 High Dynamic, 4.0Nm 100K, 4500rpm, 1.41kW Naturally cooled IM B5 (V1, V3) power/signal connectors Connector can be rotated by 270Â° BASIC ABSOLUTE ENCODER 32 P/REV (ENCODER A-32); PERFORMANCE REDUCTION BY 10% DUE TO ABSOLUTE ENCODER; SHAFT WITH FITTED KEY, TOLERANCE N; WITH HOLDING BRAKE DEGREE OF PROTECTION IP65 AS FLANGE IP67; PAINT FINISH RAL7016 | - | 0 | 0
1FK7044-7AH71-1GB8 |  | 1FK7044-7AH71-1GB8 | 1 | UN | 1 | 60 | X | D | N | N | 85015220 | 1 |  | 8.302 | KG | 1816.92 | 1816.92 | MC05 | MC05 | SIMOTICS S Synchronous servo motor 1FK7 High Dynamic, 4.0Nm 100K, 4500rpm, 1.41kW Naturally cooled IM B5 (V1, V3) power/signal connectors Connector can be rotated by 270Â° BASIC ABSOLUTE ENCODER 32 P/REV (ENCODER A-32); PERFORMANCE REDUCTION BY 10% DUE TO ABSOLUTE ENCODER; SHAFT WITH FITTED KEY, TOLERANCE N; WITH HOLDING BRAKE DEGREE OF PROTECTION IP65 IP67 D-END FLANGE; RAL7016 COATING; METALLIC RATING PLATE AT MOTOR | - | 0 | 0
1FK7044-7AH71-1GG0 |  | 1FK7044-7AH71-1GG0 | 1 | UN | 1 | 60 | X | D | N | N | 85015220 | 1 |  | 7.703 | KG | 1340.96 | 1340.96 | MC05 | MC05 | SIMOTICS S Synchronous servo motor 1FK7 High Dynamic, 4.0Nm 100K, 4500rpm, 1.41kW Naturally cooled IM B5 (V1, V3) power/signal connectors Connector can be rotated by 270Â° BASIC ABSOLUTE ENCODER 32 P/REV (ENCODER A-32); PERFORMANCE REDUCTION BY 10% DUE TO ABSOLUTE ENCODER; PLAIN SHAFT, TOLERANCE N; W/O HOLDING BRAKE DEGREE OF PROTECTION IP64 | - | 0 | 0
1FK7044-7AH71-1GG2 |  | 1FK7044-7AH71-1GG2 | 1 | UN | 1 | 60 | X | D | N | N | 85015220 | 1 |  | 7.703 | KG | 1416.93 | 1416.93 | MC05 | MC05 | SIMOTICS S Synchronous servo motor 1FK7 High Dynamic, 4.0Nm 100K, 4500rpm, 1.41kW Naturally cooled IM B5 (V1, V3) power/signal connectors Connector can be rotated by 270Â° BASIC ABSOLUTE ENCODER 32 P/REV (ENCODER A-32); PERFORMANCE REDUCTION BY 10% DUE TO ABSOLUTE ENCODER; PLAIN SHAFT, TOLERANCE N; W/O HOLDING BRAKE DEGREE OF PROTECTION IP65 FLANGE ON DRIVE END IP67 | - | 0 | 0
1FK7044-7AH71-1GG3 |  | 1FK7044-7AH71-1GG3 | 1 | UN | 1 | 60 | X | D | N | N | 85015220 | 1 |  | 7.703 | KG | 1377.77 | 1377.77 | MC05 | MC05 | SIMOTICS S Synchronous servo motor 1FK7 High Dynamic, 4.0Nm 100K, 4500rpm, 1.41kW Naturally cooled IM B5 (V1, V3) power/signal connectors Connector can be rotated by 270Â° BASIC ABSOLUTE ENCODER 32 P/REV (ENCODER A-32); PERFORMANCE REDUCTION BY 10% DUE TO ABSOLUTE ENCODER; PLAIN SHAFT, TOLERANCE N; W/O HOLDING BRAKE DEGREE OF PROTECTION IP64; PAINT FINISH RAL7016 | - | 0 | 0
1FK7044-7AH71-1GG5 |  | 1FK7044-7AH71-1GG5 | 1 | UN | 1 | 60 | X | D | N | N | 85015220 | 1 |  | 7.703 | KG | 1453.72 | 1453.72 | MC05 | MC05 | SIMOTICS S Synchronous servo motor 1FK7 High Dynamic, 4.0Nm 100K, 4500rpm, 1.41kW Naturally cooled IM B5 (V1, V3) power/signal connectors Connector can be rotated by 270Â° BASIC ABSOLUTE ENCODER 32 P/REV (ENCODER A-32); PERFORMANCE REDUCTION BY 10% DUE TO ABSOLUTE ENCODER; PLAIN SHAFT, TOLERANCE N; W/O HOLDING BRAKE DEGREE OF PROTECTION IP65 AS FLANGE IP67; PAINT FINISH RAL7016 | - | 0 | 0
1FK7044-7AH71-1GG8 |  | 1FK7044-7AH71-1GG8 | 1 | UN | 1 | 60 | X | D | N | N | 85015220 | 1 |  | 7.703 | KG | 1534.93 | 1534.93 | MC05 | MC05 | SIMOTICS S Synchronous servo motor 1FK7 High Dynamic, 4.0Nm 100K, 4500rpm, 1.41kW Naturally cooled IM B5 (V1, V3) power/signal connectors Connector can be rotated by 270Â° BASIC ABSOLUTE ENCODER 32 P/REV (ENCODER A-32); PERFORMANCE REDUCTION BY 10% DUE TO ABSOLUTE ENCODER; PLAIN SHAFT, TOLERANCE N; W/O HOLDING BRAKE DEGREE OF PROTECTION IP65 IP67 D-END FLANGE; RAL7016 COATING; METALLIC RATING PLATE AT MOTOR | - | 0 | 0
1FK7044-7AH71-1GH0 |  | 1FK7044-7AH71-1GH0 | 1 | UN | 1 | 60 | X | D | N | N | 85015220 | 1 |  | 8.302 | KG | 1551.09 | 1551.09 | MC05 | MC05 | SIMOTICS S Synchronous servo motor 1FK7 High Dynamic, 4.0Nm 100K, 4500rpm, 1.41kW Naturally cooled IM B5 (V1, V3) power/signal connectors Connector can be rotated by 270Â° BASIC ABSOLUTE ENCODER 32 P/REV (ENCODER A-32); PERFORMANCE REDUCTION BY 10% DUE TO ABSOLUTE ENCODER; PLAIN SHAFT, TOLERANCE N; WITH HOLDING BRAKE DEGREE OF PROTECTION IP64 | - | 0 | 0
1FK7044-7AH71-1GH2 |  | 1FK7044-7AH71-1GH2 | 1 | UN | 1 | 60 | X | D | N | N | 85015220 | 1 |  | 8.302 | KG | 1627.06 | 1627.06 | MC05 | MC05 | SIMOTICS S Synchronous servo motor 1FK7 High Dynamic, 4.0Nm 100K, 4500rpm, 1.41kW Naturally cooled IM B5 (V1, V3) power/signal connectors Connector can be rotated by 270Â° BASIC ABSOLUTE ENCODER 32 P/REV (ENCODER A-32); PERFORMANCE REDUCTION BY 10% DUE TO ABSOLUTE ENCODER; PLAIN SHAFT, TOLERANCE N; WITH HOLDING BRAKE DEGREE OF PROTECTION IP65 FLANGE ON DRIVE END IP67 | - | 0 | 0
1FK7044-7AH71-1GH3 |  | 1FK7044-7AH71-1GH3 | 1 | UN | 1 | 60 | X | D | N | N | 85015220 | 1 |  | 8.302 | KG | 1587.9 | 1587.9 | MC05 | MC05 | SIMOTICS S Synchronous servo motor 1FK7 High Dynamic, 4.0Nm 100K, 4500rpm, 1.41kW Naturally cooled IM B5 (V1, V3) power/signal connectors Connector can be rotated by 270Â° BASIC ABSOLUTE ENCODER 32 P/REV (ENCODER A-32); PERFORMANCE REDUCTION BY 10% DUE TO ABSOLUTE ENCODER; PLAIN SHAFT, TOLERANCE N; WITH HOLDING BRAKE DEGREE OF PROTECTION IP64; PAINT FINISH RAL7016 | - | 0 | 0
1FK7044-7AH71-1GH5 |  | 1FK7044-7AH71-1GH5 | 1 | UN | 1 | 60 | X | D | N | N | 85015220 | 1 |  | 8.302 | KG | 1663.85 | 1663.85 | MC05 | MC05 | SIMOTICS S Synchronous servo motor 1FK7 High Dynamic, 4.0Nm 100K, 4500rpm, 1.41kW Naturally cooled IM B5 (V1, V3) power/signal connectors Connector can be rotated by 270Â° BASIC ABSOLUTE ENCODER 32 P/REV (ENCODER A-32); PERFORMANCE REDUCTION BY 10% DUE TO ABSOLUTE ENCODER; PLAIN SHAFT, TOLERANCE N; WITH HOLDING BRAKE DEGREE OF PROTECTION IP65 AS FLANGE IP67; PAINT FINISH RAL7016 | - | 0 | 0
1FK7044-7AH71-1GH8 |  | 1FK7044-7AH71-1GH8 | 1 | UN | 1 | 60 | X | D | N | N | 85015220 | 1 |  | 8.302 | KG | 1745.06 | 1745.06 | MC05 | MC05 | SIMOTICS S Synchronous servo motor 1FK7 High Dynamic, 4.0Nm 100K, 4500rpm, 1.41kW Naturally cooled IM B5 (V1, V3) power/signal connectors Connector can be rotated by 270Â° BASIC ABSOLUTE ENCODER 32 P/REV (ENCODER A-32); PERFORMANCE REDUCTION BY 10% DUE TO ABSOLUTE ENCODER; PLAIN SHAFT, TOLERANCE N; WITH HOLDING BRAKE DEGREE OF PROTECTION IP65 IP67 D-END FLANGE; RAL7016 COATING; METALLIC RATING PLATE AT MOTOR | - | 0 | 0
1FK7044-7AH71-1KA0 |  | 1FK7044-7AH71-1KA0 | 1 | UN | 1 | 60 | X | D | N | N | 85015220 | 1 |  | 7.703 | KG | 1604.98 | 1604.98 | MC05 | MC05 | SIMOTICS S Synchronous servo motor 1FK7 High Dynamic, 4.0Nm 100K, 4500rpm, 1.41kW Naturally cooled IM B5 (V1, V3) power/signal connectors Connector can be rotated by 270Â° BASIC ABSOLUTE ENCODER 32 P/REV (ENCODER A-32) WITH DRIVE-CLIQ INTERFACE; PERFORMANCE REDUCTION BY 10% DUE TO ABSOLUTE ENCODER; SHAFT WITH FITTED KEY, TOLERANCE N; W/O HOLDING BRAKE DEGREE OF PROTECTION IP64 | - | 0 | 0
1FK7044-7AH71-1KA2 |  | 1FK7044-7AH71-1KA2 | 1 | UN | 1 | 60 | X | D | N | N | 85015220 | 1 |  | 7.703 | KG | 1680.95 | 1680.95 | MC05 | MC05 | SIMOTICS S Synchronous servo motor 1FK7 High Dynamic, 4.0Nm 100K, 4500rpm, 1.41kW Naturally cooled IM B5 (V1, V3) power/signal connectors Connector can be rotated by 270Â° BASIC ABSOLUTE ENCODER 32 P/REV (ENCODER A-32) WITH DRIVE-CLIQ INTERFACE; PERFORMANCE REDUCTION BY 10% DUE TO ABSOLUTE ENCODER; SHAFT WITH FITTED KEY, TOLERANCE N; W/O HOLDING BRAKE DEGREE OF PROTECTION IP65 FLANGE ON DRIVE END IP67 | - | 0 | 0
1FK7044-7AH71-1KA3 |  | 1FK7044-7AH71-1KA3 | 1 | UN | 1 | 60 | X | D | N | N | 85015220 | 1 |  | 7.703 | KG | 1641.79 | 1641.79 | MC05 | MC05 | SIMOTICS S Synchronous servo motor 1FK7 High Dynamic, 4.0Nm 100K, 4500rpm, 1.41kW Naturally cooled IM B5 (V1, V3) power/signal connectors Connector can be rotated by 270Â° BASIC ABSOLUTE ENCODER 32 P/REV (ENCODER A-32) WITH DRIVE-CLIQ INTERFACE; PERFORMANCE REDUCTION BY 10% DUE TO ABSOLUTE ENCODER; SHAFT WITH FITTED KEY, TOLERANCE N; W/O HOLDING BRAKE DEGREE OF PROTECTION IP64; PAINT FINISH RAL7016 | - | 0 | 0
1FK7044-7AH71-1KA5 |  | 1FK7044-7AH71-1KA5 | 1 | UN | 1 | 60 | X | D | N | N | 85015220 | 1 |  | 7.703 | KG | 1717.74 | 1717.74 | MC05 | MC05 | SIMOTICS S Synchronous servo motor 1FK7 High Dynamic, 4.0Nm 100K, 4500rpm, 1.41kW Naturally cooled IM B5 (V1, V3) power/signal connectors Connector can be rotated by 270Â° BASIC ABSOLUTE ENCODER 32 P/REV (ENCODER A-32) WITH DRIVE-CLIQ INTERFACE; PERFORMANCE REDUCTION BY 10% DUE TO ABSOLUTE ENCODER; SHAFT WITH FITTED KEY, TOLERANCE N; W/O HOLDING BRAKE DEGREE OF PROTECTION IP65 AS FLANGE IP67; PAINT FINISH RAL7016 | - | 0 | 0
1FK7044-7AH71-1KA8 |  | 1FK7044-7AH71-1KA8 | 1 | UN | 1 | 60 | X | D | N | N | 85015220 | 1 |  | 7.703 | KG | 1798.95 | 1798.95 | MC05 | MC05 | SIMOTICS S Synchronous servo motor 1FK7 High Dynamic, 4.0Nm 100K, 4500rpm, 1.41kW Naturally cooled IM B5 (V1, V3) power/signal connectors Connector can be rotated by 270Â° BASIC ABSOLUTE ENCODER 32 P/REV (ENCODER A-32) WITH DRIVE-CLIQ INTERFACE; PERFORMANCE REDUCTION BY 10% DUE TO ABSOLUTE ENCODER; SHAFT WITH FITTED KEY, TOLERANCE N; W/O HOLDING BRAKE DEGREE OF PROTECTION IP65 IP67 D-END FLANGE; RAL7016 COATING; METALLIC RATING PLATE AT MOTOR | - | 0 | 0
1FK7044-7AH71-1KB0 |  | 1FK7044-7AH71-1KB0 | 1 | UN | 1 | 60 | X | D | N | N | 85015220 | 1 |  | 8.302 | KG | 1816.92 | 1816.92 | MC05 | MC05 | SIMOTICS S Synchronous servo motor 1FK7 High Dynamic, 4.0Nm 100K, 4500rpm, 1.41kW Naturally cooled IM B5 (V1, V3) power/signal connectors Connector can be rotated by 270Â° BASIC ABSOLUTE ENCODER 32 P/REV (ENCODER A-32) WITH DRIVE-CLIQ INTERFACE; PERFORMANCE REDUCTION BY 10% DUE TO ABSOLUTE ENCODER; SHAFT WITH FITTED KEY, TOLERANCE N; WITH HOLDING BRAKE DEGREE OF PROTECTION IP64 | - | 0 | 0
1FK7044-7AH71-1KB2 |  | 1FK7044-7AH71-1KB2 | 1 | UN | 1 | 60 | X | D | N | N | 85015220 | 1 |  | 8.302 | KG | 1892.89 | 1892.89 | MC05 | MC05 | SIMOTICS S Synchronous servo motor 1FK7 High Dynamic, 4.0Nm 100K, 4500rpm, 1.41kW Naturally cooled IM B5 (V1, V3) power/signal connectors Connector can be rotated by 270Â° BASIC ABSOLUTE ENCODER 32 P/REV (ENCODER A-32) WITH DRIVE-CLIQ INTERFACE; PERFORMANCE REDUCTION BY 10% DUE TO ABSOLUTE ENCODER; SHAFT WITH FITTED KEY, TOLERANCE N; WITH HOLDING BRAKE DEGREE OF PROTECTION IP65 FLANGE ON DRIVE END IP67 | - | 0 | 0
1FK7044-7AH71-1KB3 |  | 1FK7044-7AH71-1KB3 | 1 | UN | 1 | 60 | X | D | N | N | 85015220 | 1 |  | 8.302 | KG | 1853.73 | 1853.73 | MC05 | MC05 | SIMOTICS S Synchronous servo motor 1FK7 High Dynamic, 4.0Nm 100K, 4500rpm, 1.41kW Naturally cooled IM B5 (V1, V3) power/signal connectors Connector can be rotated by 270Â° BASIC ABSOLUTE ENCODER 32 P/REV (ENCODER A-32) WITH DRIVE-CLIQ INTERFACE; PERFORMANCE REDUCTION BY 10% DUE TO ABSOLUTE ENCODER; SHAFT WITH FITTED KEY, TOLERANCE N; WITH HOLDING BRAKE DEGREE OF PROTECTION IP64; PAINT FINISH RAL7016 | - | 0 | 0
1FK7044-7AH71-1KB5 |  | 1FK7044-7AH71-1KB5 | 1 | UN | 1 | 60 | X | D | N | N | 85015220 | 1 |  | 8.302 | KG | 1929.68 | 1929.68 | MC05 | MC05 | SIMOTICS S Synchronous servo motor 1FK7 High Dynamic, 4.0Nm 100K, 4500rpm, 1.41kW Naturally cooled IM B5 (V1, V3) power/signal connectors Connector can be rotated by 270Â° BASIC ABSOLUTE ENCODER 32 P/REV (ENCODER A-32) WITH DRIVE-CLIQ INTERFACE; PERFORMANCE REDUCTION BY 10% DUE TO ABSOLUTE ENCODER; SHAFT WITH FITTED KEY, TOLERANCE N; WITH HOLDING BRAKE DEGREE OF PROTECTION IP65 AS FLANGE IP67; PAINT FINISH RAL7016 | - | 0 | 0
1FK7044-7AH71-1KB8 |  | 1FK7044-7AH71-1KB8 | 1 | UN | 1 | 60 | X | D | N | N | 85015220 | 1 |  | 8.302 | KG | 2010.89 | 2010.89 | MC05 | MC05 | SIMOTICS S Synchronous servo motor 1FK7 High Dynamic, 4.0Nm 100K, 4500rpm, 1.41kW Naturally cooled IM B5 (V1, V3) power/signal connectors Connector can be rotated by 270Â° BASIC ABSOLUTE ENCODER 32 P/REV (ENCODER A-32) WITH DRIVE-CLIQ INTERFACE; PERFORMANCE REDUCTION BY 10% DUE TO ABSOLUTE ENCODER; SHAFT WITH FITTED KEY, TOLERANCE N; WITH HOLDING BRAKE DEGREE OF PROTECTION IP65 IP67 D-END FLANGE; RAL7016 COATING; METALLIC RATING PLATE AT MOTOR | - | 0 | 0
1FK7044-7AH71-1KG0 |  | 1FK7044-7AH71-1KG0 | 1 | UN | 1 | 60 | X | D | N | N | 85015220 | 1 |  | 7.703 | KG | 1534.93 | 1534.93 | MC05 | MC05 | SIMOTICS S Synchronous servo motor 1FK7 High Dynamic, 4.0Nm 100K, 4500rpm, 1.41kW Naturally cooled IM B5 (V1, V3) power/signal connectors Connector can be rotated by 270Â° BASIC ABSOLUTE ENCODER 32 P/REV (ENCODER A-32) WITH DRIVE-CLIQ INTERFACE; PERFORMANCE REDUCTION BY 10% DUE TO ABSOLUTE ENCODER; PLAIN SHAFT, TOLERANCE N; W/O HOLDING BRAKE DEGREE OF PROTECTION IP64 | - | 0 | 0
1FK7044-7AH71-1KG2 |  | 1FK7044-7AH71-1KG2 | 1 | UN | 1 | 60 | X | D | N | N | 85015220 | 1 |  | 7.703 | KG | 1610.9 | 1610.9 | MC05 | MC05 | SIMOTICS S Synchronous servo motor 1FK7 High Dynamic, 4.0Nm 100K, 4500rpm, 1.41kW Naturally cooled IM B5 (V1, V3) power/signal connectors Connector can be rotated by 270Â° BASIC ABSOLUTE ENCODER 32 P/REV (ENCODER A-32) WITH DRIVE-CLIQ INTERFACE; PERFORMANCE REDUCTION BY 10% DUE TO ABSOLUTE ENCODER; PLAIN SHAFT, TOLERANCE N; W/O HOLDING BRAKE DEGREE OF PROTECTION IP65 FLANGE ON DRIVE END IP67 | - | 0 | 0
1FK7044-7AH71-1KG3 |  | 1FK7044-7AH71-1KG3 | 1 | UN | 1 | 60 | X | D | N | N | 85015220 | 1 |  | 7.703 | KG | 1571.74 | 1571.74 | MC05 | MC05 | SIMOTICS S Synchronous servo motor 1FK7 High Dynamic, 4.0Nm 100K, 4500rpm, 1.41kW Naturally cooled IM B5 (V1, V3) power/signal connectors Connector can be rotated by 270Â° BASIC ABSOLUTE ENCODER 32 P/REV (ENCODER A-32) WITH DRIVE-CLIQ INTERFACE; PERFORMANCE REDUCTION BY 10% DUE TO ABSOLUTE ENCODER; PLAIN SHAFT, TOLERANCE N; W/O HOLDING BRAKE DEGREE OF PROTECTION IP64; PAINT FINISH RAL7016 | - | 0 | 0
1FK7044-7AH71-1KG5 |  | 1FK7044-7AH71-1KG5 | 1 | UN | 1 | 60 | X | D | N | N | 85015220 | 1 |  | 7.703 | KG | 1647.69 | 1647.69 | MC05 | MC05 | SIMOTICS S Synchronous servo motor 1FK7 High Dynamic, 4.0Nm 100K, 4500rpm, 1.41kW Naturally cooled IM B5 (V1, V3) power/signal connectors Connector can be rotated by 270Â° BASIC ABSOLUTE ENCODER 32 P/REV (ENCODER A-32) WITH DRIVE-CLIQ INTERFACE; PERFORMANCE REDUCTION BY 10% DUE TO ABSOLUTE ENCODER; PLAIN SHAFT, TOLERANCE N; W/O HOLDING BRAKE DEGREE OF PROTECTION IP65 AS FLANGE IP67; PAINT FINISH RAL7016 | - | 0 | 0
1FK7044-7AH71-1KG8 |  | 1FK7044-7AH71-1KG8 | 1 | UN | 1 | 60 | X | D | N | N | 85015220 | 1 |  | 7.703 | KG | 1728.9 | 1728.9 | MC05 | MC05 | SIMOTICS S Synchronous servo motor 1FK7 High Dynamic, 4.0Nm 100K, 4500rpm, 1.41kW Naturally cooled IM B5 (V1, V3) power/signal connectors Connector can be rotated by 270Â° BASIC ABSOLUTE ENCODER 32 P/REV (ENCODER A-32) WITH DRIVE-CLIQ INTERFACE; PERFORMANCE REDUCTION BY 10% DUE TO ABSOLUTE ENCODER; PLAIN SHAFT, TOLERANCE N; W/O HOLDING BRAKE DEGREE OF PROTECTION IP65 IP67 D-END FLANGE; RAL7016 COATING; METALLIC RATING PLATE AT MOTOR | - | 0 | 0
1FK7044-7AH71-1KH0 |  | 1FK7044-7AH71-1KH0 | 1 | UN | 1 | 60 | X | D | N | N | 85015220 | 1 |  | 8.302 | KG | 1745.06 | 1745.06 | MC05 | MC05 | SIMOTICS S Synchronous servo motor 1FK7 High Dynamic, 4.0Nm 100K, 4500rpm, 1.41kW Naturally cooled IM B5 (V1, V3) power/signal connectors Connector can be rotated by 270Â° BASIC ABSOLUTE ENCODER 32 P/REV (ENCODER A-32) WITH DRIVE-CLIQ INTERFACE; PERFORMANCE REDUCTION BY 10% DUE TO ABSOLUTE ENCODER; PLAIN SHAFT, TOLERANCE N; WITH HOLDING BRAKE DEGREE OF PROTECTION IP64 | - | 0 | 0
1FK7044-7AH71-1KH2 |  | 1FK7044-7AH71-1KH2 | 1 | UN | 1 | 60 | X | D | N | N | 85015220 | 1 |  | 8.302 | KG | 1821.03 | 1821.03 | MC05 | MC05 | SIMOTICS S Synchronous servo motor 1FK7 High Dynamic, 4.0Nm 100K, 4500rpm, 1.41kW Naturally cooled IM B5 (V1, V3) power/signal connectors Connector can be rotated by 270Â° BASIC ABSOLUTE ENCODER 32 P/REV (ENCODER A-32) WITH DRIVE-CLIQ INTERFACE; PERFORMANCE REDUCTION BY 10% DUE TO ABSOLUTE ENCODER; PLAIN SHAFT, TOLERANCE N; WITH HOLDING BRAKE DEGREE OF PROTECTION IP65 FLANGE ON DRIVE END IP67 | - | 0 | 0
1FK7044-7AH71-1KH3 |  | 1FK7044-7AH71-1KH3 | 1 | UN | 1 | 60 | X | D | N | N | 85015220 | 1 |  | 8.302 | KG | 1781.87 | 1781.87 | MC05 | MC05 | SIMOTICS S Synchronous servo motor 1FK7 High Dynamic, 4.0Nm 100K, 4500rpm, 1.41kW Naturally cooled IM B5 (V1, V3) power/signal connectors Connector can be rotated by 270Â° BASIC ABSOLUTE ENCODER 32 P/REV (ENCODER A-32) WITH DRIVE-CLIQ INTERFACE; PERFORMANCE REDUCTION BY 10% DUE TO ABSOLUTE ENCODER; PLAIN SHAFT, TOLERANCE N; WITH HOLDING BRAKE DEGREE OF PROTECTION IP64; PAINT FINISH RAL7016 | - | 0 | 0
1FK7044-7AH71-1KH5 |  | 1FK7044-7AH71-1KH5 | 1 | UN | 1 | 60 | X | D | N | N | 85015220 | 1 |  | 8.302 | KG | 1857.82 | 1857.82 | MC05 | MC05 | SIMOTICS S Synchronous servo motor 1FK7 High Dynamic, 4.0Nm 100K, 4500rpm, 1.41kW Naturally cooled IM B5 (V1, V3) power/signal connectors Connector can be rotated by 270Â° BASIC ABSOLUTE ENCODER 32 P/REV (ENCODER A-32) WITH DRIVE-CLIQ INTERFACE; PERFORMANCE REDUCTION BY 10% DUE TO ABSOLUTE ENCODER; PLAIN SHAFT, TOLERANCE N; WITH HOLDING BRAKE DEGREE OF PROTECTION IP65 AS FLANGE IP67; PAINT FINISH RAL7016 | - | 0 | 0
1FK7044-7AH71-1KH8 |  | 1FK7044-7AH71-1KH8 | 1 | UN | 1 | 60 | X | D | N | N | 85015220 | 1 |  | 8.302 | KG | 1939.03 | 1939.03 | MC05 | MC05 | SIMOTICS S Synchronous servo motor 1FK7 High Dynamic, 4.0Nm 100K, 4500rpm, 1.41kW Naturally cooled IM B5 (V1, V3) power/signal connectors Connector can be rotated by 270Â° BASIC ABSOLUTE ENCODER 32 P/REV (ENCODER A-32) WITH DRIVE-CLIQ INTERFACE; PERFORMANCE REDUCTION BY 10% DUE TO ABSOLUTE ENCODER; PLAIN SHAFT, TOLERANCE N; WITH HOLDING BRAKE DEGREE OF PROTECTION IP65 IP67 D-END FLANGE; RAL7016 COATING; METALLIC RATING PLATE AT MOTOR | - | 0 | 0
1FK7044-7AH71-1PA0 |  | 1FK7044-7AH71-1PA0 | 1 | UN | 1 | 60 | X | D | N | N | 85015220 | 1 |  | 7.703 | KG | 1249.38 | 1249.38 | MC05 | MC05 | SIMOTICS S Synchronous servo motor 1FK7 High Dynamic, 4.0Nm 100K, 4500rpm, 1.41kW Naturally cooled IM B5 (V1, V3) power/signal connectors Connector can be rotated by 270Â° RESOLVER 2-POLE (RESOLVER P=1) WITH DRIVE-CLIQ INTERFACE; SHAFT WITH FITTED KEY, TOLERANCE N; W/O HOLDING BRAKE DEGREE OF PROTECTION IP64 | - | 0 | 0
1FK7044-7AH71-1PA2 |  | 1FK7044-7AH71-1PA2 | 1 | UN | 1 | 60 | X | D | N | N | 85015220 | 1 |  | 7.703 | KG | 1325.35 | 1325.35 | MC05 | MC05 | SIMOTICS S Synchronous servo motor 1FK7 High Dynamic, 4.0Nm 100K, 4500rpm, 1.41kW Naturally cooled IM B5 (V1, V3) power/signal connectors Connector can be rotated by 270Â° RESOLVER 2-POLE (RESOLVER P=1) WITH DRIVE-CLIQ INTERFACE; SHAFT WITH FITTED KEY, TOLERANCE N; W/O HOLDING BRAKE DEGREE OF PROTECTION IP65 FLANGE ON DRIVE END IP67 | - | 0 | 0
1FK7044-7AH71-1PA3 |  | 1FK7044-7AH71-1PA3 | 1 | UN | 1 | 60 | X | D | N | N | 85015220 | 1 |  | 7.703 | KG | 1286.19 | 1286.19 | MC05 | MC05 | SIMOTICS S Synchronous servo motor 1FK7 High Dynamic, 4.0Nm 100K, 4500rpm, 1.41kW Naturally cooled IM B5 (V1, V3) power/signal connectors Connector can be rotated by 270Â° RESOLVER 2-POLE (RESOLVER P=1) WITH DRIVE-CLIQ INTERFACE; SHAFT WITH FITTED KEY, TOLERANCE N; W/O HOLDING BRAKE DEGREE OF PROTECTION IP64; PAINT FINISH RAL7016 | - | 0 | 0
1FK7044-7AH71-1PA5 |  | 1FK7044-7AH71-1PA5 | 1 | UN | 1 | 60 | X | D | N | N | 85015220 | 1 |  | 7.703 | KG | 1362.14 | 1362.14 | MC05 | MC05 | SIMOTICS S Synchronous servo motor 1FK7 High Dynamic, 4.0Nm 100K, 4500rpm, 1.41kW Naturally cooled IM B5 (V1, V3) power/signal connectors Connector can be rotated by 270Â° RESOLVER 2-POLE (RESOLVER P=1) WITH DRIVE-CLIQ INTERFACE; SHAFT WITH FITTED KEY, TOLERANCE N; W/O HOLDING BRAKE DEGREE OF PROTECTION IP65 AS FLANGE IP67; PAINT FINISH RAL7016 | - | 0 | 0
1FK7044-7AH71-1PA8 |  | 1FK7044-7AH71-1PA8 | 1 | UN | 1 | 60 | X | D | N | N | 85015220 | 1 |  | 7.703 | KG | 1443.35 | 1443.35 | MC05 | MC05 | SIMOTICS S Synchronous servo motor 1FK7 High Dynamic, 4.0Nm 100K, 4500rpm, 1.41kW Naturally cooled IM B5 (V1, V3) power/signal connectors Connector can be rotated by 270Â° RESOLVER 2-POLE (RESOLVER P=1) WITH DRIVE-CLIQ INTERFACE; SHAFT WITH FITTED KEY, TOLERANCE N; W/O HOLDING BRAKE DEGREE OF PROTECTION IP65 IP67 D-END FLANGE; RAL7016 COATING; METALLIC RATING PLATE AT MOTOR | - | 0 | 0
1FK7044-7AH71-1PB0 |  | 1FK7044-7AH71-1PB0 | 1 | UN | 1 | 60 | X | D | N | N | 85015220 | 1 |  | 8.302 | KG | 1461.32 | 1461.32 | MC05 | MC05 | SIMOTICS S Synchronous servo motor 1FK7 High Dynamic, 4.0Nm 100K, 4500rpm, 1.41kW Naturally cooled IM B5 (V1, V3) power/signal connectors Connector can be rotated by 270Â° RESOLVER 2-POLE (RESOLVER P=1) WITH DRIVE-CLIQ INTERFACE; SHAFT WITH FITTED KEY, TOLERANCE N; WITH HOLDING BRAKE DEGREE OF PROTECTION IP64 | - | 0 | 0
1FK7044-7AH71-1PB2 |  | 1FK7044-7AH71-1PB2 | 1 | UN | 1 | 60 | X | D | N | N | 85015220 | 1 |  | 8.302 | KG | 1537.29 | 1537.29 | MC05 | MC05 | SIMOTICS S Synchronous servo motor 1FK7 High Dynamic, 4.0Nm 100K, 4500rpm, 1.41kW Naturally cooled IM B5 (V1, V3) power/signal connectors Connector can be rotated by 270Â° RESOLVER 2-POLE (RESOLVER P=1) WITH DRIVE-CLIQ INTERFACE; SHAFT WITH FITTED KEY, TOLERANCE N; WITH HOLDING BRAKE DEGREE OF PROTECTION IP65 FLANGE ON DRIVE END IP67 | - | 0 | 0
1FK7044-7AH71-1PB3 |  | 1FK7044-7AH71-1PB3 | 1 | UN | 1 | 60 | X | D | N | N | 85015220 | 1 |  | 8.302 | KG | 1498.13 | 1498.13 | MC05 | MC05 | SIMOTICS S Synchronous servo motor 1FK7 High Dynamic, 4.0Nm 100K, 4500rpm, 1.41kW Naturally cooled IM B5 (V1, V3) power/signal connectors Connector can be rotated by 270Â° RESOLVER 2-POLE (RESOLVER P=1) WITH DRIVE-CLIQ INTERFACE; SHAFT WITH FITTED KEY, TOLERANCE N; WITH HOLDING BRAKE DEGREE OF PROTECTION IP64; PAINT FINISH RAL7016 | - | 0 | 0
1FK7044-7AH71-1PB5 |  | 1FK7044-7AH71-1PB5 | 1 | UN | 1 | 60 | X | D | N | N | 85015220 | 1 |  | 8.302 | KG | 1574.08 | 1574.08 | MC05 | MC05 | SIMOTICS S Synchronous servo motor 1FK7 High Dynamic, 4.0Nm 100K, 4500rpm, 1.41kW Naturally cooled IM B5 (V1, V3) power/signal connectors Connector can be rotated by 270Â° RESOLVER 2-POLE (RESOLVER P=1) WITH DRIVE-CLIQ INTERFACE; SHAFT WITH FITTED KEY, TOLERANCE N; WITH HOLDING BRAKE DEGREE OF PROTECTION IP65 AS FLANGE IP67; PAINT FINISH RAL7016 | - | 0 | 0
1FK7044-7AH71-1PB8 |  | 1FK7044-7AH71-1PB8 | 1 | UN | 1 | 60 | X | D | N | N | 85015220 | 1 |  | 8.302 | KG | 1655.29 | 1655.29 | MC05 | MC05 | SIMOTICS S Synchronous servo motor 1FK7 High Dynamic, 4.0Nm 100K, 4500rpm, 1.41kW Naturally cooled IM B5 (V1, V3) power/signal connectors Connector can be rotated by 270Â° RESOLVER 2-POLE (RESOLVER P=1) WITH DRIVE-CLIQ INTERFACE; SHAFT WITH FITTED KEY, TOLERANCE N; WITH HOLDING BRAKE DEGREE OF PROTECTION IP65 IP67 D-END FLANGE; RAL7016 COATING; METALLIC RATING PLATE AT MOTOR | - | 0 | 0
1FK7044-7AH71-1PG0 |  | 1FK7044-7AH71-1PG0 | 1 | UN | 1 | 60 | X | D | N | N | 85015220 | 1 |  | 7.703 | KG | 1179.33 | 1179.33 | MC05 | MC05 | SIMOTICS S Synchronous servo motor 1FK7 High Dynamic, 4.0Nm 100K, 4500rpm, 1.41kW Naturally cooled IM B5 (V1, V3) power/signal connectors Connector can be rotated by 270Â° RESOLVER 2-POLE (RESOLVER P=1) WITH DRIVE-CLIQ INTERFACE; PLAIN SHAFT, TOLERANCE N; W/O HOLDING BRAKE DEGREE OF PROTECTION IP64 | - | 0 | 0
1FK7044-7AH71-1PG2 |  | 1FK7044-7AH71-1PG2 | 1 | UN | 1 | 60 | X | D | N | N | 85015220 | 1 |  | 7.703 | KG | 1255.3 | 1255.3 | MC05 | MC05 | SIMOTICS S Synchronous servo motor 1FK7 High Dynamic, 4.0Nm 100K, 4500rpm, 1.41kW Naturally cooled IM B5 (V1, V3) power/signal connectors Connector can be rotated by 270Â° RESOLVER 2-POLE (RESOLVER P=1) WITH DRIVE-CLIQ INTERFACE; PLAIN SHAFT, TOLERANCE N; W/O HOLDING BRAKE DEGREE OF PROTECTION IP65 FLANGE ON DRIVE END IP67 | - | 0 | 0
1FK7044-7AH71-1PG3 |  | 1FK7044-7AH71-1PG3 | 1 | UN | 1 | 60 | X | D | N | N | 85015220 | 1 |  | 7.703 | KG | 1216.14 | 1216.14 | MC05 | MC05 | SIMOTICS S Synchronous servo motor 1FK7 High Dynamic, 4.0Nm 100K, 4500rpm, 1.41kW Naturally cooled IM B5 (V1, V3) power/signal connectors Connector can be rotated by 270Â° RESOLVER 2-POLE (RESOLVER P=1) WITH DRIVE-CLIQ INTERFACE; PLAIN SHAFT, TOLERANCE N; W/O HOLDING BRAKE DEGREE OF PROTECTION IP64; PAINT FINISH RAL7016 | - | 0 | 0
1FK7044-7AH71-1PG5 |  | 1FK7044-7AH71-1PG5 | 1 | UN | 1 | 60 | X | D | N | N | 85015220 | 1 |  | 7.703 | KG | 1292.09 | 1292.09 | MC05 | MC05 | SIMOTICS S Synchronous servo motor 1FK7 High Dynamic, 4.0Nm 100K, 4500rpm, 1.41kW Naturally cooled IM B5 (V1, V3) power/signal connectors Connector can be rotated by 270Â° RESOLVER 2-POLE (RESOLVER P=1) WITH DRIVE-CLIQ INTERFACE; PLAIN SHAFT, TOLERANCE N; W/O HOLDING BRAKE DEGREE OF PROTECTION IP65 AS FLANGE IP67; PAINT FINISH RAL7016 | - | 0 | 0
1FK7044-7AH71-1PG8 |  | 1FK7044-7AH71-1PG8 | 1 | UN | 1 | 60 | X | D | N | N | 85015220 | 1 |  | 7.703 | KG | 1373.3 | 1373.3 | MC05 | MC05 | SIMOTICS S Synchronous servo motor 1FK7 High Dynamic, 4.0Nm 100K, 4500rpm, 1.41kW Naturally cooled IM B5 (V1, V3) power/signal connectors Connector can be rotated by 270Â° RESOLVER 2-POLE (RESOLVER P=1) WITH DRIVE-CLIQ INTERFACE; PLAIN SHAFT, TOLERANCE N; W/O HOLDING BRAKE DEGREE OF PROTECTION IP65 IP67 D-END FLANGE; RAL7016 COATING; METALLIC RATING PLATE AT MOTOR | - | 0 | 0
1FK7044-7AH71-1PH0 |  | 1FK7044-7AH71-1PH0 | 1 | UN | 1 | 60 | X | D | N | N | 85015220 | 1 |  | 8.302 | KG | 1389.46 | 1389.46 | MC05 | MC05 | SIMOTICS S Synchronous servo motor 1FK7 High Dynamic, 4.0Nm 100K, 4500rpm, 1.41kW Naturally cooled IM B5 (V1, V3) power/signal connectors Connector can be rotated by 270Â° RESOLVER 2-POLE (RESOLVER P=1) WITH DRIVE-CLIQ INTERFACE; PLAIN SHAFT, TOLERANCE N; WITH HOLDING BRAKE DEGREE OF PROTECTION IP64 | - | 0 | 0
1FK7044-7AH71-1PH2 |  | 1FK7044-7AH71-1PH2 | 1 | UN | 1 | 60 | X | D | N | N | 85015220 | 1 |  | 8.302 | KG | 1465.43 | 1465.43 | MC05 | MC05 | SIMOTICS S Synchronous servo motor 1FK7 High Dynamic, 4.0Nm 100K, 4500rpm, 1.41kW Naturally cooled IM B5 (V1, V3) power/signal connectors Connector can be rotated by 270Â° RESOLVER 2-POLE (RESOLVER P=1) WITH DRIVE-CLIQ INTERFACE; PLAIN SHAFT, TOLERANCE N; WITH HOLDING BRAKE DEGREE OF PROTECTION IP65 FLANGE ON DRIVE END IP67 | - | 0 | 0
1FK7044-7AH71-1PH3 |  | 1FK7044-7AH71-1PH3 | 1 | UN | 1 | 60 | X | D | N | N | 85015220 | 1 |  | 8.302 | KG | 1426.27 | 1426.27 | MC05 | MC05 | SIMOTICS S Synchronous servo motor 1FK7 High Dynamic, 4.0Nm 100K, 4500rpm, 1.41kW Naturally cooled IM B5 (V1, V3) power/signal connectors Connector can be rotated by 270Â° RESOLVER 2-POLE (RESOLVER P=1) WITH DRIVE-CLIQ INTERFACE; PLAIN SHAFT, TOLERANCE N; WITH HOLDING BRAKE DEGREE OF PROTECTION IP64; PAINT FINISH RAL7016 | - | 0 | 0
1FK7044-7AH71-1PH5 |  | 1FK7044-7AH71-1PH5 | 1 | UN | 1 | 60 | X | D | N | N | 85015220 | 1 |  | 8.302 | KG | 1502.22 | 1502.22 | MC05 | MC05 | SIMOTICS S Synchronous servo motor 1FK7 High Dynamic, 4.0Nm 100K, 4500rpm, 1.41kW Naturally cooled IM B5 (V1, V3) power/signal connectors Connector can be rotated by 270Â° RESOLVER 2-POLE (RESOLVER P=1) WITH DRIVE-CLIQ INTERFACE; PLAIN SHAFT, TOLERANCE N; WITH HOLDING BRAKE DEGREE OF PROTECTION IP65 AS FLANGE IP67; PAINT FINISH RAL7016 | - | 0 | 0
1FK7044-7AH71-1PH8 |  | 1FK7044-7AH71-1PH8 | 1 | UN | 1 | 60 | X | D | N | N | 85015220 | 1 |  | 8.302 | KG | 1583.43 | 1583.43 | MC05 | MC05 | SIMOTICS S Synchronous servo motor 1FK7 High Dynamic, 4.0Nm 100K, 4500rpm, 1.41kW Naturally cooled IM B5 (V1, V3) power/signal connectors Connector can be rotated by 270Â° RESOLVER 2-POLE (RESOLVER P=1) WITH DRIVE-CLIQ INTERFACE; PLAIN SHAFT, TOLERANCE N; WITH HOLDING BRAKE DEGREE OF PROTECTION IP65 IP67 D-END FLANGE; RAL7016 COATING; METALLIC RATING PLATE AT MOTOR | - | 0 | 0
1FK7044-7AH71-1SA0 |  | 1FK7044-7AH71-1SA0 | 1 | UN | 1 | 60 | X | D | N | N | 85015220 | 1 |  | 7.703 | KG | 1053.64 | 1053.64 | MC05 | MC05 | SIMOTICS S Synchronous servo motor 1FK7 High Dynamic, 4.0Nm 100K, 4500rpm, 1.41kW Naturally cooled IM B5 (V1, V3) power/signal connectors Connector can be rotated by 270Â° RESOLVER MULTI-POLE (RESOLVER P=3); SHAFT WITH FITTED KEY, TOLERANCE N; W/O HOLDING BRAKE DEGREE OF PROTECTION IP64 | - | 0 | 0
1FK7044-7AH71-1SA2 |  | 1FK7044-7AH71-1SA2 | 1 | UN | 1 | 60 | X | D | N | N | 85015220 | 1 |  | 7.703 | KG | 1129.61 | 1129.61 | MC05 | MC05 | SIMOTICS S Synchronous servo motor 1FK7 High Dynamic, 4.0Nm 100K, 4500rpm, 1.41kW Naturally cooled IM B5 (V1, V3) power/signal connectors Connector can be rotated by 270Â° RESOLVER MULTI-POLE (RESOLVER P=3); SHAFT WITH FITTED KEY, TOLERANCE N; W/O HOLDING BRAKE DEGREE OF PROTECTION IP65 FLANGE ON DRIVE END IP67 | - | 0 | 0
1FK7044-7AH71-1SA3 |  | 1FK7044-7AH71-1SA3 | 1 | UN | 1 | 60 | X | D | N | N | 85015220 | 1 |  | 7.703 | KG | 1090.45 | 1090.45 | MC05 | MC05 | SIMOTICS S Synchronous servo motor 1FK7 High Dynamic, 4.0Nm 100K, 4500rpm, 1.41kW Naturally cooled IM B5 (V1, V3) power/signal connectors Connector can be rotated by 270Â° RESOLVER MULTI-POLE (RESOLVER P=3); SHAFT WITH FITTED KEY, TOLERANCE N; W/O HOLDING BRAKE DEGREE OF PROTECTION IP64; PAINT FINISH RAL7016 | - | 0 | 0
1FK7044-7AH71-1SA5 |  | 1FK7044-7AH71-1SA5 | 1 | UN | 1 | 60 | X | D | N | N | 85015220 | 1 |  | 7.703 | KG | 1166.4 | 1166.4 | MC05 | MC05 | SIMOTICS S Synchronous servo motor 1FK7 High Dynamic, 4.0Nm 100K, 4500rpm, 1.41kW Naturally cooled IM B5 (V1, V3) power/signal connectors Connector can be rotated by 270Â° RESOLVER MULTI-POLE (RESOLVER P=3); SHAFT WITH FITTED KEY, TOLERANCE N; W/O HOLDING BRAKE DEGREE OF PROTECTION IP65 AS FLANGE IP67; PAINT FINISH RAL7016 | - | 0 | 0
1FK7044-7AH71-1SA8 |  | 1FK7044-7AH71-1SA8 | 1 | UN | 1 | 60 | X | D | N | N | 85015220 | 1 |  | 7.703 | KG | 1247.61 | 1247.61 | MC05 | MC05 | SIMOTICS S Synchronous servo motor 1FK7 High Dynamic, 4.0Nm 100K, 4500rpm, 1.41kW Naturally cooled IM B5 (V1, V3) power/signal connectors Connector can be rotated by 270Â° RESOLVER MULTI-POLE (RESOLVER P=3); SHAFT WITH FITTED KEY, TOLERANCE N; W/O HOLDING BRAKE DEGREE OF PROTECTION IP65 IP67 D-END FLANGE; RAL7016 COATING; METALLIC RATING PLATE AT MOTOR | - | 0 | 0
1FK7044-7AH71-1SB0 |  | 1FK7044-7AH71-1SB0 | 1 | UN | 1 | 60 | X | D | N | N | 85015220 | 1 |  | 8.302 | KG | 1265.58 | 1265.58 | MC05 | MC05 | SIMOTICS S Synchronous servo motor 1FK7 High Dynamic, 4.0Nm 100K, 4500rpm, 1.41kW Naturally cooled IM B5 (V1, V3) power/signal connectors Connector can be rotated by 270Â° RESOLVER MULTI-POLE (RESOLVER P=3); SHAFT WITH FITTED KEY, TOLERANCE N; WITH HOLDING BRAKE DEGREE OF PROTECTION IP64 | - | 0 | 0
1FK7044-7AH71-1SB2 |  | 1FK7044-7AH71-1SB2 | 1 | UN | 1 | 60 | X | D | N | N | 85015220 | 1 |  | 8.302 | KG | 1341.55 | 1341.55 | MC05 | MC05 | SIMOTICS S Synchronous servo motor 1FK7 High Dynamic, 4.0Nm 100K, 4500rpm, 1.41kW Naturally cooled IM B5 (V1, V3) power/signal connectors Connector can be rotated by 270Â° RESOLVER MULTI-POLE (RESOLVER P=3); SHAFT WITH FITTED KEY, TOLERANCE N; WITH HOLDING BRAKE DEGREE OF PROTECTION IP65 FLANGE ON DRIVE END IP67 | - | 0 | 0
1FK7044-7AH71-1SB3 |  | 1FK7044-7AH71-1SB3 | 1 | UN | 1 | 60 | X | D | N | N | 85015220 | 1 |  | 8.302 | KG | 1302.39 | 1302.39 | MC05 | MC05 | SIMOTICS S Synchronous servo motor 1FK7 High Dynamic, 4.0Nm 100K, 4500rpm, 1.41kW Naturally cooled IM B5 (V1, V3) power/signal connectors Connector can be rotated by 270Â° RESOLVER MULTI-POLE (RESOLVER P=3); SHAFT WITH FITTED KEY, TOLERANCE N; WITH HOLDING BRAKE DEGREE OF PROTECTION IP64; PAINT FINISH RAL7016 | - | 0 | 0
1FK7044-7AH71-1SB5 |  | 1FK7044-7AH71-1SB5 | 1 | UN | 1 | 60 | X | D | N | N | 85015220 | 1 |  | 8.302 | KG | 1378.34 | 1378.34 | MC05 | MC05 | SIMOTICS S Synchronous servo motor 1FK7 High Dynamic, 4.0Nm 100K, 4500rpm, 1.41kW Naturally cooled IM B5 (V1, V3) power/signal connectors Connector can be rotated by 270Â° RESOLVER MULTI-POLE (RESOLVER P=3); SHAFT WITH FITTED KEY, TOLERANCE N; WITH HOLDING BRAKE DEGREE OF PROTECTION IP65 AS FLANGE IP67; PAINT FINISH RAL7016 | - | 0 | 0
1FK7044-7AH71-1SB8 |  | 1FK7044-7AH71-1SB8 | 1 | UN | 1 | 60 | X | D | N | N | 85015220 | 1 |  | 8.302 | KG | 1459.55 | 1459.55 | MC05 | MC05 | SIMOTICS S Synchronous servo motor 1FK7 High Dynamic, 4.0Nm 100K, 4500rpm, 1.41kW Naturally cooled IM B5 (V1, V3) power/signal connectors Connector can be rotated by 270Â° RESOLVER MULTI-POLE (RESOLVER P=3); SHAFT WITH FITTED KEY, TOLERANCE N; WITH HOLDING BRAKE DEGREE OF PROTECTION IP65 IP67 D-END FLANGE; RAL7016 COATING; METALLIC RATING PLATE AT MOTOR | - | 0 | 0
1FK7044-7AH71-1SG0 |  | 1FK7044-7AH71-1SG0 | 1 | UN | 1 | 60 | X | D | N | N | 85015220 | 1 |  | 7.703 | KG | 983.59 | 983.59 | MC05 | MC05 | SIMOTICS S Synchronous servo motor 1FK7 High Dynamic, 4.0Nm 100K, 4500rpm, 1.41kW Naturally cooled IM B5 (V1, V3) power/signal connectors Connector can be rotated by 270Â° RESOLVER MULTI-POLE (RESOLVER P=3); PLAIN SHAFT, TOLERANCE N; W/O HOLDING BRAKE DEGREE OF PROTECTION IP64 | - | 0 | 0
1FK7044-7AH71-1SG2 |  | 1FK7044-7AH71-1SG2 | 1 | UN | 1 | 60 | X | D | N | N | 85015220 | 1 |  | 7.703 | KG | 1059.56 | 1059.56 | MC05 | MC05 | SIMOTICS S Synchronous servo motor 1FK7 High Dynamic, 4.0Nm 100K, 4500rpm, 1.41kW Naturally cooled IM B5 (V1, V3) power/signal connectors Connector can be rotated by 270Â° RESOLVER MULTI-POLE (RESOLVER P=3); PLAIN SHAFT, TOLERANCE N; W/O HOLDING BRAKE DEGREE OF PROTECTION IP65 FLANGE ON DRIVE END IP67 | - | 0 | 0
1FK7044-7AH71-1SG3 |  | 1FK7044-7AH71-1SG3 | 1 | UN | 1 | 60 | X | D | N | N | 85015220 | 1 |  | 7.703 | KG | 1020.4 | 1020.4 | MC05 | MC05 | SIMOTICS S Synchronous servo motor 1FK7 High Dynamic, 4.0Nm 100K, 4500rpm, 1.41kW Naturally cooled IM B5 (V1, V3) power/signal connectors Connector can be rotated by 270Â° RESOLVER MULTI-POLE (RESOLVER P=3); PLAIN SHAFT, TOLERANCE N; W/O HOLDING BRAKE DEGREE OF PROTECTION IP64; PAINT FINISH RAL7016 | - | 0 | 0
1FK7044-7AH71-1SG5 |  | 1FK7044-7AH71-1SG5 | 1 | UN | 1 | 60 | X | D | N | N | 85015220 | 1 |  | 7.703 | KG | 1096.35 | 1096.35 | MC05 | MC05 | SIMOTICS S Synchronous servo motor 1FK7 High Dynamic, 4.0Nm 100K, 4500rpm, 1.41kW Naturally cooled IM B5 (V1, V3) power/signal connectors Connector can be rotated by 270Â° RESOLVER MULTI-POLE (RESOLVER P=3); PLAIN SHAFT, TOLERANCE N; W/O HOLDING BRAKE DEGREE OF PROTECTION IP65 AS FLANGE IP67; PAINT FINISH RAL7016 | - | 0 | 0
1FK7044-7AH71-1SG8 |  | 1FK7044-7AH71-1SG8 | 1 | UN | 1 | 60 | X | D | N | N | 85015220 | 1 |  | 7.703 | KG | 1177.56 | 1177.56 | MC05 | MC05 | SIMOTICS S Synchronous servo motor 1FK7 High Dynamic, 4.0Nm 100K, 4500rpm, 1.41kW Naturally cooled IM B5 (V1, V3) power/signal connectors Connector can be rotated by 270Â° RESOLVER MULTI-POLE (RESOLVER P=3); PLAIN SHAFT, TOLERANCE N; W/O HOLDING BRAKE DEGREE OF PROTECTION IP65 IP67 D-END FLANGE; RAL7016 COATING; METALLIC RATING PLATE AT MOTOR | - | 0 | 0
1FK7044-7AH71-1SH0 |  | 1FK7044-7AH71-1SH0 | 1 | UN | 1 | 60 | X | D | N | N | 85015220 | 1 |  | 8.302 | KG | 1193.72 | 1193.72 | MC05 | MC05 | SIMOTICS S Synchronous servo motor 1FK7 High Dynamic, 4.0Nm 100K, 4500rpm, 1.41kW Naturally cooled IM B5 (V1, V3) power/signal connectors Connector can be rotated by 270Â° RESOLVER MULTI-POLE (RESOLVER P=3); PLAIN SHAFT, TOLERANCE N; WITH HOLDING BRAKE DEGREE OF PROTECTION IP64 | - | 0 | 0
1FK7044-7AH71-1SH2 |  | 1FK7044-7AH71-1SH2 | 1 | UN | 1 | 60 | X | D | N | N | 85015220 | 1 |  | 8.302 | KG | 1269.69 | 1269.69 | MC05 | MC05 | SIMOTICS S Synchronous servo motor 1FK7 High Dynamic, 4.0Nm 100K, 4500rpm, 1.41kW Naturally cooled IM B5 (V1, V3) power/signal connectors Connector can be rotated by 270Â° RESOLVER MULTI-POLE (RESOLVER P=3); PLAIN SHAFT, TOLERANCE N; WITH HOLDING BRAKE DEGREE OF PROTECTION IP65 FLANGE ON DRIVE END IP67 | - | 0 | 0
1FK7044-7AH71-1SH3 |  | 1FK7044-7AH71-1SH3 | 1 | UN | 1 | 60 | X | D | N | N | 85015220 | 1 |  | 8.302 | KG | 1230.53 | 1230.53 | MC05 | MC05 | SIMOTICS S Synchronous servo motor 1FK7 High Dynamic, 4.0Nm 100K, 4500rpm, 1.41kW Naturally cooled IM B5 (V1, V3) power/signal connectors Connector can be rotated by 270Â° RESOLVER MULTI-POLE (RESOLVER P=3); PLAIN SHAFT, TOLERANCE N; WITH HOLDING BRAKE DEGREE OF PROTECTION IP64; PAINT FINISH RAL7016 | - | 0 | 0
1FK7044-7AH71-1SH5 |  | 1FK7044-7AH71-1SH5 | 1 | UN | 1 | 60 | X | D | N | N | 85015220 | 1 |  | 8.302 | KG | 1306.48 | 1306.48 | MC05 | MC05 | SIMOTICS S Synchronous servo motor 1FK7 High Dynamic, 4.0Nm 100K, 4500rpm, 1.41kW Naturally cooled IM B5 (V1, V3) power/signal connectors Connector can be rotated by 270Â° RESOLVER MULTI-POLE (RESOLVER P=3); PLAIN SHAFT, TOLERANCE N; WITH HOLDING BRAKE DEGREE OF PROTECTION IP65 AS FLANGE IP67; PAINT FINISH RAL7016 | - | 0 | 0
1FK7044-7AH71-1SH8 |  | 1FK7044-7AH71-1SH8 | 1 | UN | 1 | 60 | X | D | N | N | 85015220 | 1 |  | 8.302 | KG | 1387.69 | 1387.69 | MC05 | MC05 | SIMOTICS S Synchronous servo motor 1FK7 High Dynamic, 4.0Nm 100K, 4500rpm, 1.41kW Naturally cooled IM B5 (V1, V3) power/signal connectors Connector can be rotated by 270Â° RESOLVER MULTI-POLE (RESOLVER P=3); PLAIN SHAFT, TOLERANCE N; WITH HOLDING BRAKE DEGREE OF PROTECTION IP65 IP67 D-END FLANGE; RAL7016 COATING; METALLIC RATING PLATE AT MOTOR | - | 0 | 0
1FK7044-7AH71-1TA0 |  | 1FK7044-7AH71-1TA0 | 1 | UN | 1 | 60 | X | D | N | N | 85015220 | 1 |  | 7.703 | KG | 1053.64 | 1053.64 | MC05 | MC05 | SIMOTICS S Synchronous servo motor 1FK7 High Dynamic, 4.0Nm 100K, 4500rpm, 1.41kW Naturally cooled IM B5 (V1, V3) power/signal connectors Connector can be rotated by 270Â° RESOLVER 2-POLE (RESOLVER P=1); SHAFT WITH FITTED KEY, TOLERANCE N; W/O HOLDING BRAKE DEGREE OF PROTECTION IP64 | - | 0 | 0
1FK7044-7AH71-1TA2 |  | 1FK7044-7AH71-1TA2 | 1 | UN | 1 | 60 | X | D | N | N | 85015220 | 1 |  | 7.703 | KG | 1129.61 | 1129.61 | MC05 | MC05 | SIMOTICS S Synchronous servo motor 1FK7 High Dynamic, 4.0Nm 100K, 4500rpm, 1.41kW Naturally cooled IM B5 (V1, V3) power/signal connectors Connector can be rotated by 270Â° RESOLVER 2-POLE (RESOLVER P=1); SHAFT WITH FITTED KEY, TOLERANCE N; W/O HOLDING BRAKE DEGREE OF PROTECTION IP65 FLANGE ON DRIVE END IP67 | - | 0 | 0
1FK7044-7AH71-1TA3 |  | 1FK7044-7AH71-1TA3 | 1 | UN | 1 | 60 | X | D | N | N | 85015220 | 1 |  | 7.703 | KG | 1090.45 | 1090.45 | MC05 | MC05 | SIMOTICS S Synchronous servo motor 1FK7 High Dynamic, 4.0Nm 100K, 4500rpm, 1.41kW Naturally cooled IM B5 (V1, V3) power/signal connectors Connector can be rotated by 270Â° RESOLVER 2-POLE (RESOLVER P=1); SHAFT WITH FITTED KEY, TOLERANCE N; W/O HOLDING BRAKE DEGREE OF PROTECTION IP64; PAINT FINISH RAL7016 | - | 0 | 0
1FK7044-7AH71-1TA5 |  | 1FK7044-7AH71-1TA5 | 1 | UN | 1 | 60 | X | D | N | N | 85015220 | 1 |  | 7.703 | KG | 1166.4 | 1166.4 | MC05 | MC05 | SIMOTICS S Synchronous servo motor 1FK7 High Dynamic, 4.0Nm 100K, 4500rpm, 1.41kW Naturally cooled IM B5 (V1, V3) power/signal connectors Connector can be rotated by 270Â° RESOLVER 2-POLE (RESOLVER P=1); SHAFT WITH FITTED KEY, TOLERANCE N; W/O HOLDING BRAKE DEGREE OF PROTECTION IP65 AS FLANGE IP67; PAINT FINISH RAL7016 | - | 0 | 0
1FK7044-7AH71-1TA8 |  | 1FK7044-7AH71-1TA8 | 1 | UN | 1 | 60 | X | D | N | N | 85015220 | 1 |  | 7.703 | KG | 1247.61 | 1247.61 | MC05 | MC05 | SIMOTICS S Synchronous servo motor 1FK7 High Dynamic, 4.0Nm 100K, 4500rpm, 1.41kW Naturally cooled IM B5 (V1, V3) power/signal connectors Connector can be rotated by 270Â° RESOLVER 2-POLE (RESOLVER P=1); SHAFT WITH FITTED KEY, TOLERANCE N; W/O HOLDING BRAKE DEGREE OF PROTECTION IP65 IP67 D-END FLANGE; RAL7016 COATING; METALLIC RATING PLATE AT MOTOR | - | 0 | 0
1FK7044-7AH71-1TB0 |  | 1FK7044-7AH71-1TB0 | 1 | UN | 1 | 60 | X | D | N | N | 85015220 | 1 |  | 8.302 | KG | 1265.58 | 1265.58 | MC05 | MC05 | SIMOTICS S Synchronous servo motor 1FK7 High Dynamic, 4.0Nm 100K, 4500rpm, 1.41kW Naturally cooled IM B5 (V1, V3) power/signal connectors Connector can be rotated by 270Â° RESOLVER 2-POLE (RESOLVER P=1); SHAFT WITH FITTED KEY, TOLERANCE N; WITH HOLDING BRAKE DEGREE OF PROTECTION IP64 | - | 0 | 0
1FK7044-7AH71-1TB2 |  | 1FK7044-7AH71-1TB2 | 1 | UN | 1 | 60 | X | D | N | N | 85015220 | 1 |  | 8.302 | KG | 1341.55 | 1341.55 | MC05 | MC05 | SIMOTICS S Synchronous servo motor 1FK7 High Dynamic, 4.0Nm 100K, 4500rpm, 1.41kW Naturally cooled IM B5 (V1, V3) power/signal connectors Connector can be rotated by 270Â° RESOLVER 2-POLE (RESOLVER P=1); SHAFT WITH FITTED KEY, TOLERANCE N; WITH HOLDING BRAKE DEGREE OF PROTECTION IP65 FLANGE ON DRIVE END IP67 | - | 0 | 0
1FK7044-7AH71-1TB3 |  | 1FK7044-7AH71-1TB3 | 1 | UN | 1 | 60 | X | D | N | N | 85015220 | 1 |  | 8.302 | KG | 1302.39 | 1302.39 | MC05 | MC05 | SIMOTICS S Synchronous servo motor 1FK7 High Dynamic, 4.0Nm 100K, 4500rpm, 1.41kW Naturally cooled IM B5 (V1, V3) power/signal connectors Connector can be rotated by 270Â° RESOLVER 2-POLE (RESOLVER P=1); SHAFT WITH FITTED KEY, TOLERANCE N; WITH HOLDING BRAKE DEGREE OF PROTECTION IP64; PAINT FINISH RAL7016 | - | 0 | 0
1FK7044-7AH71-1TB5 |  | 1FK7044-7AH71-1TB5 | 1 | UN | 1 | 60 | X | D | N | N | 85015220 | 1 |  | 8.302 | KG | 1378.34 | 1378.34 | MC05 | MC05 | SIMOTICS S Synchronous servo motor 1FK7 High Dynamic, 4.0Nm 100K, 4500rpm, 1.41kW Naturally cooled IM B5 (V1, V3) power/signal connectors Connector can be rotated by 270Â° RESOLVER 2-POLE (RESOLVER P=1); SHAFT WITH FITTED KEY, TOLERANCE N; WITH HOLDING BRAKE DEGREE OF PROTECTION IP65 AS FLANGE IP67; PAINT FINISH RAL7016 | - | 0 | 0
1FK7044-7AH71-1TB8 |  | 1FK7044-7AH71-1TB8 | 1 | UN | 1 | 60 | X | D | N | N | 85015220 | 1 |  | 8.302 | KG | 1459.55 | 1459.55 | MC05 | MC05 | SIMOTICS S Synchronous servo motor 1FK7 High Dynamic, 4.0Nm 100K, 4500rpm, 1.41kW Naturally cooled IM B5 (V1, V3) power/signal connectors Connector can be rotated by 270Â° RESOLVER 2-POLE (RESOLVER P=1); SHAFT WITH FITTED KEY, TOLERANCE N; WITH HOLDING BRAKE DEGREE OF PROTECTION IP65 IP67 D-END FLANGE; RAL7016 COATING; METALLIC RATING PLATE AT MOTOR | - | 0 | 0
1FK7044-7AH71-1TG0 |  | 1FK7044-7AH71-1TG0 | 1 | UN | 1 | 60 | X | D | N | N | 85015220 | 1 |  | 7.703 | KG | 983.59 | 983.59 | MC05 | MC05 | SIMOTICS S Synchronous servo motor 1FK7 High Dynamic, 4.0Nm 100K, 4500rpm, 1.41kW Naturally cooled IM B5 (V1, V3) power/signal connectors Connector can be rotated by 270Â° RESOLVER 2-POLE (RESOLVER P=1); PLAIN SHAFT, TOLERANCE N; W/O HOLDING BRAKE DEGREE OF PROTECTION IP64 | - | 0 | 0
1FK7044-7AH71-1TG2 |  | 1FK7044-7AH71-1TG2 | 1 | UN | 1 | 60 | X | D | N | N | 85015220 | 1 |  | 7.703 | KG | 1059.56 | 1059.56 | MC05 | MC05 | SIMOTICS S Synchronous servo motor 1FK7 High Dynamic, 4.0Nm 100K, 4500rpm, 1.41kW Naturally cooled IM B5 (V1, V3) power/signal connectors Connector can be rotated by 270Â° RESOLVER 2-POLE (RESOLVER P=1); PLAIN SHAFT, TOLERANCE N; W/O HOLDING BRAKE DEGREE OF PROTECTION IP65 FLANGE ON DRIVE END IP67 | - | 0 | 0
1FK7044-7AH71-1TG3 |  | 1FK7044-7AH71-1TG3 | 1 | UN | 1 | 60 | X | D | N | N | 85015220 | 1 |  | 7.703 | KG | 1020.4 | 1020.4 | MC05 | MC05 | SIMOTICS S Synchronous servo motor 1FK7 High Dynamic, 4.0Nm 100K, 4500rpm, 1.41kW Naturally cooled IM B5 (V1, V3) power/signal connectors Connector can be rotated by 270Â° RESOLVER 2-POLE (RESOLVER P=1); PLAIN SHAFT, TOLERANCE N; W/O HOLDING BRAKE DEGREE OF PROTECTION IP64; PAINT FINISH RAL7016 | - | 0 | 0
1FK7044-7AH71-1TG5 |  | 1FK7044-7AH71-1TG5 | 1 | UN | 1 | 60 | X | D | N | N | 85015220 | 1 |  | 7.703 | KG | 1096.35 | 1096.35 | MC05 | MC05 | SIMOTICS S Synchronous servo motor 1FK7 High Dynamic, 4.0Nm 100K, 4500rpm, 1.41kW Naturally cooled IM B5 (V1, V3) power/signal connectors Connector can be rotated by 270Â° RESOLVER 2-POLE (RESOLVER P=1); PLAIN SHAFT, TOLERANCE N; W/O HOLDING BRAKE DEGREE OF PROTECTION IP65 AS FLANGE IP67; PAINT FINISH RAL7016 | - | 0 | 0
1FK7044-7AH71-1TG8 |  | 1FK7044-7AH71-1TG8 | 1 | UN | 1 | 60 | X | D | N | N | 85015220 | 1 |  | 7.703 | KG | 1177.56 | 1177.56 | MC05 | MC05 | SIMOTICS S Synchronous servo motor 1FK7 High Dynamic, 4.0Nm 100K, 4500rpm, 1.41kW Naturally cooled IM B5 (V1, V3) power/signal connectors Connector can be rotated by 270Â° RESOLVER 2-POLE (RESOLVER P=1); PLAIN SHAFT, TOLERANCE N; W/O HOLDING BRAKE DEGREE OF PROTECTION IP65 IP67 D-END FLANGE; RAL7016 COATING; METALLIC RATING PLATE AT MOTOR | - | 0 | 0
1FK7044-7AH71-1TH0 |  | 1FK7044-7AH71-1TH0 | 1 | UN | 1 | 60 | X | D | N | N | 85015220 | 1 |  | 8.302 | KG | 1193.72 | 1193.72 | MC05 | MC05 | SIMOTICS S Synchronous servo motor 1FK7 High Dynamic, 4.0Nm 100K, 4500rpm, 1.41kW Naturally cooled IM B5 (V1, V3) power/signal connectors Connector can be rotated by 270Â° RESOLVER 2-POLE (RESOLVER P=1); PLAIN SHAFT, TOLERANCE N; WITH HOLDING BRAKE DEGREE OF PROTECTION IP64 | - | 0 | 0
1FK7044-7AH71-1TH2 |  | 1FK7044-7AH71-1TH2 | 1 | UN | 1 | 60 | X | D | N | N | 85015220 | 1 |  | 8.302 | KG | 1269.69 | 1269.69 | MC05 | MC05 | SIMOTICS S Synchronous servo motor 1FK7 High Dynamic, 4.0Nm 100K, 4500rpm, 1.41kW Naturally cooled IM B5 (V1, V3) power/signal connectors Connector can be rotated by 270Â° RESOLVER 2-POLE (RESOLVER P=1); PLAIN SHAFT, TOLERANCE N; WITH HOLDING BRAKE DEGREE OF PROTECTION IP65 FLANGE ON DRIVE END IP67 | - | 0 | 0
1FK7044-7AH71-1TH3 |  | 1FK7044-7AH71-1TH3 | 1 | UN | 1 | 60 | X | D | N | N | 85015220 | 1 |  | 8.302 | KG | 1230.53 | 1230.53 | MC05 | MC05 | SIMOTICS S Synchronous servo motor 1FK7 High Dynamic, 4.0Nm 100K, 4500rpm, 1.41kW Naturally cooled IM B5 (V1, V3) power/signal connectors Connector can be rotated by 270Â° RESOLVER 2-POLE (RESOLVER P=1); PLAIN SHAFT, TOLERANCE N; WITH HOLDING BRAKE DEGREE OF PROTECTION IP64; PAINT FINISH RAL7016 | - | 0 | 0
1FK7044-7AH71-1TH5 |  | 1FK7044-7AH71-1TH5 | 1 | UN | 1 | 60 | X | D | N | N | 85015220 | 1 |  | 8.302 | KG | 1306.48 | 1306.48 | MC05 | MC05 | SIMOTICS S Synchronous servo motor 1FK7 High Dynamic, 4.0Nm 100K, 4500rpm, 1.41kW Naturally cooled IM B5 (V1, V3) power/signal connectors Connector can be rotated by 270Â° RESOLVER 2-POLE (RESOLVER P=1); PLAIN SHAFT, TOLERANCE N; WITH HOLDING BRAKE DEGREE OF PROTECTION IP65 AS FLANGE IP67; PAINT FINISH RAL7016 | - | 0 | 0
1FK7044-7AH71-1TH8 |  | 1FK7044-7AH71-1TH8 | 1 | UN | 1 | 60 | X | D | N | N | 85015220 | 1 |  | 8.302 | KG | 1387.69 | 1387.69 | MC05 | MC05 | SIMOTICS S Synchronous servo motor 1FK7 High Dynamic, 4.0Nm 100K, 4500rpm, 1.41kW Naturally cooled IM B5 (V1, V3) power/signal connectors Connector can be rotated by 270Â° RESOLVER 2-POLE (RESOLVER P=1); PLAIN SHAFT, TOLERANCE N; WITH HOLDING BRAKE DEGREE OF PROTECTION IP65 IP67 D-END FLANGE; RAL7016 COATING; METALLIC RATING PLATE AT MOTOR | - | 0 | 0
1FK7044-7AH71-1UA0 |  | 1FK7044-7AH71-1UA0 | 1 | UN | 1 | 60 | X | D | N | N | 85015220 | 1 |  | 7.703 | KG | 1249.38 | 1249.38 | MC05 | MC05 | SIMOTICS S Synchronous servo motor 1FK7 High Dynamic, 4.0Nm 100K, 4500rpm, 1.41kW Naturally cooled IM B5 (V1, V3) power/signal connectors Connector can be rotated by 270Â° RESOLVER MULTI-POLE (RESOLVER P=3) WITH DRIVE-CLIQ INTERFACE; SHAFT WITH FITTED KEY, TOLERANCE N; W/O HOLDING BRAKE DEGREE OF PROTECTION IP64 | - | 0 | 0
1FK7044-7AH71-1UA2 |  | 1FK7044-7AH71-1UA2 | 1 | UN | 1 | 60 | X | D | N | N | 85015220 | 1 |  | 7.703 | KG | 1325.35 | 1325.35 | MC05 | MC05 | SIMOTICS S Synchronous servo motor 1FK7 High Dynamic, 4.0Nm 100K, 4500rpm, 1.41kW Naturally cooled IM B5 (V1, V3) power/signal connectors Connector can be rotated by 270Â° RESOLVER MULTI-POLE (RESOLVER P=3) WITH DRIVE-CLIQ INTERFACE; SHAFT WITH FITTED KEY, TOLERANCE N; W/O HOLDING BRAKE DEGREE OF PROTECTION IP65 FLANGE ON DRIVE END IP67 | - | 0 | 0
1FK7044-7AH71-1UA3 |  | 1FK7044-7AH71-1UA3 | 1 | UN | 1 | 60 | X | D | N | N | 85015220 | 1 |  | 7.703 | KG | 1286.19 | 1286.19 | MC05 | MC05 | SIMOTICS S Synchronous servo motor 1FK7 High Dynamic, 4.0Nm 100K, 4500rpm, 1.41kW Naturally cooled IM B5 (V1, V3) power/signal connectors Connector can be rotated by 270Â° RESOLVER MULTI-POLE (RESOLVER P=3) WITH DRIVE-CLIQ INTERFACE; SHAFT WITH FITTED KEY, TOLERANCE N; W/O HOLDING BRAKE DEGREE OF PROTECTION IP64; PAINT FINISH RAL7016 | - | 0 | 0
1FK7044-7AH71-1UA5 |  | 1FK7044-7AH71-1UA5 | 1 | UN | 1 | 60 | X | D | N | N | 85015220 | 1 |  | 7.703 | KG | 1362.14 | 1362.14 | MC05 | MC05 | SIMOTICS S Synchronous servo motor 1FK7 High Dynamic, 4.0Nm 100K, 4500rpm, 1.41kW Naturally cooled IM B5 (V1, V3) power/signal connectors Connector can be rotated by 270Â° RESOLVER MULTI-POLE (RESOLVER P=3) WITH DRIVE-CLIQ INTERFACE; SHAFT WITH FITTED KEY, TOLERANCE N; W/O HOLDING BRAKE DEGREE OF PROTECTION IP65 AS FLANGE IP67; PAINT FINISH RAL7016 | - | 0 | 0
1FK7044-7AH71-1UA8 |  | 1FK7044-7AH71-1UA8 | 1 | UN | 1 | 60 | X | D | N | N | 85015220 | 1 |  | 7.703 | KG | 1443.35 | 1443.35 | MC05 | MC05 | SIMOTICS S Synchronous servo motor 1FK7 High Dynamic, 4.0Nm 100K, 4500rpm, 1.41kW Naturally cooled IM B5 (V1, V3) power/signal connectors Connector can be rotated by 270Â° RESOLVER MULTI-POLE (RESOLVER P=3) WITH DRIVE-CLIQ INTERFACE; SHAFT WITH FITTED KEY, TOLERANCE N; W/O HOLDING BRAKE DEGREE OF PROTECTION IP65 IP67 D-END FLANGE; RAL7016 COATING; METALLIC RATING PLATE AT MOTOR | - | 0 | 0
1FK7044-7AH71-1UB0 |  | 1FK7044-7AH71-1UB0 | 1 | UN | 1 | 60 | X | D | N | N | 85015220 | 1 |  | 8.302 | KG | 1461.32 | 1461.32 | MC05 | MC05 | SIMOTICS S Synchronous servo motor 1FK7 High Dynamic, 4.0Nm 100K, 4500rpm, 1.41kW Naturally cooled IM B5 (V1, V3) power/signal connectors Connector can be rotated by 270Â° RESOLVER MULTI-POLE (RESOLVER P=3) WITH DRIVE-CLIQ INTERFACE; SHAFT WITH FITTED KEY, TOLERANCE N; WITH HOLDING BRAKE DEGREE OF PROTECTION IP64 | - | 0 | 0
1FK7044-7AH71-1UB2 |  | 1FK7044-7AH71-1UB2 | 1 | UN | 1 | 60 | X | D | N | N | 85015220 | 1 |  | 8.302 | KG | 1537.29 | 1537.29 | MC05 | MC05 | SIMOTICS S Synchronous servo motor 1FK7 High Dynamic, 4.0Nm 100K, 4500rpm, 1.41kW Naturally cooled IM B5 (V1, V3) power/signal connectors Connector can be rotated by 270Â° RESOLVER MULTI-POLE (RESOLVER P=3) WITH DRIVE-CLIQ INTERFACE; SHAFT WITH FITTED KEY, TOLERANCE N; WITH HOLDING BRAKE DEGREE OF PROTECTION IP65 FLANGE ON DRIVE END IP67 | - | 0 | 0
1FK7044-7AH71-1UB3 |  | 1FK7044-7AH71-1UB3 | 1 | UN | 1 | 60 | X | D | N | N | 85015220 | 1 |  | 8.302 | KG | 1498.13 | 1498.13 | MC05 | MC05 | SIMOTICS S Synchronous servo motor 1FK7 High Dynamic, 4.0Nm 100K, 4500rpm, 1.41kW Naturally cooled IM B5 (V1, V3) power/signal connectors Connector can be rotated by 270Â° RESOLVER MULTI-POLE (RESOLVER P=3) WITH DRIVE-CLIQ INTERFACE; SHAFT WITH FITTED KEY, TOLERANCE N; WITH HOLDING BRAKE DEGREE OF PROTECTION IP64; PAINT FINISH RAL7016 | - | 0 | 0
1FK7044-7AH71-1UB5 |  | 1FK7044-7AH71-1UB5 | 1 | UN | 1 | 60 | X | D | N | N | 85015220 | 1 |  | 8.302 | KG | 1574.08 | 1574.08 | MC05 | MC05 | SIMOTICS S Synchronous servo motor 1FK7 High Dynamic, 4.0Nm 100K, 4500rpm, 1.41kW Naturally cooled IM B5 (V1, V3) power/signal connectors Connector can be rotated by 270Â° RESOLVER MULTI-POLE (RESOLVER P=3) WITH DRIVE-CLIQ INTERFACE; SHAFT WITH FITTED KEY, TOLERANCE N; WITH HOLDING BRAKE DEGREE OF PROTECTION IP65 AS FLANGE IP67; PAINT FINISH RAL7016 | - | 0 | 0
1FK7044-7AH71-1UB8 |  | 1FK7044-7AH71-1UB8 | 1 | UN | 1 | 60 | X | D | N | N | 85015220 | 1 |  | 8.302 | KG | 1655.29 | 1655.29 | MC05 | MC05 | SIMOTICS S Synchronous servo motor 1FK7 High Dynamic, 4.0Nm 100K, 4500rpm, 1.41kW Naturally cooled IM B5 (V1, V3) power/signal connectors Connector can be rotated by 270Â° RESOLVER MULTI-POLE (RESOLVER P=3) WITH DRIVE-CLIQ INTERFACE; SHAFT WITH FITTED KEY, TOLERANCE N; WITH HOLDING BRAKE DEGREE OF PROTECTION IP65 IP67 D-END FLANGE; RAL7016 COATING; METALLIC RATING PLATE AT MOTOR | - | 0 | 0
1FK7044-7AH71-1UG0 |  | 1FK7044-7AH71-1UG0 | 1 | UN | 1 | 60 | X | D | N | N | 85015220 | 1 |  | 7.703 | KG | 1179.33 | 1179.33 | MC05 | MC05 | SIMOTICS S Synchronous servo motor 1FK7 High Dynamic, 4.0Nm 100K, 4500rpm, 1.41kW Naturally cooled IM B5 (V1, V3) power/signal connectors Connector can be rotated by 270Â° RESOLVER MULTI-POLE (RESOLVER P=3) WITH DRIVE-CLIQ INTERFACE; PLAIN SHAFT, TOLERANCE N; W/O HOLDING BRAKE DEGREE OF PROTECTION IP64 | - | 0 | 0
1FK7044-7AH71-1UG2 |  | 1FK7044-7AH71-1UG2 | 1 | UN | 1 | 60 | X | D | N | N | 85015220 | 1 |  | 7.703 | KG | 1255.3 | 1255.3 | MC05 | MC05 | SIMOTICS S Synchronous servo motor 1FK7 High Dynamic, 4.0Nm 100K, 4500rpm, 1.41kW Naturally cooled IM B5 (V1, V3) power/signal connectors Connector can be rotated by 270Â° RESOLVER MULTI-POLE (RESOLVER P=3) WITH DRIVE-CLIQ INTERFACE; PLAIN SHAFT, TOLERANCE N; W/O HOLDING BRAKE DEGREE OF PROTECTION IP65 FLANGE ON DRIVE END IP67 | - | 0 | 0
1FK7044-7AH71-1UG3 |  | 1FK7044-7AH71-1UG3 | 1 | UN | 1 | 60 | X | D | N | N | 85015220 | 1 |  | 7.703 | KG | 1216.14 | 1216.14 | MC05 | MC05 | SIMOTICS S Synchronous servo motor 1FK7 High Dynamic, 4.0Nm 100K, 4500rpm, 1.41kW Naturally cooled IM B5 (V1, V3) power/signal connectors Connector can be rotated by 270Â° RESOLVER MULTI-POLE (RESOLVER P=3) WITH DRIVE-CLIQ INTERFACE; PLAIN SHAFT, TOLERANCE N; W/O HOLDING BRAKE DEGREE OF PROTECTION IP64; PAINT FINISH RAL7016 | - | 0 | 0
1FK7044-7AH71-1UG5 |  | 1FK7044-7AH71-1UG5 | 1 | UN | 1 | 60 | X | D | N | N | 85015220 | 1 |  | 7.703 | KG | 1292.09 | 1292.09 | MC05 | MC05 | SIMOTICS S Synchronous servo motor 1FK7 High Dynamic, 4.0Nm 100K, 4500rpm, 1.41kW Naturally cooled IM B5 (V1, V3) power/signal connectors Connector can be rotated by 270Â° RESOLVER MULTI-POLE (RESOLVER P=3) WITH DRIVE-CLIQ INTERFACE; PLAIN SHAFT, TOLERANCE N; W/O HOLDING BRAKE DEGREE OF PROTECTION IP65 AS FLANGE IP67; PAINT FINISH RAL7016 | - | 0 | 0
1FK7044-7AH71-1UG8 |  | 1FK7044-7AH71-1UG8 | 1 | UN | 1 | 60 | X | D | N | N | 85015220 | 1 |  | 7.703 | KG | 1373.3 | 1373.3 | MC05 | MC05 | SIMOTICS S Synchronous servo motor 1FK7 High Dynamic, 4.0Nm 100K, 4500rpm, 1.41kW Naturally cooled IM B5 (V1, V3) power/signal connectors Connector can be rotated by 270Â° RESOLVER MULTI-POLE (RESOLVER P=3) WITH DRIVE-CLIQ INTERFACE; PLAIN SHAFT, TOLERANCE N; W/O HOLDING BRAKE DEGREE OF PROTECTION IP65 IP67 D-END FLANGE; RAL7016 COATING; METALLIC RATING PLATE AT MOTOR | - | 0 | 0
1FK7044-7AH71-1UH0 |  | 1FK7044-7AH71-1UH0 | 1 | UN | 1 | 60 | X | D | N | N | 85015220 | 1 |  | 8.302 | KG | 1389.46 | 1389.46 | MC05 | MC05 | SIMOTICS S Synchronous servo motor 1FK7 High Dynamic, 4.0Nm 100K, 4500rpm, 1.41kW Naturally cooled IM B5 (V1, V3) power/signal connectors Connector can be rotated by 270Â° RESOLVER MULTI-POLE (RESOLVER P=3) WITH DRIVE-CLIQ INTERFACE; PLAIN SHAFT, TOLERANCE N; WITH HOLDING BRAKE DEGREE OF PROTECTION IP64 | - | 0 | 0
1FK7044-7AH71-1UH2 |  | 1FK7044-7AH71-1UH2 | 1 | UN | 1 | 60 | X | D | N | N | 85015220 | 1 |  | 8.302 | KG | 1465.43 | 1465.43 | MC05 | MC05 | SIMOTICS S Synchronous servo motor 1FK7 High Dynamic, 4.0Nm 100K, 4500rpm, 1.41kW Naturally cooled IM B5 (V1, V3) power/signal connectors Connector can be rotated by 270Â° RESOLVER MULTI-POLE (RESOLVER P=3) WITH DRIVE-CLIQ INTERFACE; PLAIN SHAFT, TOLERANCE N; WITH HOLDING BRAKE DEGREE OF PROTECTION IP65 FLANGE ON DRIVE END IP67 | - | 0 | 0
1FK7044-7AH71-1UH3 |  | 1FK7044-7AH71-1UH3 | 1 | UN | 1 | 60 | X | D | N | N | 85015220 | 1 |  | 8.302 | KG | 1426.27 | 1426.27 | MC05 | MC05 | SIMOTICS S Synchronous servo motor 1FK7 High Dynamic, 4.0Nm 100K, 4500rpm, 1.41kW Naturally cooled IM B5 (V1, V3) power/signal connectors Connector can be rotated by 270Â° RESOLVER MULTI-POLE (RESOLVER P=3) WITH DRIVE-CLIQ INTERFACE; PLAIN SHAFT, TOLERANCE N; WITH HOLDING BRAKE DEGREE OF PROTECTION IP64; PAINT FINISH RAL7016 | - | 0 | 0
1FK7044-7AH71-1UH5 |  | 1FK7044-7AH71-1UH5 | 1 | UN | 1 | 60 | X | D | N | N | 85015220 | 1 |  | 8.302 | KG | 1502.22 | 1502.22 | MC05 | MC05 | SIMOTICS S Synchronous servo motor 1FK7 High Dynamic, 4.0Nm 100K, 4500rpm, 1.41kW Naturally cooled IM B5 (V1, V3) power/signal connectors Connector can be rotated by 270Â° RESOLVER MULTI-POLE (RESOLVER P=3) WITH DRIVE-CLIQ INTERFACE; PLAIN SHAFT, TOLERANCE N; WITH HOLDING BRAKE DEGREE OF PROTECTION IP65 AS FLANGE IP67; PAINT FINISH RAL7016 | - | 0 | 0
1FK7044-7AH71-1UH8 |  | 1FK7044-7AH71-1UH8 | 1 | UN | 1 | 60 | X | D | N | N | 85015220 | 1 |  | 8.302 | KG | 1583.43 | 1583.43 | MC05 | MC05 | SIMOTICS S Synchronous servo motor 1FK7 High Dynamic, 4.0Nm 100K, 4500rpm, 1.41kW Naturally cooled IM B5 (V1, V3) power/signal connectors Connector can be rotated by 270Â° RESOLVER MULTI-POLE (RESOLVER P=3) WITH DRIVE-CLIQ INTERFACE; PLAIN SHAFT, TOLERANCE N; WITH HOLDING BRAKE DEGREE OF PROTECTION IP65 IP67 D-END FLANGE; RAL7016 COATING; METALLIC RATING PLATE AT MOTOR | - | 0 | 0
1FK7060-2AC71-1AA0 |  | 1FK7060-2AC71-1AA0 | 1 | UN | 1 | 15 | C | D | N | N | 85015220 | 1 |  | 7.101 | KG | 1289.87 | 1289.87 | MC05 | MC05 | SIMOTICS S Synchronous motor 1FK7-CT PN=1.1kW; UDC=600V M0=6Nm (100K); NN=2000rpm; Naturally cooled FRAME SIZE IMB 5 (IM V1, IM V3) FLANGE 1, WITH KTY TEMPERATURESENSOR POWER CONNECTOR ROTATABLE INCREMENTAL ENCODER SIN/COS 1VPP;2048 S/R W. C-AND D-SPUR (ENCODER IC2048S/R) SHAFT WITH FITTED KEY, TOLERANCE N; W/O HOLDING BRAKE PROTECTION CLASS IP64; | - | 0 | 0
1FK7060-2AC71-1AA1 |  | 1FK7060-2AC71-1AA1 | 1 | UN | 1 | 15 | C | D | N | N | 85015220 | 1 |  | 7.101 | KG | 1352.21 | 1352.21 | MC05 | MC05 | SIMOTICS S Synchronous motor 1FK7-CT PN=1.1kW; UDC=600V M0=6Nm (100K); NN=2000rpm; Naturally cooled FRAME SIZE IMB 5 (IM V1, IM V3) FLANGE 1, WITH KTY TEMPERATURESENSOR POWER CONNECTOR ROTATABLE INCREMENTAL ENCODER SIN/COS 1VPP;2048 S/R W. C-AND D-SPUR (ENCODER IC2048S/R) SHAFT WITH FITTED KEY, TOLERANCE N; W/O HOLDING BRAKE PROTECTION CLASS IP65, | - | 0 | 0
1FK7060-2AC71-1AA2 |  | 1FK7060-2AC71-1AA2 | 1 | UN | 1 | 15 | C | D | N | N | 85015220 | 1 |  | 7.101 | KG | 1352.21 | 1352.21 | MC05 | MC05 | SIMOTICS S Synchronous motor 1FK7-CT PN=1.1kW; UDC=600V M0=6Nm (100K); NN=2000rpm; Naturally cooled FRAME SIZE IMB 5 (IM V1, IM V3) FLANGE 1, WITH KTY TEMPERATURESENSOR POWER CONNECTOR ROTATABLE INCREMENTAL ENCODER SIN/COS 1VPP;2048 S/R W. C-AND D-SPUR (ENCODER IC2048S/R) SHAFT WITH FITTED KEY, TOLERANCE N; W/O HOLDING BRAKE PROTECTION CLASS IP65, FLANGE ON DRIVE END IP67; | - | 0 | 0
1FK7060-2AC71-1AB0 |  | 1FK7060-2AC71-1AB0 | 1 | UN | 1 | 15 | C | D | N | N | 85015220 | 1 |  | 7.4 | KG | 1491.81 | 1491.81 | MC05 | MC05 | SIMOTICS S Synchronous motor 1FK7-CT PN=1.1kW; UDC=600V M0=6Nm (100K); NN=2000rpm; Naturally cooled FRAME SIZE IMB 5 (IM V1, IM V3) FLANGE 1, WITH KTY TEMPERATURESENSOR POWER CONNECTOR ROTATABLE INCREMENTAL ENCODER SIN/COS 1VPP;2048 S/R W. C-AND D-SPUR (ENCODER IC2048S/R) SHAFT WITH FITTED KEY, TOLERANCE N; WITH HOLDING BRAKE PROTECTION CLASS IP64; | - | 0 | 0
1FK7060-2AC71-1AB0-Z | M03 | 1FK7060-2AC71-1AB0-ZM03 | 1 | UN | 1 | 15 | C | D | N | N | 85015220 | 1 |  | 7.401 | KG | 1591.04 | 1591.04 | MC05 | MC05 | SIMOTICS S Synchronous motor 1FK7-CT PN=1.1kW; UDC=600V M0=6Nm (100K); NN=2000rpm; Naturally cooled FRAME SIZE IMB 5 (IM V1, IM V3) FLANGE 1, WITH KTY TEMPERATURESENSOR POWER CONNECTOR ROTATABLE INCREMENTAL ENCODER SIN/COS 1VPP;2048 S/R W. C-AND D-SPUR (ENCODER IC2048S/R) SHAFT WITH FITTED KEY, TOLERANCE N; WITH HOLDING BRAKE PROTECTION CLASS IP64; M03: FOR USE IN THE GAS EXPLOSION-PRONE AREA UNIT II, CATEGORY 3G (ZONE 2) TEMPERATURE CLASS T1 TO T3 OBSERVE PLANNING GUIDELINES SEE ENCLOSURE REGARDING THE DECLARATION OF CONFORMITY | - | 0 | 0
1FK7060-2AC71-1AB1 |  | 1FK7060-2AC71-1AB1 | 1 | UN | 1 | 15 | C | D | N | N | 85015220 | 1 |  | 7.4 | KG | 1554.15 | 1554.15 | MC05 | MC05 | SIMOTICS S Synchronous motor 1FK7-CT PN=1.1kW; UDC=600V M0=6Nm (100K); NN=2000rpm; Naturally cooled FRAME SIZE IMB 5 (IM V1, IM V3) FLANGE 1, WITH KTY TEMPERATURESENSOR POWER CONNECTOR ROTATABLE INCREMENTAL ENCODER SIN/COS 1VPP;2048 S/R W. C-AND D-SPUR (ENCODER IC2048S/R) SHAFT WITH FITTED KEY, TOLERANCE N; WITH HOLDING BRAKE PROTECTION CLASS IP65, | - | 0 | 0
1FK7060-2AC71-1AB2 |  | 1FK7060-2AC71-1AB2 | 1 | UN | 1 | 15 | C | D | N | N | 85015220 | 1 |  | 7.4 | KG | 1554.15 | 1554.15 | MC05 | MC05 | SIMOTICS S Synchronous motor 1FK7-CT PN=1.1kW; UDC=600V M0=6Nm (100K); NN=2000rpm; Naturally cooled FRAME SIZE IMB 5 (IM V1, IM V3) FLANGE 1, WITH KTY TEMPERATURESENSOR POWER CONNECTOR ROTATABLE INCREMENTAL ENCODER SIN/COS 1VPP;2048 S/R W. C-AND D-SPUR (ENCODER IC2048S/R) SHAFT WITH FITTED KEY, TOLERANCE N; WITH HOLDING BRAKE PROTECTION CLASS IP65, FLANGE ON DRIVE END IP67; | - | 0 | 0
1FK7060-2AC71-1AG0 |  | 1FK7060-2AC71-1AG0 | 1 | UN | 1 | 15 | C | D | N | N | 85015220 | 1 |  | 7.101 | KG | 1232.38 | 1232.38 | MC05 | MC05 | SIMOTICS S Synchronous motor 1FK7-CT PN=1.1kW; UDC=600V M0=6Nm (100K); NN=2000rpm; Naturally cooled FRAME SIZE IMB 5 (IM V1, IM V3) FLANGE 1, WITH KTY TEMPERATURESENSOR POWER CONNECTOR ROTATABLE INCREMENTAL ENCODER SIN/COS 1VPP;2048 S/R W. C-AND D-SPUR (ENCODER IC2048S/R) PLAIN SHAFT, TOLERANCE N; W/O HOLDING BRAKE PROTECTION CLASS IP64; | - | 0 | 0
1FK7060-2AC71-1AG1 |  | 1FK7060-2AC71-1AG1 | 1 | UN | 1 | 15 | C | D | N | N | 85015220 | 1 |  | 7.101 | KG | 1294.72 | 1294.72 | MC05 | MC05 | SIMOTICS S Synchronous motor 1FK7-CT PN=1.1kW; UDC=600V M0=6Nm (100K); NN=2000rpm; Naturally cooled FRAME SIZE IMB 5 (IM V1, IM V3) FLANGE 1, WITH KTY TEMPERATURESENSOR POWER CONNECTOR ROTATABLE INCREMENTAL ENCODER SIN/COS 1VPP;2048 S/R W. C-AND D-SPUR (ENCODER IC2048S/R) PLAIN SHAFT, TOLERANCE N; W/O HOLDING BRAKE PROTECTION CLASS IP65, | - | 0 | 0
1FK7060-2AC71-1AG2 |  | 1FK7060-2AC71-1AG2 | 1 | UN | 1 | 15 | C | D | N | N | 85015220 | 1 |  | 7.101 | KG | 1294.72 | 1294.72 | MC05 | MC05 | SIMOTICS S Synchronous motor 1FK7-CT PN=1.1kW; UDC=600V M0=6Nm (100K); NN=2000rpm; Naturally cooled FRAME SIZE IMB 5 (IM V1, IM V3) FLANGE 1, WITH KTY TEMPERATURESENSOR POWER CONNECTOR ROTATABLE INCREMENTAL ENCODER SIN/COS 1VPP;2048 S/R W. C-AND D-SPUR (ENCODER IC2048S/R) PLAIN SHAFT, TOLERANCE N; W/O HOLDING BRAKE PROTECTION CLASS IP65, FLANGE ON DRIVE END IP67; | - | 0 | 0
1FK7060-2AC71-1AH0 |  | 1FK7060-2AC71-1AH0 | 1 | UN | 1 | 15 | C | D | N | N | 85015220 | 1 |  | 7.4 | KG | 1435.82 | 1435.82 | MC05 | MC05 | SIMOTICS S Synchronous motor 1FK7-CT PN=1.1kW; UDC=600V M0=6Nm (100K); NN=2000rpm; Naturally cooled FRAME SIZE IMB 5 (IM V1, IM V3) FLANGE 1, WITH KTY TEMPERATURESENSOR POWER CONNECTOR ROTATABLE INCREMENTAL ENCODER SIN/COS 1VPP;2048 S/R W. C-AND D-SPUR (ENCODER IC2048S/R) PLAIN SHAFT, TOLERANCE N; WITH HOLDING BRAKE PROTECTION CLASS IP64; | - | 0 | 0
1FK7060-2AC71-1AH1 |  | 1FK7060-2AC71-1AH1 | 1 | UN | 1 | 15 | C | D | N | N | 85015220 | 1 |  | 7.4 | KG | 1498.16 | 1498.16 | MC05 | MC05 | SIMOTICS S Synchronous motor 1FK7-CT PN=1.1kW; UDC=600V M0=6Nm (100K); NN=2000rpm; Naturally cooled FRAME SIZE IMB 5 (IM V1, IM V3) FLANGE 1, WITH KTY TEMPERATURESENSOR POWER CONNECTOR ROTATABLE INCREMENTAL ENCODER SIN/COS 1VPP;2048 S/R W. C-AND D-SPUR (ENCODER IC2048S/R) PLAIN SHAFT, TOLERANCE N; WITH HOLDING BRAKE PROTECTION CLASS IP65, | - | 0 | 0
1FK7060-2AC71-1AH2 |  | 1FK7060-2AC71-1AH2 | 1 | UN | 1 | 15 | C | D | N | N | 85015220 | 1 |  | 7.4 | KG | 1498.16 | 1498.16 | MC05 | MC05 | SIMOTICS S Synchronous motor 1FK7-CT PN=1.1kW; UDC=600V M0=6Nm (100K); NN=2000rpm; Naturally cooled FRAME SIZE IMB 5 (IM V1, IM V3) FLANGE 1, WITH KTY TEMPERATURESENSOR POWER CONNECTOR ROTATABLE INCREMENTAL ENCODER SIN/COS 1VPP;2048 S/R W. C-AND D-SPUR (ENCODER IC2048S/R) PLAIN SHAFT, TOLERANCE N; WITH HOLDING BRAKE PROTECTION CLASS IP65, FLANGE ON DRIVE END IP67; | - | 0 | 0
1FK7060-2AC71-1BA0 |  | 1FK7060-2AC71-1BA0 | 1 | UN | 1 | 15 | C | D | N | N | 85015220 | 1 |  | 7.101 | KG | 1450.58 | 1450.58 | MC05 | MC05 | SIMOTICS S Synchronous motor 1FK7-CT PN=1.1kW; UDC=600V M0=6Nm (100K); NN=2000rpm; Naturally cooled IMB 5 design (IM V1, IM V3) Flange 1 Power connector rotatable Absolute encoder single-turn 24-bit with Drive-CLiQ interface (encoder AS24DQI) shaft with feather key, tolerance N without holding brake IP64 degree of protection | - | 0 | 0
1FK7060-2AC71-1BA1 |  | 1FK7060-2AC71-1BA1 | 1 | UN | 1 | 15 | C | D | N | N | 85015220 | 1 |  | 7.101 | KG | 1512.91 | 1512.91 | MC05 | MC05 | SIMOTICS S Synchronous motor 1FK7-CT PN=1.1kW; UDC=600V M0=6Nm (100K); NN=2000rpm; Naturally cooled IMB 5 design (IM V1, IM V3) Flange 1 Power connector rotatable Absolute encoder single-turn 24-bit with Drive-CLiQ interface (encoder AS24DQI) shaft with feather key, tolerance N without holding brake IP65 degree of protection | - | 0 | 0
1FK7060-2AC71-1BA2 |  | 1FK7060-2AC71-1BA2 | 1 | UN | 1 | 15 | C | D | N | N | 85015220 | 1 |  | 7.101 | KG | 1512.91 | 1512.91 | MC05 | MC05 | SIMOTICS S Synchronous motor 1FK7-CT PN=1.1kW; UDC=600V M0=6Nm (100K); NN=2000rpm; Naturally cooled IMB 5 design (IM V1, IM V3) Flange 1 Power connector rotatable Absolute encoder single-turn 24-bit with Drive-CLiQ interface (encoder AS24DQI) shaft with feather key, tolerance N without holding brake IP65 degree of protection DE flange IP67 | - | 0 | 0
1FK7060-2AC71-1BB0 |  | 1FK7060-2AC71-1BB0 | 1 | UN | 1 | 15 | C | D | N | N | 85015220 | 1 |  | 7.4 | KG | 1652.52 | 1652.52 | MC05 | MC05 | SIMOTICS S Synchronous motor 1FK7-CT PN=1.1kW; UDC=600V M0=6Nm (100K); NN=2000rpm; Naturally cooled IMB 5 design (IM V1, IM V3) Flange 1 Power connector rotatable Absolute encoder single-turn 24-bit with Drive-CLiQ interface (encoder AS24DQI) shaft with feather key, tolerance N with holding brake IP64 degree of protection | - | 0 | 0
1FK7060-2AC71-1BB1 |  | 1FK7060-2AC71-1BB1 | 1 | UN | 1 | 15 | C | D | N | N | 85015220 | 1 |  | 7.4 | KG | 1714.86 | 1714.86 | MC05 | MC05 | SIMOTICS S Synchronous motor 1FK7-CT PN=1.1kW; UDC=600V M0=6Nm (100K); NN=2000rpm; Naturally cooled IMB 5 design (IM V1, IM V3) Flange 1 Power connector rotatable Absolute encoder single-turn 24-bit with Drive-CLiQ interface (encoder AS24DQI) shaft with feather key, tolerance N with holding brake IP65 degree of protection | - | 0 | 0
1FK7060-2AC71-1BB2 |  | 1FK7060-2AC71-1BB2 | 1 | UN | 1 | 15 | C | D | N | N | 85015220 | 1 |  | 7.4 | KG | 1714.86 | 1714.86 | MC05 | MC05 | SIMOTICS S Synchronous motor 1FK7-CT PN=1.1kW; UDC=600V M0=6Nm (100K); NN=2000rpm; Naturally cooled IMB 5 design (IM V1, IM V3) Flange 1 Power connector rotatable Absolute encoder single-turn 24-bit with Drive-CLiQ interface (encoder AS24DQI) shaft with feather key, tolerance N with holding brake IP65 degree of protection DE flange IP67 | - | 0 | 0
1FK7060-2AC71-1BG0 |  | 1FK7060-2AC71-1BG0 | 1 | UN | 1 | 15 | C | D | N | N | 85015220 | 1 |  | 7.101 | KG | 1393.09 | 1393.09 | MC05 | MC05 | SIMOTICS S Synchronous motor 1FK7-CT PN=1.1kW; UDC=600V M0=6Nm (100K); NN=2000rpm; Naturally cooled IMB 5 design (IM V1, IM V3) Flange 1 Power connector rotatable Absolute encoder single-turn 24-bit with Drive-CLiQ interface (encoder AS24DQI) smooth shaft, tolerance N without holding brake IP64 degree of protection | - | 0 | 0
1FK7060-2AC71-1BG1 |  | 1FK7060-2AC71-1BG1 | 1 | UN | 1 | 15 | C | D | N | N | 85015220 | 1 |  | 7.101 | KG | 1455.42 | 1455.42 | MC05 | MC05 | SIMOTICS S Synchronous motor 1FK7-CT PN=1.1kW; UDC=600V M0=6Nm (100K); NN=2000rpm; Naturally cooled IMB 5 design (IM V1, IM V3) Flange 1 Power connector rotatable Absolute encoder single-turn 24-bit with Drive-CLiQ interface (encoder AS24DQI) smooth shaft, tolerance N without holding brake IP65 degree of protection | - | 0 | 0
1FK7060-2AC71-1BG2 |  | 1FK7060-2AC71-1BG2 | 1 | UN | 1 | 15 | C | D | N | N | 85015220 | 1 |  | 7.101 | KG | 1455.42 | 1455.42 | MC05 | MC05 | SIMOTICS S Synchronous motor 1FK7-CT PN=1.1kW; UDC=600V M0=6Nm (100K); NN=2000rpm; Naturally cooled IMB 5 design (IM V1, IM V3) Flange 1 Power connector rotatable Absolute encoder single-turn 24-bit with Drive-CLiQ interface (encoder AS24DQI) smooth shaft, tolerance N without holding brake IP65 degree of protection DE flange IP67 | - | 0 | 0
1FK7060-2AC71-1BH0 |  | 1FK7060-2AC71-1BH0 | 1 | UN | 1 | 15 | C | D | N | N | 85015220 | 1 |  | 7.4 | KG | 1596.53 | 1596.53 | MC05 | MC05 | SIMOTICS S Synchronous motor 1FK7-CT PN=1.1kW; UDC=600V M0=6Nm (100K); NN=2000rpm; Naturally cooled IMB 5 design (IM V1, IM V3) Flange 1 Power connector rotatable Absolute encoder single-turn 24-bit with Drive-CLiQ interface (encoder AS24DQI) smooth shaft, tolerance N with holding brake IP64 degree of protection | - | 0 | 0
1FK7060-2AC71-1BH1 |  | 1FK7060-2AC71-1BH1 | 1 | UN | 1 | 15 | C | D | N | N | 85015220 | 1 |  | 7.4 | KG | 1658.87 | 1658.87 | MC05 | MC05 | SIMOTICS S Synchronous motor 1FK7-CT PN=1.1kW; UDC=600V M0=6Nm (100K); NN=2000rpm; Naturally cooled IMB 5 design (IM V1, IM V3) Flange 1 Power connector rotatable Absolute encoder single-turn 24-bit with Drive-CLiQ interface (encoder AS24DQI) smooth shaft, tolerance N with holding brake IP65 degree of protection | - | 0 | 0
1FK7060-2AC71-1BH2 |  | 1FK7060-2AC71-1BH2 | 1 | UN | 1 | 15 | C | D | N | N | 85015220 | 1 |  | 7.4 | KG | 1658.87 | 1658.87 | MC05 | MC05 | SIMOTICS S Synchronous motor 1FK7-CT PN=1.1kW; UDC=600V M0=6Nm (100K); NN=2000rpm; Naturally cooled IMB 5 design (IM V1, IM V3) Flange 1 Power connector rotatable Absolute encoder single-turn 24-bit with Drive-CLiQ interface (encoder AS24DQI) smooth shaft, tolerance N with holding brake IP65 degree of protection DE flange IP67 | - | 0 | 0
1FK7060-2AC71-1CA0 |  | 1FK7060-2AC71-1CA0 | 1 | UN | 1 | 15 | C | D | N | N | 85015220 | 1 |  | 7.101 | KG | 1696.74 | 1696.74 | MC05 | MC05 | SIMOTICS S Synchronous motor 1FK7-CT PN=1.1kW; UDC=600V M0=6Nm (100K); NN=2000rpm; Naturally cooled IMB 5 design (IM V1, IM V3) Flange 1 Power connector rotatable Absolute encoder 24-bit +12-bit multi-turn with Drive-CLiQ interface (encoder AM24DQI) shaft with feather key, tolerance N without holding brake IP64 degree of protection | - | 0 | 0
1FK7060-2AC71-1CA1 |  | 1FK7060-2AC71-1CA1 | 1 | UN | 1 | 15 | C | D | N | N | 85015220 | 1 |  | 7.101 | KG | 1759.07 | 1759.07 | MC05 | MC05 | SIMOTICS S Synchronous motor 1FK7-CT PN=1.1kW; UDC=600V M0=6Nm (100K); NN=2000rpm; Naturally cooled IMB 5 design (IM V1, IM V3) Flange 1 Power connector rotatable Absolute encoder 24-bit +12-bit multi-turn with Drive-CLiQ interface (encoder AM24DQI) shaft with feather key, tolerance N without holding brake IP65 degree of protection | - | 0 | 0
1FK7060-2AC71-1CA2 |  | 1FK7060-2AC71-1CA2 | 1 | UN | 1 | 15 | C | D | N | N | 85015220 | 1 |  | 7.101 | KG | 1759.07 | 1759.07 | MC05 | MC05 | SIMOTICS S Synchronous motor 1FK7-CT PN=1.1kW; UDC=600V M0=6Nm (100K); NN=2000rpm; Naturally cooled IMB 5 design (IM V1, IM V3) Flange 1 Power connector rotatable Absolute encoder 24-bit +12-bit multi-turn with Drive-CLiQ interface (encoder AM24DQI) shaft with feather key, tolerance N without holding brake IP65 degree of protection DE flange IP67 | - | 0 | 0
1FK7060-2AC71-1CB0 |  | 1FK7060-2AC71-1CB0 | 1 | UN | 1 | 15 | C | D | N | N | 85015220 | 1 |  | 7.4 | KG | 1898.68 | 1898.68 | MC05 | MC05 | SIMOTICS S Synchronous motor 1FK7-CT PN=1.1kW; UDC=600V M0=6Nm (100K); NN=2000rpm; Naturally cooled IMB 5 design (IM V1, IM V3) Flange 1 Power connector rotatable Absolute encoder 24-bit +12-bit multi-turn with Drive-CLiQ interface (encoder AM24DQI) shaft with feather key, tolerance N with holding brake IP64 degree of protection | - | 0 | 0
1FK7060-2AC71-1CB1 |  | 1FK7060-2AC71-1CB1 | 1 | UN | 1 | 15 | C | D | N | N | 85015220 | 1 |  | 7.4 | KG | 1961.02 | 1961.02 | MC05 | MC05 | SIMOTICS S Synchronous motor 1FK7-CT PN=1.1kW; UDC=600V M0=6Nm (100K); NN=2000rpm; Naturally cooled IMB 5 design (IM V1, IM V3) Flange 1 Power connector rotatable Absolute encoder 24-bit +12-bit multi-turn with Drive-CLiQ interface (encoder AM24DQI) shaft with feather key, tolerance N with holding brake IP65 degree of protection | - | 0 | 0
1FK7060-2AC71-1CB2 |  | 1FK7060-2AC71-1CB2 | 1 | UN | 1 | 15 | C | D | N | N | 85015220 | 1 |  | 7.4 | KG | 1961.02 | 1961.02 | MC05 | MC05 | SIMOTICS S Synchronous motor 1FK7-CT PN=1.1kW; UDC=600V M0=6Nm (100K); NN=2000rpm; Naturally cooled IMB 5 design (IM V1, IM V3) Flange 1 Power connector rotatable Absolute encoder 24-bit +12-bit multi-turn with Drive-CLiQ interface (encoder AM24DQI) shaft with feather key, tolerance N with holding brake IP65 degree of protection DE flange IP67 | - | 0 | 0
1FK7060-2AC71-1CG0 |  | 1FK7060-2AC71-1CG0 | 1 | UN | 1 | 15 | C | D | N | N | 85015220 | 1 |  | 7.101 | KG | 1639.25 | 1639.25 | MC05 | MC05 | SIMOTICS S Synchronous motor 1FK7-CT PN=1.1kW; UDC=600V M0=6Nm (100K); NN=2000rpm; Naturally cooled IMB 5 design (IM V1, IM V3) Flange 1 Power connector rotatable Absolute encoder 24-bit +12-bit multi-turn with Drive-CLiQ interface (encoder AM24DQI) smooth shaft, tolerance N without holding brake IP64 degree of protection | - | 0 | 0
1FK7060-2AC71-1CG1 |  | 1FK7060-2AC71-1CG1 | 1 | UN | 1 | 15 | C | D | N | N | 85015220 | 1 |  | 7.101 | KG | 1701.59 | 1701.59 | MC05 | MC05 | SIMOTICS S Synchronous motor 1FK7-CT PN=1.1kW; UDC=600V M0=6Nm (100K); NN=2000rpm; Naturally cooled IMB 5 design (IM V1, IM V3) Flange 1 Power connector rotatable Absolute encoder 24-bit +12-bit multi-turn with Drive-CLiQ interface (encoder AM24DQI) smooth shaft, tolerance N without holding brake IP65 degree of protection | - | 0 | 0
1FK7060-2AC71-1CG2 |  | 1FK7060-2AC71-1CG2 | 1 | UN | 1 | 15 | C | D | N | N | 85015220 | 1 |  | 7.101 | KG | 1701.59 | 1701.59 | MC05 | MC05 | SIMOTICS S Synchronous motor 1FK7-CT PN=1.1kW; UDC=600V M0=6Nm (100K); NN=2000rpm; Naturally cooled IMB 5 design (IM V1, IM V3) Flange 1 Power connector rotatable Absolute encoder 24-bit +12-bit multi-turn with Drive-CLiQ interface (encoder AM24DQI) smooth shaft, tolerance N without holding brake IP65 degree of protection DE flange IP67 | - | 0 | 0
1FK7060-2AC71-1CH0 |  | 1FK7060-2AC71-1CH0 | 1 | UN | 1 | 15 | C | D | N | N | 85015220 | 1 |  | 7.4 | KG | 1842.69 | 1842.69 | MC05 | MC05 | SIMOTICS S Synchronous motor 1FK7-CT PN=1.1kW; UDC=600V M0=6Nm (100K); NN=2000rpm; Naturally cooled IMB 5 design (IM V1, IM V3) Flange 1 Power connector rotatable Absolute encoder 24-bit +12-bit multi-turn with Drive-CLiQ interface (encoder AM24DQI) smooth shaft, tolerance N with holding brake IP64 degree of protection | - | 0 | 0
1FK7060-2AC71-1CH1 |  | 1FK7060-2AC71-1CH1 | 1 | UN | 1 | 15 | C | D | N | N | 85015220 | 1 |  | 7.4 | KG | 1905.03 | 1905.03 | MC05 | MC05 | SIMOTICS S Synchronous motor 1FK7-CT PN=1.1kW; UDC=600V M0=6Nm (100K); NN=2000rpm; Naturally cooled IMB 5 design (IM V1, IM V3) Flange 1 Power connector rotatable Absolute encoder 24-bit +12-bit multi-turn with Drive-CLiQ interface (encoder AM24DQI) smooth shaft, tolerance N with holding brake IP65 degree of protection | - | 0 | 0
1FK7060-2AC71-1CH2 |  | 1FK7060-2AC71-1CH2 | 1 | UN | 1 | 15 | C | D | N | N | 85015220 | 1 |  | 7.4 | KG | 1905.03 | 1905.03 | MC05 | MC05 | SIMOTICS S Synchronous motor 1FK7-CT PN=1.1kW; UDC=600V M0=6Nm (100K); NN=2000rpm; Naturally cooled IMB 5 design (IM V1, IM V3) Flange 1 Power connector rotatable Absolute encoder 24-bit +12-bit multi-turn with Drive-CLiQ interface (encoder AM24DQI) smooth shaft, tolerance N with holding brake IP65 degree of protection DE flange IP67 | - | 0 | 0
1FK7060-2AC71-1CH2-Z | V02 | 1FK7060-2AC71-1CH2-ZV02 | 1 | UN | 1 | 15 | C | D | N | N | 85015220 | 1 |  | 7.4 | KG | 2180.37 | 2180.37 | MC05 | MC05 | SIMOTICS S Synchronous motor 1FK7-CT PN=1.1kW; UDC=600V M0=6Nm (100K); NN=2000rpm; Naturally cooled IMB 5 design (IM V1, IM V3) Flange 1 Power connector rotatable Absolute encoder 24-bit +12-bit multi-turn with Drive-CLiQ interface (encoder AM24DQI) smooth shaft, Tolerance N with holding brake; Degree of protection IP65 DE flange IP67; V02: Shaft with internal gearing DIN 5480-N 10X0.8x 11x 9H Customer-specific motor acc. to SMR-120-2014 | - | 0 | 7
1FK7060-2AC71-1DA0 |  | 1FK7060-2AC71-1DA0 | 1 | UN | 1 | 15 | C | D | N | N | 85015220 | 1 |  | 7.102 | KG | 1504 | 1504 | MC05 | MC05 | SIMOTICS S Synchronous motor 1FK7-CT PN=1.1kW; UDC=600V M0=6Nm (100K); NN=2000rpm; Naturally cooled FRAME SIZE IMB 5 (IM V1, IM V3) FLANGE 1 POWER CONNECTOR ROTATABLE INCREMENTAL ENCODER 22 BIT WITH DRIVE-CLIQ INTERFACE (ENCODER IC22DQ) SHAFT WITH FITTED KEY, TOLERANCE N; W/O HOLDING BRAKE PROTECTION CLASS IP64; | - | 0 | 0
1FK7060-2AC71-1DA1 |  | 1FK7060-2AC71-1DA1 | 1 | UN | 1 | 15 | C | D | N | N | 85015220 | 1 |  | 7.102 | KG | 1566.34 | 1566.34 | MC05 | MC05 | SIMOTICS S Synchronous motor 1FK7-CT PN=1.1kW; UDC=600V M0=6Nm (100K); NN=2000rpm; Naturally cooled FRAME SIZE IMB 5 (IM V1, IM V3) FLANGE 1 POWER CONNECTOR ROTATABLE INCREMENTAL ENCODER 22 BIT WITH DRIVE-CLIQ INTERFACE (ENCODER IC22DQ) SHAFT WITH FITTED KEY, TOLERANCE N; W/O HOLDING BRAKE PROTECTION CLASS IP65, | - | 0 | 0
1FK7060-2AC71-1DA2 |  | 1FK7060-2AC71-1DA2 | 1 | UN | 1 | 15 | C | D | N | N | 85015220 | 1 |  | 7.102 | KG | 1566.34 | 1566.34 | MC05 | MC05 | SIMOTICS S Synchronous motor 1FK7-CT PN=1.1kW; UDC=600V M0=6Nm (100K); NN=2000rpm; Naturally cooled FRAME SIZE IMB 5 (IM V1, IM V3) FLANGE 1 POWER CONNECTOR ROTATABLE INCREMENTAL ENCODER 22 BIT WITH DRIVE-CLIQ INTERFACE (ENCODER IC22DQ) SHAFT WITH FITTED KEY, TOLERANCE N; W/O HOLDING BRAKE PROTECTION CLASS IP65, FLANGE ON DRIVE END IP67; | - | 0 | 0
1FK7060-2AC71-1DB0 |  | 1FK7060-2AC71-1DB0 | 1 | UN | 1 | 15 | C | D | N | N | 85015220 | 1 |  | 7.401 | KG | 1705.94 | 1705.94 | MC05 | MC05 | SIMOTICS S Synchronous motor 1FK7-CT PN=1.1kW; UDC=600V M0=6Nm (100K); NN=2000rpm; Naturally cooled FRAME SIZE IMB 5 (IM V1, IM V3) FLANGE 1 POWER CONNECTOR ROTATABLE INCREMENTAL ENCODER 22 BIT WITH DRIVE-CLIQ INTERFACE (ENCODER IC22DQ) SHAFT WITH FITTED KEY, TOLERANCE N; WITH HOLDING BRAKE PROTECTION CLASS IP64; | - | 0 | 0
1FK7060-2AC71-1DB2 |  | 1FK7060-2AC71-1DB2 | 1 | UN | 1 | 15 | C | D | N | N | 85015220 | 1 |  | 7.401 | KG | 1768.28 | 1768.28 | MC05 | MC05 | SIMOTICS S Synchronous motor 1FK7-CT PN=1.1kW; UDC=600V M0=6Nm (100K); NN=2000rpm; Naturally cooled FRAME SIZE IMB 5 (IM V1, IM V3) FLANGE 1 POWER CONNECTOR ROTATABLE INCREMENTAL ENCODER 22 BIT WITH DRIVE-CLIQ INTERFACE (ENCODER IC22DQ) SHAFT WITH FITTED KEY, TOLERANCE N; WITH HOLDING BRAKE PROTECTION CLASS IP65, FLANGE ON DRIVE END IP67; | - | 0 | 0
1FK7060-2AC71-1DG0 |  | 1FK7060-2AC71-1DG0 | 1 | UN | 1 | 15 | C | D | N | N | 85015220 | 1 |  | 7.102 | KG | 1446.51 | 1446.51 | MC05 | MC05 | SIMOTICS S Synchronous motor 1FK7-CT PN=1.1kW; UDC=600V M0=6Nm (100K); NN=2000rpm; Naturally cooled FRAME SIZE IMB 5 (IM V1, IM V3) FLANGE 1 POWER CONNECTOR ROTATABLE INCREMENTAL ENCODER 22 BIT WITH DRIVE-CLIQ INTERFACE (ENCODER IC22DQ) PLAIN SHAFT, TOLERANCE N; W/O HOLDING BRAKE PROTECTION CLASS IP64; | - | 0 | 0
1FK7060-2AC71-1DG1 |  | 1FK7060-2AC71-1DG1 | 1 | UN | 1 | 15 | C | D | N | N | 85015220 | 1 |  | 7.102 | KG | 1508.85 | 1508.85 | MC05 | MC05 | SIMOTICS S Synchronous motor 1FK7-CT PN=1.1kW; UDC=600V M0=6Nm (100K); NN=2000rpm; Naturally cooled FRAME SIZE IMB 5 (IM V1, IM V3) FLANGE 1 POWER CONNECTOR ROTATABLE INCREMENTAL ENCODER 22 BIT WITH DRIVE-CLIQ INTERFACE (ENCODER IC22DQ) PLAIN SHAFT, TOLERANCE N; W/O HOLDING BRAKE PROTECTION CLASS IP65, | - | 0 | 0
1FK7060-2AC71-1DG2 |  | 1FK7060-2AC71-1DG2 | 1 | UN | 1 | 15 | C | D | N | N | 85015220 | 1 |  | 7.102 | KG | 1508.85 | 1508.85 | MC05 | MC05 | SIMOTICS S Synchronous motor 1FK7-CT PN=1.1kW; UDC=600V M0=6Nm (100K); NN=2000rpm; Naturally cooled FRAME SIZE IMB 5 (IM V1, IM V3) FLANGE 1 POWER CONNECTOR ROTATABLE INCREMENTAL ENCODER 22 BIT WITH DRIVE-CLIQ INTERFACE (ENCODER IC22DQ) PLAIN SHAFT, TOLERANCE N; W/O HOLDING BRAKE PROTECTION CLASS IP65, FLANGE ON DRIVE END IP67; | - | 0 | 0
1FK7060-2AC71-1DH0 |  | 1FK7060-2AC71-1DH0 | 1 | UN | 1 | 15 | C | D | N | N | 85015220 | 1 |  | 7.401 | KG | 1649.95 | 1649.95 | MC05 | MC05 | SIMOTICS S Synchronous motor 1FK7-CT PN=1.1kW; UDC=600V M0=6Nm (100K); NN=2000rpm; Naturally cooled FRAME SIZE IMB 5 (IM V1, IM V3) FLANGE 1 POWER CONNECTOR ROTATABLE INCREMENTAL ENCODER 22 BIT WITH DRIVE-CLIQ INTERFACE (ENCODER IC22DQ) PLAIN SHAFT, TOLERANCE N; WITH HOLDING BRAKE PROTECTION CLASS IP64; | - | 0 | 0
1FK7060-2AC71-1DH1 |  | 1FK7060-2AC71-1DH1 | 1 | UN | 1 | 15 | C | D | N | N | 85015220 | 1 |  | 7.401 | KG | 1712.29 | 1712.29 | MC05 | MC05 | SIMOTICS S Synchronous motor 1FK7-CT PN=1.1kW; UDC=600V M0=6Nm (100K); NN=2000rpm; Naturally cooled FRAME SIZE IMB 5 (IM V1, IM V3) FLANGE 1 POWER CONNECTOR ROTATABLE INCREMENTAL ENCODER 22 BIT WITH DRIVE-CLIQ INTERFACE (ENCODER IC22DQ) PLAIN SHAFT, TOLERANCE N; WITH HOLDING BRAKE PROTECTION CLASS IP65, | - | 0 | 0
1FK7060-2AC71-1EA0 |  | 1FK7060-2AC71-1EA0 | 1 | UN | 1 | 15 | C | D | N | N | 85015220 | 1 |  | 7.101 | KG | 1537.55 | 1537.55 | MC05 | MC05 | SIMOTICS S Synchronous motor 1FK7-CT PN=1.1kW; UDC=600V M0=6Nm (100K); NN=2000rpm; Naturally cooled FRAME SIZE IMB 5 (IM V1, IM V3) FLANGE 1, WITH KTY TEMPERATURESENSOR POWER CONNECTOR ROTATABLE ABSOLUTE ENCODERR 2048 S/R + 4096 UMDREHUNGEN MULTITURN, WITH ENDAT-SCHNITTSTELLE (ENCODER AM2048S/R) SHAFT WITH FITTED KEY, TOLERANCE N; W/O HOLDING BRAKE PROTECTION CLASS IP64; | - | 0 | 0
1FK7060-2AC71-1EA1 |  | 1FK7060-2AC71-1EA1 | 1 | UN | 1 | 15 | C | D | N | N | 85015220 | 1 |  | 7.101 | KG | 1599.89 | 1599.89 | MC05 | MC05 | SIMOTICS S Synchronous motor 1FK7-CT PN=1.1kW; UDC=600V M0=6Nm (100K); NN=2000rpm; Naturally cooled FRAME SIZE IMB 5 (IM V1, IM V3) FLANGE 1, WITH KTY TEMPERATURESENSOR POWER CONNECTOR ROTATABLE ABSOLUTE ENCODERR 2048 S/R + 4096 UMDREHUNGEN MULTITURN, WITH ENDAT-SCHNITTSTELLE (ENCODER AM2048S/R) SHAFT WITH FITTED KEY, TOLERANCE N; W/O HOLDING BRAKE PROTECTION CLASS IP65, | - | 0 | 0
1FK7060-2AC71-1EA2 |  | 1FK7060-2AC71-1EA2 | 1 | UN | 1 | 15 | C | D | N | N | 85015220 | 1 |  | 7.101 | KG | 1599.89 | 1599.89 | MC05 | MC05 | SIMOTICS S Synchronous motor 1FK7-CT PN=1.1kW; UDC=600V M0=6Nm (100K); NN=2000rpm; Naturally cooled FRAME SIZE IMB 5 (IM V1, IM V3) FLANGE 1, WITH KTY TEMPERATURESENSOR POWER CONNECTOR ROTATABLE ABSOLUTE ENCODERR 2048 S/R + 4096 UMDREHUNGEN MULTITURN, WITH ENDAT-SCHNITTSTELLE (ENCODER AM2048S/R) SHAFT WITH FITTED KEY, TOLERANCE N; W/O HOLDING BRAKE PROTECTION CLASS IP65, FLANGE ON DRIVE END IP67; | - | 0 | 0
1FK7060-2AC71-1EB0 |  | 1FK7060-2AC71-1EB0 | 1 | UN | 1 | 15 | C | D | N | N | 85015220 | 1 |  | 7.4 | KG | 1739.49 | 1739.49 | MC05 | MC05 | SIMOTICS S Synchronous motor 1FK7-CT PN=1.1kW; UDC=600V M0=6Nm (100K); NN=2000rpm; Naturally cooled FRAME SIZE IMB 5 (IM V1, IM V3) FLANGE 1, WITH KTY TEMPERATURESENSOR POWER CONNECTOR ROTATABLE ABSOLUTE ENCODERR 2048 S/R + 4096 UMDREHUNGEN MULTITURN, WITH ENDAT-SCHNITTSTELLE (ENCODER AM2048S/R) SHAFT WITH FITTED KEY, TOLERANCE N; WITH HOLDING BRAKE PROTECTION CLASS IP64; | - | 0 | 0
1FK7060-2AC71-1EB1 |  | 1FK7060-2AC71-1EB1 | 1 | UN | 1 | 15 | C | D | N | N | 85015220 | 1 |  | 7.4 | KG | 1801.83 | 1801.83 | MC05 | MC05 | SIMOTICS S Synchronous motor 1FK7-CT PN=1.1kW; UDC=600V M0=6Nm (100K); NN=2000rpm; Naturally cooled FRAME SIZE IMB 5 (IM V1, IM V3) FLANGE 1, WITH KTY TEMPERATURESENSOR POWER CONNECTOR ROTATABLE ABSOLUTE ENCODERR 2048 S/R + 4096 UMDREHUNGEN MULTITURN, WITH ENDAT-SCHNITTSTELLE (ENCODER AM2048S/R) SHAFT WITH FITTED KEY, TOLERANCE N; WITH HOLDING BRAKE PROTECTION CLASS IP65, | - | 0 | 0
1FK7060-2AC71-1EB2 |  | 1FK7060-2AC71-1EB2 | 1 | UN | 1 | 15 | C | D | N | N | 85015220 | 1 |  | 7.4 | KG | 1801.83 | 1801.83 | MC05 | MC05 | SIMOTICS S Synchronous motor 1FK7-CT PN=1.1kW; UDC=600V M0=6Nm (100K); NN=2000rpm; Naturally cooled FRAME SIZE IMB 5 (IM V1, IM V3) FLANGE 1, WITH KTY TEMPERATURESENSOR POWER CONNECTOR ROTATABLE ABSOLUTE ENCODERR 2048 S/R + 4096 UMDREHUNGEN MULTITURN, WITH ENDAT-SCHNITTSTELLE (ENCODER AM2048S/R) SHAFT WITH FITTED KEY, TOLERANCE N; WITH HOLDING BRAKE PROTECTION CLASS IP65, FLANGE ON DRIVE END IP67; | - | 0 | 0
1FK7060-2AC71-1EG0 |  | 1FK7060-2AC71-1EG0 | 1 | UN | 1 | 15 | C | D | N | N | 85015220 | 1 |  | 7.101 | KG | 1480.06 | 1480.06 | MC05 | MC05 | SIMOTICS S Synchronous motor 1FK7-CT PN=1.1kW; UDC=600V M0=6Nm (100K); NN=2000rpm; Naturally cooled FRAME SIZE IMB 5 (IM V1, IM V3) FLANGE 1, WITH KTY TEMPERATURESENSOR POWER CONNECTOR ROTATABLE ABSOLUTE ENCODERR 2048 S/R + 4096 UMDREHUNGEN MULTITURN, WITH ENDAT-SCHNITTSTELLE (ENCODER AM2048S/R) PLAIN SHAFT, TOLERANCE N; W/O HOLDING BRAKE PROTECTION CLASS IP64; | - | 0 | 0
1FK7060-2AC71-1EG1 |  | 1FK7060-2AC71-1EG1 | 1 | UN | 1 | 15 | C | D | N | N | 85015220 | 1 |  | 7.101 | KG | 1542.4 | 1542.4 | MC05 | MC05 | SIMOTICS S Synchronous motor 1FK7-CT PN=1.1kW; UDC=600V M0=6Nm (100K); NN=2000rpm; Naturally cooled FRAME SIZE IMB 5 (IM V1, IM V3) FLANGE 1, WITH KTY TEMPERATURESENSOR POWER CONNECTOR ROTATABLE ABSOLUTE ENCODERR 2048 S/R + 4096 UMDREHUNGEN MULTITURN, WITH ENDAT-SCHNITTSTELLE (ENCODER AM2048S/R) PLAIN SHAFT, TOLERANCE N; W/O HOLDING BRAKE PROTECTION CLASS IP65, | - | 0 | 0
1FK7060-2AC71-1EG2 |  | 1FK7060-2AC71-1EG2 | 1 | UN | 1 | 15 | C | D | N | N | 85015220 | 1 |  | 7.101 | KG | 1542.4 | 1542.4 | MC05 | MC05 | SIMOTICS S Synchronous motor 1FK7-CT PN=1.1kW; UDC=600V M0=6Nm (100K); NN=2000rpm; Naturally cooled FRAME SIZE IMB 5 (IM V1, IM V3) FLANGE 1, WITH KTY TEMPERATURESENSOR POWER CONNECTOR ROTATABLE ABSOLUTE ENCODERR 2048 S/R + 4096 UMDREHUNGEN MULTITURN, WITH ENDAT-SCHNITTSTELLE (ENCODER AM2048S/R) PLAIN SHAFT, TOLERANCE N; W/O HOLDING BRAKE PROTECTION CLASS IP65, FLANGE ON DRIVE END IP67; | - | 0 | 0
1FK7060-2AC71-1EH0 |  | 1FK7060-2AC71-1EH0 | 1 | UN | 1 | 15 | C | D | N | N | 85015220 | 1 |  | 7.4 | KG | 1683.5 | 1683.5 | MC05 | MC05 | SIMOTICS S Synchronous motor 1FK7-CT PN=1.1kW; UDC=600V M0=6Nm (100K); NN=2000rpm; Naturally cooled FRAME SIZE IMB 5 (IM V1, IM V3) FLANGE 1, WITH KTY TEMPERATURESENSOR POWER CONNECTOR ROTATABLE ABSOLUTE ENCODERR 2048 S/R + 4096 UMDREHUNGEN MULTITURN, WITH ENDAT-SCHNITTSTELLE (ENCODER AM2048S/R) PLAIN SHAFT, TOLERANCE N; WITH HOLDING BRAKE PROTECTION CLASS IP64; | - | 0 | 0
1FK7060-2AC71-1EH1 |  | 1FK7060-2AC71-1EH1 | 1 | UN | 1 | 15 | C | D | N | N | 85015220 | 1 |  | 7.4 | KG | 1745.84 | 1745.84 | MC05 | MC05 | SIMOTICS S Synchronous motor 1FK7-CT PN=1.1kW; UDC=600V M0=6Nm (100K); NN=2000rpm; Naturally cooled FRAME SIZE IMB 5 (IM V1, IM V3) FLANGE 1, WITH KTY TEMPERATURESENSOR POWER CONNECTOR ROTATABLE ABSOLUTE ENCODERR 2048 S/R + 4096 UMDREHUNGEN MULTITURN, WITH ENDAT-SCHNITTSTELLE (ENCODER AM2048S/R) PLAIN SHAFT, TOLERANCE N; WITH HOLDING BRAKE PROTECTION CLASS IP65, | - | 0 | 0
1FK7060-2AC71-1EH2 |  | 1FK7060-2AC71-1EH2 | 1 | UN | 1 | 15 | C | D | N | N | 85015220 | 1 |  | 7.4 | KG | 1745.84 | 1745.84 | MC05 | MC05 | SIMOTICS S Synchronous motor 1FK7-CT PN=1.1kW; UDC=600V M0=6Nm (100K); NN=2000rpm; Naturally cooled FRAME SIZE IMB 5 (IM V1, IM V3) FLANGE 1, WITH KTY TEMPERATURESENSOR POWER CONNECTOR ROTATABLE ABSOLUTE ENCODERR 2048 S/R + 4096 UMDREHUNGEN MULTITURN, WITH ENDAT-SCHNITTSTELLE (ENCODER AM2048S/R) PLAIN SHAFT, TOLERANCE N; WITH HOLDING BRAKE PROTECTION CLASS IP65, FLANGE ON DRIVE END IP67; | - | 0 | 0
1FK7060-2AC71-1FA2 |  | 1FK7060-2AC71-1FA2 | 1 | UN | 1 | 15 | C | D | N | N | 85015220 | 1 |  | 7.101 | KG | 1812.51 | 1812.51 | MC05 | MC05 | SIMOTICS S Synchronous motor 1FK7-CT PN=1.1kW; UDC=600V M0=6Nm (100K); NN=2000rpm; Naturally cooled FRAME SIZE IMB 5 (IM V1, IM V3) FLANGE 1 POWER CONNECTOR ROTATABLE ABSOLUTE ENCODER 22BIT + 12 BIT MULTITURN, WITH DRIVE-CLIQ INTERFACE (ENCODER AM22DQ) SHAFT WITH FITTED KEY, TOLERANCE N; W/O HOLDING BRAKE PROTECTION CLASS IP65, FLANGE ON DRIVE END IP67; | - | 0 | 0
1FK7060-2AC71-1FB0 |  | 1FK7060-2AC71-1FB0 | 1 | UN | 1 | 15 | C | D | N | N | 85015220 | 1 |  | 7.4 | KG | 1952.11 | 1952.11 | MC05 | MC05 | SIMOTICS S Synchronous motor 1FK7-CT PN=1.1kW; UDC=600V M0=6Nm (100K); NN=2000rpm; Naturally cooled FRAME SIZE IMB 5 (IM V1, IM V3) FLANGE 1 POWER CONNECTOR ROTATABLE ABSOLUTE ENCODER 22BIT + 12 BIT MULTITURN, WITH DRIVE-CLIQ INTERFACE (ENCODER AM22DQ) SHAFT WITH FITTED KEY, TOLERANCE N; WITH HOLDING BRAKE PROTECTION CLASS IP64; | - | 0 | 0
1FK7060-2AC71-1FB1 |  | 1FK7060-2AC71-1FB1 | 1 | UN | 1 | 15 | C | D | N | N | 85015220 | 1 |  | 7.4 | KG | 2014.45 | 2014.45 | MC05 | MC05 | SIMOTICS S Synchronous motor 1FK7-CT PN=1.1kW; UDC=600V M0=6Nm (100K); NN=2000rpm; Naturally cooled FRAME SIZE IMB 5 (IM V1, IM V3) FLANGE 1 POWER CONNECTOR ROTATABLE ABSOLUTE ENCODER 22BIT + 12 BIT MULTITURN, WITH DRIVE-CLIQ INTERFACE (ENCODER AM22DQ) SHAFT WITH FITTED KEY, TOLERANCE N; WITH HOLDING BRAKE PROTECTION CLASS IP65, | - | 0 | 0
1FK7060-2AC71-1FB2 |  | 1FK7060-2AC71-1FB2 | 1 | UN | 1 | 15 | C | D | N | N | 85015220 | 1 |  | 7.4 | KG | 2014.45 | 2014.45 | MC05 | MC05 | SIMOTICS S Synchronous motor 1FK7-CT PN=1.1kW; UDC=600V M0=6Nm (100K); NN=2000rpm; Naturally cooled FRAME SIZE IMB 5 (IM V1, IM V3) FLANGE 1 POWER CONNECTOR ROTATABLE ABSOLUTE ENCODER 22BIT + 12 BIT MULTITURN, WITH DRIVE-CLIQ INTERFACE (ENCODER AM22DQ) SHAFT WITH FITTED KEY, TOLERANCE N; WITH HOLDING BRAKE PROTECTION CLASS IP65, FLANGE ON DRIVE END IP67; | - | 0 | 0
1FK7060-2AC71-1FH0 |  | 1FK7060-2AC71-1FH0 | 1 | UN | 1 | 15 | C | D | N | N | 85015220 | 1 |  | 7.4 | KG | 1896.12 | 1896.12 | MC05 | MC05 | SIMOTICS S Synchronous motor 1FK7-CT PN=1.1kW; UDC=600V M0=6Nm (100K); NN=2000rpm; Naturally cooled FRAME SIZE IMB 5 (IM V1, IM V3) FLANGE 1 POWER CONNECTOR ROTATABLE ABSOLUTE ENCODER 22BIT + 12 BIT MULTITURN, WITH DRIVE-CLIQ INTERFACE (ENCODER AM22DQ) PLAIN SHAFT, TOLERANCE N; WITH HOLDING BRAKE PROTECTION CLASS IP64; | - | 0 | 0
1FK7060-2AC71-1PA0 |  | 1FK7060-2AC71-1PA0 | 1 | UN | 1 | 15 | C | D | N | N | 85015220 | 1 |  | 7.201 | KG | 1059.93 | 1059.93 | MC05 | MC05 | SIMOTICS S Synchronous motor 1FK7-CT PN=1.1kW; UDC=600V M0=6Nm (100K); NN=2000rpm; Naturally cooled FRAME SIZE IMB 5 (IM V1, IM V3) FLANGE 1 POWER CONNECTOR ROTATABLE RESOLVER 2-POLE, WITH DRIVE CLIQ-INTERFACE SHAFT WITH FITTED KEY, TOLERANCE N; W/O HOLDING BRAKE PROTECTION CLASS IP64; | - | 0 | 0
1FK7060-2AC71-1PA1 |  | 1FK7060-2AC71-1PA1 | 1 | UN | 1 | 15 | C | D | N | N | 85015220 | 1 |  | 7.201 | KG | 1122.27 | 1122.27 | MC05 | MC05 | SIMOTICS S Synchronous motor 1FK7-CT PN=1.1kW; UDC=600V M0=6Nm (100K); NN=2000rpm; Naturally cooled FRAME SIZE IMB 5 (IM V1, IM V3) FLANGE 1 POWER CONNECTOR ROTATABLE RESOLVER 2-POLE, WITH DRIVE CLIQ-INTERFACE SHAFT WITH FITTED KEY, TOLERANCE N; W/O HOLDING BRAKE PROTECTION CLASS IP65, | - | 0 | 0
1FK7060-2AC71-1PA2 |  | 1FK7060-2AC71-1PA2 | 1 | UN | 1 | 15 | C | D | N | N | 85015220 | 1 |  | 7.201 | KG | 1122.27 | 1122.27 | MC05 | MC05 | SIMOTICS S Synchronous motor 1FK7-CT PN=1.1kW; UDC=600V M0=6Nm (100K); NN=2000rpm; Naturally cooled FRAME SIZE IMB 5 (IM V1, IM V3) FLANGE 1 POWER CONNECTOR ROTATABLE RESOLVER 2-POLE, WITH DRIVE CLIQ-INTERFACE SHAFT WITH FITTED KEY, TOLERANCE N; W/O HOLDING BRAKE PROTECTION CLASS IP65, FLANGE ON DRIVE END IP67; | - | 0 | 0
1FK7060-2AC71-1PB0 |  | 1FK7060-2AC71-1PB0 | 1 | UN | 1 | 15 | C | D | N | N | 85015220 | 1 |  | 7.5 | KG | 1261.87 | 1261.87 | MC05 | MC05 | SIMOTICS S Synchronous motor 1FK7-CT PN=1.1kW; UDC=600V M0=6Nm (100K); NN=2000rpm; Naturally cooled FRAME SIZE IMB 5 (IM V1, IM V3) FLANGE 1 POWER CONNECTOR ROTATABLE RESOLVER 2-POLE, WITH DRIVE CLIQ-INTERFACE SHAFT WITH FITTED KEY, TOLERANCE N; WITH HOLDING BRAKE PROTECTION CLASS IP64; | - | 0 | 0
1FK7060-2AC71-1PB1 |  | 1FK7060-2AC71-1PB1 | 1 | UN | 1 | 15 | C | D | N | N | 85015220 | 1 |  | 7.5 | KG | 1324.21 | 1324.21 | MC05 | MC05 | SIMOTICS S Synchronous motor 1FK7-CT PN=1.1kW; UDC=600V M0=6Nm (100K); NN=2000rpm; Naturally cooled FRAME SIZE IMB 5 (IM V1, IM V3) FLANGE 1 POWER CONNECTOR ROTATABLE RESOLVER 2-POLE, WITH DRIVE CLIQ-INTERFACE SHAFT WITH FITTED KEY, TOLERANCE N; WITH HOLDING BRAKE PROTECTION CLASS IP65, | - | 0 | 0
1FK7060-2AC71-1PB2 |  | 1FK7060-2AC71-1PB2 | 1 | UN | 1 | 15 | C | D | N | N | 85015220 | 1 |  | 7.5 | KG | 1324.21 | 1324.21 | MC05 | MC05 | SIMOTICS S Synchronous motor 1FK7-CT PN=1.1kW; UDC=600V M0=6Nm (100K); NN=2000rpm; Naturally cooled FRAME SIZE IMB 5 (IM V1, IM V3) FLANGE 1 POWER CONNECTOR ROTATABLE RESOLVER 2-POLE, WITH DRIVE CLIQ-INTERFACE SHAFT WITH FITTED KEY, TOLERANCE N; WITH HOLDING BRAKE PROTECTION CLASS IP65, FLANGE ON DRIVE END IP67; | - | 0 | 0
1FK7060-2AC71-1PG0 |  | 1FK7060-2AC71-1PG0 | 1 | UN | 1 | 15 | C | D | N | N | 85015220 | 1 |  | 7.201 | KG | 1002.44 | 1002.44 | MC05 | MC05 | SIMOTICS S Synchronous motor 1FK7-CT PN=1.1kW; UDC=600V M0=6Nm (100K); NN=2000rpm; Naturally cooled FRAME SIZE IMB 5 (IM V1, IM V3) FLANGE 1 POWER CONNECTOR ROTATABLE RESOLVER 2-POLE, WITH DRIVE CLIQ-INTERFACE PLAIN SHAFT, TOLERANCE N; W/O HOLDING BRAKE PROTECTION CLASS IP64; | - | 0 | 0
1FK7060-2AC71-1PG1 |  | 1FK7060-2AC71-1PG1 | 1 | UN | 1 | 15 | C | D | N | N | 85015220 | 1 |  | 7.201 | KG | 1064.78 | 1064.78 | MC05 | MC05 | SIMOTICS S Synchronous motor 1FK7-CT PN=1.1kW; UDC=600V M0=6Nm (100K); NN=2000rpm; Naturally cooled FRAME SIZE IMB 5 (IM V1, IM V3) FLANGE 1 POWER CONNECTOR ROTATABLE RESOLVER 2-POLE, WITH DRIVE CLIQ-INTERFACE PLAIN SHAFT, TOLERANCE N; W/O HOLDING BRAKE PROTECTION CLASS IP65, | - | 0 | 0
1FK7060-2AC71-1PG2 |  | 1FK7060-2AC71-1PG2 | 1 | UN | 1 | 15 | C | D | N | N | 85015220 | 1 |  | 7.201 | KG | 1064.78 | 1064.78 | MC05 | MC05 | SIMOTICS S Synchronous motor 1FK7-CT PN=1.1kW; UDC=600V M0=6Nm (100K); NN=2000rpm; Naturally cooled FRAME SIZE IMB 5 (IM V1, IM V3) FLANGE 1 POWER CONNECTOR ROTATABLE RESOLVER 2-POLE, WITH DRIVE CLIQ-INTERFACE PLAIN SHAFT, TOLERANCE N; W/O HOLDING BRAKE PROTECTION CLASS IP65, FLANGE ON DRIVE END IP67; | - | 0 | 0
1FK7060-2AC71-1PH0 |  | 1FK7060-2AC71-1PH0 | 1 | UN | 1 | 15 | C | D | N | N | 85015220 | 1 |  | 7.5 | KG | 1205.88 | 1205.88 | MC05 | MC05 | SIMOTICS S Synchronous motor 1FK7-CT PN=1.1kW; UDC=600V M0=6Nm (100K); NN=2000rpm; Naturally cooled FRAME SIZE IMB 5 (IM V1, IM V3) FLANGE 1 POWER CONNECTOR ROTATABLE RESOLVER 2-POLE, WITH DRIVE CLIQ-INTERFACE PLAIN SHAFT, TOLERANCE N; WITH HOLDING BRAKE PROTECTION CLASS IP64; | - | 0 | 0
1FK7060-2AC71-1PH1 |  | 1FK7060-2AC71-1PH1 | 1 | UN | 1 | 15 | C | D | N | N | 85015220 | 1 |  | 7.5 | KG | 1268.22 | 1268.22 | MC05 | MC05 | SIMOTICS S Synchronous motor 1FK7-CT PN=1.1kW; UDC=600V M0=6Nm (100K); NN=2000rpm; Naturally cooled FRAME SIZE IMB 5 (IM V1, IM V3) FLANGE 1 POWER CONNECTOR ROTATABLE RESOLVER 2-POLE, WITH DRIVE CLIQ-INTERFACE PLAIN SHAFT, TOLERANCE N; WITH HOLDING BRAKE PROTECTION CLASS IP65, | - | 0 | 0
1FK7060-2AC71-1PH2 |  | 1FK7060-2AC71-1PH2 | 1 | UN | 1 | 15 | C | D | N | N | 85015220 | 1 |  | 7.5 | KG | 1268.22 | 1268.22 | MC05 | MC05 | SIMOTICS S Synchronous motor 1FK7-CT PN=1.1kW; UDC=600V M0=6Nm (100K); NN=2000rpm; Naturally cooled FRAME SIZE IMB 5 (IM V1, IM V3) FLANGE 1 POWER CONNECTOR ROTATABLE RESOLVER 2-POLE, WITH DRIVE CLIQ-INTERFACE PLAIN SHAFT, TOLERANCE N; WITH HOLDING BRAKE PROTECTION CLASS IP65, FLANGE ON DRIVE END IP67; | - | 0 | 0
1FK7060-2AC71-1QA0 |  | 1FK7060-2AC71-1QA0 | 1 | UN | 1 | 15 | C | D | N | N | 85015220 | 1 |  | 7.101 | KG | 1128.62 | 1128.62 | MC05 | MC05 | SIMOTICS S Synchronous motor 1FK7-CT PN=1.1kW; UDC=600V M0=6Nm (100K); NN=2000rpm; Naturally cooled IMB 5 design (IM V1, IM V3) Flange 1 Power connector rotatable Absolute encoder single-turn 20-bit with Drive-CLiQ interface (encoder AS20DQI) shaft with feather key, tolerance N without holding brake IP64 degree of protection | - | 0 | 0
1FK7060-2AC71-1QA1 |  | 1FK7060-2AC71-1QA1 | 1 | UN | 1 | 15 | C | D | N | N | 85015220 | 1 |  | 7.101 | KG | 1190.96 | 1190.96 | MC05 | MC05 | SIMOTICS S Synchronous motor 1FK7-CT PN=1.1kW; UDC=600V M0=6Nm (100K); NN=2000rpm; Naturally cooled IMB 5 design (IM V1, IM V3) Flange 1 Power connector rotatable Absolute encoder single-turn 20-bit with Drive-CLiQ interface (encoder AS20DQI) shaft with feather key, tolerance N without holding brake IP65 degree of protection | - | 0 | 0
1FK7060-2AC71-1QA2 |  | 1FK7060-2AC71-1QA2 | 1 | UN | 1 | 15 | C | D | N | N | 85015220 | 1 |  | 7.101 | KG | 1190.96 | 1190.96 | MC05 | MC05 | SIMOTICS S Synchronous motor 1FK7-CT PN=1.1kW; UDC=600V M0=6Nm (100K); NN=2000rpm; Naturally cooled IMB 5 design (IM V1, IM V3) Flange 1 Power connector rotatable Absolute encoder single-turn 20-bit with Drive-CLiQ interface (encoder AS20DQI) shaft with feather key, tolerance N without holding brake IP65 degree of protection DE flange IP67 | - | 0 | 0
1FK7060-2AC71-1QB0 |  | 1FK7060-2AC71-1QB0 | 1 | UN | 1 | 15 | C | D | N | N | 85015220 | 1 |  | 7.4 | KG | 1330.57 | 1330.57 | MC05 | MC05 | SIMOTICS S Synchronous motor 1FK7-CT PN=1.1kW; UDC=600V M0=6Nm (100K); NN=2000rpm; Naturally cooled IMB 5 design (IM V1, IM V3) Flange 1 Power connector rotatable Absolute encoder single-turn 20-bit with Drive-CLiQ interface (encoder AS20DQI) shaft with feather key, tolerance N with holding brake IP64 degree of protection | - | 0 | 0
1FK7060-2AC71-1QB1 |  | 1FK7060-2AC71-1QB1 | 1 | UN | 1 | 15 | C | D | N | N | 85015220 | 1 |  | 7.4 | KG | 1392.9 | 1392.9 | MC05 | MC05 | SIMOTICS S Synchronous motor 1FK7-CT PN=1.1kW; UDC=600V M0=6Nm (100K); NN=2000rpm; Naturally cooled IMB 5 design (IM V1, IM V3) Flange 1 Power connector rotatable Absolute encoder single-turn 20-bit with Drive-CLiQ interface (encoder AS20DQI) shaft with feather key, tolerance N with holding brake IP65 degree of protection | - | 0 | 0
1FK7060-2AC71-1QB2 |  | 1FK7060-2AC71-1QB2 | 1 | UN | 1 | 15 | C | D | N | N | 85015220 | 1 |  | 7.4 | KG | 1392.9 | 1392.9 | MC05 | MC05 | SIMOTICS S Synchronous motor 1FK7-CT PN=1.1kW; UDC=600V M0=6Nm (100K); NN=2000rpm; Naturally cooled IMB 5 design (IM V1, IM V3) Flange 1 Power connector rotatable Absolute encoder single-turn 20-bit with Drive-CLiQ interface (encoder AS20DQI) shaft with feather key, tolerance N with holding brake IP65 degree of protection DE flange IP67 | - | 0 | 0
1FK7060-2AC71-1QG1 |  | 1FK7060-2AC71-1QG1 | 1 | UN | 1 | 15 | C | D | N | N | 85015220 | 1 |  | 7.101 | KG | 1133.47 | 1133.47 | MC05 | MC05 | SIMOTICS S Synchronous motor 1FK7-CT PN=1.1kW; UDC=600V M0=6Nm (100K); NN=2000rpm; Naturally cooled IMB 5 design (IM V1, IM V3) Flange 1 Power connector rotatable Absolute encoder single-turn 20-bit with Drive-CLiQ interface (encoder AS20DQI) smooth shaft, tolerance N without holding brake IP65 degree of protection | - | 0 | 0
1FK7060-2AC71-1QG2 |  | 1FK7060-2AC71-1QG2 | 1 | UN | 1 | 15 | C | D | N | N | 85015220 | 1 |  | 7.101 | KG | 1133.47 | 1133.47 | MC05 | MC05 | SIMOTICS S Synchronous motor 1FK7-CT PN=1.1kW; UDC=600V M0=6Nm (100K); NN=2000rpm; Naturally cooled IMB 5 design (IM V1, IM V3) Flange 1 Power connector rotatable Absolute encoder single-turn 20-bit with Drive-CLiQ interface (encoder AS20DQI) smooth shaft, tolerance N without holding brake IP65 degree of protection DE flange IP67 | - | 0 | 0
1FK7060-2AC71-1QH1 |  | 1FK7060-2AC71-1QH1 | 1 | UN | 1 | 15 | C | D | N | N | 85015220 | 1 |  | 7.4 | KG | 1336.92 | 1336.92 | MC05 | MC05 | SIMOTICS S Synchronous motor 1FK7-CT PN=1.1kW; UDC=600V M0=6Nm (100K); NN=2000rpm; Naturally cooled IMB 5 design (IM V1, IM V3) Flange 1 Power connector rotatable Absolute encoder single-turn 20-bit with Drive-CLiQ interface (encoder AS20DQI) smooth shaft, tolerance N with holding brake IP65 degree of protection | - | 0 | 0
1FK7060-2AC71-1QH2 |  | 1FK7060-2AC71-1QH2 | 1 | UN | 1 | 15 | C | D | N | N | 85015220 | 1 |  | 7.4 | KG | 1336.92 | 1336.92 | MC05 | MC05 | SIMOTICS S Synchronous motor 1FK7-CT PN=1.1kW; UDC=600V M0=6Nm (100K); NN=2000rpm; Naturally cooled IMB 5 design (IM V1, IM V3) Flange 1 Power connector rotatable Absolute encoder single-turn 20-bit with Drive-CLiQ interface (encoder AS20DQI) smooth shaft, tolerance N with holding brake IP65 degree of protection DE flange IP67 | - | 0 | 0
1FK7060-2AC71-1RA0 |  | 1FK7060-2AC71-1RA0 | 1 | UN | 1 | 15 | C | D | N | N | 85015220 | 1 |  | 7.101 | KG | 1377.99 | 1377.99 | MC05 | MC05 | SIMOTICS S Synchronous motor 1FK7-CT PN=1.1kW; UDC=600V M0=6Nm (100K); NN=2000rpm; Naturally cooled IMB 5 design (IM V1, IM V3) Flange 1 Power connector rotatable Absolute encoder 20-bit +12-bit multi-turn with Drive-CLiQ interface (encoder AM20DQI) shaft with feather key, tolerance N without holding brake IP64 degree of protection | - | 0 | 0
1FK7060-2AC71-1RA1 |  | 1FK7060-2AC71-1RA1 | 1 | UN | 1 | 15 | C | D | N | N | 85015220 | 1 |  | 7.101 | KG | 1440.33 | 1440.33 | MC05 | MC05 | SIMOTICS S Synchronous motor 1FK7-CT PN=1.1kW; UDC=600V M0=6Nm (100K); NN=2000rpm; Naturally cooled IMB 5 design (IM V1, IM V3) Flange 1 Power connector rotatable Absolute encoder 20-bit +12-bit multi-turn with Drive-CLiQ interface (encoder AM20DQI) shaft with feather key, tolerance N without holding brake IP65 degree of protection | - | 0 | 0
1FK7060-2AC71-1RA2 |  | 1FK7060-2AC71-1RA2 | 1 | UN | 1 | 15 | C | D | N | N | 85015220 | 1 |  | 7.101 | KG | 1440.33 | 1440.33 | MC05 | MC05 | SIMOTICS S Synchronous motor 1FK7-CT PN=1.1kW; UDC=600V M0=6Nm (100K); NN=2000rpm; Naturally cooled IMB 5 design (IM V1, IM V3) Flange 1 Power connector rotatable Absolute encoder 20-bit +12-bit multi-turn with Drive-CLiQ interface (encoder AM20DQI) shaft with feather key, tolerance N without holding brake IP65 degree of protection DE flange IP67 | - | 0 | 0
1FK7060-2AC71-1RB0 |  | 1FK7060-2AC71-1RB0 | 1 | UN | 1 | 15 | C | D | N | N | 85015220 | 1 |  | 7.4 | KG | 1579.95 | 1579.95 | MC05 | MC05 | SIMOTICS S Synchronous motor 1FK7-CT PN=1.1kW; UDC=600V M0=6Nm (100K); NN=2000rpm; Naturally cooled IMB 5 design (IM V1, IM V3) Flange 1 Power connector rotatable Absolute encoder 20-bit +12-bit multi-turn with Drive-CLiQ interface (encoder AM20DQI) shaft with feather key, tolerance N with holding brake IP64 degree of protection | - | 0 | 0
1FK7060-2AC71-1RB1 |  | 1FK7060-2AC71-1RB1 | 1 | UN | 1 | 15 | C | D | N | N | 85015220 | 1 |  | 7.4 | KG | 1642.28 | 1642.28 | MC05 | MC05 | SIMOTICS S Synchronous motor 1FK7-CT PN=1.1kW; UDC=600V M0=6Nm (100K); NN=2000rpm; Naturally cooled IMB 5 design (IM V1, IM V3) Flange 1 Power connector rotatable Absolute encoder 20-bit +12-bit multi-turn with Drive-CLiQ interface (encoder AM20DQI) shaft with feather key, tolerance N with holding brake IP65 degree of protection | - | 0 | 0
1FK7060-2AC71-1RB2 |  | 1FK7060-2AC71-1RB2 | 1 | UN | 1 | 15 | C | D | N | N | 85015220 | 1 |  | 7.4 | KG | 1642.28 | 1642.28 | MC05 | MC05 | SIMOTICS S Synchronous motor 1FK7-CT PN=1.1kW; UDC=600V M0=6Nm (100K); NN=2000rpm; Naturally cooled IMB 5 design (IM V1, IM V3) Flange 1 Power connector rotatable Absolute encoder 20-bit +12-bit multi-turn with Drive-CLiQ interface (encoder AM20DQI) shaft with feather key, tolerance N with holding brake IP65 degree of protection DE flange IP67 | - | 0 | 0
1FK7060-2AC71-1RG1 |  | 1FK7060-2AC71-1RG1 | 1 | UN | 1 | 15 | C | D | N | N | 85015220 | 1 |  | 7.101 | KG | 1382.84 | 1382.84 | MC05 | MC05 | SIMOTICS S Synchronous motor 1FK7-CT PN=1.1kW; UDC=600V M0=6Nm (100K); NN=2000rpm; Naturally cooled IMB 5 design (IM V1, IM V3) Flange 1 Power connector rotatable Absolute encoder 20-bit +12-bit multi-turn with Drive-CLiQ interface (encoder AM20DQI) smooth shaft, tolerance N without holding brake IP65 degree of protection | - | 0 | 0
1FK7060-2AC71-1RG2 |  | 1FK7060-2AC71-1RG2 | 1 | UN | 1 | 15 | C | D | N | N | 85015220 | 1 |  | 7.101 | KG | 1382.84 | 1382.84 | MC05 | MC05 | SIMOTICS S Synchronous motor 1FK7-CT PN=1.1kW; UDC=600V M0=6Nm (100K); NN=2000rpm; Naturally cooled IMB 5 design (IM V1, IM V3) Flange 1 Power connector rotatable Absolute encoder 20-bit +12-bit multi-turn with Drive-CLiQ interface (encoder AM20DQI) smooth shaft, tolerance N without holding brake IP65 degree of protection DE flange IP67 | - | 0 | 0
1FK7060-2AC71-1RH1 |  | 1FK7060-2AC71-1RH1 | 1 | UN | 1 | 15 | C | D | N | N | 85015220 | 1 |  | 7.4 | KG | 1586.29 | 1586.29 | MC05 | MC05 | SIMOTICS S Synchronous motor 1FK7-CT PN=1.1kW; UDC=600V M0=6Nm (100K); NN=2000rpm; Naturally cooled IMB 5 design (IM V1, IM V3) Flange 1 Power connector rotatable Absolute encoder 20-bit +12-bit multi-turn with Drive-CLiQ interface (encoder AM20DQI) smooth shaft, tolerance N with holding brake IP65 degree of protection | - | 0 | 0
1FK7060-2AC71-1RH1-Z | J37 | 1FK7060-2AC71-1RH1-ZJ37 | 1 | UN | 1 | 15 | C | D | N | N | 85015220 | 1 |  | 24.4 | KG | 4490.35 | 4490.35 | MC05 | MC05 | SIMOTICS S Synchronous motor 1FK7-CT PN=1.1kW; UDC=600V M0=6Nm (100K); NN=2000rpm; Naturally cooled IMB 5 design (IM V1, IM V3) Flange 1 Power connector rotatable Absolute encoder 20-bit +12-bit multi-turn with Drive-CLiQ interface (encoder AM20DQI) smooth shaft, tolerance N with holding brake IP65 degree of protection J37: ALPHA SP+, SP 140S-MF2 PLANETARY GEARING 2 STAGES, I=50, WITHOUT FEATHER KEY | - | 0 | 0
1FK7060-2AC71-1RH2 |  | 1FK7060-2AC71-1RH2 | 1 | UN | 1 | 15 | C | D | N | N | 85015220 | 1 |  | 7.4 | KG | 1586.29 | 1586.29 | MC05 | MC05 | SIMOTICS S Synchronous motor 1FK7-CT PN=1.1kW; UDC=600V M0=6Nm (100K); NN=2000rpm; Naturally cooled IMB 5 design (IM V1, IM V3) Flange 1 Power connector rotatable Absolute encoder 20-bit +12-bit multi-turn with Drive-CLiQ interface (encoder AM20DQI) smooth shaft, tolerance N with holding brake IP65 degree of protection DE flange IP67 | - | 0 | 0
1FK7060-2AC71-1SA0 |  | 1FK7060-2AC71-1SA0 | 1 | UN | 1 | 15 | C | D | N | N | 85015220 | 1 |  | 7.102 | KG | 899.23 | 899.23 | MC05 | MC05 | SIMOTICS S Synchronous motor 1FK7-CT PN=1.1kW; UDC=600V M0=6Nm (100K); NN=2000rpm; Naturally cooled FRAME SIZE IMB 5 (IM V1, IM V3) FLANGE 1, WITH KTY TEMPERATURESENSOR POWER CONNECTOR ROTATABLE RESOLVER MULTI-POLE (RESOLVER P=4); SHAFT WITH FITTED KEY, TOLERANCE N; W/O HOLDING BRAKE PROTECTION CLASS IP64; | - | 0 | 0
1FK7060-2AC71-1SA1 |  | 1FK7060-2AC71-1SA1 | 1 | UN | 1 | 15 | C | D | N | N | 85015220 | 1 |  | 7.102 | KG | 961.57 | 961.57 | MC05 | MC05 | SIMOTICS S Synchronous motor 1FK7-CT PN=1.1kW; UDC=600V M0=6Nm (100K); NN=2000rpm; Naturally cooled FRAME SIZE IMB 5 (IM V1, IM V3) FLANGE 1, WITH KTY TEMPERATURESENSOR POWER CONNECTOR ROTATABLE RESOLVER MULTI-POLE (RESOLVER P=4); SHAFT WITH FITTED KEY, TOLERANCE N; W/O HOLDING BRAKE PROTECTION CLASS IP65, | - | 0 | 0
1FK7060-2AC71-1SA2 |  | 1FK7060-2AC71-1SA2 | 1 | UN | 1 | 15 | C | D | N | N | 85015220 | 1 |  | 7.102 | KG | 961.57 | 961.57 | MC05 | MC05 | SIMOTICS S Synchronous motor 1FK7-CT PN=1.1kW; UDC=600V M0=6Nm (100K); NN=2000rpm; Naturally cooled FRAME SIZE IMB 5 (IM V1, IM V3) FLANGE 1, WITH KTY TEMPERATURESENSOR POWER CONNECTOR ROTATABLE RESOLVER MULTI-POLE (RESOLVER P=4); SHAFT WITH FITTED KEY, TOLERANCE N; W/O HOLDING BRAKE PROTECTION CLASS IP65, FLANGE ON DRIVE END IP67; | - | 0 | 0
1FK7060-2AC71-1SB0 |  | 1FK7060-2AC71-1SB0 | 1 | UN | 1 | 15 | C | D | N | N | 85015220 | 1 |  | 7.401 | KG | 1101.17 | 1101.17 | MC05 | MC05 | SIMOTICS S Synchronous motor 1FK7-CT PN=1.1kW; UDC=600V M0=6Nm (100K); NN=2000rpm; Naturally cooled FRAME SIZE IMB 5 (IM V1, IM V3) FLANGE 1, WITH KTY TEMPERATURESENSOR POWER CONNECTOR ROTATABLE RESOLVER MULTI-POLE (RESOLVER P=4); SHAFT WITH FITTED KEY, TOLERANCE N; WITH HOLDING BRAKE PROTECTION CLASS IP64; | - | 0 | 0
1FK7060-2AC71-1SB1 |  | 1FK7060-2AC71-1SB1 | 1 | UN | 1 | 15 | C | D | N | N | 85015220 | 1 |  | 7.401 | KG | 1163.51 | 1163.51 | MC05 | MC05 | SIMOTICS S Synchronous motor 1FK7-CT PN=1.1kW; UDC=600V M0=6Nm (100K); NN=2000rpm; Naturally cooled FRAME SIZE IMB 5 (IM V1, IM V3) FLANGE 1, WITH KTY TEMPERATURESENSOR POWER CONNECTOR ROTATABLE RESOLVER MULTI-POLE (RESOLVER P=4); SHAFT WITH FITTED KEY, TOLERANCE N; WITH HOLDING BRAKE PROTECTION CLASS IP65, | - | 0 | 0
1FK7060-2AC71-1SB2 |  | 1FK7060-2AC71-1SB2 | 1 | UN | 1 | 15 | C | D | N | N | 85015220 | 1 |  | 7.401 | KG | 1163.51 | 1163.51 | MC05 | MC05 | SIMOTICS S Synchronous motor 1FK7-CT PN=1.1kW; UDC=600V M0=6Nm (100K); NN=2000rpm; Naturally cooled FRAME SIZE IMB 5 (IM V1, IM V3) FLANGE 1, WITH KTY TEMPERATURESENSOR POWER CONNECTOR ROTATABLE RESOLVER MULTI-POLE (RESOLVER P=4); SHAFT WITH FITTED KEY, TOLERANCE N; WITH HOLDING BRAKE PROTECTION CLASS IP65, FLANGE ON DRIVE END IP67; | - | 0 | 0
1FK7060-2AC71-1SG0 |  | 1FK7060-2AC71-1SG0 | 1 | UN | 1 | 15 | C | D | N | N | 85015220 | 1 |  | 7.102 | KG | 841.74 | 841.74 | MC05 | MC05 | SIMOTICS S Synchronous motor 1FK7-CT PN=1.1kW; UDC=600V M0=6Nm (100K); NN=2000rpm; Naturally cooled FRAME SIZE IMB 5 (IM V1, IM V3) FLANGE 1, WITH KTY TEMPERATURESENSOR POWER CONNECTOR ROTATABLE RESOLVER MULTI-POLE (RESOLVER P=4); PLAIN SHAFT, TOLERANCE N; W/O HOLDING BRAKE PROTECTION CLASS IP64; | - | 0 | 0
1FK7060-2AC71-1SG1 |  | 1FK7060-2AC71-1SG1 | 1 | UN | 1 | 15 | C | D | N | N | 85015220 | 1 |  | 7.102 | KG | 904.08 | 904.08 | MC05 | MC05 | SIMOTICS S Synchronous motor 1FK7-CT PN=1.1kW; UDC=600V M0=6Nm (100K); NN=2000rpm; Naturally cooled FRAME SIZE IMB 5 (IM V1, IM V3) FLANGE 1, WITH KTY TEMPERATURESENSOR POWER CONNECTOR ROTATABLE RESOLVER MULTI-POLE (RESOLVER P=4); PLAIN SHAFT, TOLERANCE N; W/O HOLDING BRAKE PROTECTION CLASS IP65, | - | 0 | 0
1FK7060-2AC71-1SG2 |  | 1FK7060-2AC71-1SG2 | 1 | UN | 1 | 15 | C | D | N | N | 85015220 | 1 |  | 7.102 | KG | 904.08 | 904.08 | MC05 | MC05 | SIMOTICS S Synchronous motor 1FK7-CT PN=1.1kW; UDC=600V M0=6Nm (100K); NN=2000rpm; Naturally cooled FRAME SIZE IMB 5 (IM V1, IM V3) FLANGE 1, WITH KTY TEMPERATURESENSOR POWER CONNECTOR ROTATABLE RESOLVER MULTI-POLE (RESOLVER P=4); PLAIN SHAFT, TOLERANCE N; W/O HOLDING BRAKE PROTECTION CLASS IP65, FLANGE ON DRIVE END IP67; | - | 0 | 0
1FK7060-2AC71-1SH0 |  | 1FK7060-2AC71-1SH0 | 1 | UN | 1 | 15 | C | D | N | N | 85015220 | 1 |  | 7.401 | KG | 1045.18 | 1045.18 | MC05 | MC05 | SIMOTICS S Synchronous motor 1FK7-CT PN=1.1kW; UDC=600V M0=6Nm (100K); NN=2000rpm; Naturally cooled FRAME SIZE IMB 5 (IM V1, IM V3) FLANGE 1, WITH KTY TEMPERATURESENSOR POWER CONNECTOR ROTATABLE RESOLVER MULTI-POLE (RESOLVER P=4); PLAIN SHAFT, TOLERANCE N; WITH HOLDING BRAKE PROTECTION CLASS IP64; | - | 0 | 0
1FK7060-2AC71-1SH1 |  | 1FK7060-2AC71-1SH1 | 1 | UN | 1 | 15 | C | D | N | N | 85015220 | 1 |  | 7.401 | KG | 1107.52 | 1107.52 | MC05 | MC05 | SIMOTICS S Synchronous motor 1FK7-CT PN=1.1kW; UDC=600V M0=6Nm (100K); NN=2000rpm; Naturally cooled FRAME SIZE IMB 5 (IM V1, IM V3) FLANGE 1, WITH KTY TEMPERATURESENSOR POWER CONNECTOR ROTATABLE RESOLVER MULTI-POLE (RESOLVER P=4); PLAIN SHAFT, TOLERANCE N; WITH HOLDING BRAKE PROTECTION CLASS IP65, | - | 0 | 0
1FK7060-2AC71-1SH2 |  | 1FK7060-2AC71-1SH2 | 1 | UN | 1 | 15 | C | D | N | N | 85015220 | 1 |  | 7.401 | KG | 1107.52 | 1107.52 | MC05 | MC05 | SIMOTICS S Synchronous motor 1FK7-CT PN=1.1kW; UDC=600V M0=6Nm (100K); NN=2000rpm; Naturally cooled FRAME SIZE IMB 5 (IM V1, IM V3) FLANGE 1, WITH KTY TEMPERATURESENSOR POWER CONNECTOR ROTATABLE RESOLVER MULTI-POLE (RESOLVER P=4); PLAIN SHAFT, TOLERANCE N; WITH HOLDING BRAKE PROTECTION CLASS IP65, FLANGE ON DRIVE END IP67; | - | 0 | 0
1FK7060-2AC71-1TA0 |  | 1FK7060-2AC71-1TA0 | 1 | UN | 1 | 15 | C | D | N | N | 85015220 | 1 |  | 7.102 | KG | 899.23 | 899.23 | MC05 | MC05 | SIMOTICS S Synchronous motor 1FK7-CT PN=1.1kW; UDC=600V M0=6Nm (100K); NN=2000rpm; Naturally cooled FRAME SIZE IMB 5 (IM V1, IM V3) FLANGE 1, WITH KTY TEMPERATURESENSOR POWER CONNECTOR ROTATABLE RESOLVER 2-POLE (RESOLVER P=1); SHAFT WITH FITTED KEY, TOLERANCE N; W/O HOLDING BRAKE PROTECTION CLASS IP64; | - | 0 | 0
1FK7060-2AC71-1TA1 |  | 1FK7060-2AC71-1TA1 | 1 | UN | 1 | 15 | C | D | N | N | 85015220 | 1 |  | 7.102 | KG | 961.57 | 961.57 | MC05 | MC05 | SIMOTICS S Synchronous motor 1FK7-CT PN=1.1kW; UDC=600V M0=6Nm (100K); NN=2000rpm; Naturally cooled FRAME SIZE IMB 5 (IM V1, IM V3) FLANGE 1, WITH KTY TEMPERATURESENSOR POWER CONNECTOR ROTATABLE RESOLVER 2-POLE (RESOLVER P=1); SHAFT WITH FITTED KEY, TOLERANCE N; W/O HOLDING BRAKE PROTECTION CLASS IP65, | - | 0 | 0
1FK7060-2AC71-1TA2 |  | 1FK7060-2AC71-1TA2 | 1 | UN | 1 | 15 | C | D | N | N | 85015220 | 1 |  | 7.102 | KG | 961.57 | 961.57 | MC05 | MC05 | SIMOTICS S Synchronous motor 1FK7-CT PN=1.1kW; UDC=600V M0=6Nm (100K); NN=2000rpm; Naturally cooled FRAME SIZE IMB 5 (IM V1, IM V3) FLANGE 1, WITH KTY TEMPERATURESENSOR POWER CONNECTOR ROTATABLE RESOLVER 2-POLE (RESOLVER P=1); SHAFT WITH FITTED KEY, TOLERANCE N; W/O HOLDING BRAKE PROTECTION CLASS IP65, FLANGE ON DRIVE END IP67; | - | 0 | 0
1FK7060-2AC71-1TB0 |  | 1FK7060-2AC71-1TB0 | 1 | UN | 1 | 15 | C | D | N | N | 85015220 | 1 |  | 7.401 | KG | 1101.17 | 1101.17 | MC05 | MC05 | SIMOTICS S Synchronous motor 1FK7-CT PN=1.1kW; UDC=600V M0=6Nm (100K); NN=2000rpm; Naturally cooled FRAME SIZE IMB 5 (IM V1, IM V3) FLANGE 1, WITH KTY TEMPERATURESENSOR POWER CONNECTOR ROTATABLE RESOLVER 2-POLE (RESOLVER P=1); SHAFT WITH FITTED KEY, TOLERANCE N; WITH HOLDING BRAKE PROTECTION CLASS IP64; | - | 0 | 0
1FK7060-2AC71-1TB1 |  | 1FK7060-2AC71-1TB1 | 1 | UN | 1 | 15 | C | D | N | N | 85015220 | 1 |  | 7.401 | KG | 1163.51 | 1163.51 | MC05 | MC05 | SIMOTICS S Synchronous motor 1FK7-CT PN=1.1kW; UDC=600V M0=6Nm (100K); NN=2000rpm; Naturally cooled FRAME SIZE IMB 5 (IM V1, IM V3) FLANGE 1, WITH KTY TEMPERATURESENSOR POWER CONNECTOR ROTATABLE RESOLVER 2-POLE (RESOLVER P=1); SHAFT WITH FITTED KEY, TOLERANCE N; WITH HOLDING BRAKE PROTECTION CLASS IP65, | - | 0 | 0
1FK7060-2AC71-1TB2 |  | 1FK7060-2AC71-1TB2 | 1 | UN | 1 | 15 | C | D | N | N | 85015220 | 1 |  | 7.401 | KG | 1163.51 | 1163.51 | MC05 | MC05 | SIMOTICS S Synchronous motor 1FK7-CT PN=1.1kW; UDC=600V M0=6Nm (100K); NN=2000rpm; Naturally cooled FRAME SIZE IMB 5 (IM V1, IM V3) FLANGE 1, WITH KTY TEMPERATURESENSOR POWER CONNECTOR ROTATABLE RESOLVER 2-POLE (RESOLVER P=1); SHAFT WITH FITTED KEY, TOLERANCE N; WITH HOLDING BRAKE PROTECTION CLASS IP65, FLANGE ON DRIVE END IP67; | - | 0 | 0
1FK7060-2AC71-1TG0 |  | 1FK7060-2AC71-1TG0 | 1 | UN | 1 | 15 | C | D | N | N | 85015220 | 1 |  | 7.102 | KG | 841.74 | 841.74 | MC05 | MC05 | SIMOTICS S Synchronous motor 1FK7-CT PN=1.1kW; UDC=600V M0=6Nm (100K); NN=2000rpm; Naturally cooled FRAME SIZE IMB 5 (IM V1, IM V3) FLANGE 1, WITH KTY TEMPERATURESENSOR POWER CONNECTOR ROTATABLE RESOLVER 2-POLE (RESOLVER P=1); PLAIN SHAFT, TOLERANCE N; W/O HOLDING BRAKE PROTECTION CLASS IP64; | - | 0 | 0
1FK7060-2AC71-1TG1 |  | 1FK7060-2AC71-1TG1 | 1 | UN | 1 | 15 | C | D | N | N | 85015220 | 1 |  | 7.102 | KG | 904.08 | 904.08 | MC05 | MC05 | SIMOTICS S Synchronous motor 1FK7-CT PN=1.1kW; UDC=600V M0=6Nm (100K); NN=2000rpm; Naturally cooled FRAME SIZE IMB 5 (IM V1, IM V3) FLANGE 1, WITH KTY TEMPERATURESENSOR POWER CONNECTOR ROTATABLE RESOLVER 2-POLE (RESOLVER P=1); PLAIN SHAFT, TOLERANCE N; W/O HOLDING BRAKE PROTECTION CLASS IP65, | - | 0 | 0
1FK7060-2AC71-1TG2 |  | 1FK7060-2AC71-1TG2 | 1 | UN | 1 | 15 | C | D | N | N | 85015220 | 1 |  | 7.102 | KG | 904.08 | 904.08 | MC05 | MC05 | SIMOTICS S Synchronous motor 1FK7-CT PN=1.1kW; UDC=600V M0=6Nm (100K); NN=2000rpm; Naturally cooled FRAME SIZE IMB 5 (IM V1, IM V3) FLANGE 1, WITH KTY TEMPERATURESENSOR POWER CONNECTOR ROTATABLE RESOLVER 2-POLE (RESOLVER P=1); PLAIN SHAFT, TOLERANCE N; W/O HOLDING BRAKE PROTECTION CLASS IP65, FLANGE ON DRIVE END IP67; | - | 0 | 0
1FK7060-2AC71-1TG2-Z | N16X04 | 1FK7060-2AC71-1TG2-ZN16X04 | 1 | UN | 1 | 15 | C | D | N | N | 85015220 | 1 |  | 7.103 | KG | 1062.72 | 1062.72 | MC05 | MC05 | SIMOTICS S Synchronous motor 1FK7-CT PN=1.1kW; UDC=600V M0=6Nm (100K); NN=2000rpm; Naturally cooled FRAME SIZE IMB 5 (IM V1, IM V3) FLANGE 1, WITH KTY TEMPERATURESENSOR POWER CONNECTOR ROTATABLE RESOLVER 2-POLE (RESOLVER P=1); PLAIN SHAFT, TOLERANCE N; W/O HOLDING BRAKE PROTECTION CLASS IP65, FLANGE ON DRIVE END IP67; N16: EXECUTION FOR INCREASED CHEMICAL RESISTANCE X04: PAINT FINISH PEBBLE GRAY RAL7032 | - | 0 | 0
1FK7060-2AC71-1TH0 |  | 1FK7060-2AC71-1TH0 | 1 | UN | 1 | 15 | C | D | N | N | 85015220 | 1 |  | 7.401 | KG | 1045.18 | 1045.18 | MC05 | MC05 | SIMOTICS S Synchronous motor 1FK7-CT PN=1.1kW; UDC=600V M0=6Nm (100K); NN=2000rpm; Naturally cooled FRAME SIZE IMB 5 (IM V1, IM V3) FLANGE 1, WITH KTY TEMPERATURESENSOR POWER CONNECTOR ROTATABLE RESOLVER 2-POLE (RESOLVER P=1); PLAIN SHAFT, TOLERANCE N; WITH HOLDING BRAKE PROTECTION CLASS IP64; | - | 0 | 0
1FK7060-2AC71-1TH1 |  | 1FK7060-2AC71-1TH1 | 1 | UN | 1 | 15 | C | D | N | N | 85015220 | 1 |  | 7.401 | KG | 1107.52 | 1107.52 | MC05 | MC05 | SIMOTICS S Synchronous motor 1FK7-CT PN=1.1kW; UDC=600V M0=6Nm (100K); NN=2000rpm; Naturally cooled FRAME SIZE IMB 5 (IM V1, IM V3) FLANGE 1, WITH KTY TEMPERATURESENSOR POWER CONNECTOR ROTATABLE RESOLVER 2-POLE (RESOLVER P=1); PLAIN SHAFT, TOLERANCE N; WITH HOLDING BRAKE PROTECTION CLASS IP65, | - | 0 | 0
1FK7060-2AC71-1TH2 |  | 1FK7060-2AC71-1TH2 | 1 | UN | 1 | 15 | C | D | N | N | 85015220 | 1 |  | 7.401 | KG | 1107.52 | 1107.52 | MC05 | MC05 | SIMOTICS S Synchronous motor 1FK7-CT PN=1.1kW; UDC=600V M0=6Nm (100K); NN=2000rpm; Naturally cooled FRAME SIZE IMB 5 (IM V1, IM V3) FLANGE 1, WITH KTY TEMPERATURESENSOR POWER CONNECTOR ROTATABLE RESOLVER 2-POLE (RESOLVER P=1); PLAIN SHAFT, TOLERANCE N; WITH HOLDING BRAKE PROTECTION CLASS IP65, FLANGE ON DRIVE END IP67; | - | 0 | 0
1FK7060-2AC71-1UA0 |  | 1FK7060-2AC71-1UA0 | 1 | UN | 1 | 15 | C | D | N | N | 85015220 | 1 |  | 7.102 | KG | 1059.93 | 1059.93 | MC05 | MC05 | SIMOTICS S Synchronous motor 1FK7-CT PN=1.1kW; UDC=600V M0=6Nm (100K); NN=2000rpm; Naturally cooled FRAME SIZE IMB 5 (IM V1, IM V3) FLANGE 1 POWER CONNECTOR ROTATABLE RESOLVER MULTI-POLE WITH DRIVE-CLIQ INTERFACE; SHAFT WITH FITTED KEY, TOLERANCE N; W/O HOLDING BRAKE PROTECTION CLASS IP64; | - | 0 | 0
1FK7060-2AC71-1UA1 |  | 1FK7060-2AC71-1UA1 | 1 | UN | 1 | 15 | C | D | N | N | 85015220 | 1 |  | 7.102 | KG | 1122.27 | 1122.27 | MC05 | MC05 | SIMOTICS S Synchronous motor 1FK7-CT PN=1.1kW; UDC=600V M0=6Nm (100K); NN=2000rpm; Naturally cooled FRAME SIZE IMB 5 (IM V1, IM V3) FLANGE 1 POWER CONNECTOR ROTATABLE RESOLVER MULTI-POLE WITH DRIVE-CLIQ INTERFACE; SHAFT WITH FITTED KEY, TOLERANCE N; W/O HOLDING BRAKE PROTECTION CLASS IP65, | - | 0 | 0
1FK7060-2AC71-1UA2 |  | 1FK7060-2AC71-1UA2 | 1 | UN | 1 | 15 | C | D | N | N | 85015220 | 1 |  | 7.102 | KG | 1122.27 | 1122.27 | MC05 | MC05 | SIMOTICS S Synchronous motor 1FK7-CT PN=1.1kW; UDC=600V M0=6Nm (100K); NN=2000rpm; Naturally cooled FRAME SIZE IMB 5 (IM V1, IM V3) FLANGE 1 POWER CONNECTOR ROTATABLE RESOLVER MULTI-POLE WITH DRIVE-CLIQ INTERFACE; SHAFT WITH FITTED KEY, TOLERANCE N; W/O HOLDING BRAKE PROTECTION CLASS IP65, FLANGE ON DRIVE END IP67; | - | 0 | 0
1FK7060-2AC71-1UB0 |  | 1FK7060-2AC71-1UB0 | 1 | UN | 1 | 15 | C | D | N | N | 85015220 | 1 |  | 7.401 | KG | 1261.87 | 1261.87 | MC05 | MC05 | SIMOTICS S Synchronous motor 1FK7-CT PN=1.1kW; UDC=600V M0=6Nm (100K); NN=2000rpm; Naturally cooled FRAME SIZE IMB 5 (IM V1, IM V3) FLANGE 1 POWER CONNECTOR ROTATABLE RESOLVER MULTI-POLE WITH DRIVE-CLIQ INTERFACE; SHAFT WITH FITTED KEY, TOLERANCE N; WITH HOLDING BRAKE PROTECTION CLASS IP64; | - | 0 | 0
1FK7060-2AC71-1UB1 |  | 1FK7060-2AC71-1UB1 | 1 | UN | 1 | 15 | C | D | N | N | 85015220 | 1 |  | 7.401 | KG | 1324.21 | 1324.21 | MC05 | MC05 | SIMOTICS S Synchronous motor 1FK7-CT PN=1.1kW; UDC=600V M0=6Nm (100K); NN=2000rpm; Naturally cooled FRAME SIZE IMB 5 (IM V1, IM V3) FLANGE 1 POWER CONNECTOR ROTATABLE RESOLVER MULTI-POLE WITH DRIVE-CLIQ INTERFACE; SHAFT WITH FITTED KEY, TOLERANCE N; WITH HOLDING BRAKE PROTECTION CLASS IP65, | - | 0 | 0
1FK7060-2AC71-1UB2 |  | 1FK7060-2AC71-1UB2 | 1 | UN | 1 | 15 | C | D | N | N | 85015220 | 1 |  | 7.401 | KG | 1324.21 | 1324.21 | MC05 | MC05 | SIMOTICS S Synchronous motor 1FK7-CT PN=1.1kW; UDC=600V M0=6Nm (100K); NN=2000rpm; Naturally cooled FRAME SIZE IMB 5 (IM V1, IM V3) FLANGE 1 POWER CONNECTOR ROTATABLE RESOLVER MULTI-POLE WITH DRIVE-CLIQ INTERFACE; SHAFT WITH FITTED KEY, TOLERANCE N; WITH HOLDING BRAKE PROTECTION CLASS IP65, FLANGE ON DRIVE END IP67; | - | 0 | 0
1FK7060-2AC71-1UG0 |  | 1FK7060-2AC71-1UG0 | 1 | UN | 1 | 15 | C | D | N | N | 85015220 | 1 |  | 7.102 | KG | 1002.44 | 1002.44 | MC05 | MC05 | SIMOTICS S Synchronous motor 1FK7-CT PN=1.1kW; UDC=600V M0=6Nm (100K); NN=2000rpm; Naturally cooled FRAME SIZE IMB 5 (IM V1, IM V3) FLANGE 1 POWER CONNECTOR ROTATABLE RESOLVER MULTI-POLE WITH DRIVE-CLIQ INTERFACE; PLAIN SHAFT, TOLERANCE N; W/O HOLDING BRAKE PROTECTION CLASS IP64; | - | 0 | 0
1FK7060-2AC71-1UG1 |  | 1FK7060-2AC71-1UG1 | 1 | UN | 1 | 15 | C | D | N | N | 85015220 | 1 |  | 7.102 | KG | 1064.78 | 1064.78 | MC05 | MC05 | SIMOTICS S Synchronous motor 1FK7-CT PN=1.1kW; UDC=600V M0=6Nm (100K); NN=2000rpm; Naturally cooled FRAME SIZE IMB 5 (IM V1, IM V3) FLANGE 1 POWER CONNECTOR ROTATABLE RESOLVER MULTI-POLE WITH DRIVE-CLIQ INTERFACE; PLAIN SHAFT, TOLERANCE N; W/O HOLDING BRAKE PROTECTION CLASS IP65, | - | 0 | 0
1FK7060-2AC71-1UG2 |  | 1FK7060-2AC71-1UG2 | 1 | UN | 1 | 15 | C | D | N | N | 85015220 | 1 |  | 7.102 | KG | 1064.78 | 1064.78 | MC05 | MC05 | SIMOTICS S Synchronous motor 1FK7-CT PN=1.1kW; UDC=600V M0=6Nm (100K); NN=2000rpm; Naturally cooled FRAME SIZE IMB 5 (IM V1, IM V3) FLANGE 1 POWER CONNECTOR ROTATABLE RESOLVER MULTI-POLE WITH DRIVE-CLIQ INTERFACE; PLAIN SHAFT, TOLERANCE N; W/O HOLDING BRAKE PROTECTION CLASS IP65, FLANGE ON DRIVE END IP67; | - | 0 | 0
1FK7060-2AC71-1UH0 |  | 1FK7060-2AC71-1UH0 | 1 | UN | 1 | 15 | C | D | N | N | 85015220 | 1 |  | 7.401 | KG | 1205.88 | 1205.88 | MC05 | MC05 | SIMOTICS S Synchronous motor 1FK7-CT PN=1.1kW; UDC=600V M0=6Nm (100K); NN=2000rpm; Naturally cooled FRAME SIZE IMB 5 (IM V1, IM V3) FLANGE 1 POWER CONNECTOR ROTATABLE RESOLVER MULTI-POLE WITH DRIVE-CLIQ INTERFACE; PLAIN SHAFT, TOLERANCE N; WITH HOLDING BRAKE PROTECTION CLASS IP64; | - | 0 | 0
1FK7060-2AC71-1UH1 |  | 1FK7060-2AC71-1UH1 | 1 | UN | 1 | 15 | C | D | N | N | 85015220 | 1 |  | 7.401 | KG | 1268.22 | 1268.22 | MC05 | MC05 | SIMOTICS S Synchronous motor 1FK7-CT PN=1.1kW; UDC=600V M0=6Nm (100K); NN=2000rpm; Naturally cooled FRAME SIZE IMB 5 (IM V1, IM V3) FLANGE 1 POWER CONNECTOR ROTATABLE RESOLVER MULTI-POLE WITH DRIVE-CLIQ INTERFACE; PLAIN SHAFT, TOLERANCE N; WITH HOLDING BRAKE PROTECTION CLASS IP65, | - | 0 | 0
1FK7060-2AC71-1UH2 |  | 1FK7060-2AC71-1UH2 | 1 | UN | 1 | 15 | C | D | N | N | 85015220 | 1 |  | 7.401 | KG | 1268.22 | 1268.22 | MC05 | MC05 | SIMOTICS S Synchronous motor 1FK7-CT PN=1.1kW; UDC=600V M0=6Nm (100K); NN=2000rpm; Naturally cooled FRAME SIZE IMB 5 (IM V1, IM V3) FLANGE 1 POWER CONNECTOR ROTATABLE RESOLVER MULTI-POLE WITH DRIVE-CLIQ INTERFACE; PLAIN SHAFT, TOLERANCE N; WITH HOLDING BRAKE PROTECTION CLASS IP65, FLANGE ON DRIVE END IP67; | - | 0 | 0
1FK7060-2AC74-1AA0 |  | 1FK7060-2AC74-1AA0 | 1 | UN | 1 | 15 | C | D | N | N | 85015220 | 1 |  | 7.101 | KG | 1289.87 | 1289.87 | MC05 | MC05 | SIMOTICS S Synchronous motor 1FK7-CT PN=1.1kW; UDC=600V M0=6Nm (100K); NN=2000rpm; Naturally cooled FRAME SIZE IMB 5 (IM V1, IM V3) FLANGE 1, WITH PT1000 TEMPERATURESENSOR POWER CONNECTOR ROTATABLE INCREMENTAL ENCODER SIN/COS 1VPP;2048 S/R W. C-AND D-SPUR (ENCODER IC2048S/R) SHAFT WITH FITTED KEY, TOLERANCE N; W/O HOLDING BRAKE PROTECTION CLASS IP64; | - | 0 | 0
1FK7060-2AC74-1AA1 |  | 1FK7060-2AC74-1AA1 | 1 | UN | 1 | 15 | C | D | N | N | 85015220 | 1 |  | 7.101 | KG | 1352.21 | 1352.21 | MC05 | MC05 | SIMOTICS S Synchronous motor 1FK7-CT PN=1.1kW; UDC=600V M0=6Nm (100K); NN=2000rpm; Naturally cooled FRAME SIZE IMB 5 (IM V1, IM V3) FLANGE 1, WITH PT1000 TEMPERATURESENSOR POWER CONNECTOR ROTATABLE INCREMENTAL ENCODER SIN/COS 1VPP;2048 S/R W. C-AND D-SPUR (ENCODER IC2048S/R) SHAFT WITH FITTED KEY, TOLERANCE N; W/O HOLDING BRAKE PROTECTION CLASS IP65, | - | 0 | 0
1FK7060-2AC74-1AA2 |  | 1FK7060-2AC74-1AA2 | 1 | UN | 1 | 15 | C | D | N | N | 85015220 | 1 |  | 7.101 | KG | 1352.21 | 1352.21 | MC05 | MC05 | SIMOTICS S Synchronous motor 1FK7-CT PN=1.1kW; UDC=600V M0=6Nm (100K); NN=2000rpm; Naturally cooled FRAME SIZE IMB 5 (IM V1, IM V3) FLANGE 1, WITH PT1000 TEMPERATURESENSOR POWER CONNECTOR ROTATABLE INCREMENTAL ENCODER SIN/COS 1VPP;2048 S/R W. C-AND D-SPUR (ENCODER IC2048S/R) SHAFT WITH FITTED KEY, TOLERANCE N; W/O HOLDING BRAKE PROTECTION CLASS IP65, FLANGE ON DRIVE END IP67; | - | 0 | 0
1FK7060-2AC74-1AB0 |  | 1FK7060-2AC74-1AB0 | 1 | UN | 1 | 15 | C | D | N | N | 85015220 | 1 |  | 7.4 | KG | 1491.81 | 1491.81 | MC05 | MC05 | SIMOTICS S Synchronous motor 1FK7-CT PN=1.1kW; UDC=600V M0=6Nm (100K); NN=2000rpm; Naturally cooled FRAME SIZE IMB 5 (IM V1, IM V3) FLANGE 1, WITH PT1000 TEMPERATURESENSOR POWER CONNECTOR ROTATABLE INCREMENTAL ENCODER SIN/COS 1VPP;2048 S/R W. C-AND D-SPUR (ENCODER IC2048S/R) SHAFT WITH FITTED KEY, TOLERANCE N; WITH HOLDING BRAKE PROTECTION CLASS IP64; | - | 0 | 0
1FK7060-2AC74-1AB1 |  | 1FK7060-2AC74-1AB1 | 1 | UN | 1 | 15 | C | D | N | N | 85015220 | 1 |  | 7.4 | KG | 1554.15 | 1554.15 | MC05 | MC05 | SIMOTICS S Synchronous motor 1FK7-CT PN=1.1kW; UDC=600V M0=6Nm (100K); NN=2000rpm; Naturally cooled FRAME SIZE IMB 5 (IM V1, IM V3) FLANGE 1, WITH PT1000 TEMPERATURESENSOR POWER CONNECTOR ROTATABLE INCREMENTAL ENCODER SIN/COS 1VPP;2048 S/R W. C-AND D-SPUR (ENCODER IC2048S/R) SHAFT WITH FITTED KEY, TOLERANCE N; WITH HOLDING BRAKE PROTECTION CLASS IP65, | - | 0 | 0
1FK7060-2AC74-1AB2 |  | 1FK7060-2AC74-1AB2 | 1 | UN | 1 | 15 | C | D | N | N | 85015220 | 1 |  | 7.4 | KG | 1554.15 | 1554.15 | MC05 | MC05 | SIMOTICS S Synchronous motor 1FK7-CT PN=1.1kW; UDC=600V M0=6Nm (100K); NN=2000rpm; Naturally cooled FRAME SIZE IMB 5 (IM V1, IM V3) FLANGE 1, WITH PT1000 TEMPERATURESENSOR POWER CONNECTOR ROTATABLE INCREMENTAL ENCODER SIN/COS 1VPP;2048 S/R W. C-AND D-SPUR (ENCODER IC2048S/R) SHAFT WITH FITTED KEY, TOLERANCE N; WITH HOLDING BRAKE PROTECTION CLASS IP65, FLANGE ON DRIVE END IP67; | - | 0 | 0
1FK7060-2AC74-1AG0 |  | 1FK7060-2AC74-1AG0 | 1 | UN | 1 | 15 | C | D | N | N | 85015220 | 1 |  | 7.101 | KG | 1232.38 | 1232.38 | MC05 | MC05 | SIMOTICS S Synchronous motor 1FK7-CT PN=1.1kW; UDC=600V M0=6Nm (100K); NN=2000rpm; Naturally cooled FRAME SIZE IMB 5 (IM V1, IM V3) FLANGE 1, WITH PT1000 TEMPERATURESENSOR POWER CONNECTOR ROTATABLE INCREMENTAL ENCODER SIN/COS 1VPP;2048 S/R W. C-AND D-SPUR (ENCODER IC2048S/R) PLAIN SHAFT, TOLERANCE N; W/O HOLDING BRAKE PROTECTION CLASS IP64; | - | 0 | 0
1FK7060-2AC74-1AG1 |  | 1FK7060-2AC74-1AG1 | 1 | UN | 1 | 15 | C | D | N | N | 85015220 | 1 |  | 7.101 | KG | 1294.72 | 1294.72 | MC05 | MC05 | SIMOTICS S Synchronous motor 1FK7-CT PN=1.1kW; UDC=600V M0=6Nm (100K); NN=2000rpm; Naturally cooled FRAME SIZE IMB 5 (IM V1, IM V3) FLANGE 1, WITH PT1000 TEMPERATURESENSOR POWER CONNECTOR ROTATABLE INCREMENTAL ENCODER SIN/COS 1VPP;2048 S/R W. C-AND D-SPUR (ENCODER IC2048S/R) PLAIN SHAFT, TOLERANCE N; W/O HOLDING BRAKE PROTECTION CLASS IP65, | - | 0 | 0
1FK7060-2AC74-1AG2 |  | 1FK7060-2AC74-1AG2 | 1 | UN | 1 | 15 | C | D | N | N | 85015220 | 1 |  | 7.101 | KG | 1294.72 | 1294.72 | MC05 | MC05 | SIMOTICS S Synchronous motor 1FK7-CT PN=1.1kW; UDC=600V M0=6Nm (100K); NN=2000rpm; Naturally cooled FRAME SIZE IMB 5 (IM V1, IM V3) FLANGE 1, WITH PT1000 TEMPERATURESENSOR POWER CONNECTOR ROTATABLE INCREMENTAL ENCODER SIN/COS 1VPP;2048 S/R W. C-AND D-SPUR (ENCODER IC2048S/R) PLAIN SHAFT, TOLERANCE N; W/O HOLDING BRAKE PROTECTION CLASS IP65, FLANGE ON DRIVE END IP67; | - | 0 | 0
1FK7060-2AC74-1AH0 |  | 1FK7060-2AC74-1AH0 | 1 | UN | 1 | 15 | C | D | N | N | 85015220 | 1 |  | 7.4 | KG | 1435.82 | 1435.82 | MC05 | MC05 | SIMOTICS S Synchronous motor 1FK7-CT PN=1.1kW; UDC=600V M0=6Nm (100K); NN=2000rpm; Naturally cooled FRAME SIZE IMB 5 (IM V1, IM V3) FLANGE 1, WITH PT1000 TEMPERATURESENSOR POWER CONNECTOR ROTATABLE INCREMENTAL ENCODER SIN/COS 1VPP;2048 S/R W. C-AND D-SPUR (ENCODER IC2048S/R) PLAIN SHAFT, TOLERANCE N; WITH HOLDING BRAKE PROTECTION CLASS IP64; | - | 0 | 0
1FK7060-2AC74-1AH1 |  | 1FK7060-2AC74-1AH1 | 1 | UN | 1 | 15 | C | D | N | N | 85015220 | 1 |  | 7.4 | KG | 1498.16 | 1498.16 | MC05 | MC05 | SIMOTICS S Synchronous motor 1FK7-CT PN=1.1kW; UDC=600V M0=6Nm (100K); NN=2000rpm; Naturally cooled FRAME SIZE IMB 5 (IM V1, IM V3) FLANGE 1, WITH PT1000 TEMPERATURESENSOR POWER CONNECTOR ROTATABLE INCREMENTAL ENCODER SIN/COS 1VPP;2048 S/R W. C-AND D-SPUR (ENCODER IC2048S/R) PLAIN SHAFT, TOLERANCE N; WITH HOLDING BRAKE PROTECTION CLASS IP65, | - | 0 | 0
1FK7060-2AC74-1AH2 |  | 1FK7060-2AC74-1AH2 | 1 | UN | 1 | 15 | C | D | N | N | 85015220 | 1 |  | 7.4 | KG | 1498.16 | 1498.16 | MC05 | MC05 | SIMOTICS S Synchronous motor 1FK7-CT PN=1.1kW; UDC=600V M0=6Nm (100K); NN=2000rpm; Naturally cooled FRAME SIZE IMB 5 (IM V1, IM V3) FLANGE 1, WITH PT1000 TEMPERATURESENSOR POWER CONNECTOR ROTATABLE INCREMENTAL ENCODER SIN/COS 1VPP;2048 S/R W. C-AND D-SPUR (ENCODER IC2048S/R) PLAIN SHAFT, TOLERANCE N; WITH HOLDING BRAKE PROTECTION CLASS IP65, FLANGE ON DRIVE END IP67; | - | 0 | 0
1FK7060-2AC74-1EA0 |  | 1FK7060-2AC74-1EA0 | 1 | UN | 1 | 15 | C | D | N | N | 85015220 | 1 |  | 7.101 | KG | 1537.55 | 1537.55 | MC05 | MC05 | SIMOTICS S Synchronous motor 1FK7-CT PN=1.1kW; UDC=600V M0=6Nm (100K); NN=2000rpm; Naturally cooled FRAME SIZE IMB 5 (IM V1, IM V3) FLANGE 1, WITH PT1000 TEMPERATURESENSOR POWER CONNECTOR ROTATABLE ABSOLUTE ENCODERR 2048 S/R + 4096 UMDREHUNGEN MULTITURN, WITH ENDAT-SCHNITTSTELLE (ENCODER AM2048S/R) SHAFT WITH FITTED KEY, TOLERANCE N; W/O HOLDING BRAKE PROTECTION CLASS IP64; | - | 0 | 0
1FK7060-2AC74-1EA1 |  | 1FK7060-2AC74-1EA1 | 1 | UN | 1 | 15 | C | D | N | N | 85015220 | 1 |  | 7.101 | KG | 1599.89 | 1599.89 | MC05 | MC05 | SIMOTICS S Synchronous motor 1FK7-CT PN=1.1kW; UDC=600V M0=6Nm (100K); NN=2000rpm; Naturally cooled FRAME SIZE IMB 5 (IM V1, IM V3) FLANGE 1, WITH PT1000 TEMPERATURESENSOR POWER CONNECTOR ROTATABLE ABSOLUTE ENCODERR 2048 S/R + 4096 UMDREHUNGEN MULTITURN, WITH ENDAT-SCHNITTSTELLE (ENCODER AM2048S/R) SHAFT WITH FITTED KEY, TOLERANCE N; W/O HOLDING BRAKE PROTECTION CLASS IP65, | - | 0 | 0
1FK7060-2AC74-1EA2 |  | 1FK7060-2AC74-1EA2 | 1 | UN | 1 | 15 | C | D | N | N | 85015220 | 1 |  | 7.101 | KG | 1599.89 | 1599.89 | MC05 | MC05 | SIMOTICS S Synchronous motor 1FK7-CT PN=1.1kW; UDC=600V M0=6Nm (100K); NN=2000rpm; Naturally cooled FRAME SIZE IMB 5 (IM V1, IM V3) FLANGE 1, WITH PT1000 TEMPERATURESENSOR POWER CONNECTOR ROTATABLE ABSOLUTE ENCODERR 2048 S/R + 4096 UMDREHUNGEN MULTITURN, WITH ENDAT-SCHNITTSTELLE (ENCODER AM2048S/R) SHAFT WITH FITTED KEY, TOLERANCE N; W/O HOLDING BRAKE PROTECTION CLASS IP65, FLANGE ON DRIVE END IP67; | - | 0 | 0
1FK7060-2AC74-1EB0 |  | 1FK7060-2AC74-1EB0 | 1 | UN | 1 | 15 | C | D | N | N | 85015220 | 1 |  | 7.4 | KG | 1739.49 | 1739.49 | MC05 | MC05 | SIMOTICS S Synchronous motor 1FK7-CT PN=1.1kW; UDC=600V M0=6Nm (100K); NN=2000rpm; Naturally cooled FRAME SIZE IMB 5 (IM V1, IM V3) FLANGE 1, WITH PT1000 TEMPERATURESENSOR POWER CONNECTOR ROTATABLE ABSOLUTE ENCODERR 2048 S/R + 4096 UMDREHUNGEN MULTITURN, WITH ENDAT-SCHNITTSTELLE (ENCODER AM2048S/R) SHAFT WITH FITTED KEY, TOLERANCE N; WITH HOLDING BRAKE PROTECTION CLASS IP64; | - | 0 | 0
1FK7060-2AC74-1EB1 |  | 1FK7060-2AC74-1EB1 | 1 | UN | 1 | 15 | C | D | N | N | 85015220 | 1 |  | 7.4 | KG | 1801.83 | 1801.83 | MC05 | MC05 | SIMOTICS S Synchronous motor 1FK7-CT PN=1.1kW; UDC=600V M0=6Nm (100K); NN=2000rpm; Naturally cooled FRAME SIZE IMB 5 (IM V1, IM V3) FLANGE 1, WITH PT1000 TEMPERATURESENSOR POWER CONNECTOR ROTATABLE ABSOLUTE ENCODERR 2048 S/R + 4096 UMDREHUNGEN MULTITURN, WITH ENDAT-SCHNITTSTELLE (ENCODER AM2048S/R) SHAFT WITH FITTED KEY, TOLERANCE N; WITH HOLDING BRAKE PROTECTION CLASS IP65, | - | 0 | 0
1FK7060-2AC74-1EB2 |  | 1FK7060-2AC74-1EB2 | 1 | UN | 1 | 15 | C | D | N | N | 85015220 | 1 |  | 7.4 | KG | 1801.83 | 1801.83 | MC05 | MC05 | SIMOTICS S Synchronous motor 1FK7-CT PN=1.1kW; UDC=600V M0=6Nm (100K); NN=2000rpm; Naturally cooled FRAME SIZE IMB 5 (IM V1, IM V3) FLANGE 1, WITH PT1000 TEMPERATURESENSOR POWER CONNECTOR ROTATABLE ABSOLUTE ENCODERR 2048 S/R + 4096 UMDREHUNGEN MULTITURN, WITH ENDAT-SCHNITTSTELLE (ENCODER AM2048S/R) SHAFT WITH FITTED KEY, TOLERANCE N; WITH HOLDING BRAKE PROTECTION CLASS IP65, FLANGE ON DRIVE END IP67; | - | 0 | 0
1FK7060-2AC74-1EG0 |  | 1FK7060-2AC74-1EG0 | 1 | UN | 1 | 15 | C | D | N | N | 85015220 | 1 |  | 7.101 | KG | 1480.06 | 1480.06 | MC05 | MC05 | SIMOTICS S Synchronous motor 1FK7-CT PN=1.1kW; UDC=600V M0=6Nm (100K); NN=2000rpm; Naturally cooled FRAME SIZE IMB 5 (IM V1, IM V3) FLANGE 1, WITH PT1000 TEMPERATURESENSOR POWER CONNECTOR ROTATABLE ABSOLUTE ENCODERR 2048 S/R + 4096 UMDREHUNGEN MULTITURN, WITH ENDAT-SCHNITTSTELLE (ENCODER AM2048S/R) PLAIN SHAFT, TOLERANCE N; W/O HOLDING BRAKE PROTECTION CLASS IP64; | - | 0 | 0
1FK7060-2AC74-1EG1 |  | 1FK7060-2AC74-1EG1 | 1 | UN | 1 | 15 | C | D | N | N | 85015220 | 1 |  | 7.101 | KG | 1542.4 | 1542.4 | MC05 | MC05 | SIMOTICS S Synchronous motor 1FK7-CT PN=1.1kW; UDC=600V M0=6Nm (100K); NN=2000rpm; Naturally cooled FRAME SIZE IMB 5 (IM V1, IM V3) FLANGE 1, WITH PT1000 TEMPERATURESENSOR POWER CONNECTOR ROTATABLE ABSOLUTE ENCODERR 2048 S/R + 4096 UMDREHUNGEN MULTITURN, WITH ENDAT-SCHNITTSTELLE (ENCODER AM2048S/R) PLAIN SHAFT, TOLERANCE N; W/O HOLDING BRAKE PROTECTION CLASS IP65, | - | 0 | 0
1FK7060-2AC74-1EG2 |  | 1FK7060-2AC74-1EG2 | 1 | UN | 1 | 15 | C | D | N | N | 85015220 | 1 |  | 7.101 | KG | 1542.4 | 1542.4 | MC05 | MC05 | SIMOTICS S Synchronous motor 1FK7-CT PN=1.1kW; UDC=600V M0=6Nm (100K); NN=2000rpm; Naturally cooled FRAME SIZE IMB 5 (IM V1, IM V3) FLANGE 1, WITH PT1000 TEMPERATURESENSOR POWER CONNECTOR ROTATABLE ABSOLUTE ENCODERR 2048 S/R + 4096 UMDREHUNGEN MULTITURN, WITH ENDAT-SCHNITTSTELLE (ENCODER AM2048S/R) PLAIN SHAFT, TOLERANCE N; W/O HOLDING BRAKE PROTECTION CLASS IP65, FLANGE ON DRIVE END IP67; | - | 0 | 0
1FK7060-2AC74-1EH0 |  | 1FK7060-2AC74-1EH0 | 1 | UN | 1 | 15 | C | D | N | N | 85015220 | 1 |  | 7.4 | KG | 1683.5 | 1683.5 | MC05 | MC05 | SIMOTICS S Synchronous motor 1FK7-CT PN=1.1kW; UDC=600V M0=6Nm (100K); NN=2000rpm; Naturally cooled FRAME SIZE IMB 5 (IM V1, IM V3) FLANGE 1, WITH PT1000 TEMPERATURESENSOR POWER CONNECTOR ROTATABLE ABSOLUTE ENCODERR 2048 S/R + 4096 UMDREHUNGEN MULTITURN, WITH ENDAT-SCHNITTSTELLE (ENCODER AM2048S/R) PLAIN SHAFT, TOLERANCE N; WITH HOLDING BRAKE PROTECTION CLASS IP64; | - | 0 | 0
1FK7060-2AC74-1EH1 |  | 1FK7060-2AC74-1EH1 | 1 | UN | 1 | 15 | C | D | N | N | 85015220 | 1 |  | 7.4 | KG | 1745.84 | 1745.84 | MC05 | MC05 | SIMOTICS S Synchronous motor 1FK7-CT PN=1.1kW; UDC=600V M0=6Nm (100K); NN=2000rpm; Naturally cooled FRAME SIZE IMB 5 (IM V1, IM V3) FLANGE 1, WITH PT1000 TEMPERATURESENSOR POWER CONNECTOR ROTATABLE ABSOLUTE ENCODERR 2048 S/R + 4096 UMDREHUNGEN MULTITURN, WITH ENDAT-SCHNITTSTELLE (ENCODER AM2048S/R) PLAIN SHAFT, TOLERANCE N; WITH HOLDING BRAKE PROTECTION CLASS IP65, | - | 0 | 0
1FK7060-2AC74-1EH2 |  | 1FK7060-2AC74-1EH2 | 1 | UN | 1 | 15 | C | D | N | N | 85015220 | 1 |  | 7.4 | KG | 1745.84 | 1745.84 | MC05 | MC05 | SIMOTICS S Synchronous motor 1FK7-CT PN=1.1kW; UDC=600V M0=6Nm (100K); NN=2000rpm; Naturally cooled FRAME SIZE IMB 5 (IM V1, IM V3) FLANGE 1, WITH PT1000 TEMPERATURESENSOR POWER CONNECTOR ROTATABLE ABSOLUTE ENCODERR 2048 S/R + 4096 UMDREHUNGEN MULTITURN, WITH ENDAT-SCHNITTSTELLE (ENCODER AM2048S/R) PLAIN SHAFT, TOLERANCE N; WITH HOLDING BRAKE PROTECTION CLASS IP65, FLANGE ON DRIVE END IP67; | - | 0 | 0
1FK7060-2AC74-1SA0 |  | 1FK7060-2AC74-1SA0 | 1 | UN | 1 | 15 | C | D | N | N | 85015220 | 1 |  | 7.102 | KG | 899.23 | 899.23 | MC05 | MC05 | SIMOTICS S Synchronous motor 1FK7-CT PN=1.1kW; UDC=600V M0=6Nm (100K); NN=2000rpm; Naturally cooled FRAME SIZE IMB 5 (IM V1, IM V3) FLANGE 1, WITH PT1000 TEMPERATURESENSOR POWER CONNECTOR ROTATABLE RESOLVER MULTI-POLE (RESOLVER P=4); SHAFT WITH FITTED KEY, TOLERANCE N; W/O HOLDING BRAKE PROTECTION CLASS IP64; | - | 0 | 0
1FK7060-2AC74-1SA1 |  | 1FK7060-2AC74-1SA1 | 1 | UN | 1 | 15 | C | D | N | N | 85015220 | 1 |  | 7.102 | KG | 961.57 | 961.57 | MC05 | MC05 | SIMOTICS S Synchronous motor 1FK7-CT PN=1.1kW; UDC=600V M0=6Nm (100K); NN=2000rpm; Naturally cooled FRAME SIZE IMB 5 (IM V1, IM V3) FLANGE 1, WITH PT1000 TEMPERATURESENSOR POWER CONNECTOR ROTATABLE RESOLVER MULTI-POLE (RESOLVER P=4); SHAFT WITH FITTED KEY, TOLERANCE N; W/O HOLDING BRAKE PROTECTION CLASS IP65, | - | 0 | 0
1FK7060-2AC74-1SA2 |  | 1FK7060-2AC74-1SA2 | 1 | UN | 1 | 15 | C | D | N | N | 85015220 | 1 |  | 7.102 | KG | 961.57 | 961.57 | MC05 | MC05 | SIMOTICS S Synchronous motor 1FK7-CT PN=1.1kW; UDC=600V M0=6Nm (100K); NN=2000rpm; Naturally cooled FRAME SIZE IMB 5 (IM V1, IM V3) FLANGE 1, WITH PT1000 TEMPERATURESENSOR POWER CONNECTOR ROTATABLE RESOLVER MULTI-POLE (RESOLVER P=4); SHAFT WITH FITTED KEY, TOLERANCE N; W/O HOLDING BRAKE PROTECTION CLASS IP65, FLANGE ON DRIVE END IP67; | - | 0 | 0
1FK7060-2AC74-1SB0 |  | 1FK7060-2AC74-1SB0 | 1 | UN | 1 | 15 | C | D | N | N | 85015220 | 1 |  | 7.401 | KG | 1101.17 | 1101.17 | MC05 | MC05 | SIMOTICS S Synchronous motor 1FK7-CT PN=1.1kW; UDC=600V M0=6Nm (100K); NN=2000rpm; Naturally cooled FRAME SIZE IMB 5 (IM V1, IM V3) FLANGE 1, WITH PT1000 TEMPERATURESENSOR POWER CONNECTOR ROTATABLE RESOLVER MULTI-POLE (RESOLVER P=4); SHAFT WITH FITTED KEY, TOLERANCE N; WITH HOLDING BRAKE PROTECTION CLASS IP64; | - | 0 | 0
1FK7060-2AC74-1SB1 |  | 1FK7060-2AC74-1SB1 | 1 | UN | 1 | 15 | C | D | N | N | 85015220 | 1 |  | 7.401 | KG | 1163.51 | 1163.51 | MC05 | MC05 | SIMOTICS S Synchronous motor 1FK7-CT PN=1.1kW; UDC=600V M0=6Nm (100K); NN=2000rpm; Naturally cooled FRAME SIZE IMB 5 (IM V1, IM V3) FLANGE 1, WITH PT1000 TEMPERATURESENSOR POWER CONNECTOR ROTATABLE RESOLVER MULTI-POLE (RESOLVER P=4); SHAFT WITH FITTED KEY, TOLERANCE N; WITH HOLDING BRAKE PROTECTION CLASS IP65, | - | 0 | 0
1FK7060-2AC74-1SB2 |  | 1FK7060-2AC74-1SB2 | 1 | UN | 1 | 15 | C | D | N | N | 85015220 | 1 |  | 7.401 | KG | 1163.51 | 1163.51 | MC05 | MC05 | SIMOTICS S Synchronous motor 1FK7-CT PN=1.1kW; UDC=600V M0=6Nm (100K); NN=2000rpm; Naturally cooled FRAME SIZE IMB 5 (IM V1, IM V3) FLANGE 1, WITH PT1000 TEMPERATURESENSOR POWER CONNECTOR ROTATABLE RESOLVER MULTI-POLE (RESOLVER P=4); SHAFT WITH FITTED KEY, TOLERANCE N; WITH HOLDING BRAKE PROTECTION CLASS IP65, FLANGE ON DRIVE END IP67; | - | 0 | 0
1FK7060-2AC74-1SG0 |  | 1FK7060-2AC74-1SG0 | 1 | UN | 1 | 15 | C | D | N | N | 85015220 | 1 |  | 7.102 | KG | 841.74 | 841.74 | MC05 | MC05 | SIMOTICS S Synchronous motor 1FK7-CT PN=1.1kW; UDC=600V M0=6Nm (100K); NN=2000rpm; Naturally cooled FRAME SIZE IMB 5 (IM V1, IM V3) FLANGE 1, WITH PT1000 TEMPERATURESENSOR POWER CONNECTOR ROTATABLE RESOLVER MULTI-POLE (RESOLVER P=4); PLAIN SHAFT, TOLERANCE N; W/O HOLDING BRAKE PROTECTION CLASS IP64; | - | 0 | 0
1FK7060-2AC74-1SG1 |  | 1FK7060-2AC74-1SG1 | 1 | UN | 1 | 15 | C | D | N | N | 85015220 | 1 |  | 7.102 | KG | 904.08 | 904.08 | MC05 | MC05 | SIMOTICS S Synchronous motor 1FK7-CT PN=1.1kW; UDC=600V M0=6Nm (100K); NN=2000rpm; Naturally cooled FRAME SIZE IMB 5 (IM V1, IM V3) FLANGE 1, WITH PT1000 TEMPERATURESENSOR POWER CONNECTOR ROTATABLE RESOLVER MULTI-POLE (RESOLVER P=4); PLAIN SHAFT, TOLERANCE N; W/O HOLDING BRAKE PROTECTION CLASS IP65, | - | 0 | 0
1FK7060-2AC74-1SG2 |  | 1FK7060-2AC74-1SG2 | 1 | UN | 1 | 15 | C | D | N | N | 85015220 | 1 |  | 7.102 | KG | 904.08 | 904.08 | MC05 | MC05 | SIMOTICS S Synchronous motor 1FK7-CT PN=1.1kW; UDC=600V M0=6Nm (100K); NN=2000rpm; Naturally cooled FRAME SIZE IMB 5 (IM V1, IM V3) FLANGE 1, WITH PT1000 TEMPERATURESENSOR POWER CONNECTOR ROTATABLE RESOLVER MULTI-POLE (RESOLVER P=4); PLAIN SHAFT, TOLERANCE N; W/O HOLDING BRAKE PROTECTION CLASS IP65, FLANGE ON DRIVE END IP67; | - | 0 | 0
1FK7060-2AC74-1SH0 |  | 1FK7060-2AC74-1SH0 | 1 | UN | 1 | 15 | C | D | N | N | 85015220 | 1 |  | 7.401 | KG | 1045.18 | 1045.18 | MC05 | MC05 | SIMOTICS S Synchronous motor 1FK7-CT PN=1.1kW; UDC=600V M0=6Nm (100K); NN=2000rpm; Naturally cooled FRAME SIZE IMB 5 (IM V1, IM V3) FLANGE 1, WITH PT1000 TEMPERATURESENSOR POWER CONNECTOR ROTATABLE RESOLVER MULTI-POLE (RESOLVER P=4); PLAIN SHAFT, TOLERANCE N; WITH HOLDING BRAKE PROTECTION CLASS IP64; | - | 0 | 0
1FK7060-2AC74-1SH1 |  | 1FK7060-2AC74-1SH1 | 1 | UN | 1 | 15 | C | D | N | N | 85015220 | 1 |  | 7.401 | KG | 1107.52 | 1107.52 | MC05 | MC05 | SIMOTICS S Synchronous motor 1FK7-CT PN=1.1kW; UDC=600V M0=6Nm (100K); NN=2000rpm; Naturally cooled FRAME SIZE IMB 5 (IM V1, IM V3) FLANGE 1, WITH PT1000 TEMPERATURESENSOR POWER CONNECTOR ROTATABLE RESOLVER MULTI-POLE (RESOLVER P=4); PLAIN SHAFT, TOLERANCE N; WITH HOLDING BRAKE PROTECTION CLASS IP65, | - | 0 | 0
1FK7060-2AC74-1SH2 |  | 1FK7060-2AC74-1SH2 | 1 | UN | 1 | 15 | C | D | N | N | 85015220 | 1 |  | 7.401 | KG | 1107.52 | 1107.52 | MC05 | MC05 | SIMOTICS S Synchronous motor 1FK7-CT PN=1.1kW; UDC=600V M0=6Nm (100K); NN=2000rpm; Naturally cooled FRAME SIZE IMB 5 (IM V1, IM V3) FLANGE 1, WITH PT1000 TEMPERATURESENSOR POWER CONNECTOR ROTATABLE RESOLVER MULTI-POLE (RESOLVER P=4); PLAIN SHAFT, TOLERANCE N; WITH HOLDING BRAKE PROTECTION CLASS IP65, FLANGE ON DRIVE END IP67; | - | 0 | 0
1FK7060-2AC74-1TA0 |  | 1FK7060-2AC74-1TA0 | 1 | UN | 1 | 15 | C | D | N | N | 85015220 | 1 |  | 7.102 | KG | 899.23 | 899.23 | MC05 | MC05 | SIMOTICS S Synchronous motor 1FK7-CT PN=1.1kW; UDC=600V M0=6Nm (100K); NN=2000rpm; Naturally cooled FRAME SIZE IMB 5 (IM V1, IM V3) FLANGE 1, WITH PT1000 TEMPERATURESENSOR POWER CONNECTOR ROTATABLE RESOLVER 2-POLE (RESOLVER P=1); SHAFT WITH FITTED KEY, TOLERANCE N; W/O HOLDING BRAKE PROTECTION CLASS IP64; | - | 0 | 0
1FK7060-2AC74-1TA1 |  | 1FK7060-2AC74-1TA1 | 1 | UN | 1 | 15 | C | D | N | N | 85015220 | 1 |  | 7.102 | KG | 961.57 | 961.57 | MC05 | MC05 | SIMOTICS S Synchronous motor 1FK7-CT PN=1.1kW; UDC=600V M0=6Nm (100K); NN=2000rpm; Naturally cooled FRAME SIZE IMB 5 (IM V1, IM V3) FLANGE 1, WITH PT1000 TEMPERATURESENSOR POWER CONNECTOR ROTATABLE RESOLVER 2-POLE (RESOLVER P=1); SHAFT WITH FITTED KEY, TOLERANCE N; W/O HOLDING BRAKE PROTECTION CLASS IP65, | - | 0 | 0
1FK7060-2AC74-1TA2 |  | 1FK7060-2AC74-1TA2 | 1 | UN | 1 | 15 | C | D | N | N | 85015220 | 1 |  | 7.102 | KG | 961.57 | 961.57 | MC05 | MC05 | SIMOTICS S Synchronous motor 1FK7-CT PN=1.1kW; UDC=600V M0=6Nm (100K); NN=2000rpm; Naturally cooled FRAME SIZE IMB 5 (IM V1, IM V3) FLANGE 1, WITH PT1000 TEMPERATURESENSOR POWER CONNECTOR ROTATABLE RESOLVER 2-POLE (RESOLVER P=1); SHAFT WITH FITTED KEY, TOLERANCE N; W/O HOLDING BRAKE PROTECTION CLASS IP65, FLANGE ON DRIVE END IP67; | - | 0 | 0
1FK7060-2AC74-1TB0 |  | 1FK7060-2AC74-1TB0 | 1 | UN | 1 | 15 | C | D | N | N | 85015220 | 1 |  | 7.401 | KG | 1101.17 | 1101.17 | MC05 | MC05 | SIMOTICS S Synchronous motor 1FK7-CT PN=1.1kW; UDC=600V M0=6Nm (100K); NN=2000rpm; Naturally cooled FRAME SIZE IMB 5 (IM V1, IM V3) FLANGE 1, WITH PT1000 TEMPERATURESENSOR POWER CONNECTOR ROTATABLE RESOLVER 2-POLE (RESOLVER P=1); SHAFT WITH FITTED KEY, TOLERANCE N; WITH HOLDING BRAKE PROTECTION CLASS IP64; | - | 0 | 0
1FK7060-2AC74-1TB1 |  | 1FK7060-2AC74-1TB1 | 1 | UN | 1 | 15 | C | D | N | N | 85015220 | 1 |  | 7.401 | KG | 1163.51 | 1163.51 | MC05 | MC05 | SIMOTICS S Synchronous motor 1FK7-CT PN=1.1kW; UDC=600V M0=6Nm (100K); NN=2000rpm; Naturally cooled FRAME SIZE IMB 5 (IM V1, IM V3) FLANGE 1, WITH PT1000 TEMPERATURESENSOR POWER CONNECTOR ROTATABLE RESOLVER 2-POLE (RESOLVER P=1); SHAFT WITH FITTED KEY, TOLERANCE N; WITH HOLDING BRAKE PROTECTION CLASS IP65, | - | 0 | 0
1FK7060-2AC74-1TB2 |  | 1FK7060-2AC74-1TB2 | 1 | UN | 1 | 15 | C | D | N | N | 85015220 | 1 |  | 7.401 | KG | 1163.51 | 1163.51 | MC05 | MC05 | SIMOTICS S Synchronous motor 1FK7-CT PN=1.1kW; UDC=600V M0=6Nm (100K); NN=2000rpm; Naturally cooled FRAME SIZE IMB 5 (IM V1, IM V3) FLANGE 1, WITH PT1000 TEMPERATURESENSOR POWER CONNECTOR ROTATABLE RESOLVER 2-POLE (RESOLVER P=1); SHAFT WITH FITTED KEY, TOLERANCE N; WITH HOLDING BRAKE PROTECTION CLASS IP65, FLANGE ON DRIVE END IP67; | - | 0 | 0
1FK7060-2AC74-1TG0 |  | 1FK7060-2AC74-1TG0 | 1 | UN | 1 | 15 | C | D | N | N | 85015220 | 1 |  | 7.102 | KG | 841.74 | 841.74 | MC05 | MC05 | SIMOTICS S Synchronous motor 1FK7-CT PN=1.1kW; UDC=600V M0=6Nm (100K); NN=2000rpm; Naturally cooled FRAME SIZE IMB 5 (IM V1, IM V3) FLANGE 1, WITH PT1000 TEMPERATURESENSOR POWER CONNECTOR ROTATABLE RESOLVER 2-POLE (RESOLVER P=1); PLAIN SHAFT, TOLERANCE N; W/O HOLDING BRAKE PROTECTION CLASS IP64; | - | 0 | 0
1FK7060-2AC74-1TG1 |  | 1FK7060-2AC74-1TG1 | 1 | UN | 1 | 15 | C | D | N | N | 85015220 | 1 |  | 7.102 | KG | 904.08 | 904.08 | MC05 | MC05 | SIMOTICS S Synchronous motor 1FK7-CT PN=1.1kW; UDC=600V M0=6Nm (100K); NN=2000rpm; Naturally cooled FRAME SIZE IMB 5 (IM V1, IM V3) FLANGE 1, WITH PT1000 TEMPERATURESENSOR POWER CONNECTOR ROTATABLE RESOLVER 2-POLE (RESOLVER P=1); PLAIN SHAFT, TOLERANCE N; W/O HOLDING BRAKE PROTECTION CLASS IP65, | - | 0 | 0
1FK7060-2AC74-1TG2 |  | 1FK7060-2AC74-1TG2 | 1 | UN | 1 | 15 | C | D | N | N | 85015220 | 1 |  | 7.102 | KG | 904.08 | 904.08 | MC05 | MC05 | SIMOTICS S Synchronous motor 1FK7-CT PN=1.1kW; UDC=600V M0=6Nm (100K); NN=2000rpm; Naturally cooled FRAME SIZE IMB 5 (IM V1, IM V3) FLANGE 1, WITH PT1000 TEMPERATURESENSOR POWER CONNECTOR ROTATABLE RESOLVER 2-POLE (RESOLVER P=1); PLAIN SHAFT, TOLERANCE N; W/O HOLDING BRAKE PROTECTION CLASS IP65, FLANGE ON DRIVE END IP67; | - | 0 | 0
1FK7060-2AC74-1TH0 |  | 1FK7060-2AC74-1TH0 | 1 | UN | 1 | 15 | C | D | N | N | 85015220 | 1 |  | 7.401 | KG | 1045.18 | 1045.18 | MC05 | MC05 | SIMOTICS S Synchronous motor 1FK7-CT PN=1.1kW; UDC=600V M0=6Nm (100K); NN=2000rpm; Naturally cooled FRAME SIZE IMB 5 (IM V1, IM V3) FLANGE 1, WITH PT1000 TEMPERATURESENSOR POWER CONNECTOR ROTATABLE RESOLVER 2-POLE (RESOLVER P=1); PLAIN SHAFT, TOLERANCE N; WITH HOLDING BRAKE PROTECTION CLASS IP64; | - | 0 | 0
1FK7060-2AC74-1TH1 |  | 1FK7060-2AC74-1TH1 | 1 | UN | 1 | 15 | C | D | N | N | 85015220 | 1 |  | 7.401 | KG | 1107.52 | 1107.52 | MC05 | MC05 | SIMOTICS S Synchronous motor 1FK7-CT PN=1.1kW; UDC=600V M0=6Nm (100K); NN=2000rpm; Naturally cooled FRAME SIZE IMB 5 (IM V1, IM V3) FLANGE 1, WITH PT1000 TEMPERATURESENSOR POWER CONNECTOR ROTATABLE RESOLVER 2-POLE (RESOLVER P=1); PLAIN SHAFT, TOLERANCE N; WITH HOLDING BRAKE PROTECTION CLASS IP65, | - | 0 | 0
1FK7060-2AC74-1TH2 |  | 1FK7060-2AC74-1TH2 | 1 | UN | 1 | 15 | C | D | N | N | 85015220 | 1 |  | 7.401 | KG | 1107.52 | 1107.52 | MC05 | MC05 | SIMOTICS S Synchronous motor 1FK7-CT PN=1.1kW; UDC=600V M0=6Nm (100K); NN=2000rpm; Naturally cooled FRAME SIZE IMB 5 (IM V1, IM V3) FLANGE 1, WITH PT1000 TEMPERATURESENSOR POWER CONNECTOR ROTATABLE RESOLVER 2-POLE (RESOLVER P=1); PLAIN SHAFT, TOLERANCE N; WITH HOLDING BRAKE PROTECTION CLASS IP65, FLANGE ON DRIVE END IP67; | - | 0 | 0
1FK7060-2AF71-1AA0 |  | 1FK7060-2AF71-1AA0 | 1 | UN | 1 | 15 | C | D | N | N | 85015220 | 1 |  | 7.101 | KG | 1289.87 | 1289.87 | MC05 | MC05 | SIMOTICS S Synchronous motor 1FK7-CT PN=1.5kW; UDC=600V M0=6Nm (100K); NN=3000rpm; Naturally cooled FRAME SIZE IMB 5 (IM V1, IM V3) FLANGE 1, WITH KTY TEMPERATURESENSOR POWER CONNECTOR ROTATABLE INCREMENTAL ENCODER SIN/COS 1VPP;2048 S/R W. C-AND D-SPUR (ENCODER IC2048S/R) SHAFT WITH FITTED KEY, TOLERANCE N; W/O HOLDING BRAKE PROTECTION CLASS IP64; | - | 0 | 0
1FK7060-2AF71-1AA1 |  | 1FK7060-2AF71-1AA1 | 1 | UN | 1 | 15 | C | D | N | N | 85015220 | 1 |  | 7.101 | KG | 1352.21 | 1352.21 | MC05 | MC05 | SIMOTICS S Synchronous motor 1FK7-CT PN=1.5kW; UDC=600V M0=6Nm (100K); NN=3000rpm; Naturally cooled FRAME SIZE IMB 5 (IM V1, IM V3) FLANGE 1, WITH KTY TEMPERATURESENSOR POWER CONNECTOR ROTATABLE INCREMENTAL ENCODER SIN/COS 1VPP;2048 S/R W. C-AND D-SPUR (ENCODER IC2048S/R) SHAFT WITH FITTED KEY, TOLERANCE N; W/O HOLDING BRAKE PROTECTION CLASS IP65, | - | 0 | 0
1FK7060-2AF71-1AA2 |  | 1FK7060-2AF71-1AA2 | 1 | UN | 1 | 15 | C | D | N | N | 85015220 | 1 |  | 7.101 | KG | 1352.21 | 1352.21 | MC05 | MC05 | SIMOTICS S Synchronous motor 1FK7-CT PN=1.5kW; UDC=600V M0=6Nm (100K); NN=3000rpm; Naturally cooled FRAME SIZE IMB 5 (IM V1, IM V3) FLANGE 1, WITH KTY TEMPERATURESENSOR POWER CONNECTOR ROTATABLE INCREMENTAL ENCODER SIN/COS 1VPP;2048 S/R W. C-AND D-SPUR (ENCODER IC2048S/R) SHAFT WITH FITTED KEY, TOLERANCE N; W/O HOLDING BRAKE PROTECTION CLASS IP65, FLANGE ON DRIVE END IP67; | - | 0 | 0
1FK7060-2AF71-1AB0 |  | 1FK7060-2AF71-1AB0 | 1 | UN | 1 | 15 | C | D | N | N | 85015220 | 1 |  | 7.4 | KG | 1491.81 | 1491.81 | MC05 | MC05 | SIMOTICS S Synchronous motor 1FK7-CT PN=1.5kW; UDC=600V M0=6Nm (100K); NN=3000rpm; Naturally cooled FRAME SIZE IMB 5 (IM V1, IM V3) FLANGE 1, WITH KTY TEMPERATURESENSOR POWER CONNECTOR ROTATABLE INCREMENTAL ENCODER SIN/COS 1VPP;2048 S/R W. C-AND D-SPUR (ENCODER IC2048S/R) SHAFT WITH FITTED KEY, TOLERANCE N; WITH HOLDING BRAKE PROTECTION CLASS IP64; | - | 0 | 0
1FK7060-2AF71-1AB1 |  | 1FK7060-2AF71-1AB1 | 1 | UN | 1 | 15 | C | D | N | N | 85015220 | 1 |  | 7.4 | KG | 1554.15 | 1554.15 | MC05 | MC05 | SIMOTICS S Synchronous motor 1FK7-CT PN=1.5kW; UDC=600V M0=6Nm (100K); NN=3000rpm; Naturally cooled FRAME SIZE IMB 5 (IM V1, IM V3) FLANGE 1, WITH KTY TEMPERATURESENSOR POWER CONNECTOR ROTATABLE INCREMENTAL ENCODER SIN/COS 1VPP;2048 S/R W. C-AND D-SPUR (ENCODER IC2048S/R) SHAFT WITH FITTED KEY, TOLERANCE N; WITH HOLDING BRAKE PROTECTION CLASS IP65, | - | 0 | 0
1FK7060-2AF71-1AB2 |  | 1FK7060-2AF71-1AB2 | 1 | UN | 1 | 15 | C | D | N | N | 85015220 | 1 |  | 7.4 | KG | 1554.15 | 1554.15 | MC05 | MC05 | SIMOTICS S Synchronous motor 1FK7-CT PN=1.5kW; UDC=600V M0=6Nm (100K); NN=3000rpm; Naturally cooled FRAME SIZE IMB 5 (IM V1, IM V3) FLANGE 1, WITH KTY TEMPERATURESENSOR POWER CONNECTOR ROTATABLE INCREMENTAL ENCODER SIN/COS 1VPP;2048 S/R W. C-AND D-SPUR (ENCODER IC2048S/R) SHAFT WITH FITTED KEY, TOLERANCE N; WITH HOLDING BRAKE PROTECTION CLASS IP65, FLANGE ON DRIVE END IP67; | - | 0 | 0
1FK7060-2AF71-1AG0 |  | 1FK7060-2AF71-1AG0 | 1 | UN | 1 | 15 | C | D | N | N | 85015220 | 1 |  | 7.101 | KG | 1232.38 | 1232.38 | MC05 | MC05 | SIMOTICS S Synchronous motor 1FK7-CT PN=1.5kW; UDC=600V M0=6Nm (100K); NN=3000rpm; Naturally cooled FRAME SIZE IMB 5 (IM V1, IM V3) FLANGE 1, WITH KTY TEMPERATURESENSOR POWER CONNECTOR ROTATABLE INCREMENTAL ENCODER SIN/COS 1VPP;2048 S/R W. C-AND D-SPUR (ENCODER IC2048S/R) PLAIN SHAFT, TOLERANCE N; W/O HOLDING BRAKE PROTECTION CLASS IP64; | - | 0 | 0
1FK7060-2AF71-1AG1 |  | 1FK7060-2AF71-1AG1 | 1 | UN | 1 | 15 | C | D | N | N | 85015220 | 1 |  | 7.101 | KG | 1294.72 | 1294.72 | MC05 | MC05 | SIMOTICS S Synchronous motor 1FK7-CT PN=1.5kW; UDC=600V M0=6Nm (100K); NN=3000rpm; Naturally cooled FRAME SIZE IMB 5 (IM V1, IM V3) FLANGE 1, WITH KTY TEMPERATURESENSOR POWER CONNECTOR ROTATABLE INCREMENTAL ENCODER SIN/COS 1VPP;2048 S/R W. C-AND D-SPUR (ENCODER IC2048S/R) PLAIN SHAFT, TOLERANCE N; W/O HOLDING BRAKE PROTECTION CLASS IP65, | - | 0 | 0
1FK7060-2AF71-1AG2 |  | 1FK7060-2AF71-1AG2 | 1 | UN | 1 | 15 | C | D | N | N | 85015220 | 1 |  | 7.101 | KG | 1294.72 | 1294.72 | MC05 | MC05 | SIMOTICS S Synchronous motor 1FK7-CT PN=1.5kW; UDC=600V M0=6Nm (100K); NN=3000rpm; Naturally cooled FRAME SIZE IMB 5 (IM V1, IM V3) FLANGE 1, WITH KTY TEMPERATURESENSOR POWER CONNECTOR ROTATABLE INCREMENTAL ENCODER SIN/COS 1VPP;2048 S/R W. C-AND D-SPUR (ENCODER IC2048S/R) PLAIN SHAFT, TOLERANCE N; W/O HOLDING BRAKE PROTECTION CLASS IP65, FLANGE ON DRIVE END IP67; | - | 0 | 0
1FK7060-2AF71-1AH0 |  | 1FK7060-2AF71-1AH0 | 1 | UN | 1 | 15 | C | D | N | N | 85015220 | 1 |  | 7.4 | KG | 1435.82 | 1435.82 | MC05 | MC05 | SIMOTICS S Synchronous motor 1FK7-CT PN=1.5kW; UDC=600V M0=6Nm (100K); NN=3000rpm; Naturally cooled FRAME SIZE IMB 5 (IM V1, IM V3) FLANGE 1, WITH KTY TEMPERATURESENSOR POWER CONNECTOR ROTATABLE INCREMENTAL ENCODER SIN/COS 1VPP;2048 S/R W. C-AND D-SPUR (ENCODER IC2048S/R) PLAIN SHAFT, TOLERANCE N; WITH HOLDING BRAKE PROTECTION CLASS IP64; | - | 0 | 0
1FK7060-2AF71-1AH1 |  | 1FK7060-2AF71-1AH1 | 1 | UN | 1 | 15 | C | D | N | N | 85015220 | 1 |  | 7.4 | KG | 1498.16 | 1498.16 | MC05 | MC05 | SIMOTICS S Synchronous motor 1FK7-CT PN=1.5kW; UDC=600V M0=6Nm (100K); NN=3000rpm; Naturally cooled FRAME SIZE IMB 5 (IM V1, IM V3) FLANGE 1, WITH KTY TEMPERATURESENSOR POWER CONNECTOR ROTATABLE INCREMENTAL ENCODER SIN/COS 1VPP;2048 S/R W. C-AND D-SPUR (ENCODER IC2048S/R) PLAIN SHAFT, TOLERANCE N; WITH HOLDING BRAKE PROTECTION CLASS IP65, | - | 0 | 0
1FK7060-2AF71-1AH2 |  | 1FK7060-2AF71-1AH2 | 1 | UN | 1 | 15 | C | D | N | N | 85015220 | 1 |  | 7.4 | KG | 1498.16 | 1498.16 | MC05 | MC05 | SIMOTICS S Synchronous motor 1FK7-CT PN=1.5kW; UDC=600V M0=6Nm (100K); NN=3000rpm; Naturally cooled FRAME SIZE IMB 5 (IM V1, IM V3) FLANGE 1, WITH KTY TEMPERATURESENSOR POWER CONNECTOR ROTATABLE INCREMENTAL ENCODER SIN/COS 1VPP;2048 S/R W. C-AND D-SPUR (ENCODER IC2048S/R) PLAIN SHAFT, TOLERANCE N; WITH HOLDING BRAKE PROTECTION CLASS IP65, FLANGE ON DRIVE END IP67; | - | 0 | 0
1FK7060-2AF71-1BA0 |  | 1FK7060-2AF71-1BA0 | 1 | UN | 1 | 15 | C | D | N | N | 85015220 | 1 |  | 7.101 | KG | 1450.58 | 1450.58 | MC05 | MC05 | SIMOTICS S synchronous motor 1FK7-CT PN=1.5kW; UDC=600V M0=6Nm (100K); NN=3000rpm; naturally cooled design IMB 5 (IM V1, IM V3) Flange 1 Power connector rotatable Absolute encoder single-turn 24-bit with Drive-CLiQ interface (encoder AS24DQI) shaft with feather key, tolerance N without holding brake, degree of protection IP64 | - | 0 | 0
1FK7060-2AF71-1BA1 |  | 1FK7060-2AF71-1BA1 | 1 | UN | 1 | 15 | C | D | N | N | 85015220 | 1 |  | 7.101 | KG | 1512.91 | 1512.91 | MC05 | MC05 | SIMOTICS S synchronous motor 1FK7-CT PN=1.5kW; UDC=600V M0=6Nm (100K); NN=3000rpm; naturally cooled design IMB 5 (IM V1, IM V3) Flange 1 Power connector rotatable Absolute encoder single-turn 24-bit with Drive-CLiQ interface (encoder AS24DQI) shaft with feather key, tolerance N without holding brake, degree of protection IP65 | - | 0 | 0
1FK7060-2AF71-1BA2 |  | 1FK7060-2AF71-1BA2 | 1 | UN | 1 | 15 | C | D | N | N | 85015220 | 1 |  | 7.101 | KG | 1512.91 | 1512.91 | MC05 | MC05 | SIMOTICS S synchronous motor 1FK7-CT PN=1.5kW; UDC=600V M0=6Nm (100K); NN=3000rpm; naturally cooled design IMB 5 (IM V1, IM V3) Flange 1 Power connector rotatable Absolute encoder single-turn 24-bit with Drive-CLiQ interface (encoder AS24DQI) shaft with feather key, tolerance N without holding brake, degree of protection IP65 DE Flange IP67 | - | 0 | 0
1FK7060-2AF71-1BB0 |  | 1FK7060-2AF71-1BB0 | 1 | UN | 1 | 15 | C | D | N | N | 85015220 | 1 |  | 7.4 | KG | 1652.52 | 1652.52 | MC05 | MC05 | SIMOTICS S synchronous motor 1FK7-CT PN=1.5kW; UDC=600V M0=6Nm (100K); NN=3000rpm; naturally cooled design IMB 5 (IM V1, IM V3) Flange 1 Power connector rotatable Absolute encoder single-turn 24-bit with Drive-CLiQ interface (encoder AS24DQI) shaft with feather key, tolerance N with holding brake, degree of protection IP64 | - | 0 | 0
1FK7060-2AF71-1BB1 |  | 1FK7060-2AF71-1BB1 | 1 | UN | 1 | 15 | C | D | N | N | 85015220 | 1 |  | 7.4 | KG | 1714.86 | 1714.86 | MC05 | MC05 | SIMOTICS S synchronous motor 1FK7-CT PN=1.5kW; UDC=600V M0=6Nm (100K); NN=3000rpm; naturally cooled design IMB 5 (IM V1, IM V3) Flange 1 Power connector rotatable Absolute encoder single-turn 24-bit with Drive-CLiQ interface (encoder AS24DQI) shaft with feather key, tolerance N with holding brake, degree of protection IP65 | - | 0 | 0
1FK7060-2AF71-1BB2 |  | 1FK7060-2AF71-1BB2 | 1 | UN | 1 | 15 | C | D | N | N | 85015220 | 1 |  | 7.4 | KG | 1714.86 | 1714.86 | MC05 | MC05 | SIMOTICS S synchronous motor 1FK7-CT PN=1.5kW; UDC=600V M0=6Nm (100K); NN=3000rpm; naturally cooled design IMB 5 (IM V1, IM V3) Flange 1 Power connector rotatable Absolute encoder single-turn 24-bit with Drive-CLiQ interface (encoder AS24DQI) shaft with feather key, tolerance N with holding brake, degree of protection IP65 DE Flange IP67 | - | 0 | 0
1FK7060-2AF71-1BG0 |  | 1FK7060-2AF71-1BG0 | 1 | UN | 1 | 15 | C | D | N | N | 85015220 | 1 |  | 7.101 | KG | 1393.09 | 1393.09 | MC05 | MC05 | SIMOTICS S synchronous motor 1FK7-CT PN=1.5kW; UDC=600V M0=6Nm (100K); NN=3000rpm; naturally cooled design IMB 5 (IM V1, IM V3) Flange 1 Power connector rotatable Absolute encoder single-turn 24-bit with Drive-CLiQ interface (encoder AS24DQI) Smooth shaft, tolerance N without holding brake, degree of protection IP64 | - | 0 | 0
1FK7060-2AF71-1BG1 |  | 1FK7060-2AF71-1BG1 | 1 | UN | 1 | 15 | C | D | N | N | 85015220 | 1 |  | 7.101 | KG | 1455.42 | 1455.42 | MC05 | MC05 | SIMOTICS S synchronous motor 1FK7-CT PN=1.5kW; UDC=600V M0=6Nm (100K); NN=3000rpm; naturally cooled design IMB 5 (IM V1, IM V3) Flange 1 Power connector rotatable Absolute encoder single-turn 24-bit with Drive-CLiQ interface (encoder AS24DQI) Smooth shaft, tolerance N without holding brake, degree of protection IP65 | - | 0 | 0
1FK7060-2AF71-1BG1-Z | J13 | 1FK7060-2AF71-1BG1-ZJ13 | 1 | UN | 1 | 15 | C | D | N | N | 85015220 | 1 |  | 15.001 | KG | 3902.52 | 3902.52 | MC05 | MC05 | SIMOTICS S synchronous motor 1FK7-CT PN=1.5kW; UDC=600V M0=6Nm (100K); NN=3000rpm; naturally cooled design IMB 5 (IM V1, IM V3) Flange 1 Power connector rotatable Absolute encoder single-turn 24-bit with Drive-CLiQ interface (encoder AS24DQI) Smooth shaft, tolerance N without holding brake, degree of protection IP65 J13: ALPHA SP+, SP 100S-MF2 PLANETARY GEARING 2 STAGES, I=20, WITH FEATHER KEY | - | 0 | 0
1FK7060-2AF71-1BG2 |  | 1FK7060-2AF71-1BG2 | 1 | UN | 1 | 15 | C | D | N | N | 85015220 | 1 |  | 7.101 | KG | 1455.42 | 1455.42 | MC05 | MC05 | SIMOTICS S synchronous motor 1FK7-CT PN=1.5kW; UDC=600V M0=6Nm (100K); NN=3000rpm; naturally cooled design IMB 5 (IM V1, IM V3) Flange 1 Power connector rotatable Absolute encoder single-turn 24-bit with Drive-CLiQ interface (encoder AS24DQI) Smooth shaft, tolerance N without holding brake, degree of protection IP65 DE Flange IP67 | - | 0 | 0
1FK7060-2AF71-1BH0 |  | 1FK7060-2AF71-1BH0 | 1 | UN | 1 | 15 | C | D | N | N | 85015220 | 1 |  | 7.4 | KG | 1596.53 | 1596.53 | MC05 | MC05 | SIMOTICS S synchronous motor 1FK7-CT PN=1.5kW; UDC=600V M0=6Nm (100K); NN=3000rpm; naturally cooled design IMB 5 (IM V1, IM V3) Flange 1 Power connector rotatable Absolute encoder single-turn 24-bit with Drive-CLiQ interface (encoder AS24DQI) Smooth shaft, tolerance N with holding brake, degree of protection IP64 | - | 0 | 0
1FK7060-2AF71-1BH1 |  | 1FK7060-2AF71-1BH1 | 1 | UN | 1 | 15 | C | D | N | N | 85015220 | 1 |  | 7.4 | KG | 1658.87 | 1658.87 | MC05 | MC05 | SIMOTICS S synchronous motor 1FK7-CT PN=1.5kW; UDC=600V M0=6Nm (100K); NN=3000rpm; naturally cooled design IMB 5 (IM V1, IM V3) Flange 1 Power connector rotatable Absolute encoder single-turn 24-bit with Drive-CLiQ interface (encoder AS24DQI) Smooth shaft, tolerance N with holding brake, degree of protection IP65 | - | 0 | 0
1FK7060-2AF71-1BH2 |  | 1FK7060-2AF71-1BH2 | 1 | UN | 1 | 15 | C | D | N | N | 85015220 | 1 |  | 7.4 | KG | 1658.87 | 1658.87 | MC05 | MC05 | SIMOTICS S synchronous motor 1FK7-CT PN=1.5kW; UDC=600V M0=6Nm (100K); NN=3000rpm; naturally cooled design IMB 5 (IM V1, IM V3) Flange 1 Power connector rotatable Absolute encoder single-turn 24-bit with Drive-CLiQ interface (encoder AS24DQI) Smooth shaft, tolerance N with holding brake, degree of protection IP65 DE Flange IP67 | - | 0 | 0
1FK7060-2AF71-1CA0 |  | 1FK7060-2AF71-1CA0 | 1 | UN | 1 | 15 | C | D | N | N | 85015220 | 1 |  | 7.101 | KG | 1696.74 | 1696.74 | MC05 | MC05 | SIMOTICS S synchronous motor 1FK7-CT PN=1.5kW; UDC=600V M0=6Nm (100K); NN=3000rpm; naturally cooled design IMB 5 (IM V1, IM V3) Flange 1 Power connector rotatable Absolute encoder 24-bit + 12-bit multiturn with DRIVE-CLiQ interface (encoder AM24DQI) shaft with feather key, tolerance N without holding brake, degree of protection IP64 | - | 0 | 0
1FK7060-2AF71-1CA1 |  | 1FK7060-2AF71-1CA1 | 1 | UN | 1 | 15 | C | D | N | N | 85015220 | 1 |  | 7.101 | KG | 1759.07 | 1759.07 | MC05 | MC05 | SIMOTICS S synchronous motor 1FK7-CT PN=1.5kW; UDC=600V M0=6Nm (100K); NN=3000rpm; naturally cooled design IMB 5 (IM V1, IM V3) Flange 1 Power connector rotatable Absolute encoder 24-bit + 12-bit multiturn with DRIVE-CLiQ interface (encoder AM24DQI) shaft with feather key, tolerance N without holding brake, degree of protection IP65 | - | 0 | 0
1FK7060-2AF71-1CA1-Z | Q31 | 1FK7060-2AF71-1CA1-ZQ31 | 1 | UN | 1 | 15 | C | D | N | N | 85015220 | 1 |  | 7.151 | KG | 1821.57 | 1821.57 | MC05 | MC05 | SIMOTICS S synchronous motor 1FK7-CT PN=1.5kW; UDC=600V M0=6Nm (100K); NN=3000rpm; naturally cooled design IMB 5 (IM V1, IM V3) Flange 1 Power connector rotatable Absolute encoder 24-bit + 12-bit multiturn with DRIVE-CLiQ interface (encoder AM24DQI) shaft with feather key, tolerance N without holding brake, degree of protection IP65 Q31: METALLIC RATING PLATE ON MOTOR | - | 0 | 0
1FK7060-2AF71-1CA2 |  | 1FK7060-2AF71-1CA2 | 1 | UN | 1 | 15 | C | D | N | N | 85015220 | 1 |  | 7.101 | KG | 1759.07 | 1759.07 | MC05 | MC05 | SIMOTICS S synchronous motor 1FK7-CT PN=1.5kW; UDC=600V M0=6Nm (100K); NN=3000rpm; naturally cooled design IMB 5 (IM V1, IM V3) Flange 1 Power connector rotatable Absolute encoder 24-bit + 12-bit multiturn with DRIVE-CLiQ interface (encoder AM24DQI) shaft with feather key, tolerance N without holding brake, degree of protection IP65 DE Flange IP67 | - | 0 | 0
1FK7060-2AF71-1CB0 |  | 1FK7060-2AF71-1CB0 | 1 | UN | 1 | 15 | C | D | N | N | 85015220 | 1 |  | 7.4 | KG | 1898.68 | 1898.68 | MC05 | MC05 | SIMOTICS S synchronous motor 1FK7-CT PN=1.5kW; UDC=600V M0=6Nm (100K); NN=3000rpm; naturally cooled design IMB 5 (IM V1, IM V3) Flange 1 Power connector rotatable Absolute encoder 24-bit + 12-bit multiturn with DRIVE-CLiQ interface (encoder AM24DQI) shaft with feather key, tolerance N with holding brake, degree of protection IP64 | - | 0 | 0
1FK7060-2AF71-1CB1 |  | 1FK7060-2AF71-1CB1 | 1 | UN | 1 | 15 | C | D | N | N | 85015220 | 1 |  | 7.4 | KG | 1961.02 | 1961.02 | MC05 | MC05 | SIMOTICS S synchronous motor 1FK7-CT PN=1.5kW; UDC=600V M0=6Nm (100K); NN=3000rpm; naturally cooled design IMB 5 (IM V1, IM V3) Flange 1 Power connector rotatable Absolute encoder 24-bit + 12-bit multiturn with DRIVE-CLiQ interface (encoder AM24DQI) shaft with feather key, tolerance N with holding brake, degree of protection IP65 | - | 0 | 0
1FK7060-2AF71-1CB2 |  | 1FK7060-2AF71-1CB2 | 1 | UN | 1 | 15 | C | D | N | N | 85015220 | 1 |  | 7.4 | KG | 1961.02 | 1961.02 | MC05 | MC05 | SIMOTICS S synchronous motor 1FK7-CT PN=1.5kW; UDC=600V M0=6Nm (100K); NN=3000rpm; naturally cooled design IMB 5 (IM V1, IM V3) Flange 1 Power connector rotatable Absolute encoder 24-bit + 12-bit multiturn with DRIVE-CLiQ interface (encoder AM24DQI) shaft with feather key, tolerance N with holding brake, degree of protection IP65 DE Flange IP67 | - | 0 | 0
1FK7060-2AF71-1CG0 |  | 1FK7060-2AF71-1CG0 | 1 | UN | 1 | 15 | C | D | N | N | 85015220 | 1 |  | 7.101 | KG | 1639.25 | 1639.25 | MC05 | MC05 | SIMOTICS S synchronous motor 1FK7-CT PN=1.5kW; UDC=600V M0=6Nm (100K); NN=3000rpm; naturally cooled design IMB 5 (IM V1, IM V3) Flange 1 Power connector rotatable Absolute encoder 24-bit + 12-bit multiturn with DRIVE-CLiQ interface (encoder AM24DQI) Smooth shaft, tolerance N without holding brake, degree of protection IP64 | - | 0 | 0
1FK7060-2AF71-1CG0-Z | Q31 | 1FK7060-2AF71-1CG0-ZQ31 | 1 | UN | 1 | 15 | C | D | N | N | 85015220 | 1 |  | 7.151 | KG | 1701.75 | 1701.75 | MC05 | MC05 | SIMOTICS S synchronous motor 1FK7-CT PN=1.5kW; UDC=600V M0=6Nm (100K); NN=3000rpm; naturally cooled design IMB 5 (IM V1, IM V3) Flange 1 Power connector rotatable Absolute encoder 24-bit + 12-bit multiturn with DRIVE-CLiQ interface (encoder AM24DQI) Smooth shaft, tolerance N without holding brake, degree of protection IP64 Q31: METALLIC RATING PLATE ON MOTOR | - | 0 | 0
1FK7060-2AF71-1CG1 |  | 1FK7060-2AF71-1CG1 | 1 | UN | 1 | 15 | C | D | N | N | 85015220 | 1 |  | 7.101 | KG | 1701.59 | 1701.59 | MC05 | MC05 | SIMOTICS S synchronous motor 1FK7-CT PN=1.5kW; UDC=600V M0=6Nm (100K); NN=3000rpm; naturally cooled design IMB 5 (IM V1, IM V3) Flange 1 Power connector rotatable Absolute encoder 24-bit + 12-bit multiturn with DRIVE-CLiQ interface (encoder AM24DQI) Smooth shaft, tolerance N without holding brake, degree of protection IP65 | - | 0 | 0
1FK7060-2AF71-1CG1-Z | Q31 | 1FK7060-2AF71-1CG1-ZQ31 | 1 | UN | 1 | 15 | C | D | N | N | 85015220 | 1 |  | 7.151 | KG | 1764.09 | 1764.09 | MC05 | MC05 | SIMOTICS S synchronous motor 1FK7-CT PN=1.5kW; UDC=600V M0=6Nm (100K); NN=3000rpm; naturally cooled design IMB 5 (IM V1, IM V3) Flange 1 Power connector rotatable Absolute encoder 24-bit + 12-bit multiturn with DRIVE-CLiQ interface (encoder AM24DQI) Smooth shaft, tolerance N without holding brake, degree of protection IP65 Q31: METALLIC RATING PLATE ON MOTOR | - | 0 | 0
1FK7060-2AF71-1CG2 |  | 1FK7060-2AF71-1CG2 | 1 | UN | 1 | 15 | C | D | N | N | 85015220 | 1 |  | 7.101 | KG | 1701.59 | 1701.59 | MC05 | MC05 | SIMOTICS S synchronous motor 1FK7-CT PN=1.5kW; UDC=600V M0=6Nm (100K); NN=3000rpm; naturally cooled design IMB 5 (IM V1, IM V3) Flange 1 Power connector rotatable Absolute encoder 24-bit + 12-bit multiturn with DRIVE-CLiQ interface (encoder AM24DQI) Smooth shaft, tolerance N without holding brake, degree of protection IP65 DE Flange IP67 | - | 0 | 0
1FK7060-2AF71-1CH0 |  | 1FK7060-2AF71-1CH0 | 1 | UN | 1 | 15 | C | D | N | N | 85015220 | 1 |  | 7.4 | KG | 1842.69 | 1842.69 | MC05 | MC05 | SIMOTICS S synchronous motor 1FK7-CT PN=1.5kW; UDC=600V M0=6Nm (100K); NN=3000rpm; naturally cooled design IMB 5 (IM V1, IM V3) Flange 1 Power connector rotatable Absolute encoder 24-bit + 12-bit multiturn with DRIVE-CLiQ interface (encoder AM24DQI) Smooth shaft, tolerance N with holding brake, degree of protection IP64 | - | 0 | 0
1FK7060-2AF71-1CH1 |  | 1FK7060-2AF71-1CH1 | 1 | UN | 1 | 15 | C | D | N | N | 85015220 | 1 |  | 7.4 | KG | 1905.03 | 1905.03 | MC05 | MC05 | SIMOTICS S synchronous motor 1FK7-CT PN=1.5kW; UDC=600V M0=6Nm (100K); NN=3000rpm; naturally cooled design IMB 5 (IM V1, IM V3) Flange 1 Power connector rotatable Absolute encoder 24-bit + 12-bit multiturn with DRIVE-CLiQ interface (encoder AM24DQI) Smooth shaft, tolerance N with holding brake, degree of protection IP65 | - | 0 | 0
1FK7060-2AF71-1CH1-Z | Q31 | 1FK7060-2AF71-1CH1-ZQ31 | 1 | UN | 1 | 15 | C | D | N | N | 85015220 | 1 |  | 7.45 | KG | 1967.53 | 1967.53 | MC05 | MC05 | SIMOTICS S synchronous motor 1FK7-CT PN=1.5kW; UDC=600V M0=6Nm (100K); NN=3000rpm; naturally cooled design IMB 5 (IM V1, IM V3) Flange 1 Power connector rotatable Absolute encoder 24-bit + 12-bit multiturn with DRIVE-CLiQ interface (encoder AM24DQI) Smooth shaft, tolerance N with holding brake, degree of protection IP65 Q31: METALLIC RATING PLATE ON MOTOR | - | 0 | 0
1FK7060-2AF71-1CH2 |  | 1FK7060-2AF71-1CH2 | 1 | UN | 1 | 15 | C | D | N | N | 85015220 | 1 |  | 7.4 | KG | 1905.03 | 1905.03 | MC05 | MC05 | SIMOTICS S synchronous motor 1FK7-CT PN=1.5kW; UDC=600V M0=6Nm (100K); NN=3000rpm; naturally cooled design IMB 5 (IM V1, IM V3) Flange 1 Power connector rotatable Absolute encoder 24-bit + 12-bit multiturn with DRIVE-CLiQ interface (encoder AM24DQI) Smooth shaft, tolerance N with holding brake, degree of protection IP65 DE Flange IP67 | - | 0 | 0
1FK7060-2AF71-1CH2-Z | Q13Q20 | 1FK7060-2AF71-1CH2-ZQ13Q20 | 1 | UN | 1 | 15 | C | D | N | N | 85015220 | 1 |  | 8.24 | KG | 2101.99 | 2101.99 | MC05 | MC05 | SIMOTICS S Synchronous motor 1FK7-CT PN=1.5kW; UDC=600V M0=6Nm (100K); NN=3000rpm; Naturally cooled IMB 5 design (IM V1, IM V3) Flange 1 Power connector rotatable Absolute encoder 24-bit +12-bit multi-turn with Drive-CLiQ interface (encoder AM24DQI) smooth shaft, Tolerance N with holding brake; Degree of protection IP65 DE flange IP67 Q13: customer-specific additional seal encoder flange No encoder replacement in the field possible Q20: Pressure compensation M5 | - | 0 | 7
1FK7060-2AF71-1DA0 |  | 1FK7060-2AF71-1DA0 | 1 | UN | 1 | 15 | C | D | N | N | 85015220 | 1 |  | 7.102 | KG | 1504 | 1504 | MC05 | MC05 | SIMOTICS S Synchronous motor 1FK7-CT PN=1.5kW; UDC=600V M0=6Nm (100K); NN=3000rpm; Naturally cooled FRAME SIZE IMB 5 (IM V1, IM V3) FLANGE 1 POWER CONNECTOR ROTATABLE INCREMENTAL ENCODER 22 BIT WITH DRIVE-CLIQ INTERFACE (ENCODER IC22DQ) SHAFT WITH FITTED KEY, TOLERANCE N; W/O HOLDING BRAKE PROTECTION CLASS IP64; | - | 0 | 0
1FK7060-2AF71-1DA2 |  | 1FK7060-2AF71-1DA2 | 1 | UN | 1 | 15 | C | D | N | N | 85015220 | 1 |  | 7.102 | KG | 1566.34 | 1566.34 | MC05 | MC05 | SIMOTICS S Synchronous motor 1FK7-CT PN=1.5kW; UDC=600V M0=6Nm (100K); NN=3000rpm; Naturally cooled FRAME SIZE IMB 5 (IM V1, IM V3) FLANGE 1 POWER CONNECTOR ROTATABLE INCREMENTAL ENCODER 22 BIT WITH DRIVE-CLIQ INTERFACE (ENCODER IC22DQ) SHAFT WITH FITTED KEY, TOLERANCE N; W/O HOLDING BRAKE PROTECTION CLASS IP65, FLANGE ON DRIVE END IP67; | - | 0 | 0
1FK7060-2AF71-1DB0 |  | 1FK7060-2AF71-1DB0 | 1 | UN | 1 | 15 | C | D | N | N | 85015220 | 1 |  | 7.401 | KG | 1705.94 | 1705.94 | MC05 | MC05 | SIMOTICS S Synchronous motor 1FK7-CT PN=1.5kW; UDC=600V M0=6Nm (100K); NN=3000rpm; Naturally cooled FRAME SIZE IMB 5 (IM V1, IM V3) FLANGE 1 POWER CONNECTOR ROTATABLE INCREMENTAL ENCODER 22 BIT WITH DRIVE-CLIQ INTERFACE (ENCODER IC22DQ) SHAFT WITH FITTED KEY, TOLERANCE N; WITH HOLDING BRAKE PROTECTION CLASS IP64; | - | 0 | 0
1FK7060-2AF71-1DB1 |  | 1FK7060-2AF71-1DB1 | 1 | UN | 1 | 15 | C | D | N | N | 85015220 | 1 |  | 7.401 | KG | 1768.28 | 1768.28 | MC05 | MC05 | SIMOTICS S Synchronous motor 1FK7-CT PN=1.5kW; UDC=600V M0=6Nm (100K); NN=3000rpm; Naturally cooled FRAME SIZE IMB 5 (IM V1, IM V3) FLANGE 1 POWER CONNECTOR ROTATABLE INCREMENTAL ENCODER 22 BIT WITH DRIVE-CLIQ INTERFACE (ENCODER IC22DQ) SHAFT WITH FITTED KEY, TOLERANCE N; WITH HOLDING BRAKE PROTECTION CLASS IP65, | - | 0 | 0
1FK7060-2AF71-1DG0 |  | 1FK7060-2AF71-1DG0 | 1 | UN | 1 | 15 | C | D | N | N | 85015220 | 1 |  | 7.102 | KG | 1446.51 | 1446.51 | MC05 | MC05 | SIMOTICS S Synchronous motor 1FK7-CT PN=1.5kW; UDC=600V M0=6Nm (100K); NN=3000rpm; Naturally cooled FRAME SIZE IMB 5 (IM V1, IM V3) FLANGE 1 POWER CONNECTOR ROTATABLE INCREMENTAL ENCODER 22 BIT WITH DRIVE-CLIQ INTERFACE (ENCODER IC22DQ) PLAIN SHAFT, TOLERANCE N; W/O HOLDING BRAKE PROTECTION CLASS IP64; | - | 0 | 0
1FK7060-2AF71-1DG1 |  | 1FK7060-2AF71-1DG1 | 1 | UN | 1 | 15 | C | D | N | N | 85015220 | 1 |  | 7.102 | KG | 1508.85 | 1508.85 | MC05 | MC05 | SIMOTICS S Synchronous motor 1FK7-CT PN=1.5kW; UDC=600V M0=6Nm (100K); NN=3000rpm; Naturally cooled FRAME SIZE IMB 5 (IM V1, IM V3) FLANGE 1 POWER CONNECTOR ROTATABLE INCREMENTAL ENCODER 22 BIT WITH DRIVE-CLIQ INTERFACE (ENCODER IC22DQ) PLAIN SHAFT, TOLERANCE N; W/O HOLDING BRAKE PROTECTION CLASS IP65, | - | 0 | 0
1FK7060-2AF71-1DG1-Z | J09 | 1FK7060-2AF71-1DG1-ZJ09 | 1 | UN | 1 | 15 | C | D | N | N | 85015220 | 1 |  | 14.802 | KG | 3115.67 | 3115.67 | MC05 | MC05 | SIMOTICS S Synchronous motor 1FK7-CT PN=1.5kW; UDC=600V M0=6Nm (100K); NN=3000rpm; Naturally cooled FRAME SIZE IMB 5 (IM V1, IM V3) FLANGE 1 POWER CONNECTOR ROTATABLE INCREMENTAL ENCODER 22 BIT WITH DRIVE-CLIQ INTERFACE (ENCODER IC22DQ) PLAIN SHAFT, TOLERANCE N; W/O HOLDING BRAKE PROTECTION CLASS IP65, J09: ALPHA SP+, SP 100S-MF1 PLANETARY GEARING 1 STAGE, I=10, WITH FEATHER KEY | - | 0 | 0
1FK7060-2AF71-1DG2 |  | 1FK7060-2AF71-1DG2 | 1 | UN | 1 | 15 | C | D | N | N | 85015220 | 1 |  | 7.102 | KG | 1508.85 | 1508.85 | MC05 | MC05 | SIMOTICS S Synchronous motor 1FK7-CT PN=1.5kW; UDC=600V M0=6Nm (100K); NN=3000rpm; Naturally cooled FRAME SIZE IMB 5 (IM V1, IM V3) FLANGE 1 POWER CONNECTOR ROTATABLE INCREMENTAL ENCODER 22 BIT WITH DRIVE-CLIQ INTERFACE (ENCODER IC22DQ) PLAIN SHAFT, TOLERANCE N; W/O HOLDING BRAKE PROTECTION CLASS IP65, FLANGE ON DRIVE END IP67; | - | 0 | 0
1FK7060-2AF71-1DH0 |  | 1FK7060-2AF71-1DH0 | 1 | UN | 1 | 15 | C | D | N | N | 85015220 | 1 |  | 7.401 | KG | 1649.95 | 1649.95 | MC05 | MC05 | SIMOTICS S Synchronous motor 1FK7-CT PN=1.5kW; UDC=600V M0=6Nm (100K); NN=3000rpm; Naturally cooled FRAME SIZE IMB 5 (IM V1, IM V3) FLANGE 1 POWER CONNECTOR ROTATABLE INCREMENTAL ENCODER 22 BIT WITH DRIVE-CLIQ INTERFACE (ENCODER IC22DQ) PLAIN SHAFT, TOLERANCE N; WITH HOLDING BRAKE PROTECTION CLASS IP64; | - | 0 | 0
1FK7060-2AF71-1EA0 |  | 1FK7060-2AF71-1EA0 | 1 | UN | 1 | 15 | C | D | N | N | 85015220 | 1 |  | 7.101 | KG | 1537.55 | 1537.55 | MC05 | MC05 | SIMOTICS S Synchronous motor 1FK7-CT PN=1.5kW; UDC=600V M0=6Nm (100K); NN=3000rpm; Naturally cooled FRAME SIZE IMB 5 (IM V1, IM V3) FLANGE 1, WITH KTY TEMPERATURESENSOR POWER CONNECTOR ROTATABLE ABSOLUTE ENCODERR 2048 S/R + 4096 UMDREHUNGEN MULTITURN, WITH ENDAT-SCHNITTSTELLE (ENCODER AM2048S/R) SHAFT WITH FITTED KEY, TOLERANCE N; W/O HOLDING BRAKE PROTECTION CLASS IP64; | - | 0 | 0
1FK7060-2AF71-1EA1 |  | 1FK7060-2AF71-1EA1 | 1 | UN | 1 | 15 | C | D | N | N | 85015220 | 1 |  | 7.101 | KG | 1599.89 | 1599.89 | MC05 | MC05 | SIMOTICS S Synchronous motor 1FK7-CT PN=1.5kW; UDC=600V M0=6Nm (100K); NN=3000rpm; Naturally cooled FRAME SIZE IMB 5 (IM V1, IM V3) FLANGE 1, WITH KTY TEMPERATURESENSOR POWER CONNECTOR ROTATABLE ABSOLUTE ENCODERR 2048 S/R + 4096 UMDREHUNGEN MULTITURN, WITH ENDAT-SCHNITTSTELLE (ENCODER AM2048S/R) SHAFT WITH FITTED KEY, TOLERANCE N; W/O HOLDING BRAKE PROTECTION CLASS IP65, | - | 0 | 0
1FK7060-2AF71-1EA2 |  | 1FK7060-2AF71-1EA2 | 1 | UN | 1 | 15 | C | D | N | N | 85015220 | 1 |  | 7.101 | KG | 1599.89 | 1599.89 | MC05 | MC05 | SIMOTICS S Synchronous motor 1FK7-CT PN=1.5kW; UDC=600V M0=6Nm (100K); NN=3000rpm; Naturally cooled FRAME SIZE IMB 5 (IM V1, IM V3) FLANGE 1, WITH KTY TEMPERATURESENSOR POWER CONNECTOR ROTATABLE ABSOLUTE ENCODERR 2048 S/R + 4096 UMDREHUNGEN MULTITURN, WITH ENDAT-SCHNITTSTELLE (ENCODER AM2048S/R) SHAFT WITH FITTED KEY, TOLERANCE N; W/O HOLDING BRAKE PROTECTION CLASS IP65, FLANGE ON DRIVE END IP67; | - | 0 | 0
1FK7060-2AF71-1EB0 |  | 1FK7060-2AF71-1EB0 | 1 | UN | 1 | 15 | C | D | N | N | 85015220 | 1 |  | 7.4 | KG | 1739.49 | 1739.49 | MC05 | MC05 | SIMOTICS S Synchronous motor 1FK7-CT PN=1.5kW; UDC=600V M0=6Nm (100K); NN=3000rpm; Naturally cooled FRAME SIZE IMB 5 (IM V1, IM V3) FLANGE 1, WITH KTY TEMPERATURESENSOR POWER CONNECTOR ROTATABLE ABSOLUTE ENCODERR 2048 S/R + 4096 UMDREHUNGEN MULTITURN, WITH ENDAT-SCHNITTSTELLE (ENCODER AM2048S/R) SHAFT WITH FITTED KEY, TOLERANCE N; WITH HOLDING BRAKE PROTECTION CLASS IP64; | - | 0 | 0
1FK7060-2AF71-1EB1 |  | 1FK7060-2AF71-1EB1 | 1 | UN | 1 | 15 | C | D | N | N | 85015220 | 1 |  | 7.4 | KG | 1801.83 | 1801.83 | MC05 | MC05 | SIMOTICS S Synchronous motor 1FK7-CT PN=1.5kW; UDC=600V M0=6Nm (100K); NN=3000rpm; Naturally cooled FRAME SIZE IMB 5 (IM V1, IM V3) FLANGE 1, WITH KTY TEMPERATURESENSOR POWER CONNECTOR ROTATABLE ABSOLUTE ENCODERR 2048 S/R + 4096 UMDREHUNGEN MULTITURN, WITH ENDAT-SCHNITTSTELLE (ENCODER AM2048S/R) SHAFT WITH FITTED KEY, TOLERANCE N; WITH HOLDING BRAKE PROTECTION CLASS IP65, | - | 0 | 0
1FK7060-2AF71-1EB2 |  | 1FK7060-2AF71-1EB2 | 1 | UN | 1 | 15 | C | D | N | N | 85015220 | 1 |  | 7.4 | KG | 1801.83 | 1801.83 | MC05 | MC05 | SIMOTICS S Synchronous motor 1FK7-CT PN=1.5kW; UDC=600V M0=6Nm (100K); NN=3000rpm; Naturally cooled FRAME SIZE IMB 5 (IM V1, IM V3) FLANGE 1, WITH KTY TEMPERATURESENSOR POWER CONNECTOR ROTATABLE ABSOLUTE ENCODERR 2048 S/R + 4096 UMDREHUNGEN MULTITURN, WITH ENDAT-SCHNITTSTELLE (ENCODER AM2048S/R) SHAFT WITH FITTED KEY, TOLERANCE N; WITH HOLDING BRAKE PROTECTION CLASS IP65, FLANGE ON DRIVE END IP67; | - | 0 | 0
1FK7060-2AF71-1EG0 |  | 1FK7060-2AF71-1EG0 | 1 | UN | 1 | 15 | C | D | N | N | 85015220 | 1 |  | 7.101 | KG | 1480.06 | 1480.06 | MC05 | MC05 | SIMOTICS S Synchronous motor 1FK7-CT PN=1.5kW; UDC=600V M0=6Nm (100K); NN=3000rpm; Naturally cooled FRAME SIZE IMB 5 (IM V1, IM V3) FLANGE 1, WITH KTY TEMPERATURESENSOR POWER CONNECTOR ROTATABLE ABSOLUTE ENCODERR 2048 S/R + 4096 UMDREHUNGEN MULTITURN, WITH ENDAT-SCHNITTSTELLE (ENCODER AM2048S/R) PLAIN SHAFT, TOLERANCE N; W/O HOLDING BRAKE PROTECTION CLASS IP64; | - | 0 | 0
1FK7060-2AF71-1EG1 |  | 1FK7060-2AF71-1EG1 | 1 | UN | 1 | 15 | C | D | N | N | 85015220 | 1 |  | 7.101 | KG | 1542.4 | 1542.4 | MC05 | MC05 | SIMOTICS S Synchronous motor 1FK7-CT PN=1.5kW; UDC=600V M0=6Nm (100K); NN=3000rpm; Naturally cooled FRAME SIZE IMB 5 (IM V1, IM V3) FLANGE 1, WITH KTY TEMPERATURESENSOR POWER CONNECTOR ROTATABLE ABSOLUTE ENCODERR 2048 S/R + 4096 UMDREHUNGEN MULTITURN, WITH ENDAT-SCHNITTSTELLE (ENCODER AM2048S/R) PLAIN SHAFT, TOLERANCE N; W/O HOLDING BRAKE PROTECTION CLASS IP65, | - | 0 | 0
1FK7060-2AF71-1EG2 |  | 1FK7060-2AF71-1EG2 | 1 | UN | 1 | 15 | C | D | N | N | 85015220 | 1 |  | 7.101 | KG | 1542.4 | 1542.4 | MC05 | MC05 | SIMOTICS S Synchronous motor 1FK7-CT PN=1.5kW; UDC=600V M0=6Nm (100K); NN=3000rpm; Naturally cooled FRAME SIZE IMB 5 (IM V1, IM V3) FLANGE 1, WITH KTY TEMPERATURESENSOR POWER CONNECTOR ROTATABLE ABSOLUTE ENCODERR 2048 S/R + 4096 UMDREHUNGEN MULTITURN, WITH ENDAT-SCHNITTSTELLE (ENCODER AM2048S/R) PLAIN SHAFT, TOLERANCE N; W/O HOLDING BRAKE PROTECTION CLASS IP65, FLANGE ON DRIVE END IP67; | - | 0 | 0
1FK7060-2AF71-1EH0 |  | 1FK7060-2AF71-1EH0 | 1 | UN | 1 | 15 | C | D | N | N | 85015220 | 1 |  | 7.4 | KG | 1683.5 | 1683.5 | MC05 | MC05 | SIMOTICS S Synchronous motor 1FK7-CT PN=1.5kW; UDC=600V M0=6Nm (100K); NN=3000rpm; Naturally cooled FRAME SIZE IMB 5 (IM V1, IM V3) FLANGE 1, WITH KTY TEMPERATURESENSOR POWER CONNECTOR ROTATABLE ABSOLUTE ENCODERR 2048 S/R + 4096 UMDREHUNGEN MULTITURN, WITH ENDAT-SCHNITTSTELLE (ENCODER AM2048S/R) PLAIN SHAFT, TOLERANCE N; WITH HOLDING BRAKE PROTECTION CLASS IP64; | - | 0 | 0
1FK7060-2AF71-1EH1 |  | 1FK7060-2AF71-1EH1 | 1 | UN | 1 | 15 | C | D | N | N | 85015220 | 1 |  | 7.4 | KG | 1745.84 | 1745.84 | MC05 | MC05 | SIMOTICS S Synchronous motor 1FK7-CT PN=1.5kW; UDC=600V M0=6Nm (100K); NN=3000rpm; Naturally cooled FRAME SIZE IMB 5 (IM V1, IM V3) FLANGE 1, WITH KTY TEMPERATURESENSOR POWER CONNECTOR ROTATABLE ABSOLUTE ENCODERR 2048 S/R + 4096 UMDREHUNGEN MULTITURN, WITH ENDAT-SCHNITTSTELLE (ENCODER AM2048S/R) PLAIN SHAFT, TOLERANCE N; WITH HOLDING BRAKE PROTECTION CLASS IP65, | - | 0 | 0
1FK7060-2AF71-1EH2 |  | 1FK7060-2AF71-1EH2 | 1 | UN | 1 | 15 | C | D | N | N | 85015220 | 1 |  | 7.4 | KG | 1745.84 | 1745.84 | MC05 | MC05 | SIMOTICS S Synchronous motor 1FK7-CT PN=1.5kW; UDC=600V M0=6Nm (100K); NN=3000rpm; Naturally cooled FRAME SIZE IMB 5 (IM V1, IM V3) FLANGE 1, WITH KTY TEMPERATURESENSOR POWER CONNECTOR ROTATABLE ABSOLUTE ENCODERR 2048 S/R + 4096 UMDREHUNGEN MULTITURN, WITH ENDAT-SCHNITTSTELLE (ENCODER AM2048S/R) PLAIN SHAFT, TOLERANCE N; WITH HOLDING BRAKE PROTECTION CLASS IP65, FLANGE ON DRIVE END IP67; | - | 0 | 0
1FK7060-2AF71-1FA0 |  | 1FK7060-2AF71-1FA0 | 1 | UN | 1 | 15 | C | D | N | N | 85015220 | 1 |  | 7.101 | KG | 1750.17 | 1750.17 | MC05 | MC05 | SIMOTICS S Synchronous motor 1FK7-CT PN=1.5kW; UDC=600V M0=6Nm (100K); NN=3000rpm; Naturally cooled FRAME SIZE IMB 5 (IM V1, IM V3) FLANGE 1 POWER CONNECTOR ROTATABLE ABSOLUTE ENCODER 22BIT + 12 BIT MULTITURN, WITH DRIVE-CLIQ INTERFACE (ENCODER AM22DQ) SHAFT WITH FITTED KEY, TOLERANCE N; W/O HOLDING BRAKE PROTECTION CLASS IP64; | - | 0 | 0
1FK7060-2AF71-1FA1 |  | 1FK7060-2AF71-1FA1 | 1 | UN | 1 | 15 | C | D | N | N | 85015220 | 1 |  | 7.101 | KG | 1812.51 | 1812.51 | MC05 | MC05 | SIMOTICS S Synchronous motor 1FK7-CT PN=1.5kW; UDC=600V M0=6Nm (100K); NN=3000rpm; Naturally cooled FRAME SIZE IMB 5 (IM V1, IM V3) FLANGE 1 POWER CONNECTOR ROTATABLE ABSOLUTE ENCODER 22BIT + 12 BIT MULTITURN, WITH DRIVE-CLIQ INTERFACE (ENCODER AM22DQ) SHAFT WITH FITTED KEY, TOLERANCE N; W/O HOLDING BRAKE PROTECTION CLASS IP65, | - | 0 | 0
1FK7060-2AF71-1FA2 |  | 1FK7060-2AF71-1FA2 | 1 | UN | 1 | 15 | C | D | N | N | 85015220 | 1 |  | 7.101 | KG | 1812.51 | 1812.51 | MC05 | MC05 | SIMOTICS S Synchronous motor 1FK7-CT PN=1.5kW; UDC=600V M0=6Nm (100K); NN=3000rpm; Naturally cooled FRAME SIZE IMB 5 (IM V1, IM V3) FLANGE 1 POWER CONNECTOR ROTATABLE ABSOLUTE ENCODER 22BIT + 12 BIT MULTITURN, WITH DRIVE-CLIQ INTERFACE (ENCODER AM22DQ) SHAFT WITH FITTED KEY, TOLERANCE N; W/O HOLDING BRAKE PROTECTION CLASS IP65, FLANGE ON DRIVE END IP67; | - | 0 | 0
1FK7060-2AF71-1FB0 |  | 1FK7060-2AF71-1FB0 | 1 | UN | 1 | 15 | C | D | N | N | 85015220 | 1 |  | 7.4 | KG | 1952.11 | 1952.11 | MC05 | MC05 | SIMOTICS S Synchronous motor 1FK7-CT PN=1.5kW; UDC=600V M0=6Nm (100K); NN=3000rpm; Naturally cooled FRAME SIZE IMB 5 (IM V1, IM V3) FLANGE 1 POWER CONNECTOR ROTATABLE ABSOLUTE ENCODER 22BIT + 12 BIT MULTITURN, WITH DRIVE-CLIQ INTERFACE (ENCODER AM22DQ) SHAFT WITH FITTED KEY, TOLERANCE N; WITH HOLDING BRAKE PROTECTION CLASS IP64; | - | 0 | 0
1FK7060-2AF71-1FB1 |  | 1FK7060-2AF71-1FB1 | 1 | UN | 1 | 15 | C | D | N | N | 85015220 | 1 |  | 7.4 | KG | 2014.45 | 2014.45 | MC05 | MC05 | SIMOTICS S Synchronous motor 1FK7-CT PN=1.5kW; UDC=600V M0=6Nm (100K); NN=3000rpm; Naturally cooled FRAME SIZE IMB 5 (IM V1, IM V3) FLANGE 1 POWER CONNECTOR ROTATABLE ABSOLUTE ENCODER 22BIT + 12 BIT MULTITURN, WITH DRIVE-CLIQ INTERFACE (ENCODER AM22DQ) SHAFT WITH FITTED KEY, TOLERANCE N; WITH HOLDING BRAKE PROTECTION CLASS IP65, | - | 0 | 0
1FK7060-2AF71-1FB2 |  | 1FK7060-2AF71-1FB2 | 1 | UN | 1 | 15 | C | D | N | N | 85015220 | 1 |  | 7.4 | KG | 2014.45 | 2014.45 | MC05 | MC05 | SIMOTICS S Synchronous motor 1FK7-CT PN=1.5kW; UDC=600V M0=6Nm (100K); NN=3000rpm; Naturally cooled FRAME SIZE IMB 5 (IM V1, IM V3) FLANGE 1 POWER CONNECTOR ROTATABLE ABSOLUTE ENCODER 22BIT + 12 BIT MULTITURN, WITH DRIVE-CLIQ INTERFACE (ENCODER AM22DQ) SHAFT WITH FITTED KEY, TOLERANCE N; WITH HOLDING BRAKE PROTECTION CLASS IP65, FLANGE ON DRIVE END IP67; | - | 0 | 0
1FK7060-2AF71-1FG0 |  | 1FK7060-2AF71-1FG0 | 1 | UN | 1 | 15 | C | D | N | N | 85015220 | 1 |  | 7.101 | KG | 1692.68 | 1692.68 | MC05 | MC05 | SIMOTICS S Synchronous motor 1FK7-CT PN=1.5kW; UDC=600V M0=6Nm (100K); NN=3000rpm; Naturally cooled FRAME SIZE IMB 5 (IM V1, IM V3) FLANGE 1 POWER CONNECTOR ROTATABLE ABSOLUTE ENCODER 22BIT + 12 BIT MULTITURN, WITH DRIVE-CLIQ INTERFACE (ENCODER AM22DQ) PLAIN SHAFT, TOLERANCE N; W/O HOLDING BRAKE PROTECTION CLASS IP64; | - | 0 | 0
1FK7060-2AF71-1FG1 |  | 1FK7060-2AF71-1FG1 | 1 | UN | 1 | 15 | C | D | N | N | 85015220 | 1 |  | 7.101 | KG | 1755.02 | 1755.02 | MC05 | MC05 | SIMOTICS S Synchronous motor 1FK7-CT PN=1.5kW; UDC=600V M0=6Nm (100K); NN=3000rpm; Naturally cooled FRAME SIZE IMB 5 (IM V1, IM V3) FLANGE 1 POWER CONNECTOR ROTATABLE ABSOLUTE ENCODER 22BIT + 12 BIT MULTITURN, WITH DRIVE-CLIQ INTERFACE (ENCODER AM22DQ) PLAIN SHAFT, TOLERANCE N; W/O HOLDING BRAKE PROTECTION CLASS IP65, | - | 0 | 0
1FK7060-2AF71-1FG2 |  | 1FK7060-2AF71-1FG2 | 1 | UN | 1 | 15 | C | D | N | N | 85015220 | 1 |  | 7.101 | KG | 1755.02 | 1755.02 | MC05 | MC05 | SIMOTICS S Synchronous motor 1FK7-CT PN=1.5kW; UDC=600V M0=6Nm (100K); NN=3000rpm; Naturally cooled FRAME SIZE IMB 5 (IM V1, IM V3) FLANGE 1 POWER CONNECTOR ROTATABLE ABSOLUTE ENCODER 22BIT + 12 BIT MULTITURN, WITH DRIVE-CLIQ INTERFACE (ENCODER AM22DQ) PLAIN SHAFT, TOLERANCE N; W/O HOLDING BRAKE PROTECTION CLASS IP65, FLANGE ON DRIVE END IP67; | - | 0 | 0
1FK7060-2AF71-1FH0 |  | 1FK7060-2AF71-1FH0 | 1 | UN | 1 | 15 | C | D | N | N | 85015220 | 1 |  | 7.4 | KG | 1896.12 | 1896.12 | MC05 | MC05 | SIMOTICS S Synchronous motor 1FK7-CT PN=1.5kW; UDC=600V M0=6Nm (100K); NN=3000rpm; Naturally cooled FRAME SIZE IMB 5 (IM V1, IM V3) FLANGE 1 POWER CONNECTOR ROTATABLE ABSOLUTE ENCODER 22BIT + 12 BIT MULTITURN, WITH DRIVE-CLIQ INTERFACE (ENCODER AM22DQ) PLAIN SHAFT, TOLERANCE N; WITH HOLDING BRAKE PROTECTION CLASS IP64; | - | 0 | 0
1FK7060-2AF71-1FH1 |  | 1FK7060-2AF71-1FH1 | 1 | UN | 1 | 15 | C | D | N | N | 85015220 | 1 |  | 7.4 | KG | 1958.46 | 1958.46 | MC05 | MC05 | SIMOTICS S Synchronous motor 1FK7-CT PN=1.5kW; UDC=600V M0=6Nm (100K); NN=3000rpm; Naturally cooled FRAME SIZE IMB 5 (IM V1, IM V3) FLANGE 1 POWER CONNECTOR ROTATABLE ABSOLUTE ENCODER 22BIT + 12 BIT MULTITURN, WITH DRIVE-CLIQ INTERFACE (ENCODER AM22DQ) PLAIN SHAFT, TOLERANCE N; WITH HOLDING BRAKE PROTECTION CLASS IP65, | - | 0 | 0
1FK7060-2AF71-1FH2 |  | 1FK7060-2AF71-1FH2 | 1 | UN | 1 | 15 | C | D | N | N | 85015220 | 1 |  | 7.4 | KG | 1958.46 | 1958.46 | MC05 | MC05 | SIMOTICS S Synchronous motor 1FK7-CT PN=1.5kW; UDC=600V M0=6Nm (100K); NN=3000rpm; Naturally cooled FRAME SIZE IMB 5 (IM V1, IM V3) FLANGE 1 POWER CONNECTOR ROTATABLE ABSOLUTE ENCODER 22BIT + 12 BIT MULTITURN, WITH DRIVE-CLIQ INTERFACE (ENCODER AM22DQ) PLAIN SHAFT, TOLERANCE N; WITH HOLDING BRAKE PROTECTION CLASS IP65, FLANGE ON DRIVE END IP67; | - | 0 | 0
1FK7060-2AF71-1GA0 |  | 1FK7060-2AF71-1GA0 | 1 | UN | 1 | 15 | C | D | N | N | 85015220 | 1 |  | 7.101 | KG | 1192.59 | 1192.59 | MC05 | MC05 | SIMOTICS S Synchronous motor 1FK7-CT PN=1.5kW; UDC=600V M0=6Nm (100K); NN=3000rpm; Naturally cooled FRAME SIZE IMB 5 (IM V1, IM V3) FLANGE 1, WITH KTY TEMPERATURESENSOR POWER CONNECTOR ROTATABLE ABSOLUTE ENCODER 32 S/R SINGLETURN, 4096 ROTATION MULTITURN, WITH ENDAT- INTERFACE (ENCODER AM32S/R) SHAFT WITH FITTED KEY, TOLERANCE N; W/O HOLDING BRAKE PROTECTION CLASS IP64; | - | 0 | 0
1FK7060-2AF71-1GB0 |  | 1FK7060-2AF71-1GB0 | 1 | UN | 1 | 15 | C | D | N | N | 85015220 | 1 |  | 7.4 | KG | 1394.53 | 1394.53 | MC05 | MC05 | SIMOTICS S Synchronous motor 1FK7-CT PN=1.5kW; UDC=600V M0=6Nm (100K); NN=3000rpm; Naturally cooled FRAME SIZE IMB 5 (IM V1, IM V3) FLANGE 1, WITH KTY TEMPERATURESENSOR POWER CONNECTOR ROTATABLE ABSOLUTE ENCODER 32 S/R SINGLETURN, 4096 ROTATION MULTITURN, WITH ENDAT- INTERFACE (ENCODER AM32S/R) SHAFT WITH FITTED KEY, TOLERANCE N; WITH HOLDING BRAKE PROTECTION CLASS IP64; | - | 0 | 0
1FK7060-2AF71-1GG2 |  | 1FK7060-2AF71-1GG2 | 1 | UN | 1 | 15 | C | D | N | N | 85015220 | 1 |  | 7.101 | KG | 1197.44 | 1197.44 | MC05 | MC05 | SIMOTICS S Synchronous motor 1FK7-CT PN=1.5kW; UDC=600V M0=6Nm (100K); NN=3000rpm; Naturally cooled FRAME SIZE IMB 5 (IM V1, IM V3) FLANGE 1, WITH KTY TEMPERATURESENSOR POWER CONNECTOR ROTATABLE ABSOLUTE ENCODER 32 S/R SINGLETURN, 4096 ROTATION MULTITURN, WITH ENDAT- INTERFACE (ENCODER AM32S/R) PLAIN SHAFT, TOLERANCE N; W/O HOLDING BRAKE PROTECTION CLASS IP65, FLANGE ON DRIVE END IP67; | - | 0 | 0
1FK7060-2AF71-1PA0 |  | 1FK7060-2AF71-1PA0 | 1 | UN | 1 | 15 | C | D | N | N | 85015220 | 1 |  | 7.201 | KG | 1059.93 | 1059.93 | MC05 | MC05 | SIMOTICS S Synchronous motor 1FK7-CT PN=1.5kW; UDC=600V M0=6Nm (100K); NN=3000rpm; Naturally cooled FRAME SIZE IMB 5 (IM V1, IM V3) FLANGE 1 POWER CONNECTOR ROTATABLE RESOLVER 2-POLE, WITH DRIVE CLIQ-INTERFACE SHAFT WITH FITTED KEY, TOLERANCE N; W/O HOLDING BRAKE PROTECTION CLASS IP64; | - | 0 | 0
1FK7060-2AF71-1PA1 |  | 1FK7060-2AF71-1PA1 | 1 | UN | 1 | 15 | C | D | N | N | 85015220 | 1 |  | 7.201 | KG | 1122.27 | 1122.27 | MC05 | MC05 | SIMOTICS S Synchronous motor 1FK7-CT PN=1.5kW; UDC=600V M0=6Nm (100K); NN=3000rpm; Naturally cooled FRAME SIZE IMB 5 (IM V1, IM V3) FLANGE 1 POWER CONNECTOR ROTATABLE RESOLVER 2-POLE, WITH DRIVE CLIQ-INTERFACE SHAFT WITH FITTED KEY, TOLERANCE N; W/O HOLDING BRAKE PROTECTION CLASS IP65, | - | 0 | 0
1FK7060-2AF71-1PA2 |  | 1FK7060-2AF71-1PA2 | 1 | UN | 1 | 15 | C | D | N | N | 85015220 | 1 |  | 7.201 | KG | 1122.27 | 1122.27 | MC05 | MC05 | SIMOTICS S Synchronous motor 1FK7-CT PN=1.5kW; UDC=600V M0=6Nm (100K); NN=3000rpm; Naturally cooled FRAME SIZE IMB 5 (IM V1, IM V3) FLANGE 1 POWER CONNECTOR ROTATABLE RESOLVER 2-POLE, WITH DRIVE CLIQ-INTERFACE SHAFT WITH FITTED KEY, TOLERANCE N; W/O HOLDING BRAKE PROTECTION CLASS IP65, FLANGE ON DRIVE END IP67; | - | 0 | 0
1FK7060-2AF71-1PB0 |  | 1FK7060-2AF71-1PB0 | 1 | UN | 1 | 15 | C | D | N | N | 85015220 | 1 |  | 7.5 | KG | 1261.87 | 1261.87 | MC05 | MC05 | SIMOTICS S Synchronous motor 1FK7-CT PN=1.5kW; UDC=600V M0=6Nm (100K); NN=3000rpm; Naturally cooled FRAME SIZE IMB 5 (IM V1, IM V3) FLANGE 1 POWER CONNECTOR ROTATABLE RESOLVER 2-POLE, WITH DRIVE CLIQ-INTERFACE SHAFT WITH FITTED KEY, TOLERANCE N; WITH HOLDING BRAKE PROTECTION CLASS IP64; | - | 0 | 0
1FK7060-2AF71-1PB1 |  | 1FK7060-2AF71-1PB1 | 1 | UN | 1 | 15 | C | D | N | N | 85015220 | 1 |  | 7.5 | KG | 1324.21 | 1324.21 | MC05 | MC05 | SIMOTICS S Synchronous motor 1FK7-CT PN=1.5kW; UDC=600V M0=6Nm (100K); NN=3000rpm; Naturally cooled FRAME SIZE IMB 5 (IM V1, IM V3) FLANGE 1 POWER CONNECTOR ROTATABLE RESOLVER 2-POLE, WITH DRIVE CLIQ-INTERFACE SHAFT WITH FITTED KEY, TOLERANCE N; WITH HOLDING BRAKE PROTECTION CLASS IP65, | - | 0 | 0
1FK7060-2AF71-1PB2 |  | 1FK7060-2AF71-1PB2 | 1 | UN | 1 | 15 | C | D | N | N | 85015220 | 1 |  | 7.5 | KG | 1324.21 | 1324.21 | MC05 | MC05 | SIMOTICS S Synchronous motor 1FK7-CT PN=1.5kW; UDC=600V M0=6Nm (100K); NN=3000rpm; Naturally cooled FRAME SIZE IMB 5 (IM V1, IM V3) FLANGE 1 POWER CONNECTOR ROTATABLE RESOLVER 2-POLE, WITH DRIVE CLIQ-INTERFACE SHAFT WITH FITTED KEY, TOLERANCE N; WITH HOLDING BRAKE PROTECTION CLASS IP65, FLANGE ON DRIVE END IP67; | - | 0 | 0
1FK7060-2AF71-1PG0 |  | 1FK7060-2AF71-1PG0 | 1 | UN | 1 | 15 | C | D | N | N | 85015220 | 1 |  | 7.201 | KG | 1002.44 | 1002.44 | MC05 | MC05 | SIMOTICS S Synchronous motor 1FK7-CT PN=1.5kW; UDC=600V M0=6Nm (100K); NN=3000rpm; Naturally cooled FRAME SIZE IMB 5 (IM V1, IM V3) FLANGE 1 POWER CONNECTOR ROTATABLE RESOLVER 2-POLE, WITH DRIVE CLIQ-INTERFACE PLAIN SHAFT, TOLERANCE N; W/O HOLDING BRAKE PROTECTION CLASS IP64; | - | 0 | 0
1FK7060-2AF71-1PG1 |  | 1FK7060-2AF71-1PG1 | 1 | UN | 1 | 15 | C | D | N | N | 85015220 | 1 |  | 7.201 | KG | 1064.78 | 1064.78 | MC05 | MC05 | SIMOTICS S Synchronous motor 1FK7-CT PN=1.5kW; UDC=600V M0=6Nm (100K); NN=3000rpm; Naturally cooled FRAME SIZE IMB 5 (IM V1, IM V3) FLANGE 1 POWER CONNECTOR ROTATABLE RESOLVER 2-POLE, WITH DRIVE CLIQ-INTERFACE PLAIN SHAFT, TOLERANCE N; W/O HOLDING BRAKE PROTECTION CLASS IP65, | - | 0 | 0
1FK7060-2AF71-1PG2 |  | 1FK7060-2AF71-1PG2 | 1 | UN | 1 | 15 | C | D | N | N | 85015220 | 1 |  | 7.201 | KG | 1064.78 | 1064.78 | MC05 | MC05 | SIMOTICS S Synchronous motor 1FK7-CT PN=1.5kW; UDC=600V M0=6Nm (100K); NN=3000rpm; Naturally cooled FRAME SIZE IMB 5 (IM V1, IM V3) FLANGE 1 POWER CONNECTOR ROTATABLE RESOLVER 2-POLE, WITH DRIVE CLIQ-INTERFACE PLAIN SHAFT, TOLERANCE N; W/O HOLDING BRAKE PROTECTION CLASS IP65, FLANGE ON DRIVE END IP67; | - | 0 | 0
1FK7060-2AF71-1PH0 |  | 1FK7060-2AF71-1PH0 | 1 | UN | 1 | 15 | C | D | N | N | 85015220 | 1 |  | 7.5 | KG | 1205.88 | 1205.88 | MC05 | MC05 | SIMOTICS S Synchronous motor 1FK7-CT PN=1.5kW; UDC=600V M0=6Nm (100K); NN=3000rpm; Naturally cooled FRAME SIZE IMB 5 (IM V1, IM V3) FLANGE 1 POWER CONNECTOR ROTATABLE RESOLVER 2-POLE, WITH DRIVE CLIQ-INTERFACE PLAIN SHAFT, TOLERANCE N; WITH HOLDING BRAKE PROTECTION CLASS IP64; | - | 0 | 0
1FK7060-2AF71-1PH0-Z | V42 | 1FK7060-2AF71-1PH0-ZV42 | 1 | UN | 1 | 15 | C | D | N | N | 85015220 | 1 |  | 16.9 | KG | 2415.26 | 2415.26 | MC05 | MC05 | SIMOTICS S Synchronous motor 1FK7-CT PN=1.5kW; UDC=600V M0=6Nm (100K); NN=3000rpm; Naturally cooled FRAME SIZE IMB 5 (IM V1, IM V3) FLANGE 1 POWER CONNECTOR ROTATABLE RESOLVER 2-POLE, WITH DRIVE CLIQ-INTERFACE PLAIN SHAFT, TOLERANCE N; WITH HOLDING BRAKE PROTECTION CLASS IP64; V42: ALPHA NP, NP 035 Planetary gear unit 1-stage, i=10, with feather key | - | 0 | 0
1FK7060-2AF71-1PH1 |  | 1FK7060-2AF71-1PH1 | 1 | UN | 1 | 15 | C | D | N | N | 85015220 | 1 |  | 7.5 | KG | 1268.22 | 1268.22 | MC05 | MC05 | SIMOTICS S Synchronous motor 1FK7-CT PN=1.5kW; UDC=600V M0=6Nm (100K); NN=3000rpm; Naturally cooled FRAME SIZE IMB 5 (IM V1, IM V3) FLANGE 1 POWER CONNECTOR ROTATABLE RESOLVER 2-POLE, WITH DRIVE CLIQ-INTERFACE PLAIN SHAFT, TOLERANCE N; WITH HOLDING BRAKE PROTECTION CLASS IP65, | - | 0 | 0
1FK7060-2AF71-1PH2 |  | 1FK7060-2AF71-1PH2 | 1 | UN | 1 | 15 | C | D | N | N | 85015220 | 1 |  | 7.5 | KG | 1268.22 | 1268.22 | MC05 | MC05 | SIMOTICS S Synchronous motor 1FK7-CT PN=1.5kW; UDC=600V M0=6Nm (100K); NN=3000rpm; Naturally cooled FRAME SIZE IMB 5 (IM V1, IM V3) FLANGE 1 POWER CONNECTOR ROTATABLE RESOLVER 2-POLE, WITH DRIVE CLIQ-INTERFACE PLAIN SHAFT, TOLERANCE N; WITH HOLDING BRAKE PROTECTION CLASS IP65, FLANGE ON DRIVE END IP67; | - | 0 | 0
1FK7060-2AF71-1QA0 |  | 1FK7060-2AF71-1QA0 | 1 | UN | 1 | 10 | C | D | N | N | 85015220 | 1 |  | 7.101 | KG | 1128.62 | 1128.62 | MC05 | MC05 | SIMOTICS S synchronous motor 1FK7-CT PN=1.5 kW; UDC=600 V M0=6 Nm (100K); NN=3000 rpm; Naturally cooled design IMB 5 (IM V1, IM V3) Flange 1 Power connector rotatable Absolute encoder single-turn 20 bit with DRIVE-CLiQ inter- face (encoder AS20DQI) Shaft with parallel key, tolerance N without holding brake degree of protection IP64 | - | 0 | 0
1FK7060-2AF71-1QA1 |  | 1FK7060-2AF71-1QA1 | 1 | UN | 1 | 15 | C | D | N | N | 85015220 | 1 |  | 7.101 | KG | 1190.96 | 1190.96 | MC05 | MC05 | SIMOTICS S synchronous motor 1FK7-CT PN=1.5kW; UDC=600V M0=6Nm (100K); NN=3000rpm; naturally cooled design IMB 5 (IM V1, IM V3) Flange 1 Power connector rotatable Absolute encoder single-turn 20-bit with Drive-CLiQ interface (encoder AS20DQI) shaft with feather key, tolerance N without holding brake, degree of protection IP65 | - | 0 | 0
1FK7060-2AF71-1QA1-Z | N05Q31 | 1FK7060-2AF71-1QA1-ZN05Q31 | 1 | UN | 1 | 15 | C | D | N | N | 85015220 | 1 |  | 7.152 | KG | 1456.9 | 1456.9 | MC05 | MC05 | SIMOTICS S synchronous motor 1FK7-CT PN=1.5kW; UDC=600V M0=6Nm (100K); NN=3000rpm; naturally cooled design IMB 5 (IM V1, IM V3) Flange 1 Power connector rotatable Absolute encoder single-turn 20-bit with Drive-CLiQ interface (encoder AS20DQI) shaft with feather key, tolerance N without holding brake, degree of protection IP65 N05: Compatibility of the shaft extension dimensions with 1FT506X (Configuration information to be considered, see notification number 14361688) Q31: METALLIC RATING PLATE ON MOTOR | - | 0 | 0
1FK7060-2AF71-1QA2 |  | 1FK7060-2AF71-1QA2 | 1 | UN | 1 | 15 | C | D | N | N | 85015220 | 1 |  | 7.101 | KG | 1190.96 | 1190.96 | MC05 | MC05 | SIMOTICS S synchronous motor 1FK7-CT PN=1.5kW; UDC=600V M0=6Nm (100K); NN=3000rpm; naturally cooled design IMB 5 (IM V1, IM V3) Flange 1 Power connector rotatable Absolute encoder single-turn 20-bit with Drive-CLiQ interface (encoder AS20DQI) shaft with feather key, tolerance N without holding brake, degree of protection IP65 DE Flange IP67 | - | 0 | 0
1FK7060-2AF71-1QB0 |  | 1FK7060-2AF71-1QB0 | 1 | UN | 1 | 10 | C | D | N | N | 85015220 | 1 |  | 7.4 | KG | 1330.57 | 1330.57 | MC05 | MC05 | SIMOTICS S synchronous motor 1FK7-CT PN=1.5kW; UDC=600V M0=6Nm (100K); NN=3000rpm; naturally cooled design IMB 5 (IM V1, IM V3) Flange 1 Power connector rotatable Absolute encoder single-turn 20-bit with Drive-CLiQ interface (encoder AS20DQI) shaft with feather key, tolerance N with holding brake, degree of protection IP64 | - | 0 | 0
1FK7060-2AF71-1QB1 |  | 1FK7060-2AF71-1QB1 | 1 | UN | 1 | 15 | C | D | N | N | 85015220 | 1 |  | 7.4 | KG | 1392.9 | 1392.9 | MC05 | MC05 | SIMOTICS S synchronous motor 1FK7-CT PN=1.5kW; UDC=600V M0=6Nm (100K); NN=3000rpm; naturally cooled design IMB 5 (IM V1, IM V3) Flange 1 Power connector rotatable Absolute encoder single-turn 20-bit with Drive-CLiQ interface (encoder AS20DQI) shaft with feather key, tolerance N with holding brake, degree of protection IP65 | - | 0 | 0
1FK7060-2AF71-1QB2 |  | 1FK7060-2AF71-1QB2 | 1 | UN | 1 | 15 | C | D | N | N | 85015220 | 1 |  | 7.4 | KG | 1392.9 | 1392.9 | MC05 | MC05 | SIMOTICS S synchronous motor 1FK7-CT PN=1.5kW; UDC=600V M0=6Nm (100K); NN=3000rpm; naturally cooled design IMB 5 (IM V1, IM V3) Flange 1 Power connector rotatable Absolute encoder single-turn 20-bit with Drive-CLiQ interface (encoder AS20DQI) shaft with feather key, tolerance N with holding brake, degree of protection IP65 DE Flange IP67 | - | 0 | 0
1FK7060-2AF71-1QG0 |  | 1FK7060-2AF71-1QG0 | 1 | UN | 1 | 10 | C | D | N | N | 85015220 | 1 |  | 7.101 | KG | 1071.13 | 1071.13 | MC05 | MC05 | SIMOTICS S synchronous motor 1FK7-CT PN=1.5kW; UDC=600V M0=6Nm (100K); NN=3000rpm; naturally cooled design IMB 5 (IM V1, IM V3) Flange 1 Power connector rotatable Absolute encoder single-turn 20-bit with Drive-CLiQ interface (encoder AS20DQI) Smooth shaft, tolerance N without holding brake, degree of protection IP64 | - | 0 | 0
1FK7060-2AF71-1QG1 |  | 1FK7060-2AF71-1QG1 | 1 | UN | 1 | 15 | C | D | N | N | 85015220 | 1 |  | 7.101 | KG | 1133.47 | 1133.47 | MC05 | MC05 | SIMOTICS S synchronous motor 1FK7-CT PN=1.5kW; UDC=600V M0=6Nm (100K); NN=3000rpm; naturally cooled design IMB 5 (IM V1, IM V3) Flange 1 Power connector rotatable Absolute encoder single-turn 20-bit with Drive-CLiQ interface (encoder AS20DQI) Smooth shaft, tolerance N without holding brake, degree of protection IP65 | - | 0 | 0
1FK7060-2AF71-1QG1-Z | J29 | 1FK7060-2AF71-1QG1-ZJ29 | 1 | UN | 1 | 15 | C | D | N | N | 85015220 | 1 |  | 14.801 | KG | 2740.29 | 2740.29 | MC05 | MC05 | SIMOTICS S synchronous motor 1FK7-CT PN=1.5kW; UDC=600V M0=6Nm (100K); NN=3000rpm; naturally cooled design IMB 5 (IM V1, IM V3) Flange 1 Power connector rotatable Absolute encoder single-turn 20-bit with Drive-CLiQ interface (encoder AS20DQI) Smooth shaft, tolerance N without holding brake, degree of protection IP65 J29: ALPHA SP+, SP 100S-MF1 PLANETARY GEARING 1 STAGE, I=10, W/O FEATHER KEY | - | 0 | 0
1FK7060-2AF71-1QG2 |  | 1FK7060-2AF71-1QG2 | 1 | UN | 1 | 15 | C | D | N | N | 85015220 | 1 |  | 7.101 | KG | 1133.47 | 1133.47 | MC05 | MC05 | SIMOTICS S synchronous motor 1FK7-CT PN=1.5kW; UDC=600V M0=6Nm (100K); NN=3000rpm; naturally cooled design IMB 5 (IM V1, IM V3) Flange 1 Power connector rotatable Absolute encoder single-turn 20-bit with Drive-CLiQ interface (encoder AS20DQI) Smooth shaft, tolerance N without holding brake, degree of protection IP65 DE Flange IP67 | - | 0 | 0
1FK7060-2AF71-1QH0 |  | 1FK7060-2AF71-1QH0 | 1 | UN | 1 | 10 | C | D | N | N | 85015220 | 1 |  | 7.4 | KG | 1274.58 | 1274.58 | MC05 | MC05 | SIMOTICS S synchronous motor 1FK7-CT PN=1.5kW; UDC=600V M0=6Nm (100K); NN=3000rpm; naturally cooled design IMB 5 (IM V1, IM V3) Flange 1 Power connector rotatable Absolute encoder single-turn 20-bit with Drive-CLiQ interface (encoder AS20DQI) Smooth shaft, tolerance N with holding brake, degree of protection IP64 | - | 0 | 0
1FK7060-2AF71-1QH1 |  | 1FK7060-2AF71-1QH1 | 1 | UN | 1 | 15 | C | D | N | N | 85015220 | 1 |  | 7.4 | KG | 1336.92 | 1336.92 | MC05 | MC05 | SIMOTICS S synchronous motor 1FK7-CT PN=1.5kW; UDC=600V M0=6Nm (100K); NN=3000rpm; naturally cooled design IMB 5 (IM V1, IM V3) Flange 1 Power connector rotatable Absolute encoder single-turn 20-bit with Drive-CLiQ interface (encoder AS20DQI) Smooth shaft, tolerance N with holding brake, degree of protection IP65 | - | 0 | 0
1FK7060-2AF71-1QH2 |  | 1FK7060-2AF71-1QH2 | 1 | UN | 1 | 15 | C | D | N | N | 85015220 | 1 |  | 7.4 | KG | 1336.92 | 1336.92 | MC05 | MC05 | SIMOTICS S synchronous motor 1FK7-CT PN=1.5kW; UDC=600V M0=6Nm (100K); NN=3000rpm; naturally cooled design IMB 5 (IM V1, IM V3) Flange 1 Power connector rotatable Absolute encoder single-turn 20-bit with Drive-CLiQ interface (encoder AS20DQI) Smooth shaft, tolerance N with holding brake, degree of protection IP65 DE Flange IP67 | - | 0 | 0
1FK7060-2AF71-1RA0 |  | 1FK7060-2AF71-1RA0 | 1 | UN | 1 | 10 | C | D | N | N | 85015220 | 1 |  | 7.101 | KG | 1377.99 | 1377.99 | MC05 | MC05 | SIMOTICS S synchronous motor 1FK7-CT PN=1.5kW; UDC=600V M0=6Nm (100K); NN=3000rpm; naturally cooled design IMB 5 (IM V1, IM V3) Flange 1 Power connector rotatable Absolute encoder 20-bit + 12-bit multiturn with DRIVE-CLiQ interface (encoder AM20DQI) shaft with feather key, tolerance N without holding brake, degree of protection IP64 | - | 0 | 0
1FK7060-2AF71-1RA1 |  | 1FK7060-2AF71-1RA1 | 1 | UN | 1 | 15 | C | D | N | N | 85015220 | 1 |  | 7.101 | KG | 1440.33 | 1440.33 | MC05 | MC05 | SIMOTICS S synchronous motor 1FK7-CT PN=1.5kW; UDC=600V M0=6Nm (100K); NN=3000rpm; naturally cooled design IMB 5 (IM V1, IM V3) Flange 1 Power connector rotatable Absolute encoder 20-bit + 12-bit multiturn with DRIVE-CLiQ interface (encoder AM20DQI) shaft with feather key, tolerance N without holding brake, degree of protection IP65 | - | 0 | 0
1FK7060-2AF71-1RA2 |  | 1FK7060-2AF71-1RA2 | 1 | UN | 1 | 15 | C | D | N | N | 85015220 | 1 |  | 7.101 | KG | 1440.33 | 1440.33 | MC05 | MC05 | SIMOTICS S synchronous motor 1FK7-CT PN=1.5kW; UDC=600V M0=6Nm (100K); NN=3000rpm; naturally cooled design IMB 5 (IM V1, IM V3) Flange 1 Power connector rotatable Absolute encoder 20-bit + 12-bit multiturn with DRIVE-CLiQ interface (encoder AM20DQI) shaft with feather key, tolerance N without holding brake, degree of protection IP65 DE Flange IP67 | - | 0 | 0
1FK7060-2AF71-1RB0 |  | 1FK7060-2AF71-1RB0 | 1 | UN | 1 | 10 | C | D | N | N | 85015220 | 1 |  | 7.4 | KG | 1579.95 | 1579.95 | MC05 | MC05 | SIMOTICS S synchronous motor 1FK7-CT PN=1.5kW; UDC=600V M0=6Nm (100K); NN=3000rpm; naturally cooled design IMB 5 (IM V1, IM V3) Flange 1 Power connector rotatable Absolute encoder 20-bit + 12-bit multiturn with DRIVE-CLiQ interface (encoder AM20DQI) shaft with feather key, tolerance N with holding brake, degree of protection IP64 | - | 0 | 0
1FK7060-2AF71-1RB1 |  | 1FK7060-2AF71-1RB1 | 1 | UN | 1 | 15 | C | D | N | N | 85015220 | 1 |  | 7.4 | KG | 1642.28 | 1642.28 | MC05 | MC05 | SIMOTICS S synchronous motor 1FK7-CT PN=1.5kW; UDC=600V M0=6Nm (100K); NN=3000rpm; naturally cooled design IMB 5 (IM V1, IM V3) Flange 1 Power connector rotatable Absolute encoder 20-bit + 12-bit multiturn with DRIVE-CLiQ interface (encoder AM20DQI) shaft with feather key, tolerance N with holding brake, degree of protection IP65 | - | 0 | 0
1FK7060-2AF71-1RB2 |  | 1FK7060-2AF71-1RB2 | 1 | UN | 1 | 15 | C | D | N | N | 85015220 | 1 |  | 7.4 | KG | 1642.28 | 1642.28 | MC05 | MC05 | SIMOTICS S synchronous motor 1FK7-CT PN=1.5kW; UDC=600V M0=6Nm (100K); NN=3000rpm; naturally cooled design IMB 5 (IM V1, IM V3) Flange 1 Power connector rotatable Absolute encoder 20-bit + 12-bit multiturn with DRIVE-CLiQ interface (encoder AM20DQI) shaft with feather key, tolerance N with holding brake, degree of protection IP65 DE Flange IP67 | - | 0 | 0
1FK7060-2AF71-1RG0 |  | 1FK7060-2AF71-1RG0 | 1 | UN | 1 | 10 | C | D | N | N | 85015220 | 1 |  | 7.101 | KG | 1320.51 | 1320.51 | MC05 | MC05 | SIMOTICS S synchronous motor 1FK7-CT PN=1.5kW; UDC=600V M0=6Nm (100K); NN=3000rpm; naturally cooled design IMB 5 (IM V1, IM V3) Flange 1 Power connector rotatable Absolute encoder 20-bit + 12-bit multiturn with DRIVE-CLiQ interface (encoder AM20DQI) Smooth shaft, tolerance N without holding brake, degree of protection IP64 | - | 0 | 0
1FK7060-2AF71-1RG1 |  | 1FK7060-2AF71-1RG1 | 1 | UN | 1 | 15 | C | D | N | N | 85015220 | 1 |  | 7.101 | KG | 1382.84 | 1382.84 | MC05 | MC05 | SIMOTICS S synchronous motor 1FK7-CT PN=1.5kW; UDC=600V M0=6Nm (100K); NN=3000rpm; naturally cooled design IMB 5 (IM V1, IM V3) Flange 1 Power connector rotatable Absolute encoder 20-bit + 12-bit multiturn with DRIVE-CLiQ interface (encoder AM20DQI) Smooth shaft, tolerance N without holding brake, degree of protection IP65 | - | 0 | 0